## Cover Page
Certified Lighting Subcomponent Database (CSD)
Last Updated March 19, 2023
The Certified Lighting Subcomponent Database (CSD) supports the ENERGY STAR Luminaires specification by providing certified performance data for lighting subcomponents. Performance for these subcomponents has been confirmed to have been tested in accordance with ENERGY STAR requirements. Subcomponents in this database are not ENERGY STAR certified as a result of being listed. Subcomponents only listed with certified performance data for purposes of the CSD may not carry any of the Program’s certification or promotional marks on the products, on product packaging, or in associated literature either printed or electronic, and may not be referred to as ENERGY STAR qualified, certified or approved. Note: GU24 lamps that are ENERGY STAR certified may appear on both the CSD and the lamps qualified product list. Questions about appropriate references to listings in this database may be directed to lighting@energystar.gov. The CSD is similar in purpose to the NEMA/ALA matrix, which is no longer used for the certification of ENERGY STAR Luminaires. The CSD can streamline the process of luminaire certification by providing manufacturers’ makes, models and certified performance data of subcomponents. Depending on the type of luminaire, the subcomponents listed here may or may not meet the applicable requirements. In most instances, this approach to luminaire certification significantly reduces the luminaire product brand owner’s testing burden, such that only limited additional testing is needed at the luminaire level (e.g., in situ temperature measurements and electrical safety testing). Use of the CSD is an option for luminaire, ventilating fan, and ceiling fan product brand owners, and is intended to streamline the certification process; it is NOT a requirement. A product brand owner that prefers to use subcomponents not listed on the CSD, or to certify luminaires and ventilating fans which require luminaire-level photometric testing (see Luminaires V1.2 specification), would need to have testing completed by an EPA-recognized testing laboratory and meet any additional requirements (e.g., electrical safety). Subcomponent models listed in the database have met the following luminaire requirements where applicable to the specific subcomponent: - Transient protection testing; - Electrical safety as tested by an OSHA NRTL; - Electromagnetic and radio frequency interference; - Lighting toxics reduction; - Labeling language for mercury content; and - Warranty Listed subcomponents have also been third-party certified per EPA’s requirements at www.energystar.gov/3rdpartycert (tested at an EPA-recognized laboratory and certified by an EPA-recognized certification body). The Luminaires specification allows for lamps to be conditionally listed after completing 4000 hours of lumen maintenance testing. The CSD will be updated to reflect when these products have completed lifetime testing. The CSD will contain certified performance data for the following types of subcomponents; laboratory test reports will not be posted. Subcomponents listed on the CSD are not subject to verification testing, but are tested during verification testing as part of a certified product. The CSD will be updated when a subcomponent fails to meet at least one ENERGY STAR criteria of a luminaire or lamp during verification testing of a certified luminaire, lamp, ceiling fan with light kit, or ventilating fan with light kit. The relevant subcomponents will not be removed from the CSD, but will be identified in the “Linked to Failed Luminaire or Lamp” column. Product brand owners using these subcomponents are ultimately responsible for certified products using the subcomponents and must work with their suppliers and CBs to ensure that end-use products meet ENERGY STAR requirements.

## Platforms
Lighting Subcomponents - Platforms
Last Updated March 19, 2023
Ballast Manufacturer | Lamp Manufacturer | Platform Model Name | Platform Model Number | Platform Brand Name | Additional Model Information | Date CB Notified Manufacturer of Subcomponent Data Validation | Date Tested | Linked to Failed Luminaire or Lamp | Platforms Indoor/Outdoor | Tested Voltage | Reported Voltage (V) | Generic Lamp Designation | Lamp Maximum Diameter (MOD) | Lamp Maximum Length (MOL) | ANSI-IEC Designated Lamp Base Type | ANSI-IEC Standardized Lamp Shape | ANSI-IEC Lamp Standard Data Sheet Number | Number of Lamps Tested Per Ballast | Testing Orientation | Color Rendering Index (CRI) | Reported Lamp Input Power (W) | Measured Lamp Input Power (W) | Lumen Maintenance at 40% of life | Lamp Life (hours) | Color Rendering Index (CRI) | Correlated Color Temperature (CCT in Kelvin) | Nominal Lamp Correlated Color Temperature (CCT) | Lamp Minimum Starting Temperature (C) | Maximum Number of Lamps Tested Per Ballast | Ballast Factor | Ballast Current Crest Factor | Ballast Rated Average Life (hours) | Dimmable | Ballast's Dimming Mechanism | Ballast Frequency (Hz) | Ballast Minimum Starting Temperature (C) | Ballast Hotspot Location Labeled | Power Factor | Platform Reported Input Power (W) | Platform Measured Input Power (W) | Platform Total Lumen Output | Platform Rated Initial Lamp Lumens | Platform System Efficacy (lm/W) | Platform Start Time (milliseconds) | Run-Up Time (seconds) | Platform Minimum Starting Temperature (C)
Espen Technology Inc. | Espen Technology Inc. | Electronic Ballast + Fluorescent Lamps | VE113120MR-X+F13T5/830 | Espen |  | 2012-07-23 | 2011-06-30 |  | Both | 120 | 120 | F13T5 | 0.62 | 13 | G5 | Yes | 2005 |  | Horizontal | 84 | 13.6 | 14 | 0.92 | 10000 | 84 | 3076 | 3000K | -18 | 1 | 0.9 | 1.6 | 30000 | Non-Dimmable | N/A | 30010 | -18 | Yes | 0.57 | 14 | 13.6 | 913 | 915 | 66.88 | 3 | 39 | -18
Espen Technology Inc. | Espen Technology Inc. | Electronic Ballast + Fluorescent Lamps | VE118120HRD(-X)+CFQ18W/841 | Espen |  | 2011-11-22 | 2011-10-21 |  | Both | 120 | 120 | CFQ18W | 0.5 | 5.6 | G24q | Yes | 2518 |  | All Base Up | 83 | 17.3 | 17 | 0.83 | 10000 | 83 | 3966 | 4000/4100K | -18 | 1 | 0.9 | 1.6 | 30000 | Dimmable | Continuous Dimming | 62240 | -18 | Yes | 0.99 | 17 | 17.3 | 1137 | 1135 | 65.6 | 623 | 44 | -18
Espen Technology Inc. | Espen Technology Inc. | Electronic Ballast + Fluorescent Lamps | VE126120MR-X+CFQ26W/841 | Espen |  | 2011-11-22 | 2011-10-21 |  | Both | 120 | 120 | CFQ26W | 0.5 | 6.4 | G24q | Yes | 2526 |  | All Base Up | 83 | 22 | 22 | 0.83 | 10000 | 83 | 4018 | 4000/4100K | -18 | 1 | 0.9 | 1.5 | 30000 | Non-Dimmable | N/A | 26360 | -18 | Yes | 0.53 | 22 | 22 | 1461 | 1460 | 66.2 | 2 | 42 | -18
Espen Technology Inc. | Espen Technology Inc. | Electronic Ballast + Fluorescent Lamps | VE214120MR-X+2xF13T5/830 | Espen |  | 2012-07-23 | 2011-06-30 |  | Both | 120 | 120 | F13T5 | 0.62 | 13 | G5 | Yes | 2005 |  | Horizontal | 84 | 24.6 | 25 | 0.92 | 10000 | 84 | 3076 | 3000K | -18 | 2 | 0.9 | 1.5 | 30000 | Non-Dimmable | N/A | 28450 | -18 | Yes | 0.61 | 25 | 24.6 | 1757 | 1760 | 71.53 | 3 | 35 | -18
Espen Technology Inc. | Espen Technology Inc. | Electronic Ballast + Fluorescent Lamps | VE214120MR-X+2xF13T5/841 | Espen |  | 2012-07-23 | 2011-06-30 |  | Both | 120 | 120 | F13T5 | 0.62 | 13 | G5 | Yes | 2005 |  | Horizontal | 84 | 25.2 | 25 | 0.91 | 10000 | 84 | 4060 | 4000/4100K | -18 | 2 | 0.9 | 1.5 | 30000 | Non-Dimmable | N/A | 28770 | -18 | Yes | 0.61 | 25 | 25.2 | 1755 | 1755 | 69.58 | 3 | 33 | -18
Espen Technology Inc. | Espen Technology Inc. | Electronic Ballast + Fluorescent Lamps | VE226120MR-X+2xCFQ26W/841 | Espen |  | 2011-11-22 | 2011-10-21 |  | Both | 120 | 120 | CFQ26W | 0.5 | 6.4 | G24q | Yes | 2526 |  | All Base Up | 83 | 42.2 | 42 | 0.83 | 10000 | 83 | 4018 | 4000/4100K | -18 | 2 | 0.9 | 1.5 | 30000 | Non-Dimmable | N/A | 30500 | -18 | Yes | 0.55 | 42 | 42.2 | 2927 | 2900 | 69.3 | 2 | 44 | -18
Espen Technology Inc. | Espen Technology Inc. | Electronic Ballast + Fluorescent Lamps | VE226MVHRP-X+2xCFQ26W/827 | Espen |  | 2012-02-07 | 2011-04-10 |  | Both | 120 | 120 | CFQ26W | 0.46 | 6.4 | G24q | Yes | 2526 |  | All Base Up | 80 | 52.8 | 53 | 0.83 | 10000 | 80 | 2899 | 2700K | -18 | 2 | 0.9 | 1.6 | 30000 | Non-Dimmable | N/A | 45370 | -18 | Yes | 1 | 53 | 52.8 | 3450 | 3450 | 65.4 | 2 | 34 | -18
Espen Technology Inc. | Espen Technology Inc. | Electronic Ballast + Fluorescent Lamps | VE226MVHRP-X+CFQ26W/827 | Espen |  | 2012-02-07 | 2011-04-10 |  | Both | 120 | 120 | CFQ26W | 0.46 | 6.4 | G24q | Yes | 2526 |  | All Base Up | 80 | 27.3 | 27 | 0.83 | 10000 | 80 | 2899 | 2700K | -18 | 1 | 0.9 | 1.6 | 30000 | Non-Dimmable | N/A | 41330 | -18 | Yes | 1 | 27 | 27.3 | 1783 | 1780 | 65.4 | 2 | 44 | -18
Espen Technology Inc. | Espen Technology Inc. | Electronic Ballast + Fluorescent Lamps | VE226MVHRP-X+CFQ26W/841 | Espen |  | 2012-02-07 | 2011-04-10 |  | Both | 120 | 120 | CFQ26W | 0.46 | 6.4 | G24q | Yes | 2526 |  | All Base Up | 83 | 27.4 | 27 | 0.83 | 10000 | 83 | 4018 | 4000/4100K | -18 | 1 | 0.9 | 1.6 | 30000 | Non-Dimmable | N/A | 45300 | -18 | Yes | 1 | 27 | 27.4 | 1795 | 1780 | 65.6 | 2 | 43 | -18
Espen Technology Inc. | Espen Technology Inc. | Electronic Ballast + Fluorescent Lamps | VE232120HIP+2xF25T8/841/HE | Espen |  | 2011-11-22 | 2011-10-21 |  | Both | 120 | 120 | F25T8 | 1 | 36 | G13 | Yes | 1002 |  | Horizontal | 84 | 45.7 | 46 | 0.96 | 10000 | 84 | 4016 | 4000/4100K | -18 | 2 | 0.9 | 1.6 | 30000 | Non-Dimmable | N/A | 44500 | -18 | Yes | 0.97 | 46 | 45.7 | 3185 | 3180 | 69.6 | 6 | 32 | -18
Espen Technology Inc. | Espen Technology Inc. | Electronic Ballast + Fluorescent Lamps | VE232120HIP+2xF32T8/830/HE | Espen |  | 2011-11-22 | 2011-10-21 |  | Both | 120 | 120 | F32T8 | 1 | 48 | G13 | Yes | 1005 |  | Horizontal | 85 | 56.4 | 56 | 0.96 | 10000 | 85 | 2883 | 3000K | -18 | 2 | 0.9 | 1.6 | 30000 | Non-Dimmable | N/A | 45230 | -18 | Yes | 0.98 | 56 | 56.4 | 4274 | 4275 | 75.85 | 7 | 28 | -18
Espen Technology Inc. | Espen Technology Inc. | Electronic Ballast + Fluorescent Lamps | VE232120HIP+F17T8/830/HE | Espen |  | 2011-11-22 | 2011-10-21 |  | Both | 120 | 120 | F17T8 | 1 | 24 | G13 | Yes | 1001 |  | Horizontal | 84 | 17.7 | 18 | 0.96 | 10000 | 84 | 2989 | 3000K | -18 | 1 | 0.9 | 1.6 | 30000 | Non-Dimmable | N/A | 54130 | -18 | Yes | 0.79 | 18 | 17.7 | 1253 | 1250 | 70.88 | 1 | 36 | -18
Espen Technology Inc. | Espen Technology Inc. | Electronic Ballast + Fluorescent Lamps | VE232120HIP+F17T8/841/HE | Espen |  | 2011-11-22 | 2011-10-21 |  | Both | 120 | 120 | F17T8 | 1 | 24 | G13 | Yes | 1001 |  | Horizontal | 85 | 17.5 | 18 | 0.96 | 10000 | 85 | 4095 | 4000/4100K | -18 | 1 | 0.9 | 1.5 | 30000 | Non-Dimmable | N/A | 54110 | -18 | Yes | 0.78 | 18 | 17.5 | 1252 | 1250 | 71.43 | 2 | 31 | -18
Espen Technology Inc. | Espen Technology Inc. | Electronic Ballast + Fluorescent Lamps | VE232120HIP+F25T8/841/HE | Espen |  | 2011-11-22 | 2011-10-21 |  | Both | 120 | 120 | F25T8 | 1 | 36 | G13 | Yes | 1002 |  | Horizontal | 84 | 29 | 29 | 0.96 | 10000 | 84 | 4016 | 4000/4100K | -18 | 1 | 0.9 | 1.5 | 30000 | Non-Dimmable | N/A | 54300 | -18 | Yes | 0.88 | 29 | 29 | 2005 | 2000 | 69.1 | 2 | 39 | -18
Espen Technology Inc. | Espen Technology Inc. | Electronic Ballast + Fluorescent Lamps | VE232120MIP+2xF17T8/830/HE | Espen |  | 2011-11-22 | 2011-10-21 |  | Both | 120 | 120 | F17T8 | 1 | 24 | G13 | Yes | 1001 |  | Horizontal | 84 | 30.8 | 31 | 0.96 | 10000 | 84 | 2989 | 3000K | -18 | 2 | 0.9 | 1.7 | 30000 | Non-Dimmable | N/A | 45000 | -18 | Yes | 0.54 | 31 | 30.8 | 2018 | 2010 | 65.6 | 1 | 22 | -18
Espen Technology Inc. | Espen Technology Inc. | Electronic Ballast + Fluorescent Lamps | VE232120MIP+F17T8/830/HE | Espen |  | 2011-11-22 | 2011-10-21 |  | Both | 120 | 120 | F17T8 | 1 | 24 | G13 | Yes | 1001 |  | Horizontal | 84 | 18.6 | 19 | 0.96 | 10000 | 84 | 2989 | 3000K | -18 | 1 | 0.9 | 1.5 | 30000 | Non-Dimmable | N/A | 53030 | -18 | Yes | 0.51 | 19 | 18.6 | 1240 | 1240 | 66.6 | 2 | 37 | -18
Espen Technology Inc. | Espen Technology Inc. | Electronic Ballast + Fluorescent Lamps | VE232120MIP+F17T8/841/HE | Espen |  | 2011-11-22 | 2011-10-21 |  | Both | 120 | 120 | F17T8 | 1 | 24 | G13 | Yes | 1001 |  | Horizontal | 85 | 17.9 | 18 | 0.96 | 10000 | 85 | 4095 | 4000/4100K | -18 | 1 | 0.9 | 1.6 | 30000 | Non-Dimmable | N/A | 53020 | -18 | Yes | 0.51 | 18 | 17.9 | 1223 | 1220 | 68.28 | 2 | 31 | -18
Espen Technology Inc. | Espen Technology Inc. | Electronic Ballast + Fluorescent Lamps | VE232120MIP+F25T8/830/HE | Espen |  | 2011-11-22 | 2011-10-21 |  | Both | 120 | 120 | F25T8 | 1 | 36 | G13 | Yes | 1002 |  | Horizontal | 84 | 26.8 | 27 | 0.96 | 10000 | 84 | 2919 | 3000K | -18 | 1 | 0.9 | 1.6 | 30000 | Non-Dimmable | N/A | 53000 | -18 | Yes | 0.54 | 27 | 26.8 | 1976 | 1950 | 73.73 | 1 | 31 | -18
Espen Technology Inc. | Espen Technology Inc. | Electronic Ballast + Fluorescent Lamps | VE232120MIP+F25T8/841/HE | Espen |  | 2011-11-22 | 2011-10-21 |  | Both | 120 | 120 | F25T8 | 1 | 36 | G13 | Yes | 1002 |  | Horizontal | 84 | 26.9 | 27 | 0.96 | 10000 | 84 | 4016 | 4000/4100K | -18 | 1 | 0.9 | 1.6 | 30000 | Non-Dimmable | N/A | 53000 | -18 | Yes | 0.58 | 27 | 26.9 | 1918 | 1910 | 71.4 | 3 | 31 | -18
Espen Technology Inc. | Espen Technology Inc. | Electronic Ballast + Fluorescent Lamps | VE232120MIP+F32T8/830/HE | Espen |  | 2011-11-22 | 2011-10-21 |  | Both | 120 | 120 | F32T8 | 1 | 48 | G13 | Yes | 1005 |  | Horizontal | 85 | 33.4 | 33 | 0.96 | 10000 | 85 | 2883 | 3000K | -18 | 1 | 0.9 | 1.6 | 30000 | Non-Dimmable | N/A | 53280 | -18 | Yes | 0.59 | 33 | 33.4 | 2674 | 2675 | 80.07 | 2 | 33 | -18
Espen Technology Inc. | Espen Technology Inc. | Electronic Ballast + Fluorescent Lamps | VE232120MIP+F32T8/841/HE | Espen |  | 2011-11-22 | 2011-10-21 |  | Both | 120 | 120 | F32T8 | 1 | 48 | G13 | Yes | 1005 |  | Horizontal | 83 | 33.2 | 33 | 0.96 | 10000 | 83 | 4104 | 4000/4100K | -18 | 1 | 0.9 | 1.6 | 30000 | Non-Dimmable | N/A | 53280 | -18 | Yes | 0.6 | 33 | 33.2 | 2629 | 2625 | 78.34 | 2 | 41 | -18
Espen Technology Inc. | Espen Technology Inc. | Electronic Ballast + Fluorescent Lamps | VE332120HIP+3xF17T8/841/HE | Espen |  | 2011-11-22 | 2011-10-21 |  | Both | 120 | 120 | F17T8 | 1 | 24 | G13 | Yes | 1001 |  | Horizontal | 85 | 47.8 | 48 | 0.96 | 10000 | 85 | 4095 | 4000/4100K | -18 | 3 | 0.9 | 1.6 | 30000 | Non-Dimmable | N/A | 43800 | -18 | Yes | 0.97 | 48 | 47.8 | 3139 | 3120 | 65.7 | 2 | 29 | -18
Espen Technology Inc. | Espen Technology Inc. | Electronic Ballast + Fluorescent Lamps | VE332120HIP+3xF25T8/830/HE | Espen |  | 2011-11-22 | 2011-10-21 |  | Both | 120 | 120 | F25T8 | 1 | 36 | G13 | Yes | 1002 |  | Horizontal | 84 | 66.9 | 67 | 0.96 | 10000 | 84 | 2919 | 3000K | -18 | 3 | 0.9 | 1.6 | 30000 | Non-Dimmable | N/A | 45200 | -18 | Yes | 0.98 | 67 | 66.9 | 5098 | 5080 | 76.2 | 3 | 42 | -18
Espen Technology Inc. | Espen Technology Inc. | Electronic Ballast + Fluorescent Lamps | VE332120HIP+3xF25T8/841/HE | Espen |  | 2011-11-22 | 2011-10-21 |  | Both | 120 | 120 | F25T8 | 1 | 36 | G13 | Yes | 1002 |  | Horizontal | 84 | 66 | 66 | 0.96 | 10000 | 84 | 4016 | 4000/4100K | -18 | 3 | 0.9 | 1.7 | 30000 | Non-Dimmable | N/A | 45300 | -18 | Yes | 0.86 | 66 | 66 | 4847 | 4840 | 73.4 | 3 | 38 | -18
Espen Technology Inc. | Espen Technology Inc. | Electronic Ballast + Fluorescent Lamps | VE332120HIP+3xF32T8/841/HE | Espen |  | 2011-11-22 | 2011-10-21 |  | Both | 120 | 120 | F32T8 | 1 | 48 | G13 | Yes | 1005 |  | Horizontal | 83 | 86.5 | 86 | 0.96 | 10000 | 83 | 4104 | 4000/4100K | -18 | 3 | 0.9 | 1.6 | 30000 | Non-Dimmable | N/A | 45230 | -18 | Yes | 0.99 | 86 | 86.5 | 6942 | 6940 | 80.3 | 2 | 33 | -18
Espen Technology Inc. | Espen Technology Inc. | Electronic Ballast + Fluorescent Lamps | VE332120MIP+3xF32T8/830/HE | Espen |  | 2011-11-22 | 2011-10-21 |  | Both | 120 | 120 | F32T8 | 1 | 48 | G13 | Yes | 1005 |  | Horizontal | 85 | 81.3 | 81 | 0.96 | 10000 | 85 | 2883 | 3000K | -18 | 3 | 0.9 | 1.7 | 30000 | Non-Dimmable | N/A | 44300 | -18 | Yes | 0.56 | 81 | 81.3 | 6615 | 6615 | 81.32 | 2 | 31 | -18
Espen Technology Inc. | Espen Technology Inc. | Electronic Ballast + Fluorescent Lamps | VE432120MIP+4xF17T8/841/HE | Espen |  | 2011-11-22 | 2011-10-21 |  | Both | 120 | 120 | F17T8 | 1 | 24 | G13 | Yes | 1001 |  | Horizontal | 85 | 57.1 | 57 | 0.96 | 10000 | 85 | 4095 | 4000/4100K | -18 | 4 | 0.9 | 1.6 | 30000 | Non-Dimmable | N/A | 40500 | -18 | Yes | 0.51 | 57 | 57.1 | 3833 | 3820 | 67.1 | 4 | 40 | -18
Espen Technology Inc. | Espen Technology Inc. | Electronic Ballast + Fluorescent Lamps | VE432120MIP+4xF25T8/841/HE | Espen |  | 2011-11-22 | 2011-10-21 |  | Both | 120 | 120 | F25T8 | 1 | 36 | G13 | Yes | 1002 |  | Horizontal | 84 | 79.8 | 80 | 0.96 | 10000 | 84 | 4016 | 4000/4100K | -18 | 4 | 0.9 | 1.7 | 30000 | Non-Dimmable | N/A | 40600 | -18 | Yes | 0.61 | 80 | 79.8 | 5915 | 5910 | 73.7 | 3 | 28 | -18
Espen Technology Inc. | Espen Technology Inc. | Electronic Ballast + Fluorescent Lamps | VE432120MIP+4xF32T8/830/HE | Espen |  | 2011-11-22 | 2011-10-21 |  | Both | 120 | 120 | F32T8 | 1 | 48 | G13 | Yes | 1005 |  | Horizontal | 85 | 100.3 | 100 | 0.96 | 10000 | 85 | 2883 | 3000K | -18 | 4 | 0.9 | 1.6 | 30000 | Non-Dimmable | N/A | 40060 | -18 | Yes | 0.62 | 100 | 100.3 | 8163 | 8160 | 81.4 | 2 | 26 | -18
Espen Technology Inc. | Espen Technology Inc. | Electronic Ballast + Fluorescent Lamps | VE432120MIP+4xF32T8/841/HE | Espen |  | 2011-11-22 | 2011-10-21 |  | Both | 120 | 120 | F32T8 | 1 | 48 | G13 | Yes | 1005 |  | Horizontal | 83 | 100.6 | 101 | 0.96 | 10000 | 83 | 4104 | 4000/4100K | -18 | 4 | 0.9 | 1.6 | 30000 | Non-Dimmable | N/A | 40180 | -18 | Yes | 0.56 | 101 | 100.6 | 8110 | 8110 | 80.59 | 2 | 30 | -18
Espen Technology Inc. | Espen Technology Inc. | Electronic Ballast + Fluorescent Lamps | VEC22120MR-X+FC22T5/830/2Gx13 | Espen |  | 2012-05-23 | 2012-04-10 |  | Both | 120 | 120 | FC22T5 | 0.67 | 9 | 2Gx13 | Yes | 6722 |  | Horizontal | 83 | 23.6 | 24 | 0.85 | 10000 | 83 | 2896 | 3000K | -18 | 1 | 0.9 | 1.5 | 30000 | Non-Dimmable | N/A | 27000 | -18 | Yes | 0.6 | 24 | 23.6 | 1176 | 1175 | 75.37 | 5 | 26 | -18
Espen Technology Inc. | Espen Technology Inc. | Electronic Ballast + Fluorescent Lamps | VEC22120MR-X+FC22T5/830/G10q | Espen |  | 2012-05-23 | 2012-04-10 |  | Both | 120 | 120 | FC22T5 | 0.67 | 9 | G10q | Yes | 6722 |  | Horizontal | 83 | 23.6 | 24 | 0.85 | 10000 | 83 | 2896 | 3000K | -18 | 1 | 0.9 | 1.5 | 30000 | Non-Dimmable | N/A | 27000 | -18 | Yes | 0.6 | 24 | 23.6 | 1176 | 1175 | 75.37 | 5 | 26 | -18
Espen Technology Inc. | Espen Technology Inc. | Electronic Ballast + Fluorescent Lamps | VEC22120MR-X+FC22T5/841/2Gx13 | Espen |  | 2012-05-23 | 2012-04-10 |  | Both | 120 | 120 | FC22T5 | 0.67 | 9 | 2Gx13 | Yes | 6722 |  | Horizontal | 83 | 23.5 | 24 | 0.85 | 10000 | 83 | 4031 | 4000/4100K | -18 | 1 | 0.9 | 1.5 | 30000 | Non-Dimmable | N/A | 27400 | -18 | Yes | 0.6 | 24 | 23.5 | 1734 | 1735 | 73.77 | 4 | 23 | -18
Espen Technology Inc. | Espen Technology Inc. | Electronic Ballast + Fluorescent Lamps | VEC22120MR-X+FC22T5/841/G10q | Espen |  | 2012-05-23 | 2012-04-10 |  | Both | 120 | 120 | FC22T5 | 0.67 | 9 | G10q | Yes | 6722 |  | Horizontal | 83 | 23.5 | 24 | 0.85 | 10000 | 83 | 4031 | 4000/4100K | -18 | 1 | 0.9 | 1.5 | 30000 | Non-Dimmable | N/A | 27400 | -18 | Yes | 0.6 | 24 | 23.5 | 1734 | 1735 | 73.77 | 4 | 23 | -18
Espen Technology Inc. | Espen Technology Inc. | Electronic Ballast + Fluorescent Lamps | VEC32120MR-X+FC12T9/827 | Espen |  | 2011-11-22 | 2011-10-21 |  | Both | 120 | 120 | FC12T9 | 1.12 | 12 | G10q | Yes | 3231 |  | Horizontal | 83 | 30.4 | 30 | 0.83 | 10000 | 83 | 2759 | 2700K | -18 | 1 | 0.9 | 1.5 | 30000 | Non-Dimmable | N/A | 24550 | -18 | Yes | 0.6 | 30 | 30.4 | 2288 | 2200 | 75.2 | 2 | 41 | -18
Espen Technology Inc. | Espen Technology Inc. | Electronic Ballast + Fluorescent Lamps | VEC32120MR-X+FC12T9/841 | Espen |  | 2011-11-22 | 2011-10-21 |  | Both | 120 | 120 | FC12T9 | 1.12 | 12 | G10q | Yes | 3231 |  | Horizontal | 84 | 29.9 | 30 | 0.83 | 10000 | 84 | 4072 | 4000/4100K | -18 | 1 | 0.9 | 1.5 | 30000 | Non-Dimmable | N/A | 24510 | -18 | Yes | 0.6 | 30 | 29.9 | 1971 | 1970 | 65.9 | 2 | 28 | -18
Espen Technology Inc. | Espen Technology Inc. | Electronic Ballast + Fluorescent Lamps | VEC32120MR-X+FC32T5/830/G10q | Espen |  | 2012-05-23 | 2012-04-10 |  | Both | 120 | 120 | FC32T5 | 0.67 | 12 | G10q | No | N/A |  | Horizontal | 82 | 32 | 32 | 0.84 | 10000 | 82 | 2932 | 3000K | -18 | 1 | 0.9 | 1.5 | 30000 | Non-Dimmable | N/A | 28200 | -18 | Yes | 0.6 | 32 | 32 | 2402 | 2400 | 75.16 | 3 | 28 | -18
Espen Technology Inc. | Espen Technology Inc. | Electronic Ballast + Fluorescent Lamps | VEC32120MR-X+FC32T5/841/G10q | Espen |  | 2012-05-23 | 2012-04-10 |  | Both | 120 | 120 | FC32T5 | 0.67 | 12 | G10q | No | N/A |  | Horizontal | 83 | 31.9 | 32 | 0.84 | 10000 | 83 | 3989 | 4000/4100K | -18 | 1 | 0.9 | 1.6 | 30000 | Non-Dimmable | N/A | 28700 | -18 | Yes | 0.6 | 32 | 31.9 | 2401 | 2400 | 75.35 | 4 | 29 | -18
Espen Technology Inc. | Espen Technology Inc. | Electronic Ballast + Fluorescent Lamps | VEC40120MR-X+FC16T9/827 | Espen |  | 2011-11-22 | 2011-10-21 |  | Both | 120 | 120 | FC16T9 | 1.12 | 16 | G10q | Yes | 3239 |  | Horizontal | 83 | 37 | 37 | 0.84 | 10000 | 83 | 2759 | 2700K | -18 | 1 | 0.9 | 1.5 | 30000 | Non-Dimmable | N/A | 27090 | -18 | Yes | 0.58 | 37 | 37 | 2848 | 2800 | 77.1 | 2 | 43 | -18
Espen Technology Inc. | Espen Technology Inc. | Electronic Ballast + Fluorescent Lamps | VEC40120MR-X+FC40T5/830/2Gx13 | Espen |  | 2012-05-23 | 2012-04-10 |  | Both | 120 | 120 | FC40T5 | 0.67 | 12 | 2Gx13 | Yes | 6740 |  | Horizontal | 82 | 37.8 | 38 | 0.86 | 10000 | 82 | 2964 | 3000K | -18 | 1 | 0.9 | 1.5 | 30000 | Non-Dimmable | N/A | 27820 | -18 | Yes | 0.61 | 38 | 37.8 | 2913 | 2915 | 77.02 | 3 | 20 | -18
Espen Technology Inc. | Espen Technology Inc. | Electronic Ballast + Fluorescent Lamps | VEC40120MR-X+FC40T5/830/G10q | Espen |  | 2012-05-23 | 2012-04-10 |  | Both | 120 | 120 | FC40T5 | 0.67 | 12 | G10q | Yes | 6740 |  | Horizontal | 82 | 37.8 | 38 | 0.86 | 10000 | 82 | 2964 | 3000K | -18 | 1 | 0.9 | 1.5 | 30000 | Non-Dimmable | N/A | 27820 | -18 | Yes | 0.61 | 38 | 37.8 | 2913 | 2915 | 77.02 | 3 | 20 | -18
Espen Technology Inc. | Espen Technology Inc. | Electronic Ballast + Fluorescent Lamps | VEC40120MR-X+FC40T5/841/2Gx13 | Espen |  | 2012-05-23 | 2012-04-10 |  | Both | 120 | 120 | FC40T5 | 0.67 | 12 | 2Gx13 | Yes | 6740 |  | Horizontal | 81 | 38.1 | 38 | 0.85 | 10000 | 81 | 4017 | 4000/4100K | -18 | 1 | 0.9 | 1.6 | 30000 | Non-Dimmable | N/A | 29400 | -18 | Yes | 0.61 | 38 | 38.1 | 2931 | 2930 | 76.96 | 4 | 21 | -18
Espen Technology Inc. | Espen Technology Inc. | Electronic Ballast + Fluorescent Lamps | VEC40120MR-X+FC40T5/841/G10q | Espen |  | 2012-05-23 | 2012-04-10 |  | Both | 120 | 120 | FC40T5 | 0.67 | 12 | G10q | Yes | 6740 |  | Horizontal | 81 | 38.1 | 38 | 0.85 | 10000 | 81 | 4017 | 4000/4100K | -18 | 1 | 0.9 | 1.6 | 30000 | Non-Dimmable | N/A | 29400 | -18 | Yes | 0.61 | 38 | 38.1 | 2931 | 2930 | 76.96 | 4 | 21 | -18
Espen Technology Inc. | Espen Technology Inc. | Electronic Ballast + Fluorescent Lamps | VEC54120MR-X+2xFC8T9/827 | Espen |  | 2012-07-23 | 2012-04-09 |  | Both | 120 | 120 | FC8T9 | 1.12 | 9 | G10q | Yes | 3222 |  | Horizontal | 84 | 33.1 | 33 | 0.84 | 10000 | 84 | 2747 | 2700K | -18 | 2 | 0.9 | 1.6 | 30000 | Non-Dimmable | N/A | 48950 | -18 | Yes | 0.62 | 33 | 33.1 | 2171 | 2170 | 65.51 | 5 | 30 | -18
Espen Technology Inc. | Espen Technology Inc. | Electronic Ballast + Fluorescent Lamps | VEC54120MR-X+2xFC8T9/841 | Espen |  | 2012-07-23 | 2012-04-09 |  | Both | 120 | 120 | FC8T9 | 1.12 | 9 | G10q | Yes | 3222 |  | Horizontal | 84 | 33.2 | 33 | 0.82 | 10000 | 84 | 4128 | 4000/4100K | -18 | 2 | 0.9 | 1.6 | 30000 | Non-Dimmable | N/A | 48720 | -18 | Yes | 0.62 | 33 | 33.2 | 2181 | 2180 | 65.77 | 5 | 31 | -18
Espen Technology Inc. | Espen Technology Inc. | Electronic Ballast + Fluorescent Lamps | VEC54120MR-X+FC55T5/830/2Gx13 | Espen |  | 2012-05-23 | 2012-04-10 |  | Both | 120 | 120 | FC55T5 | 0.67 | 12 | 2Gx13 | Yes | 6755 |  | Horizontal | 81 | 49.7 | 50 | 0.86 | 10000 | 81 | 3011 | 3000K | -18 | 1 | 0.9 | 1.5 | 30000 | Non-Dimmable | N/A | 29100 | -18 | Yes | 0.61 | 50 | 49.7 | 3779 | 3780 | 76.03 | 4 | 29 | -18
Espen Technology Inc. | Espen Technology Inc. | Electronic Ballast + Fluorescent Lamps | VEC54120MR-X+FC55T5/841/2Gx13 | Espen |  | 2012-05-23 | 2012-04-10 |  | Both | 120 | 120 | FC55T5 | 0.67 | 12 | 2Gx13 | Yes | 6755 |  | Horizontal | 81 | 46.7 | 47 | 0.86 | 10000 | 81 | 3980 | 4000/4100K | -18 | 1 | 0.9 | 1.5 | 30000 | Non-Dimmable | N/A | 28800 | -18 | Yes | 0.61 | 47 | 46.7 | 3511 | 3510 | 75.17 | 4 | 32 | -18
Espen Technology Inc. | Espen Technology Inc. | Electronic Ballast + Fluorescent Lamps | VEC54120MR-X+FC8T9/827+FC12T9/827 | Espen |  | 2011-11-22 | 2011-10-21 |  | Both | 120 | 120 | FC8T9;FC12T9 | 1.12 | 12 | G10q | Yes | 3222;3231 |  | Horizontal | 83 | 44.1 | 44 | 0.83 | 10000 | 83 | 2759 | 2700K | -18 | 2 | 0.9 | 1.7 | 30000 | Non-Dimmable | N/A | 49040 | -18 | Yes | 0.63 | 44 | 44.1 | 2978 | 2950 | 67.6 | 2 | 44 | -18
Espen Technology Inc. | Espen Technology Inc. | Electronic Ballast + Fluorescent Lamps | VEC72120MR-X+2xFC12T9/827 | Espen |  | 2011-11-22 | 2011-10-21 |  | Both | 120 | 120 | FC12T9 | 1.12 | 12 | G10q | Yes | 3231 |  | Horizontal | 83 | 58 | 58 | 0.83 | 10000 | 83 | 2759 | 2700K | -18 | 2 | 0.9 | 1.6 | 30000 | Non-Dimmable | N/A | 49300 | -18 | Yes | 0.62 | 58 | 58 | 4000 | 4000 | 68.95 | 2 | 38 | -18
Espen Technology Inc. | Espen Technology Inc. | Electronic Ballast + Fluorescent Lamps | VEC72120MR-X+2xFC12T9/841 | Espen |  | 2011-11-22 | 2011-10-21 |  | Both | 120 | 120 | FC12T9 | 1.12 | 12 | G10q | Yes | 3231 |  | Horizontal | 84 | 56.4 | 56 | 0.83 | 10000 | 84 | 4072 | 4000/4100K | -18 | 2 | 0.9 | 1.6 | 30000 | Non-Dimmable | N/A | 48500 | -18 | Yes | 0.62 | 56 | 56.4 | 3958 | 3955 | 70.14 | 1 | 36 | -18
Guangdong Gangfeng Electrical Appliance Co., Ltd | Espen Technology Inc. | Electronic Ballast + Fluorescent Lamps | 120-2G/17EC+2xF17T8/830/HE | TOUVE |  | 2011-12-15 | 2011-11-30 |  | Both | 120 | 120 | F17T8 | 1 | 24 | G13 | Yes | 1001 |  | Horizontal | 84 | 25.7 | 26 | 0.96 | 10000 | 84 | 2989 | 3000K | -18 | 2 | 0.94 | 1.6 | 10000 | Non-Dimmable | N/A | 54500 | -18 | Yes | 0.54 | 26 | 25.7 | 1650 | 1691.8 | 65.9 | 2 | 38 | -18
Guangdong Gangfeng Electrical Appliance Co., Ltd | Espen Technology Inc. | Electronic Ballast + Fluorescent Lamps | 120-2G/32EC+2xF32T8/830/HE | TOUVE |  | 2011-12-15 | 2011-11-30 |  | Both | 120 | 120 | F32T8 | 1 | 48 | G13 | Yes | 1005 |  | Horizontal | 85 | 51.4 | 51 | 0.96 | 10000 | 85 | 2883 | 3000K | -18 | 2 | 0.95 | 1.7 | 10000 | Non-Dimmable | N/A | 55400 | -18 | Yes | 0.57 | 51 | 51.4 | 4150 | 4183.8 | 81.3 | 5 | 32 | -18
Wuxi Hengfeng Electronic Products Co., Ltd | Espen Technology Inc. | Electronic Ballast + Fluorescent Lamps | HFE-232-120-IS-LPF+2xF32T8/830/HE | DEAN |  | 2012-07-05 | 2012-05-29 |  | Both | 120 | 120 | F32T8 | 1 | 48 | G13 | Yes | 1005 |  | Horizontal | 85 | 55.4 | 55 | 0.96 | 10000 | 85 | 2883 | 3000K | -18 | 2 | 0.9 | 1.6 | 10000 | Non-Dimmable | N/A | 45480 | -18 | Yes | 0.63 | 55 | 55.4 | 4862 | 4860 | 87.82 | 2 | 44 | -18
Wuxi Hengfeng Electronic Products Co., Ltd | Espen Technology Inc. | Electronic Ballast + Fluorescent Lamps | HFE-332-120-IS-LPF+3xF32T8/830/HE | DEAN |  | 2012-09-07 | 2012-08-03 |  | Both | 120 | 120 | F32T8 | 1 | 48 | G13 | Yes | 1005 | 3 | Horizontal | 85 | 84.8 | 85 | 0.96 | 10000 | 85 | 2883 | 3000K | -18 | 3 | 0.9 | 1.6 | 10000 | Non-Dimmable | N/A | 45230 | -18 | Yes | 0.61 | 85 | 84.8 | 7004 | 7000 | 82.64 | 4 | 1 | -18

## Fluorescent Lamps
Lighting Subcomponents - Lamps
Last Updated March 19, 2023
Lamp Manufacturer | Lamp Model Name | Lamp Model Number | Lamp Brand Name | Additional Model Information | Date CB Notified Manufacturer of Subcomponent Data Validation | Date Tested | Linked to Failed Luminaire or Lamp | Indoor/Outdoor | Lamp Tested Voltage | Generic Lamp Designation | Lamp Maximum Diameter (MOD) | Lamp Maximum Length (MOL) | ANSI-IEC Designated Lamp Base Type | ANSI-IEC Standardized Lamp Shape | ANSI-IEC Lamp Standard Data Sheet Number | Testing Orientation | Measured Input Power (W) | Nominal Lamp Input Power (W) | Lumen Maintenance at 40% of life | Lamp Life (hours) | Color Rendering Index (CRI) | Correlated Color Temperature (CCT in Kelvin) | Nominal Lamp Correlated Color Temperature (CCT) | % of Samples Falling Within 7-step Mac Adam Ellipse for Target CCT | Dimmable | Lamp Minimum Starting Temperature (C) | Run-Up Time (seconds)
Espen Technology Inc. | Fluorescent Lamps | FC12T9/827 | Espen |  | 2011-11-22 | 2011-10-21 |  | Both | 236 | FC12T9 | 1.13 | 12 | G10q |  | 3231 | Horizontal | 32 | 32 | 0.83 | 10000 | 83 | 2759 | 2700K | 100% | Non-Dimmable | -18 | 41
Espen Technology Inc. | Fluorescent Lamps | FC12T9/841 | Espen |  | 2011-11-22 | 2011-10-21 |  | Both | 236 | FC12T9 | 1.13 | 12 | G10q |  | 3231 | Horizontal | 31.8 | 32 | 0.83 | 10000 | 84 | 4072 | 4000/4100K | 100% | Non-Dimmable | -18 | 28
Espen Technology Inc. | Fluorescent Lamps | CFQ18W/841 | Espen |  | 2011-11-22 | 2011-10-21 |  | Both | 220 | CFQ18W | 0.5 | 5.6 | G24q |  | 2518 | All Base Up | 14.9 | 18 | 0.83 | 10000 | 83 | 3966 | 4000/4100K | 100% | Dimmable | -18 | 44
Espen Technology Inc. | Fluorescent Lamps | F17T8/830/HE | Espen |  | 2011-11-22 | 2011-10-21 |  | Both | 236 | F17T8 | 1 | 24 | G13 |  | 1001 | Horizontal | 16.5 | 17 | 0.96 | 10000 | 84 | 2989 | 3000K | 100% | Non-Dimmable | -18 | 37
Espen Technology Inc. | Fluorescent Lamps | F25T8/830/HE | Espen |  | 2011-11-22 | 2011-10-21 |  | Indoor | 236 | F25T8 | 1 | 36 | G13 |  | 1002 | Horizontal | 23.4 | 25 | 0.96 | 10000 | 84 | 2919 | 3000K | 100% | Non-Dimmable | -18 | 31
Espen Technology Inc. | Fluorescent Lamps | F25T8/841/HE | Espen |  | 2011-11-22 | 2011-10-21 |  | Both | 236 | F25T8 | 1 | 36 | G13 |  | 1002 | Horizontal | 23.3 | 25 | 0.96 | 10000 | 84 | 4016 | 4000/4100K | 100% | Non-Dimmable | -18 | 31
Espen Technology Inc. | Fluorescent Lamps | F32T8/830/HE | Espen |  | 2011-11-22 | 2011-10-21 |  | Both | 300 | F32T8 | 1 | 48 | G13 |  | 1005 | Horizontal | 30.5 | 32 | 0.96 | 10000 | 85 | 2883 | 3000K | 100% | Non-Dimmable | -18 | 33
Espen Technology Inc. | Fluorescent Lamps | F32T8/841/HE | Espen |  | 2011-11-22 | 2011-10-21 |  | Indoor | 300 | F32T8 | 1 | 48 | G13 |  | 1005 | Horizontal | 30.6 | 32 | 0.96 | 10000 | 83 | 4104 | 4000/4100K | 100% | Non-Dimmable | -18 | 41
Espen Technology Inc. | Fluorescent Lamps | FC16T9/827 | Espen |  | 2011-11-22 | 2011-10-21 |  | Both | 236 | FC16T9 | 1.12 | 16 | G10q |  | 3239 | Horizontal | 41.2 | 40 | 0.84 | 10000 | 83 | 2759 | 2700K | 100% | Non-Dimmable | -18 | 43
Espen Technology Inc. | Fluorescent Lamps | FC32T5/830/G10q | Espen |  | 2012-02-09 | 2011-05-31 |  | Both | 200 | FC32T5 | 0.67 | 12 | G10q |  | N/A | Horizontal | 31.5 | 32 | 0.84 | 10000 | 82 | 2932 | 3000K | 100% | Non-Dimmable | -18 | 44
Espen Technology Inc. | Fluorescent Lamps | FC32T5/841/G10q | Espen |  | 2012-02-09 | 2011-05-31 |  | Both | 200 | FC32T5 | 0.67 | 12 | G10q |  | N/A | Horizontal | 31.5 | 32 | 0.84 | 10000 | 83 | 3989 | 4000/4100K | 100% | Non-Dimmable | -18 | 39
Lowe's Home Improvement | 13W GU24 2700K | LBP13T/GU24 | Utilitech |  | 2012-10-18 | 2011-11-14 |  | Indoor | 120 |  | 52 | 93.5 | GU24 |  |  | 50% Base Up/50% Base Down | 12.8 | 13 | 0.82 | 10000 | 82 | 2775 | 2700K | 100% | Non-Dimmable | -20 | 0.4
Lowe's Home Improvement | 23W GU24 2700K | LBP23TM/GU24 | Utilitech |  | 2012-10-18 | 2011-11-14 |  | Indoor | 120 |  | 60 | 111.7 | GU24 |  |  | 50% Base Up/50% Base Down | 22.3 | 23 | 0.82 | 10000 | 81 | 2828 | 2700K | 100% | Non-Dimmable | -20 | 0.4
Maxlite | MLS13GUWW-144 | MLS13GUWW-144 | MaxLite |  | 2013-01-23 | 2011-09-20 |  | Both | 120 |  | 1.76 | 4.22 |  |  |  | 50% Base Up/50% Base Down | 13.2 | 13 | 0.82 | 10000 | 83 | 2745 | 2700K | 100% | Non-Dimmable | -20 | 0.5
Maxlite | MLS23GUWW-144 | MLS23GUWW-144 | MaxLite |  | 2013-01-23 | 2009-11-25 |  | Indoor | 120 | Spiral | 2.23 | 4.57 | GU-24 |  |  | 50% Base Up/50% Base Down | 21.4 | 23 | 0.86 | 10000 | 82 | 2711 | 2700K | 100% | Non-Dimmable | -21 | 40
Sunpark Electronics Corporation | Fluorescent Lamp | CFQ13W/830 | Sunpark |  | 2012-10-08 | 2012-03-22 |  | Both | 120 | CFQ13W | 0.5 | 5 | G24q-1 | Yes | 2513 | All Base Up | 12.9 | 13 | 0.83 | 10000 | 83 | 3008 | 3000K | 100% | Non-Dimmable | -18 | 42
Sunpark Electronics Corporation | Fluorescent Lamp | CFQ13W/841 | Sunpark |  | 2012-10-08 | 2012-03-22 |  | Both | 120 | CFQ13W | 0.5 | 5 | G24q-1 | Yes | 2513 | All Base Up | 13 | 13 | 0.82 | 10000 | 84 | 3929 | 4000/4100K | 100% | Non-Dimmable | -18 | 43
Sunpark Electronics Corporation | Fluorescent Lamp | CFQ18W/830 | Sunpark |  | 2012-10-08 | 2012-03-22 |  | Both | 120 | CFQ18W | 0.5 | 5.6 | G24q-2 | Yes | 2518 | All Base Up | 16.8 | 18 | 0.83 | 10000 | 83 | 3020 | 3000K | 100% | Non-Dimmable | -18 | 41
Sunpark Electronics Corporation | Fluorescent Lamp | CFQ18W/841 | Sunpark |  | 2012-10-08 | 2012-03-22 |  | Both | 120 | CFQ18W | 0.5 | 5.6 | G24q-2 | Yes | 2518 | All Base Up | 16.9 | 18 | 0.82 | 10000 | 83 | 4039 | 4000/4100K | 100% | Non-Dimmable | -18 | 32
Sunpark Electronics Corporation | Fluorescent Lamp | CFQ26W/830 | Sunpark |  | 2012-10-08 | 2012-03-22 |  | Both | 120 | CFQ26W | 0.5 | 6.4 | G24q-3 | Yes | 2526 | All Base Up | 25.1 | 26 | 0.83 | 10000 | 82 | 2982 | 3000K | 100% | Non-Dimmable | -18 | 24
Sunpark Electronics Corporation | Fluorescent Lamp | CFQ26W/841 | Sunpark |  | 2012-10-08 | 2012-03-22 |  | Both | 120 | CFQ26W | 0.5 | 6.4 | G24q-3 | Yes | 2526 | All Base Up | 25.6 | 26 | 0.83 | 10000 | 81 | 4148 | 4000/4100K | 100% | Non-Dimmable | -18 | 27
Sunpark Electronics Corporation | Fluorescent Lamp | FC12T9/32W/830 | Sunpark |  | 2012-10-08 | 2012-03-22 |  | Both | 120 | FC12T9 | 1.12 | 12 | G10q | Yes | 3231 | Horizontal | 31.5 | 32 | 0.84 | 10000 | 84 | 2968 | 3000K | 100% | Non-Dimmable | -18 | 25
Sunpark Electronics Corporation | Fluorescent Lamp | FC12T9/32W/841 | Sunpark |  | 2012-10-08 | 2012-03-22 |  | Both | 120 | FC12T9 | 1.12 | 12 | G10q | Yes | 3231 | Horizontal | 32 | 32 | 0.83 | 10000 | 83 | 3968 | 4000/4100K | 100% | Non-Dimmable | -18 | 27
Sunpark Electronics Corporation | Fluorescent Lamp | FC16T9/40W/830 | Sunpark |  | 2012-10-08 | 2012-03-22 |  | Both | 120 | FC16T9 | 1.12 | 16 | G10q | Yes | 3239 | Horizontal | 37.4 | 40 | 0.83 | 10000 | 84 | 3017 | 3000K | 100% | Non-Dimmable | -18 | 18
Sunpark Electronics Corporation | Fluorescent Lamp | FC16T9/40W/841 | Sunpark |  | 2012-10-08 | 2012-03-22 |  | Both | 120 | FC16T9 | 1.12 | 16 | G10q | Yes | 3239 | Horizontal | 37.2 | 40 | 0.84 | 10000 | 82 | 4117 | 4000/4100K | 100% | Non-Dimmable | -18 | 18
Sunpark Electronics Corporation | Fluorescent Lamp | FC8T9/22W/830 | Sunpark |  | 2012-10-08 | 2012-03-22 |  | Both | 120 | FC8T9 | 1.12 | 9 | G10q | Yes | 3222 | Horizontal | 20.8 | 22 | 0.82 | 10000 | 84 | 2917 | 3000K | 100% | Non-Dimmable | -18 | 26
Sunpark Electronics Corporation | Fluorescent Lamp | FC8T9/22W/841 | Sunpark |  | 2012-10-08 | 2012-03-22 |  | Both | 120 | FC8T9 | 1.12 | 9 | G10q | Yes | 3222 | Horizontal | 20.5 | 22 | 0.83 | 10000 | 83 | 3976 | 4000/4100K | 100% | Non-Dimmable | -18 | 26
Xiamen Yankon Energetic Lighting Co., Ltd. | FE151A GU24 23S 2700K | FE151A GU24 23S 2700K | Yankon |  | 2013-01-23 | 2009-11-25 |  | Indoor | 120 | Spiral | 2.23 | 4.57 | GU-24 |  |  | 50% Base Up/50% Base Down | 21.4 | 23 | 0.86 | 10000 | 82 | 2711 | 2700K | 100% | Non-Dimmable | -21 | 40

## Ballasts
Lighting Subcomponents - Ballasts
Last Updated March 19, 2023
Ballast Manufacturer Name | Ballast Model Name | Ballast Model Number | Ballast Brand Name | Additional Model Information | Date CB Notified Manufacturer of Subcomponent Data Validation | Date Tested | Linked to Failed Luminaire or Lamp | Tested Voltage (V) | Reported Voltage (V) | Compatible Lamp Technology | Generic Lamp Designation | Maximum Number of Lamps Tested Per Ballast | Actual Input Power (W) | Input Power (W) | Ballast Factor | Power Factor | Ballast Current Crest Factor | Maximum Recommended Ballast Case Temperature During Normal Operation Inside a Fixture (C) | Ballast Hotspot Location labeled? | Ballast Minimum Starting Temperature (C) | Dimmable | Ballast's Dimming Mechanism | Frequency (Hz) | Rated Average Life (hours) | Start Time (Milliseconds) | Run-Up Time (Seconds)
Guangdong Gangfeng Electrical Appliance Co., Ltd | ELECTRONIC BALLAST | 120-1G/18EA | TOUVE | ELECTRONIC BALLAST,120-1/18EA, | 2014-06-24 | 2014-05-28 |  | 120 | 120 | Fluorescent | F15T8 | 1 | 15 | 13.9 | 0.9 | 0.55 | 1.5 | 75 | Yes | -18 | No | N/A | 28520 | 20000 | 24 | 18
Guangdong Gangfeng Electrical Appliance Co., Ltd | ELECTRONIC BALLAST | 120-1G/32EA | TOUVE | ELECTRONIC BALLAST,120-1/32EA, | 2014-06-24 | 2014-03-19 |  | 120 | 120 | Fluorescent | F25T8 | 1 | 25 | 23.3 | 0.9 | 0.51 | 1.5 | 75 | Yes | -18 | No | N/A | 29390 | 20000 | 33 | 12
Signify North America Corporation | REB-2P32-N | REB-2P32-N | Philips Advance |  | 2013-07-03 | 2013-06-19 |  | 120 | 120 | Fluorescent | F17WT8 | 1 | 20 | 19.6 | 1.05 | 0.5 | 1.6 | 90 | Yes | -18 | No | N/A | 43000 | 27985 | 21 | 40
Signify North America Corporation | REB-2P32-N | REB-2P32-N | Philips Advance |  | 2013-07-03 | 2013-06-24 |  | 120 | 120 | Fluorescent | F17WT8 | 2 | 31 | 30.8 | 0.89 | 0.53 | 1.5 | 90 | Yes | -18 | No | N/A | 43480 | 27985 | 38 | 38

## Light Engines and LED Lamps
Lighting Subcomponents - Light Engines and GU24 Based LED Lamps
Last Updated March 19, 2023
Lamp or Light Engine Manufacturer | Lamp or Light Engine Brand Name | Lamp or Light Engine Model Name | Lamp or Light Engine Model Number | Additional Model Information | Date CB Notified Manufacturer of Subcomponent Data Validation | Date Tested | Linked to Failed Luminaire or Lamp | Product Type | Lamp Type | LED Light Engine/Lamp Base Mounting | Indoor/Outdoor | Tested Voltage (V) | Reported Voltage (V) | Initial Temperature (C) | First Elevated Temperature (C) | Second Elevated Temperature (C) | Reported Input Power (W) | Measured Input Power at Initial Temperature (W) | Measured Input Power at First Elevated Temperature (W) | Measured Input Power at Second Elevated Temperature (W) | Initial Lumen Output at Initial Temperature (lm) | Initial Lumen Output at First Elevated Temperature (lm) | Initial Lumen Output at Second Elevated Temperature (lm) | Luminous Efficacy at Initial Temperature (lm/W) | Luminous Efficacy at First Elevated Temperature (lm/W) | Luminous Efficacy at Second Elevated Temperature (lm/W) | Power Factor | Operating Frequency (Hz) | Start Time (milliseconds) | Lumen Maintenance Option 1: Initial Temperature (hours) | Lumen Maintenance Option 1: First Elevated Temperature (hours) | Lumen Maintenance Option 1: Second Elevated Temperature (hours) | Lumen Maintenance Option 2: Initial Temperature (C) | Lumen Maintenance Option 2: First Elevated Temperature (C) | Lumen Maintenance Option 2: Second Elevated Temperature (C) | Color Rendering Index (CRI) | Nominal Correlated Color Temperature (CCT) | Correlated Color Temperature (CCT): Initial Temperature | Correlated Color Temperature (CCT): First Elevated Temperature | Correlated Color Temperature (CCT): Second Elevated Temperature | All Samples in ANSI Quadrangle at Initial Temperature | All Samples in ANSI Quadrangle at First Elevated Temperature | All Samples in ANSI Quadrangle at Second Elevated Temperature | Change in Chromaticity at Initial Temperature | Change in Chromaticity at First Elevated Temperature | Change in Chromaticity at Second Elevated Temperature | Minimum Operating Temperature (Degree C) | Dimmable | Maximum In Situ Temperature (C) | Maximum Recommended Driver/Case Temperature (C) | Reported Beam Angle (degrees)
AUPU Home Style Corporation Limited | AUPU | AGL1-27LS | AGL1-27LS | ,,Retail Number: AGL1 | 2018-11-21 | 2018-06-02 |  | LED Light Engines |  |  | Indoor,Outdoor | 120 | 120 | 56 | 81 | 50 | 10 | 9.7 | 9.6 | 9.7 | 782 | 732 | 795 | 80.4 | 76 | 81.7 | 0.92 | 120 | 73 | 54000 | 54000 | 54000 |  |  |  | 93 | 2700K | 2662 | 2692 | 2659 | Yes | Yes | Yes | 0.003 | 0.003 | 0.003 |  | Continuous Dimming |  | 85
AUPU Home Style Corporation Limited | AUPU | ARL1-27LS | ARL1-27LS | ,,Retail Number: ARL1 | 2018-11-21 | 2018-06-02 |  | LED Light Engines |  |  | Indoor,Outdoor | 120 | 120 | 49 | 74 | 45 | 10 | 9.5 | 9.4 | 9.5 | 867 | 818 | 872 | 90.8 | 86.6 | 91.3 | 0.91 | 120 | 78 | 54000 | 54000 | 54000 |  |  |  | 93 | 2700K | 2753 | 2778 | 2751 | Yes | Yes | Yes | 0.003 | 0.003 | 0.003 |  | Continuous Dimming |  | 85
AUPU Home Style Corporation Limited | AUPU | ASL1-27LS | ASL1-27LS | ,,Retail Number: ASL1 | 2018-11-21 | 2018-06-03 |  | LED Light Engines |  |  | Indoor,Outdoor | 120 | 120 | 51 | 77 | 45 | 10 | 9.7 | 9.6 | 9.7 | 905 | 853 | 913 | 93.3 | 88.9 | 94 | 0.92 | 120 | 72 | 54000 | 54000 | 54000 |  |  |  | 93 | 2700K | 2826 | 2853 | 2823 | Yes | Yes | Yes | 0.003 | 0.003 | 0.003 |  | Continuous Dimming |  | 85
Chovance Metal Co.,Ltd. | ImageLED | LED Light Engine | CMA1-A008-00563 |  | 2015-05-18 | 2015-03-10 |  | LED Light Engines | Non-Standard |  | Indoor,Outdoor | 120 | 120 | 74 | 99 | 85 | 8 | 7.5 | 7.3 | 7.5 | 616 | 593 | 605 | 82.1 | 81.1 | 81.4 | 0.99 | 120 | 4 | 36000 | 35000 | 36000 |  |  |  | 81 | 3000K | 3110 | 3103 | 3107 | Yes | Yes | Yes |  |  |  | -40 | Non-Dimmable | 101.9 | 85
Chovance Metal Co.,Ltd. | ImageLED | LED Light Engine | CMA1-A008-00563 |  | 2015-08-28 | 2015-03-10 |  | LED Light Engines |  |  | Indoor,Outdoor | 120 | 120 | 74 | 99 | 85 | 8 | 7.5 | 7.3 | 7.5 | 616 | 593 | 605 | 82.1 | 81.1 | 81.4 | 0.99 | 120 | 2 | 36000 | 35000 | 36000 |  |  |  | 81 | 3000K | 3110 | 3103 | 3107 | Yes | Yes | Yes |  |  |  | -40 | Non-Dimmable | 101.9 | 85
Chovance Metal Co.,Ltd. | ImageLED | LED Light Engine | CMA1-A008-00564 |  | 2015-05-18 | 2015-03-10 |  | LED Light Engines | Non-Standard |  | Indoor,Outdoor | 120 | 120 | 74 | 99 | 85 | 8 | 7.5 | 7.3 | 7.5 | 616 | 593 | 605 | 82.1 | 81.1 | 81.4 | 0.99 | 120 | 4 | 36000 | 35000 | 36000 |  |  |  | 84 | 4000/4100K | 4129 | 3103 | 3107 | Yes | Yes | Yes |  |  |  | -40 | Non-Dimmable | 101.9 | 85
Chovance Metal Co.,Ltd. | ImageLED | LED Light Engine | CMA1-A008-00564 |  | 2015-08-28 | 2015-03-10 |  | LED Light Engines |  |  | Indoor,Outdoor | 120 | 120 | 74 | 99 | 85 | 8 | 7.9 | 7.3 | 7.9 | 674 | 593 | 605 | 85.2 | 81.1 | 81.4 | 0.99 | 120 | 2 | 36000 | 35000 | 36000 |  |  |  | 84 | 4000/4100K | 4129 | 3103 | 3107 | Yes | Yes | Yes |  |  |  | -40 | Non-Dimmable | 101.9 | 85
Chovance Metal Co.,Ltd. | ImageLED | LED Light Engine | CMA1-A008-00565 |  | 2015-08-28 | 2015-03-10 |  | LED Light Engines |  |  | Indoor,Outdoor | 120 | 120 | 74 | 99 | 85 | 8 | 7.8 | 7.3 | 7.8 | 659 | 593 | 605 | 85 | 81.1 | 81.4 | 0.99 | 120 | 2 | 36000 | 35000 | 36000 |  |  |  | 84 | 5000K | 5308 | 3103 | 3107 | Yes | Yes | Yes |  |  |  | -40 | Non-Dimmable | 101.9 | 85
Cree Lighting | CREE, Inc. | LMH2-1250 | LMH020-1250-27G9-00000TW |  | 2013-12-30 | 2013-11-13 |  | LED Light Engines |  |  | Indoor | 120 | 120 | 83 | 108 | 45 | 16 | 15.8 | 15.6 | 15.8 | 1047 | 902 | 1270 | 66.2 | 58.4 | 79 | 0.99 | 121 | 32 | [6 empty] | 90 | 2700K | 2975 | 3372 | 2581 | Yes | No | Yes |  |  |  |  | Continuous Dimming |  | 80
Cree Lighting | CREE, Inc. | LMH2-1250 | LMH020-1250-30G9-00000TW |  | 2013-12-30 | 2013-11-13 |  | LED Light Engines |  |  | Indoor | 120 | 120 | 83 | 108 | 45 | 16 | 15.8 | 15.6 | 15.8 | 1047 | 902 | 1270 | 66.2 | 58.4 | 79 | 0.99 | 121 | 32 | [6 empty] | 90 | 3000K | [10 empty] | Continuous Dimming |  | 80
Cree Lighting | CREE, Inc. | LMH2-1250 | LMH020-1250-35G9-00000TW |  | 2013-12-30 | 2013-11-13 |  | LED Light Engines |  |  | Indoor | 120 | 120 | 83 | 108 | 45 | 16 | 15.8 | 15.6 | 15.8 | 1047 | 902 | 1270 | 66.2 | 58.4 | 79 | 0.99 | 121 | 32 | [6 empty] | 90 | 3500K | [10 empty] | Continuous Dimming |  | 80
Cree Lighting | CREE, Inc. | LMH2-1250 | LMH020-1250-40G9-00000TW |  | 2013-12-30 | 2013-11-13 |  | LED Light Engines |  |  | Indoor | 120 | 120 | 83 | 108 | 45 | 16 | 15.8 | 15.6 | 15.8 | 1047 | 902 | 1270 | 66.2 | 58.4 | 79 | 0.99 | 121 | 32 | [6 empty] | 90 | 4000/4100K | [10 empty] | Continuous Dimming |  | 80
Cree Lighting | CREE, Inc. | LMH2-850 | LMH020-0850-27G9-00000TW |  | 2013-12-30 | 2013-11-13 |  | LED Light Engines |  |  | Indoor | 120 | 120 | 68 | 93 | 45 | 10 | 10.6 | 10.4 | 10.6 | 818 | 715 | 860 | 76.9 | 69.5 | 81.6 | 0.99 | 121 | 32 | [6 empty] | 90 | 2700K | 2878 | 3223 | 2842 | Yes | Yes | Yes |  |  |  |  | Continuous Dimming |  | 80
Cree Lighting | CREE, Inc. | LMH2-850 | LMH020-0850-30G9-00000TW |  | 2013-12-30 | 2013-11-13 |  | LED Light Engines |  |  | Indoor | 120 | 120 | 68 | 93 | 45 | 10 | 10.6 | 10.4 | 10.6 | 818 | 715 | 860 | 76.9 | 69.5 | 81.6 | 0.99 | 121 | 32 | [6 empty] | 90 | 3000K | [10 empty] | Continuous Dimming |  | 80
Cree Lighting | CREE, Inc. | LMH2-850 | LMH020-0850-35G9-00000TW |  | 2013-12-30 | 2013-11-13 |  | LED Light Engines |  |  | Indoor | 120 | 120 | 68 | 93 | 45 | 10 | 10.6 | 10.4 | 10.6 | 818 | 715 | 860 | 76.9 | 69.5 | 81.6 | 0.99 | 121 | 32 | [6 empty] | 90 | 3500K | [10 empty] | Continuous Dimming |  | 80
Cree Lighting | CREE, Inc. | LMH2-850 | LMH020-0850-40G9-00000TW |  | 2013-12-30 | 2013-11-13 |  | LED Light Engines |  |  | Indoor | 120 | 120 | 68 | 93 | 45 | 10 | 10.6 | 10.4 | 10.6 | 818 | 715 | 860 | 76.9 | 69.5 | 81.6 | 0.99 | 121 | 32 | [6 empty] | 90 | 4000/4100K | [10 empty] | Continuous Dimming |  | 80
Energy Efficient Lighting Co., Ltd. | energy efficient lighting | LIGHT-EMITTINGDIODE LUMINAIRE RETROFIT KITS | QF1500/30-7SC-120-TD | LIGHT-EMITTINGDIODE LUMINAIRE RETROFIT KITS,QF1500/40-7SC-120-TD,; LIGHT-EMITTINGDIODE LUMINAIRE RETROFIT KITS,QF1500/50-7SC-120-TD, | 2017-08-14 | 2017-07-13 |  | LED Light Engines |  | GU24 | Indoor | 120 | 120 | 47 | 72 | 70 | 13 | 12.2 | 11.9 | 12.2 | 1587 | 1517 | 1476 | 130.3 | 127.6 | 125.5 | 0.97 | 120 | 235 | 44000 | 46000 | 49000 |  |  |  | 82 | 3000K | 3119 | 3134 | 3154 | Yes | Yes | Yes |  |  |  | -40 | Continuous Dimming |  | 90
Energy Efficient Lighting Co., Ltd. | energy efficient lighting | LIGHT-EMITTINGDIODE LUMINAIRE RETROFIT KITS | QF1500/30-8C-120-TD | LIGHT-EMITTINGDIODE LUMINAIRE RETROFIT KITS,QF1500/40-8C-120-TD,; LIGHT-EMITTINGDIODE LUMINAIRE RETROFIT KITS,QF1500/50-8C-120-TD, | 2017-08-14 | 2017-07-13 |  | LED Light Engines |  | GU24 | Indoor | 120 | 120 | 35 | 60 | 69 | 12 | 11.2 | 10.9 | 11.2 | 1471 | 1413 | 1354 | 131.1 | 129.4 | 126.8 | 0.97 | 120 | 221 | 42000 | 45000 | 48000 |  |  |  | 82 | 3000K | 3115 | 3135 | 3152 | Yes | Yes | Yes |  |  |  | -40 | Continuous Dimming |  | 90
Energy Efficient Lighting Co., Ltd. | energy efficient lighting | LIGHT-EMITTINGDIODE LUMINAIRE RETROFIT KITS | QF1500/30-8R-120-TD | LIGHT-EMITTINGDIODE LUMINAIRE RETROFIT KITS,QF1500/40-8R-120-TD,; LIGHT-EMITTINGDIODE LUMINAIRE RETROFIT KITS,QF1500/50-8R-120-TD, | 2017-08-14 | 2017-07-13 |  | LED Light Engines |  | GU24 | Indoor | 120 | 120 | 41 | 66 | 70 | 12 | 11.7 | 11.3 | 11.7 | 1502 | 1431 | 1359 | 128.5 | 126.9 | 124 | 0.96 | 120 | 223 | 42000 | 51000 | 47000 |  |  |  | 82 | 3000K | 3116 | 3142 | 3161 | Yes | Yes | Yes |  |  |  | -40 | Continuous Dimming |  | 90
Energy Efficient Lighting Co., Ltd. | energy efficient lighting | LIGHT-EMITTINGDIODE LUMINAIRE RETROFIT KITS | QF2700/30-10C-120-TD | LIGHT-EMITTINGDIODE LUMINAIRE RETROFIT KITS,QF2700/40-10C-120-TD,; LIGHT-EMITTINGDIODE LUMINAIRE RETROFIT KITS,QF2700/50-10C-120-TD, | 2017-08-14 | 2017-07-13 |  | LED Light Engines |  | GU24 | Indoor | 120 | 120 | 38 | 63 | 68 | 19 | 18.3 | 17.8 | 18.3 | 2416 | 2333 | 2258 | 132.2 | 130.8 | 128.9 | 0.98 | 120 | 258 | 42000 | 44000 | 47000 |  |  |  | 82 | 3000K | 3098 | 3137 | 3153 | Yes | Yes | Yes |  |  |  | -40 | Continuous Dimming |  | 90
Engineered Products Company | EPCO | 15676 | 15676 |  | 2017-05-12 | 2016-12-14 |  | GU24 Based Integrated LED Lamp | PAR | GU24 | Indoor | 120 | 120 | 78 | 103 | 90 | 8 | 8.9 | 8.6 | 8.9 | 838 | 801 | 826 | 93.2 | 91 | 88.3 | 0.9 | 276 | 6 | 47000 | 46000 | 47000 |  |  |  | 82 | 2700K | 2761 | 2770 | 2801 | Yes | Yes | Yes | 0.001 | 0.001 | 0.001 |  | Non-Dimmable |  | 35
Fulham Electronic Co., Ltd | FULHAM | Direct AC | VJTUNV010LN927B05 | ,VJTUNV010LN930B05 (CSD),; ,VJTUNV010LN935B05 (CSD),; ,VJTUNV010LN940B05 (CSD),; ,VJTUNV010LN950B05 (CSD), | 2019-07-18 | 2019-06-27 |  | LED Light Engines |  |  | Indoor | 120 | 120 | 53 | 78 | 32 | 10 | 10.4 | 10.4 | 10.4 | 881 | 857 | 895 | 84.6 | 82.2 | 86.1 | 0.98 | 120 | 200 | 36000 | 36000 | 36000 |  |  |  | 93 | 2700K | 2678 | 2671 | 2685 | Yes | Yes | Yes | 0.003 | 0.003 | 0.003 |  | Continuous Dimming | 56.2 | 90
Fulham Electronic Co., Ltd | FULHAM | Direct AC | VJTUNV015LN927B11 | ,VJTUNV015LN927B22 (CSD),; ,VJTUNV015LN930B11 (CSD),; ,VJTUNV015LN930B22 (CSD),; ,VJTUNV015LN935B11 (CSD),; ,VJTUNV015LN935B22 (CSD),; ,VJTUNV015LN940B11 (CSD),; ,VJTUNV015LN940B22(CSD),; ,VJTUNV015LN950B11 (CSD),; ,VJTUNV015LN950B22 (CSD), | 2019-07-18 | 2019-06-27 |  | LED Light Engines |  |  | Indoor | 120 | 120 | 62 | 87 | 36 | 15 | 15.5 | 15.3 | 15.5 | 1341 | 1292 | 1373 | 86.5 | 84 | 88.3 | 0.98 | 120 | 203 | 36000 | 36000 | 36000 |  |  |  | 93 | 2700K | 2681 | 2675 | 2686 | Yes | Yes | Yes | 0.003 | 0.003 | 0.003 |  | Continuous Dimming | 51.4 | 90
Fulham Electronic Co., Ltd | FULHAM | Direct AC | VJTUNV030LN927B22 | ,VJTUNV030LN930B22 (CSD),; ,VJTUNV030LN935B22 (CSD),; ,VJTUNV030LN940B22 (CSD),; ,VJTUNV030LN950B22 (CSD), | 2019-07-18 | 2019-06-27 |  | LED Light Engines |  |  | Indoor | 120 | 120 | 68 | 93 | 47 | 30 | 30.7 | 29.9 | 30.7 | 2702 | 2576 | 2812 | 87.9 | 86.2 | 89.5 | 0.98 | 120 | 111 | 36000 | 36000 | 36000 |  |  |  | 93 | 2700K | 2685 | 2680 | 2693 | Yes | Yes | Yes | 0.003 | 0.003 | 0.003 |  | Continuous Dimming | 75.2 | 90
Fulham Electronic Co., Ltd | FULHAM | DirectAC | TJTUNV010AC827B | ,TATUNV010AC827A-1,; ,TATUNV010AC830A-1,; ,TATUNV010AC835A-1,; ,TATUNV010AC840A-1,; ,TATUNV010AC850A-1,; ,TJTUNV010AC830B-1,; ,TJTUNV010AC835B-1,; ,TJTUNV010AC840B-1,; ,TJTUNV010AC850B-1, | 2018-01-24 | 2017-12-22 |  | LED Light Engines |  |  | Indoor | 120 | 120 | 64 | 89 | 39 | 10 | 9.8 | 9.4 | 9.8 | 878 | 822 | 912 | 89.8 | 87.4 | 91.8 | 0.98 | 120 | 395 | 36000 | 36000 | 36000 |  |  |  | 83 | 2700K | 2679 | 2693 | 2671 | Yes | Yes | Yes | 0.002 | 0.002 | 0.003 |  | Continuous Dimming |  | 90
Fulham Electronic Co., Ltd | FULHAM | DirectAC | TJTUNV010AC927B | ,TATUNV010AC927A-1,; ,TATUNV010AC930A-1,; ,TATUNV010AC935A-1,; ,TATUNV010AC940A-1,; ,TATUNV010AC950A-1,; ,TJTUNV010AC930B-1,; ,TJTUNV010AC935B-1,; ,TJTUNV010AC940B-1,; ,TJTUNV010AC950B-1, | 2018-01-24 | 2017-12-22 |  | LED Light Engines |  |  | Indoor | 120 | 120 | 63 | 88 | 45 | 10 | 10.2 | 10.2 | 10.2 | 802 | 782 | 811 | 78.4 | 76.4 | 79.4 | 0.98 | 120 | 395 | 36000 | 36000 | 36000 |  |  |  | 93 | 2700K | 2738 | 2732 | 2747 | Yes | Yes | Yes | 0.002 | 0.002 | 0.003 |  | Continuous Dimming |  | 90
Fulham Electronic Co., Ltd | FULHAM | DirectAC | TJTUNV015AC827 | ,TATUNV015AC827A-1,; ,TATUNV015AC830A-1,; ,TATUNV015AC835A-1,; ,TATUNV015AC840A-1,; ,TATUNV015AC850A-1,; ,TJTUNV015AC830B-1,; ,TJTUNV015AC835B-1,; ,TJTUNV015AC840B-1,; ,TJTUNV015AC850B-1, | 2018-01-24 | 2017-12-22 |  | LED Light Engines |  |  | Indoor | 120 | 120 | 63 | 88 | 41 | 15 | 15.2 | 15.2 | 15.2 | 1453 | 1418 | 1482 | 95.8 | 93.4 | 97.8 | 0.98 | 120 | 395 | 36000 | 36000 | 36000 |  |  |  | 83 | 2700K | 2729 | 2744 | 2729 | Yes | Yes | Yes | 0.002 | 0.002 | 0.003 |  | Continuous Dimming |  | 90
Fulham Electronic Co., Ltd | FULHAM | DirectAC | TJTUNV015AC927B | ,TATUNV015AC927A-1,; ,TATUNV015AC930A-1,; ,TATUNV015AC935A-1,; ,TATUNV015AC940A-1,; ,TATUNV015AC950A-1,; ,TJTUNV015AC930B-1,; ,TJTUNV015AC935B-1,; ,TJTUNV015AC940B-1,; ,TJTUNV015AC950B-1, | 2018-01-24 | 2017-12-22 |  | LED Light Engines |  |  | Indoor | 120 | 120 | 62 | 87 | 37 | 15 | 15.2 | 15.2 | 15.2 | 1240 | 1207 | 1154 | 81.7 | 79.5 | 78.6 | 0.98 | 120 | 395 | 36000 | 36000 | 36000 |  |  |  | 93 | 2700K | 2741 | 2734 | 2752 | Yes | Yes | Yes | 0.002 | 0.002 | 0.003 |  | Continuous Dimming |  | 90
Fulham Electronic Co., Ltd | FULHAM | DirectAC | TJTUNV015AR827B | DirectAC,TATUNV015AC850A,; DirectAC,TATUNV015AR827A,; DirectAC,TATUNV015AR830A,; DirectAC,TATUNV015AR835A,; DirectAC,TATUNV015AR840A,; DirectAC,TJTUNV015AR830B,; DirectAC,TJTUNV015AR835B,; DirectAC,TJTUNV015AR840B,; DirectAC,TJTUNV015AR850B, | 2018-03-07 | 2018-02-09 |  | LED Light Engines |  |  | Indoor | 120 | 277,120 | 56 | 81 | 36 | 15 | 15.1 | 15.1 | 15.1 | 1410 | 1365 | 1436 | 93.4 | 90.5 | 95 | 0.98 | 120 | 395 | 36000 | 36000 | 36000 |  |  |  | 83 | 2700K | 2698 | 2709 | 2690 | Yes | Yes | Yes | 0.002 | 0.002 | 0.003 |  | Continuous Dimming |  | 90
Fulham Electronic Co., Ltd | FULHAM | DirectAC | TJTUNV015AR927B | DirectAC,TATUNV015AR927A,; DirectAC,TATUNV015AR930A,; DirectAC,TATUNV015AR935A,; DirectAC,TATUNV015AR940A,; DirectAC,TATUNV015AR950A,; DirectAC,TJTUNV015AR930B,; DirectAC,TJTUNV015AR935B,; DirectAC,TJTUNV015AR940B,; DirectAC,TJTUNV015AR950B, | 2018-03-07 | 2017-02-09 |  | LED Light Engines |  |  | Indoor | 120 | 277,120 | 65 | 89 | 32 | 15 | 15.2 | 15.1 | 15.2 | 1198 | 1153 | 1237 | 79 | 76.5 | 81.8 | 0.98 | 120 | 395 | 36000 | 36000 | 36000 |  |  |  | 93 | 2700K | 2660 | 2657 | 2668 | Yes | Yes | Yes | 0.002 | 0.002 | 0.003 |  | Continuous Dimming |  | 90
Fulham Electronic Co., Ltd | FULHAM | DirectAC | TJTUNV023AC827B | ,TATUNV023AC827A-1,; ,TATUNV023AC830A-1,; ,TATUNV023AC835A-1,; ,TATUNV023AC840A-1,; ,TATUNV023AC850A-1,; ,TJTUNV023AC830B-1,; ,TJTUNV023AC835B-1,; ,TJTUNV023AC840B-1,; ,TJTUNV023AC850B-1, | 2018-01-24 | 2017-12-22 |  | LED Light Engines |  |  | Indoor | 120 | 120 | 16 | 101 | 51 | 23 | 23 | 22.6 | 23 | 2175 | 2090 | 2246 | 94.8 | 92.4 | 96.8 | 0.98 | 121 | 87 | 36000 | 36000 | 36000 |  |  |  | 83 | 2700K | 2730 | 2742 | 2723 | Yes | Yes | Yes | 0.002 | 0.002 | 0.003 |  | Continuous Dimming |  | 90
Fulham Electronic Co., Ltd | FULHAM | DirectAC | TJTUNV023AC927B | ,TATUNV023AC927A-1,; ,TATUNV023AC930A-1,; ,TATUNV023AC935A-1,; ,TATUNV023AC940A-1,; ,TATUNV023AC950A-1,; ,TJTUNV023AC930B-1,; ,TJTUNV023AC935B-1,; ,TJTUNV023AC940B-1,; ,TJTUNV023AC950B-1, | 2018-01-24 | 2017-12-22 |  | LED Light Engines |  |  | Indoor | 120 | 120 | 79 | 104 | 54 | 23 | 22.1 | 21.2 | 22.1 | 1799 | 1676 | 1868 | 81.2 | 79.3 | 82.9 | 0.98 | 121 | 87 | 36000 | 36000 | 35000 |  |  |  | 93 | 2700K | 2742 | 2740 | 2752 | Yes | Yes | Yes | 0.002 | 0.002 | 0.003 |  | Continuous Dimming |  | 90
Fulham Electronic Co., Ltd | FULHAM | DirectAC | TJTUNV034AC827B | ,TATUNV034AC827A-1,; ,TATUNV034AC830A-1,; ,TATUNV034AC835A-1,; ,TATUNV034AC840A-1,; ,TATUNV034AC850A-1,; ,TJTUNV034AC830B-1,; ,TJTUNV034AC835B-1,; ,TJTUNV034AC840B-1,; ,TJTUNV034AC850B-1, | 2018-01-24 | 2017-12-22 |  | LED Light Engines |  |  | Indoor | 120 | 120 | 78 | 103 | 53 | 34 | 32.7 | 32.3 | 32.7 | 3154 | 3050 | 3225 | 96.5 | 94.4 | 98.5 | 0.98 | 121 | 87 | 36000 | 36000 | 36000 |  |  |  | 84 | 2700K | 2740 | 2752 | 2737 | Yes | Yes | Yes | 0.002 | 0.002 | 0.003 |  | Continuous Dimming |  | 90
Fulham Electronic Co., Ltd | FULHAM | DirectAC | TJTUNV034AC927B | ,TATUNV034AC927A-1,; ,TATUNV034AC930A-1,; ,TATUNV034AC935A-1,; ,TATUNV034AC940A-1,; ,TATUNV034AC950A-1,; ,TJTUNV034AC930B-1,; ,TJTUNV034AC935B-1,; ,TJTUNV034AC940B-1,; ,TJTUNV034AC950B-1, | 2018-01-24 | 2017-12-22 |  | LED Light Engines |  |  | Indoor | 120 | 120 | 79 | 104 | 53 | 34 | 33.6 | 33.3 | 33.6 | 2732 | 2639 | 2774 | 81.3 | 79.4 | 82.9 | 0.98 | 121 | 87 | 36000 | 36000 | 35000 |  |  |  | 93 | 2700K | 2745 | 2739 | 2755 | Yes | Yes | Yes | 0.002 | 0.002 | 0.003 |  | Continuous Dimming |  | 90
Fulham Electronic Co., Ltd | FULHAM | DirectAC | T*T120010A*827* | ,TAT120010A*827A,; ,TAT120010A*830A,; ,TAT120010A*835A,; ,TAT120010A*840A,; ,TAT120010A*850A,; ,TJT120010A*827B,; ,TJT120010A*827C,; ,TJT120010A*830B,; ,TJT120010A*830C,; ,TJT120010A*835B,; ,TJT120010A*835C,; ,TJT120010A*840B,; ,TJT120010A*840C,; ,TJT120010A*850B,; ,TJT120010A*850C, | 2017-04-20 | 2017-03-12 |  | LED Light Engines |  |  | Indoor | 120 | 120 | 57 | 82 | 42 | 9 | 9.6 | 9.7 | 9.6 | 780 | 758 | 789 | 81.2 | 78.5 | 82.4 | 0.99 | 120 | 74 | 36000 | 36000 | 36000 |  |  |  | 84 | 2700K | 2758 | 2764 | 2759 | Yes | Yes | Yes | 0.002 | 0.002 | 0.002 |  | Continuous Dimming |  | 90
Fulham Electronic Co., Ltd | FULHAM | LED Light Engine | TKMUNV011RDxx-01 | ,,Retail Number: TEMUNV011RDxx-01; "XX" could be 27, 30, 35, 40, 50 denotes CCT 2700K, 3000K, 3500K, 4000K, 5000K. | 2015-12-22 | 2015-07-24 |  | LED Light Engines | Non-Standard |  | Indoor | 120 | 277,120 | 33 | 58 | 50 | 11 | 9.4 | 9.3 | 9.4 | 986 | 925 | 938 | 105.2 | 99.7 | 101 | 0.99 | 120 | 576 | 60000 | 60000 | 60000 |  |  |  | 82 | 2700K | 2773 | 2791 | 2785 | Yes | Yes | Yes | 0.002 | 0.002 | 0.002 |  | Continuous Dimming |  | 90
Fulham Electronic Co., Ltd | FULHAM | LED Light Engine | TKMUNV013HRxx-01 | ,,Retail Number: TEMUNV013HRxx-01; "XX" could be 27, 30, 35, 40, 50 denotes CCT 2700K, 3000K, 3500K, 4000K, 5000K. | 2015-12-22 | 2015-07-14 |  | LED Light Engines | Non-Standard |  | Indoor | 120 | 277,120 | 32 | 57 | 50 | 13 | 11.7 | 11.5 | 11.7 | 1218 | 1160 | 1169 | 103.9 | 100.6 | 101.2 | 1 | 120 | 712 | 60000 | 60000 | 60000 |  |  |  | 82 | 2700K | 2652 | 2663 | 2661 | Yes | Yes | Yes | 0.002 | 0.002 | 0.002 |  | Continuous Dimming |  | 90
Fulham Electronic Co., Ltd | FULHAM | LED Light Engine | TKMUNV013RDxx-01 | ,,Retail Number: TEMUNV013RDxx-01; "XX" could be 27, 30, 35, 40, 50 denotes CCT 2700K, 3000K, 3500K, 4000K, 5000K. | 2015-12-22 | 2015-07-14 |  | LED Light Engines | Non-Standard |  | Indoor | 120 | 277,120 | 33 | 58 | 50 | 13 | 11.7 | 11.5 | 11.7 | 1219 | 1165 | 1175 | 104.6 | 101.1 | 101.7 | 0.99 | 120 | 532 | 60000 | 60000 | 60000 |  |  |  | 82 | 2700K | 2779 | 2796 | 2795 | Yes | Yes | Yes | 0.002 | 0.002 | 0.002 |  | Continuous Dimming |  | 90
Fulham Electronic Co., Ltd | FULHAM | LED Light Engine | TKMUNV013RTxx-06 | ,,Retail Number: TEMUNV013RTxx-06; "XX" could be 27, 30, 35, 40, 50 denotes CCT 2700K, 3000K, 3500K, 4000K, 5000K. | 2015-12-22 | 2015-07-24 |  | LED Light Engines | Non-Standard |  | Indoor | 120 | 277,120 | 34 | 59 | 50 | 13 | 11.8 | 11.7 | 11.8 | 1246 | 1183 | 1196 | 105.8 | 101.6 | 102.5 | 0.99 | 120 | 660 | 60000 | 60000 | 60000 |  |  |  | 82 | 2700K | 2721 | 2733 | 2731 | Yes | Yes | Yes | 0.002 | 0.002 | 0.002 |  | Continuous Dimming |  | 90
Fulham Electronic Co., Ltd | FULHAM | LED Light Engine | TKMUNV021RDxx-01 | ,,Retail Number: TEMUNV021RDxx-01; "XX" could be 27, 30, 35, 40, 50 denotes CCT 2700K, 3000K, 3500K, 4000K, 5000K. | 2015-12-22 | 2015-07-24 |  | LED Light Engines | Non-Standard |  | Indoor | 120 | 277,120 | 33 | 58 | 50 | 21 | 18.8 | 18.5 | 18.8 | 2058 | 1988 | 1973 | 109.7 | 107.4 | 106.3 | 0.99 | 120 | 660 | 60000 | 60000 | 60000 |  |  |  | 82 | 2700K | 2775 | 2782 | 2782 | Yes | Yes | Yes | 0.002 | 0.002 | 0.002 |  | Continuous Dimming |  | 86
Fulham Electronic Co., Ltd | FULHAM | LED Light Engine | TKMUNV025RDxx-01 | ,,Retail Number: TEMUNV025RDxx-01; "XX" could be 27, 30, 35, 40, 50 denotes CCT 2700K, 3000K, 3500K, 4000K, 5000K. | 2015-12-22 | 2015-07-24 |  | LED Light Engines | Non-Standard |  | Indoor | 120 | 277,120 | 33 | 58 | 50 | 25 | 22.9 | 22.5 | 22.9 | 2513 | 2363 | 2374 | 109.9 | 104.8 | 105.5 | 0.99 | 120 | 576 | 60000 | 60000 | 60000 |  |  |  | 82 | 2700K | 2782 | 2789 | 2786 | Yes | Yes | Yes | 0.002 | 0.002 | 0.002 |  | Continuous Dimming |  | 86
Fulham Electronic Co., Ltd | FULHAM | LED Light Engine | TKMUNV032RDxx-01 | ,,Retail Number: TEMUNV032RDxx-01; "XX" could be 27, 30, 35, 40, 50 denotes CCT 2700K, 3000K, 3500K, 4000K, 5000K. | 2015-12-22 | 2015-10-26 |  | LED Light Engines | Non-Standard |  | Indoor | 120 | 277,120 | 43 | 68 | 50 | 32 | 31.6 | 32 | 31.6 | 2962 | 2812 | 2826 | 93.6 | 88.7 | 92 | 1 | 120 | 264 | 60000 | 60000 | 60000 |  |  |  | 82 | 2700K | 2675 | 2682 | 2689 | Yes | Yes | Yes | 0.002 | 0.002 | 0.002 |  | Continuous Dimming |  | 90
Fulham Electronic Co., Ltd | FULHAM | LED Light Engine | TKMUNV032RDxx-11 | ,,Retail Number: TEMUNV032RDxx-11; "XX" could be 27, 30, 35, 40, 50 denotes CCT 2700K, 3000K, 3500K, 4000K, 5000K. | 2015-12-22 | 2015-10-26 |  | LED Light Engines | Non-Standard |  | Indoor | 120 | 277,120 | 39 | 64 | 50 | 32 | 31.1 | 31.7 | 31.1 | 2282 | 2232 | 2237 | 73.4 | 70.4 | 72.2 | 1 | 120 | 194 | 60000 | 60000 | 60000 |  |  |  | 94 | 2700K | 2689 | 2698 | 2695 | Yes | Yes | Yes | 0.002 | 0.002 | 0.002 |  | Continuous Dimming |  | 90
Fulham Electronic Co., Ltd | FULHAM | LED Light Engine | TKMUNV039RDxx-01 | ,,Retail Number: TEMUNV039RDxx-01; "XX" could be 27, 30, 35, 40, 50 denotes CCT 2700K, 3000K, 3500K, 4000K, 5000K. | 2015-12-22 | 2015-10-26 |  | LED Light Engines | Non-Standard |  | Indoor | 120 | 277,120 | 45 | 70 | 50 | 39 | 38.1 | 37.3 | 38.1 | 3598 | 3535 | 3527 | 94.5 | 94.7 | 94.4 | 1 | 120 | 108 | 60000 | 60000 | 60000 |  |  |  | 82 | 2700K | 2695 | 2707 | 2709 | Yes | Yes | Yes | 0.002 | 0.002 | 0.002 |  | Continuous Dimming |  | 90
Fulham Electronic Co., Ltd | FULHAM | LED Light Engine | TKMUNV039RDxx-11 | ,,Retail Number: TEMUNV039RDxx-11; "XX" could be 27, 30, 35, 40, 50 denotes CCT 2700K, 3000K, 3500K, 4000K, 5000K. | 2015-12-22 | 2015-10-26 |  | LED Light Engines | Non-Standard |  | Indoor | 120 | 277,120 | 44 | 69 | 50 | 39 | 39 | 38.5 | 39 | 2924 | 2830 | 2864 | 75.1 | 73.5 | 74.2 | 1 | 120 | 280 | 60000 | 60000 | 60000 |  |  |  | 94 | 2700K | 2700 | 2677 | 2678 | Yes | Yes | Yes | 0.002 | 0.002 | 0.002 |  | Continuous Dimming |  | 90
Fulham Electronic Co., Ltd | FULHAM | LED Light Engine | TKT120011RDxx-01 | ,,Retail Number: TET120011RDxx-01; "XX" could be 27, 30, 35, 40, 50 denotes CCT 2700K, 3000K, 3500K, 4000K, 5000K. | 2015-12-22 | 2015-07-08 |  | LED Light Engines | Non-Standard |  | Indoor | 120 | 120 | 33 | 58 | 50 | 10.5 | 9.7 | 9.6 | 9.7 | 1022 | 943 | 957 | 105.1 | 98.6 | 99.6 | 0.96 | 120 | 712 | 60000 | 60000 | 60000 |  |  |  | 82 | 2700K | 2754 | 2768 | 2763 | Yes | Yes | Yes | 0.002 | 0.002 | 0.002 |  | Continuous Dimming |  | 88
Fulham Electronic Co., Ltd | FULHAM | LED Light Engine | TKT120013HRxx-01 | ,,Retail Number: TET120013HRxx-01; "XX" could be 27, 30, 35, 40, 50 denotes CCT 2700K, 3000K, 3500K, 4000K, 5000K. | 2015-12-22 | 2015-07-08 |  | LED Light Engines | Non-Standard |  | Indoor | 120 | 120 | 33 | 58 | 50 | 13 | 12.9 | 12.8 | 12.9 | 1298 | 1244 | 1257 | 100.7 | 97.6 | 98.5 | 0.98 | 120 | 712 | 60000 | 60000 | 60000 |  |  |  | 82 | 2700K | 2648 | 2657 | 2656 | Yes | Yes | Yes | 0.002 | 0.002 | 0.002 |  | Continuous Dimming |  | 88
Fulham Electronic Co., Ltd | FULHAM | LED Light Engine | TKT120013RDxx-01 | ,,Retail Number: TET120013RDxx-01; "XX" could be 27, 30, 35, 40, 50 denotes CCT 2700K, 3000K, 3500K, 4000K, 5000K. | 2015-12-22 | 2015-07-07 |  | LED Light Engines | Non-Standard |  | Indoor | 120 | 120 | 32 | 57 | 50 | 12.5 | 11.9 | 11.8 | 11.9 | 1272 | 1226 | 1228 | 106.7 | 104 | 104 | 0.97 | 120 | 576 | 60000 | 60000 | 60000 |  |  |  | 81 | 2700K | 2764 | 2768 | 2762 | Yes | Yes | Yes | 0.002 | 0.002 | 0.002 |  | Continuous Dimming |  | 88
Fulham Electronic Co., Ltd | FULHAM | LED Light Engine | TKT120013RTxx-06 | ,,Retail Number: TET120013RTxx-06; "XX" could be 27, 30, 35, 40, 50 denotes CCT 2700K, 3000K, 3500K, 4000K, 5000K. | 2015-12-22 | 2015-07-08 |  | LED Light Engines | Non-Standard |  | Indoor | 120 | 120 | 34 | 59 | 50 | 13 | 12 | 11.8 | 12 | 1291 | 1221 | 1231 | 107.9 | 103.4 | 104.1 | 0.98 | 120 | 660 | 60000 | 60000 | 60000 |  |  |  | 82 | 2700K | 2765 | 2772 | 2767 | Yes | Yes | Yes | 0.002 | 0.002 | 0.002 |  | Continuous Dimming |  | 88
Fulham Electronic Co., Ltd | FULHAM | LED Light Engine | TKT120021RDxx-01 | ,,Retail Number: TET120021RDxx-01; "XX" could be 27, 30, 35, 40, 50 denotes CCT 2700K, 3000K, 3500K, 4000K, 5000K. | 2015-12-22 | 2015-07-08 |  | LED Light Engines | Non-Standard |  | Indoor | 120 | 120 | 34 | 59 | 50 | 20.5 | 19.1 | 18.8 | 19.1 | 2048 | 1985 | 2001 | 107.3 | 105.7 | 106.2 | 0.97 | 120 | 729 | 60000 | 60000 | 60000 |  |  |  | 82 | 2700K | 2774 | 2778 | 2782 | Yes | Yes | Yes | 0.002 | 0.002 | 0.002 |  | Continuous Dimming |  | 80
Fulham Electronic Co., Ltd | FULHAM | LED Light Engine | TKT120025RDxx-01 | ,,Retail Number: TET120025RDxx-01; "XX" could be 27, 30, 35, 40, 50 denotes CCT 2700K, 3000K, 3500K, 4000K, 5000K. | 2015-12-22 | 2015-07-20 |  | LED Light Engines | Non-Standard |  | Indoor | 120 | 120 | 35 | 60 | 50 | 25 | 23.5 | 23.1 | 23.5 | 2570 | 2507 | 2437 | 109.4 | 108.6 | 105 | 0.98 | 120 | 716 | 60000 | 60000 | 60000 |  |  |  | 82 | 2700K | 2756 | 2767 | 2763 | Yes | Yes | Yes | 0.002 | 0.002 | 0.002 |  | Continuous Dimming |  | 80
Fulham Electronic Co., Ltd | FULHAM | LED Light Engine | TKUNV032RDxx-01 | ,,Retail Number: TEUNV032RDxx-01; "XX" could be 27, 30, 35, 40, 50 denotes CCT 2700K, 3000K, 3500K, 4000K, 5000K. | 2015-12-22 | 2015-10-24 |  | LED Light Engines | Non-Standard |  | Indoor | 120 | 277,120 | 38 | 63 | 50 | 32 | 31 | 30.6 | 31 | 2959 | 2840 | 2865 | 95.6 | 92.7 | 93.2 | 1 | 120 | 712 | 60000 | 60000 | 60000 |  |  |  | 82 | 2700K | 2682 | 2690 | 2694 | Yes | Yes | Yes | 0.002 | 0.002 | 0.002 |  | Non-Dimmable |  | 90
Fulham Electronic Co., Ltd | FULHAM | LED Light Engine | TKUNV032RDxx-11 | ,,Retail Number: TEUNV032RDxx-11; "XX" could be 27, 30, 35, 40, 50 denotes CCT 2700K, 3000K, 3500K, 4000K, 5000K. | 2015-12-22 | 2015-10-24 |  | LED Light Engines | Non-Standard |  | Indoor | 120 | 277,120 | 36 | 61 | 50 | 32 | 31.3 | 30.8 | 31.3 | 2409 | 2251 | 2286 | 77 | 73.1 | 74 | 1 | 120 | 716 | 60000 | 60000 | 60000 |  |  |  | 94 | 2700K | 2681 | 2667 | 2670 | Yes | Yes | Yes | 0.002 | 0.002 | 0.002 |  | Non-Dimmable |  | 90
Fulham Electronic Co., Ltd | FULHAM | LED Light Engine | TKUNV039RDxx-01 | ,,Retail Number: TEUNV039RDxx-01; "XX" could be 27, 30, 35, 40, 50 denotes CCT 2700K, 3000K, 3500K, 4000K, 5000K. | 2015-12-22 | 2015-10-24 |  | LED Light Engines | Non-Standard |  | Indoor | 120 | 277,120 | 45 | 70 | 50 | 39 | 37.6 | 36.8 | 37.6 | 3695 | 3673 | 3522 | 98.3 | 94.3 | 95.5 | 1 | 120 | 368 | 60000 | 60000 | 60000 |  |  |  | 82 | 2700K | 2687 | 2704 | 2702 | Yes | Yes | Yes | 0.002 | 0.002 | 0.002 |  | Non-Dimmable |  | 90
Fulham Electronic Co., Ltd | FULHAM | LED Light Engine | TKUNV039RDxx-11 | ,,Retail Number: TEUNV039RDxx-11; "XX" could be 27, 30, 35, 40, 50 denotes CCT 2700K, 3000K, 3500K, 4000K, 5000K. | 2015-12-22 | 2015-10-24 |  | LED Light Engines | Non-Standard |  | Indoor | 120 | 277,120 | 44 | 69 | 50 | 39 | 37.4 | 36.8 | 37.4 | 2874 | 2816 | 2843 | 76.8 | 76.6 | 76.9 | 1 | 120 | 456 | 60000 | 60000 | 60000 |  |  |  | 94 | 2700K | 2685 | 2672 | 2675 | Yes | Yes | Yes | 0.002 | 0.002 | 0.002 |  | Non-Dimmable |  | 90
Fulham Electronic Co., Ltd | FULHAM | Light Engine | VAT120010AC9TWA |  | 2022-12-26 | 2022-11-11 |  | LED Light Engines |  |  | Indoor | 120 | 120 | 81 | 106 | 91 | 12 | 10.4 | 9.9 | 10.4 | 958 | 887 | 931 | 91.9 | 89.3 | 90.6 | 0.95 | 121 | 4 | [6 empty] | 96 | 2700K | 2643 | 2617 | 2629 | Yes | Yes | Yes |  |  |  |  | Continuous Dimming |  | 150
Fulham Electronic Co., Ltd | FULHAM | Light Engine | VAT120010LN9TWA-06 |  | 2022-12-26 | 2022-11-01 |  | LED Light Engines |  |  | Indoor | 120 | 120 | 61 | 86 | 71 | 12 | 9.9 | 9.7 | 9.9 | 916 | 862 | 899 | 92.3 | 88.6 | 91 | 0.95 | 121 | 9 | [6 empty] | 95 | 2700K | 2682 | 2640 | 2664 | Yes | Yes | Yes |  |  |  |  | Continuous Dimming |  | 150
Fulham Electronic Co., Ltd | FULHAM | Light Engine | VAT120020AC9TWA |  | 2022-12-26 | 2022-11-08 |  | LED Light Engines |  |  | Indoor | 120 | 120 | 77 | 102 | 87 | 21 | 19.9 | 19.6 | 19.9 | 1940 | 1818 | 1905 | 97.3 | 92.8 | 95.7 | 0.94 | 120 | 12 | [6 empty] | 94 | 2700K | 2694 | 2651 | 2673 | Yes | Yes | Yes |  |  |  |  | Continuous Dimming |  | 150
Fulham Electronic Co., Ltd | FULHAM | Light Engine | VAT120030AC9TWA |  | 2022-12-26 | 2022-11-08 |  | LED Light Engines |  |  | Indoor | 120 | 120 | 68 | 93 | 78 | 32 | 29.6 | 29 | 29.6 | 2901 | 2724 | 2821 | 98.1 | 93.9 | 95.7 | 0.94 | 120 | 5 | [6 empty] | 94 | 2700K | 2696 | 2654 | 2672 | Yes | Yes | Yes |  |  |  |  | Continuous Dimming |  | 150
Fulham Electronic Co., Ltd | FULHAM | Light Engine | VKMUNV008RD#27* |  | 2021-12-30 | 2021-11-30 |  | LED Light Engines |  |  | Indoor,Outdoor | 120 | 120 | 33 | 58 | 80 | 10 | 10.5 | 10 | 10.5 | 1123 | 1083 | 1048 | 111.7 | 108.9 | 106.3 | 0.99 | 408 | 260 | 60000 | 60000 | 60000 |  |  |  | 93 | 2700K | 2700 | 2700 | 2700 | [7 empty] | Continuous Dimming |  | 90
Fulham Electronic Co., Ltd | FULHAM | Light Engine | VKMUNV008RD#30* |  | 2021-12-30 | 2021-11-30 |  | LED Light Engines |  |  | Indoor,Outdoor | 120 | 120 | 33 | 58 | 80 | 10 | 10.5 | 10 | 10.5 | 1123 | 1083 | 1048 | 111.7 | 108.9 | 106.3 | 0.99 | 408 | 260 | 60000 | 60000 | 60000 |  |  |  | 93 | 3000K | 3000 | 3000 | 3000 | [7 empty] | Continuous Dimming |  | 90
Fulham Electronic Co., Ltd | FULHAM | Light Engine | VKMUNV008RD#35* |  | 2021-12-30 | 2021-11-30 |  | LED Light Engines |  |  | Indoor,Outdoor | 120 | 120 | 33 | 58 | 80 | 10 | 10.5 | 10 | 10.5 | 1123 | 1083 | 1048 | 111.7 | 108.9 | 106.3 | 0.99 | 408 | 260 | 60000 | 60000 | 60000 |  |  |  | 93 | 3500K | 3500 | 3500 | 3500 | [7 empty] | Continuous Dimming |  | 90
Fulham Electronic Co., Ltd | FULHAM | Light Engine | VKMUNV008RD#40* |  | 2021-12-30 | 2021-11-30 |  | LED Light Engines |  |  | Indoor,Outdoor | 120 | 120 | 33 | 58 | 80 | 10 | 10.5 | 10 | 10.5 | 1123 | 1083 | 1048 | 111.7 | 108.9 | 106.3 | 0.99 | 408 | 260 | 60000 | 60000 | 60000 |  |  |  | 93 | 4000/4100K | 4000 | 4000 | 4000 | [7 empty] | Continuous Dimming |  | 90
Fulham Electronic Co., Ltd | FULHAM | Light Engine | VKMUNV008RD#50* |  | 2021-12-30 | 2021-11-30 |  | LED Light Engines |  |  | Indoor,Outdoor | 120 | 120 | 33 | 58 | 80 | 10 | 10.5 | 10 | 10.5 | 1123 | 1083 | 1048 | 111.7 | 108.9 | 106.3 | 0.99 | 408 | 260 | 60000 | 60000 | 60000 |  |  |  | 93 | 5000K | 5000 | 5000 | 5000 | [7 empty] | Continuous Dimming |  | 90
Fulham Electronic Co., Ltd | FULHAM | Light Engine | VKMUNV008RT#27* |  | 2021-12-30 | 2021-11-30 |  | LED Light Engines |  |  | Indoor,Outdoor | 120 | 120 | 33 | 58 | 80 | 10 | 10.5 | 10 | 10.5 | 1123 | 1083 | 1048 | 111.7 | 108.9 | 106.3 | 0.99 | 408 | 260 | 60000 | 60000 | 60000 |  |  |  | 93 | 2700K | 2737 | 2706 | 2684 | [7 empty] | Continuous Dimming |  | 90
Fulham Electronic Co., Ltd | FULHAM | Light Engine | VKMUNV008RT#30* |  | 2021-12-30 | 2021-11-30 |  | LED Light Engines |  |  | Indoor,Outdoor | 120 | 120 | 33 | 58 | 80 | 10 | 10.5 | 10 | 10.5 | 1123 | 1083 | 1048 | 111.7 | 108.9 | 106.3 | 0.99 | 408 | 260 | 60000 | 60000 | 60000 |  |  |  | 93 | 3000K | 3000 | 3000 | 3000 | [7 empty] | Continuous Dimming |  | 90
Fulham Electronic Co., Ltd | FULHAM | Light Engine | VKMUNV008RT#35* |  | 2021-12-30 | 2021-11-30 |  | LED Light Engines |  |  | Indoor,Outdoor | 120 | 120 | 33 | 58 | 80 | 10 | 10.5 | 10 | 10.5 | 1123 | 1083 | 1048 | 111.7 | 108.9 | 106.3 | 0.99 | 408 | 260 | 60000 | 60000 | 60000 |  |  |  | 93 | 3500K | 3500 | 3500 | 3500 | [7 empty] | Continuous Dimming |  | 90
Fulham Electronic Co., Ltd | FULHAM | Light Engine | VKMUNV008RT#40* |  | 2021-12-30 | 2021-11-30 |  | LED Light Engines |  |  | Indoor,Outdoor | 120 | 120 | 33 | 58 | 80 | 10 | 10.5 | 10 | 10.5 | 1123 | 1083 | 1048 | 111.7 | 108.9 | 106.3 | 0.99 | 408 | 260 | 60000 | 60000 | 60000 |  |  |  | 93 | 4000/4100K | 4000 | 4000 | 4000 | [7 empty] | Continuous Dimming |  | 90
Fulham Electronic Co., Ltd | FULHAM | Light Engine | VKMUNV008RT#50* |  | 2021-12-30 | 2021-11-30 |  | LED Light Engines |  |  | Indoor,Outdoor | 120 | 120 | 33 | 58 | 80 | 10 | 10.5 | 10 | 10.5 | 1123 | 1083 | 1048 | 111.7 | 108.9 | 106.3 | 0.99 | 408 | 260 | 60000 | 60000 | 60000 |  |  |  | 93 | 5000K | 5000 | 5000 | 5000 | [7 empty] | Continuous Dimming |  | 90
Fulham Electronic Co., Ltd | FULHAM | Light Engine | VKMUNV012RD#27* |  | 2021-12-30 | 2021-11-29 |  | LED Light Engines |  |  | Indoor,Outdoor | 120 | 120 | 44 | 59 | 69 | 14.5 | 14.5 | 14.3 | 14.5 | 1708 | 1662 | 1630 | 118.1 | 115.9 | 114.1 | 0.99 | 649 | 294 | 60000 | 60000 | 60000 |  |  |  | 93 | 2700K | 2743 | 2721 | 2710 | [7 empty] | Continuous Dimming |  | 90
Fulham Electronic Co., Ltd | FULHAM | Light Engine | VKMUNV012RD#30* |  | 2021-12-30 | 2021-11-29 |  | LED Light Engines |  |  | Indoor,Outdoor | 120 | 120 | 44 | 59 | 69 | 14.5 | 14.5 | 14.3 | 14.5 | 1708 | 1662 | 1630 | 118.1 | 115.9 | 114.1 | 0.99 | 649 | 294 | 60000 | 60000 | 60000 |  |  |  | 93 | 3000K | 3000 | 3000 | 3000 | [7 empty] | Continuous Dimming |  | 90
Fulham Electronic Co., Ltd | FULHAM | Light Engine | VKMUNV012RD#35* |  | 2021-12-30 | 2021-11-29 |  | LED Light Engines |  |  | Indoor,Outdoor | 120 | 120 | 44 | 59 | 69 | 14.5 | 14.5 | 14.3 | 14.5 | 1708 | 1662 | 1630 | 118.1 | 115.9 | 114.1 | 0.99 | 649 | 294 | 60000 | 60000 | 60000 |  |  |  | 93 | 3500K | 3500 | 3500 | 3500 | [7 empty] | Continuous Dimming |  | 90
Fulham Electronic Co., Ltd | FULHAM | Light Engine | VKMUNV012RD#40* |  | 2021-12-30 | 2021-11-29 |  | LED Light Engines |  |  | Indoor,Outdoor | 120 | 120 | 44 | 59 | 69 | 14.5 | 14.5 | 14.3 | 14.5 | 1708 | 1662 | 1630 | 118.1 | 115.9 | 114.1 | 0.99 | 649 | 294 | 60000 | 60000 | 60000 |  |  |  | 93 | 4000/4100K | 4000 | 4000 | 4000 | [7 empty] | Continuous Dimming |  | 90
Fulham Electronic Co., Ltd | FULHAM | Light Engine | VKMUNV012RD#50* |  | 2021-12-30 | 2021-11-29 |  | LED Light Engines |  |  | Indoor,Outdoor | 120 | 120 | 44 | 59 | 69 | 14.5 | 14.5 | 14.3 | 14.5 | 1708 | 1662 | 1630 | 118.1 | 115.9 | 114.1 | 0.99 | 649 | 294 | 60000 | 60000 | 60000 |  |  |  | 93 | 5000K | 5000 | 5000 | 5000 | [7 empty] | Continuous Dimming |  | 90
Fulham Electronic Co., Ltd | FULHAM | Light Engine | VKMUNV018RD#27* |  | 2021-12-30 | 2021-11-30 |  | LED Light Engines |  |  | Indoor,Outdoor | 120 | 120 | 54 | 79 | 91 | 21 | 20.8 | 20.7 | 20.8 | 2138 | 2027 | 1966 | 102.7 | 98 | 95.4 | 1 | 163 | 201 | 60000 | 60000 | 60000 |  |  |  | 92 | 2700K | 2700 | 2700 | 2700 | [7 empty] | Continuous Dimming |  | 90
Fulham Electronic Co., Ltd | FULHAM | Light Engine | VKMUNV018RD#30* |  | 2021-12-30 | 2021-11-30 |  | LED Light Engines |  |  | Indoor,Outdoor | 120 | 120 | 54 | 79 | 91 | 21 | 20.8 | 20.7 | 20.8 | 2138 | 2027 | 1966 | 102.7 | 98 | 95.4 | 1 | 163 | 201 | 60000 | 60000 | 60000 |  |  |  | 92 | 3000K | 3000 | 3000 | 3000 | [7 empty] | Continuous Dimming |  | 90
Fulham Electronic Co., Ltd | FULHAM | Light Engine | VKMUNV018RD#35* |  | 2021-12-30 | 2021-11-30 |  | LED Light Engines |  |  | Indoor,Outdoor | 120 | 120 | 54 | 79 | 91 | 21 | 20.8 | 20.7 | 20.8 | 2138 | 2027 | 1966 | 102.7 | 98 | 95.4 | 1 | 163 | 201 | 60000 | 60000 | 60000 |  |  |  | 92 | 3500K | 3500 | 3500 | 3500 | [7 empty] | Continuous Dimming |  | 90
Fulham Electronic Co., Ltd | FULHAM | Light Engine | VKMUNV018RD#40* |  | 2021-12-30 | 2021-11-30 |  | LED Light Engines |  |  | Indoor,Outdoor | 120 | 120 | 54 | 79 | 91 | 21 | 20.8 | 20.7 | 20.8 | 2138 | 2027 | 1966 | 102.7 | 98 | 95.4 | 1 | 163 | 201 | 60000 | 60000 | 60000 |  |  |  | 92 | 4000/4100K | 4000 | 4000 | 4000 | [7 empty] | Continuous Dimming |  | 90
Fulham Electronic Co., Ltd | FULHAM | Light Engine | VKMUNV018RD#50* |  | 2021-12-30 | 2021-11-30 |  | LED Light Engines |  |  | Indoor,Outdoor | 120 | 120 | 54 | 79 | 91 | 21 | 20.8 | 20.7 | 20.8 | 2138 | 2027 | 1966 | 102.7 | 98 | 95.4 | 1 | 163 | 201 | 60000 | 60000 | 60000 |  |  |  | 92 | 5000K | 5000 | 5000 | 5000 | [7 empty] | Continuous Dimming |  | 90
Fulham Electronic Co., Ltd | FULHAM | Light Engine | VKMUNV018RT#27* |  | 2021-12-30 | 2021-11-30 |  | LED Light Engines |  |  | Indoor,Outdoor | 120 | 120 | 54 | 79 | 91 | 21 | 20.8 | 20.7 | 20.8 | 2138 | 2027 | 1966 | 102.7 | 98 | 95.4 | 1 | 163 | 201 | 60000 | 60000 | 60000 |  |  |  | 92 | 2700K | 2756 | 2723 | 2708 | [7 empty] | Continuous Dimming |  | 90
Fulham Electronic Co., Ltd | FULHAM | Light Engine | VKMUNV018RT#30* |  | 2021-12-30 | 2021-11-30 |  | LED Light Engines |  |  | Indoor,Outdoor | 120 | 120 | 54 | 79 | 91 | 21 | 20.8 | 20.7 | 20.8 | 2138 | 2027 | 1966 | 102.7 | 98 | 95.4 | 1 | 163 | 201 | 60000 | 60000 | 60000 |  |  |  | 92 | 3000K | 3000 | 3000 | 3000 | [7 empty] | Continuous Dimming |  | 90
Fulham Electronic Co., Ltd | FULHAM | Light Engine | VKMUNV018RT#35* |  | 2021-12-30 | 2021-11-30 |  | LED Light Engines |  |  | Indoor,Outdoor | 120 | 120 | 54 | 79 | 91 | 21 | 20.8 | 20.7 | 20.8 | 2138 | 2027 | 1966 | 102.7 | 98 | 95.4 | 1 | 163 | 201 | 60000 | 60000 | 60000 |  |  |  | 92 | 3500K | 3500 | 3500 | 3500 | [7 empty] | Continuous Dimming |  | 90
Fulham Electronic Co., Ltd | FULHAM | Light Engine | VKMUNV018RT#40* |  | 2021-12-30 | 2021-11-30 |  | LED Light Engines |  |  | Indoor,Outdoor | 120 | 120 | 54 | 79 | 91 | 21 | 20.8 | 20.7 | 20.8 | 2138 | 2027 | 1966 | 102.7 | 98 | 95.4 | 1 | 163 | 201 | 60000 | 60000 | 60000 |  |  |  | 92 | 4000/4100K | 4000 | 4000 | 4000 | [7 empty] | Continuous Dimming |  | 90
Fulham Electronic Co., Ltd | FULHAM | Light Engine | VKMUNV018RT#50* |  | 2021-12-30 | 2021-11-30 |  | LED Light Engines |  |  | Indoor,Outdoor | 120 | 120 | 54 | 79 | 91 | 21 | 20.8 | 20.7 | 20.8 | 2138 | 2027 | 1966 | 102.7 | 98 | 95.4 | 1 | 163 | 201 | 60000 | 60000 | 60000 |  |  |  | 92 | 5000K | 5000 | 5000 | 5000 | [7 empty] | Continuous Dimming |  | 90
Fulham Electronic Co., Ltd | FULHAM | Light Engine | VKMUNV025RD#27* |  | 2021-12-30 | 2021-12-09 |  | LED Light Engines |  |  | Indoor,Outdoor | 120 | 120 | 79 | 96 | 104 | 29.5 | 28.8 | 28.6 | 28.8 | 3570 | 2854 | 2787 | 123.8 | 99.7 | 97.8 | 1 | 343 | 214 | 60000 | 60000 | 60000 |  |  |  | 93 | 2700K | 2746 | 2709 | 2699 | [7 empty] | Continuous Dimming |  | 85
Fulham Electronic Co., Ltd | FULHAM | Light Engine | VKMUNV025RD#30* |  | 2021-12-30 | 2021-12-09 |  | LED Light Engines |  |  | Indoor,Outdoor | 120 | 120 | 79 | 96 | 104 | 29.5 | 28.8 | 28.6 | 28.8 | 3570 | 2854 | 2787 | 123.8 | 99.7 | 97.8 | 1 | 343 | 214 | 60000 | 60000 | 60000 |  |  |  | 93 | 3000K | 3000 | 3000 | 3000 | [7 empty] | Continuous Dimming |  | 85
Fulham Electronic Co., Ltd | FULHAM | Light Engine | VKMUNV025RD#35* |  | 2021-12-30 | 2021-12-09 |  | LED Light Engines |  |  | Indoor,Outdoor | 120 | 120 | 79 | 96 | 104 | 29.5 | 28.8 | 28.6 | 28.8 | 3570 | 2854 | 2787 | 123.8 | 99.7 | 97.8 | 1 | 343 | 214 | 60000 | 60000 | 60000 |  |  |  | 93 | 3500K | 3500 | 3500 | 3500 | [7 empty] | Continuous Dimming |  | 85
Fulham Electronic Co., Ltd | FULHAM | Light Engine | VKMUNV025RD#40* |  | 2021-12-30 | 2021-12-09 |  | LED Light Engines |  |  | Indoor,Outdoor | 120 | 120 | 79 | 96 | 104 | 29.5 | 28.8 | 28.6 | 28.8 | 3570 | 2854 | 2787 | 123.8 | 99.7 | 97.8 | 1 | 343 | 214 | 60000 | 60000 | 60000 |  |  |  | 93 | 4000/4100K | 4000 | 4000 | 4000 | [7 empty] | Continuous Dimming |  | 85
Fulham Electronic Co., Ltd | FULHAM | Light Engine | VKMUNV025RD#50* |  | 2021-12-30 | 2021-12-09 |  | LED Light Engines |  |  | Indoor,Outdoor | 120 | 120 | 79 | 96 | 104 | 29.5 | 28.8 | 28.6 | 28.8 | 3570 | 2854 | 2787 | 123.8 | 99.7 | 97.8 | 1 | 343 | 214 | 60000 | 60000 | 60000 |  |  |  | 93 | 5000K | 5000 | 5000 | 5000 | [7 empty] | Continuous Dimming |  | 85
Fulham Electronic Co., Ltd | Vizion | DC Engines | VKMUNV008RD927A | ,VKMUNV008RD827A (CSD),; ,VKMUNV008RD830A (CSD),; ,VKMUNV008RD835A (CSD),; ,VKMUNV008RD840A (CSD),; ,VKMUNV008RD850A (CSD),; ,VKMUNV008RD930A (CSD),; ,VKMUNV008RD935A (CSD),; ,VKMUNV008RD940A (CSD),; ,VKMUNV008RD950A (CSD), | 2018-11-28 | 2018-08-01 |  | LED Light Engines |  |  | Indoor | 120 | 120 | 40 | 65 | 75 | 8 | 8.8 | 8.7 | 8.8 | 1008 | 973 | 958 | 114.7 | 111.9 | 110.7 | 0.9 | 120 | 354 | [6 empty] | 93 | 2700K | 2732 | 2729 | 2728 | Yes | Yes | Yes | 0.003 | 0.003 | 0.003 |  | Continuous Dimming |  | 90
Fulham Electronic Co., Ltd | Vizion | DC Engines | VKMUNV008RT927A | ,VKMUNV008RT827A (CSD),; ,VKMUNV008RT830A (CSD),; ,VKMUNV008RT835A (CSD),; ,VKMUNV008RT840A (CSD),; ,VKMUNV008RT850A (CSD),; ,VKMUNV008RT930A (CSD),; ,VKMUNV008RT935A (CSD),; ,VKMUNV008RT940A (CSD),; ,VKMUNV008RT950A (CSD), | 2018-11-28 | 2018-08-01 |  | LED Light Engines |  |  | Indoor | 120 | 120 | 40 | 65 | 50 | 8 | 8.7 | 8.6 | 8.7 | 975 | 938 | 960 | 112.1 | 109 | 111 | 0.9 | 120 | 354 | [6 empty] | 92 | 2700K | 2726 | 2722 | 2722 | Yes | Yes | Yes | 0.003 | 0.003 | 0.003 |  | Continuous Dimming |  | 90
Fulham Electronic Co., Ltd | Vizion | DC Engines | VKMUNV012RD927A | ,VKMUNV012RD827A (CSD),; ,VKMUNV012RD830A (CSD),; ,VKMUNV012RD835A (CSD),; ,VKMUNV012RD840A (CSD),; ,VKMUNV012RD850A (CSD),; ,VKMUNV012RD930A (CSD),; ,VKMUNV012RD935A (CSD),; ,VKMUNV012RD940A (CSD),; ,VKMUNV012RD950A (CSD), | 2018-11-28 | 2018-08-01 |  | LED Light Engines |  |  | Indoor | 120 | 120 | 46 | 71 | 87 | 13 | 13.2 | 13 | 13.2 | 1499 | 1443 | 1401 | 113.5 | 111.4 | 107.3 | 0.9 | 120 | 354 | [6 empty] | 92 | 2700K | 2728 | 2725 | 2725 | Yes | Yes | Yes | 0.003 | 0.003 | 0.003 |  | Continuous Dimming |  | 90
Fulham Electronic Co., Ltd | Vizion | DC Engines | VKMUNV018RD927A | ,VKMUNV018RD827A (CSD),; ,VKMUNV018RD830A (CSD),; ,VKMUNV018RD835A (CSD),; ,VKMUNV018RD840A (CSD),; ,VKMUNV018RD850A (CSD),; ,VKMUNV018RD930A (CSD),; ,VKMUNV018RD935A (CSD),; ,VKMUNV018RD940A (CSD),; ,VKMUNV018RD950A (CSD), | 2018-11-28 | 2018-08-01 |  | LED Light Engines |  |  | Indoor | 120 | 120 | 60 | 85 | 95 | 19 | 19.8 | 19.6 | 19.8 | 1937 | 1854 | 1815 | 97.8 | 94.7 | 93.3 | 0.9 | 141 | 211 | [6 empty] | 92 | 2700K | 2748 | 2748 | 2748 | Yes | Yes | Yes | 0.003 | 0.003 | 0.003 |  | Continuous Dimming |  | 90
Fulham Electronic Co., Ltd | Vizion | DC Engines | VKMUNV018RT927A | ,VKMUNV018RT827A (CSD),; ,VKMUNV018RT830A (CSD),; ,VKMUNV018RT835A (CSD),; ,VKMUNV018RT840A (CSD),; ,VKMUNV018RT850A (CSD),; ,VKMUNV018RT930A (CSD),; ,VKMUNV018RT935A (CSD),; ,VKMUNV018RT940A (CSD),; ,VKMUNV018RT950A (CSD), | 2018-11-28 | 2018-08-01 |  | LED Light Engines |  |  | Indoor | 120 | 120 | 61 | 85 | 96 | 19 | 19.7 | 19.4 | 19.7 | 1909 | 1786 | 1713 | 97.2 | 92.2 | 89.1 | 0.9 | 141 | 211 | [6 empty] | 92 | 2700K | 2733 | 2729 | 2732 | Yes | Yes | Yes | 0.003 | 0.003 | 0.003 |  | Continuous Dimming |  | 90
Fulham Electronic Co., Ltd | Vizion | DC Engines | VKMUNV025RD927A | ,VKMUNV025RD827A (CSD),; ,VKMUNV025RD830A (CSD),; ,VKMUNV025RD835A (CSD),; ,VKMUNV025RD840A (CSD),; ,VKMUNV025RD850A (CSD),; ,VKMUNV025RD930A (CSD),; ,VKMUNV025RD935A (CSD),; ,VKMUNV025RD940A (CSD),; ,VKMUNV025RD950A (CSD), | 2018-11-28 | 2018-08-01 |  | LED Light Engines |  |  | Indoor | 120 | 120 | 80 | 106 | 56 | 28 | 28.3 | 27.8 | 28.3 | 2888 | 2682 | 3039 | 102 | 96.5 | 105.7 | 0.9 | 141 | 211 | [6 empty] | 91 | 2700K | 2745 | 2750 | 2747 | Yes | Yes | Yes | 0.003 | 0.003 | 0.003 |  | Continuous Dimming |  | 90
Green Creative | Green Creative | 11A19G4DIM/927/GU24 | 11A19G4DIM/927/GU24 |  | 2015-07-14 | 2015-03-24 |  | GU24 Based Integrated LED Lamp | Omnidirectional | GU24 | Indoor | 120 | 120 | 45 | 70 | 75 | 10 | 10.6 | 9.9 | 10.6 | 864 | 809 | 802 | 81.6 | 81.7 | 81.8 | 0.99 | 120 | 219 | 36000 | 36000 | 36000 |  |  |  | 95 | 2700K | 2629 | 2700 | 2721 | Yes | Yes | Yes |  |  |  |  | Continuous Dimming | 102.6 | 105
Green Creative | Green Creative | 11BR30G4DIM/927/GU24 | 11BR30G4DIM/927/GU24 |  | 2015-07-14 | 2015-04-10 |  | GU24 Based Integrated LED Lamp | Reflector (R, BR, ER) | GU24 | Indoor | 120 | 120 | 47 | 72 | 75 | 11 | 10.2 | 9.7 | 10.2 | 906 | 856 | 843 | 88.7 | 88.2 | 87.8 | 0.96 | 120 | 101 | 36000 | 36000 | 36000 |  |  |  | 92 | 2700K | 2756 | 2769 | 2788 | Yes | Yes | Yes |  |  |  |  | Continuous Dimming | 74.1 | 80
Green Creative | Green Creative | 12.5PAR30G4DIM/927FL40/GU24 | 12.5PAR30G4DIM/927FL40/GU24 |  | 2015-09-08 | 2015-05-12 |  | GU24 Based Integrated LED Lamp | PAR | GU24 | Indoor | 120 | 120 | 101 | 126 | 110 | 12 | 12.5 | 11.7 | 12.5 | 831 | 794 | 810 | 66.7 | 67.9 | 67.5 | 0.94 | 120 | 259 | 36000 | [5 empty] | 91 | 2700K | 2690 | 2705 | 2721 | Yes | Yes | Yes |  |  |  |  | Continuous Dimming | 100.5 | 95 | 40
Green Creative | Green Creative | 12.5PAR30G4DIM/930FL40/GU24 | 12.5PAR30G4DIM/930FL40/GU24 |  | 2015-09-08 | 2015-05-12 |  | GU24 Based Integrated LED Lamp | PAR | GU24 | Indoor | 120 | 120 | 101 | 126 | 110 | 12 | 12.5 | 11.7 | 12.5 | 831 | 794 | 810 | 66.7 | 67.9 | 67.5 | 0.94 | 120 | 259 | 36000 | [5 empty] | 91 | 3000K | 3025 | 3102 | 3079 | Yes | Yes | Yes |  |  |  |  | Continuous Dimming | 101.1 | 95 | 40
Green Creative | Green Creative | 17PAR38G4DIM/927FL40/GU24 | 17PAR38G4DIM/927FL40/GU24 |  | 2015-09-08 | 2015-05-12 |  | GU24 Based Integrated LED Lamp | PAR | GU24 | Indoor | 120 | 120 | 101 | 126 | 110 | 17 | 16.8 | 15.2 | 16.8 | 1142 | 1027 | 1085 | 67.8 | 67.6 | 68.2 | 0.96 | 120 | 171 | 36000 | [5 empty] | 92 | 2700K | 2724 | 2737 | 2741 | Yes | Yes | Yes |  |  |  |  | Continuous Dimming | 100.7 | 95 | 40
Green Creative | Green Creative | 17PAR38G4DIM/930FL40/GU24 | 17PAR38G4DIM/930FL40/GU24 |  | 2015-09-08 | 2015-05-12 |  | GU24 Based Integrated LED Lamp | PAR | GU24 | Indoor | 120 | 120 | 101 | 126 | 110 | 17 | 16.8 | 15.2 | 16.8 | 1142 | 1027 | 1085 | 67.8 | 67.6 | 68.2 | 0.96 | 120 | 171 | 36000 | [5 empty] | 92 | 3000K | 3029 | 3085 | 3076 | Yes | Yes | Yes |  |  |  |  | Continuous Dimming | 101.3 | 95 | 40
Green Creative | Green Creative | 18.5PAR38G4DIM/927NF25/GU24 | 18.5PAR38G4DIM/927NF25/GU24 |  | 2015-09-08 | 2015-05-12 |  | GU24 Based Integrated LED Lamp | PAR | GU24 | Indoor | 120 | 120 | 103 | 128 | 110 | 18 | 18.3 | 16.5 | 18.3 | 1212 | 1083 | 1126 | 66 | 65.6 | 65.8 | 0.99 | 120 | 141 | 36000 | [5 empty] | 91 | 2700K | 2734 | 2755 | 2760 | Yes | Yes | Yes |  |  |  |  | Continuous Dimming | 103.7 | 95 | 25
Green Creative | Green Creative | 18.5PAR38G4DIM/930NF25/GU24 | 18.5PAR38G4DIM/930NF25/GU24 |  | 2015-09-08 | 2015-05-12 |  | GU24 Based Integrated LED Lamp | PAR | GU24 | Indoor | 120 | 120 | 103 | 128 | 110 | 18 | 18.3 | 16.5 | 18.3 | 1212 | 1083 | 1126 | 66 | 65.6 | 65.8 | 0.99 | 120 | 141 | 36000 | [5 empty] | 91 | 3000K | 3054 | 3113 | 3105 | Yes | Yes | Yes |  |  |  |  | Continuous Dimming | 102.2 | 95 | 25
Hunter Fan Company | Hunter | LBFF120W830-18-A | LBFF120W830-18-A |  | 2017-01-26 | 2016-12-07 |  | LED Light Engines |  |  | Indoor,Outdoor | 120 | 120 | 54 | 79 | 85 | 19 | 19 | 16.7 | 19 | 1415 | 1208 | 1153 | 74.4 | 72.5 | 71.9 | 0.93 | 120 | 322 | 36000 | 36000 | 36000 |  |  |  | 82 | 3000K | 3035 | 3048 | 3048 | Yes | Yes | Yes | 0.002 | 0.003 | 0.002 |  | Step Dimming | 62.5 | 130
Illuminati Lighting USA | ILLUMINATI LIGHTING US | LED Light Engines | 5107-12W |  | 2015-09-23 | 2015-07-08 |  | LED Light Engines |  |  | Indoor | 120 | 120 | 43 | 68 | 58 | 12 | 11.2 | 11.1 | 11.2 | 1103 | 1119 | 1107 | 98.6 | 100.8 | 99.1 | 0.98 | 120 | 8 | 36000 | 36000 | 36000 | 46.9 | 72.2 | 62.1 | 85 | 3000K | 3187 | 3178 | 3182 | Yes | Yes | Yes | 0.002 | 0.002 | 0.002 |  | Continuous Dimming |  | 100
Illuminati Lighting USA | ILLUMINATI LIGHTING US | LED Light Engines | 5107-12W |  | 2015-09-23 | 2015-07-08 |  | LED Light Engines |  |  | Indoor | 120 | 120 | 43 | 68 | 58 | 12 | 11.2 | 11.1 | 11.2 | 1103 | 1119 | 1107 | 98.6 | 100.8 | 99.1 | 0.98 | 120 | 8 | 36000 | 36000 | 36000 | 46.9 | 72.2 | 62.1 | 85 | 3500K | 3187 | 3178 | 3182 | Yes | Yes | Yes | 0.002 | 0.002 | 0.002 |  | Continuous Dimming |  | 100
Illuminati Lighting USA | ILLUMINATI LIGHTING US | LED Light Engines | 5107-12W |  | 2015-09-23 | 2015-07-08 |  | LED Light Engines |  |  | Indoor | 120 | 120 | 43 | 68 | 58 | 12 | 11.2 | 11.1 | 11.2 | 1103 | 1119 | 1107 | 98.6 | 100.8 | 99.1 | 0.98 | 120 | 8 | 36000 | 36000 | 36000 | 46.9 | 72.2 | 62.1 | 85 | 4000/4100K | 3187 | 3178 | 3182 | Yes | Yes | Yes | 0.002 | 0.002 | 0.002 |  | Continuous Dimming |  | 100
Illuminati Lighting USA | ILLUMINATI LIGHTING US | LED Light Engines | 5107-12W |  | 2015-09-23 | 2015-07-08 |  | LED Light Engines |  |  | Indoor | 120 | 120 | 43 | 68 | 58 | 12 | 11.2 | 11.1 | 11.2 | 1103 | 1119 | 1107 | 98.6 | 100.8 | 99.1 | 0.98 | 120 | 8 | 36000 | 36000 | 36000 | 46.9 | 72.2 | 62.1 | 85 | 5000K | 3187 | 3178 | 3182 | Yes | Yes | Yes | 0.002 | 0.002 | 0.002 |  | Continuous Dimming |  | 100
Illuminati Lighting USA | ILLUMINATI LIGHTING US | LED Light Engines | 5108-16W |  | 2015-09-23 | 2015-07-08 |  | LED Light Engines |  |  | Indoor | 120 | 120 | 51 | 76 | 66 | 16 | 14 | 13.9 | 14 | 1321 | 1341 | 1330 | 94.2 | 96.6 | 95.1 | 0.99 | 120 | 16 | 36000 | 36000 | 36000 | 54.7 | 79.7 | 69.7 | 85 | 3000K | 3199 | 3186 | 3190 | Yes | Yes | Yes | 0.002 | 0.002 | 0.002 | -18 | Continuous Dimming |  | 100
Illuminati Lighting USA | ILLUMINATI LIGHTING US | LED Light Engines | 5108-16W |  | 2015-09-23 | 2015-07-08 |  | LED Light Engines |  |  | Indoor | 120 | 120 | 51 | 76 | 66 | 16 | 14 | 13.9 | 14 | 1321 | 1341 | 1330 | 94.2 | 96.6 | 95.1 | 0.99 | 120 | 16 | 36000 | 36000 | 36000 | 54.7 | 79.7 | 69.7 | 85 | 3500K | 3199 | 3186 | 3190 | Yes | Yes | Yes | 0.002 | 0.002 | 0.002 | -18 | Continuous Dimming |  | 100
Illuminati Lighting USA | ILLUMINATI LIGHTING US | LED Light Engines | 5108-16W |  | 2015-09-23 | 2015-07-08 |  | LED Light Engines |  |  | Indoor | 120 | 120 | 51 | 76 | 66 | 16 | 14 | 13.9 | 14 | 1321 | 1341 | 1330 | 94.2 | 96.6 | 95.1 | 0.99 | 120 | 16 | 36000 | 36000 | 36000 | 54.7 | 79.7 | 69.7 | 85 | 4000/4100K | 3199 | 3186 | 3190 | Yes | Yes | Yes | 0.002 | 0.002 | 0.002 | -18 | Continuous Dimming |  | 100
Illuminati Lighting USA | ILLUMINATI LIGHTING US | LED Light Engines | 5108-16W |  | 2015-09-23 | 2015-07-08 |  | LED Light Engines |  |  | Indoor | 120 | 120 | 51 | 76 | 66 | 16 | 14 | 13.9 | 14 | 1321 | 1341 | 1330 | 94.2 | 96.6 | 95.1 | 0.99 | 120 | 16 | 36000 | 36000 | 36000 | 54.7 | 79.7 | 69.7 | 85 | 5000K | 3199 | 3186 | 3190 | Yes | Yes | Yes | 0.002 | 0.002 | 0.002 | -18 | Continuous Dimming |  | 100
Illuminati Lighting USA | ILLUMINATI LIGHTING US | LED Light Engines | 5109-25W |  | 2015-09-23 | 2015-07-08 |  | LED Light Engines |  |  | Indoor | 120 | 120 | 57 | 72 | 82 | 25 | 23 | 23 | 23 | 2105 | 2181 | 2135 | 91.7 | 95 | 93 | 0.99 | 120 | 8 | 36000 | 36000 | 36000 | 53.2 | 78.5 | 68.1 | 85 | 3000K | 3199 | 3184 | 3192 | Yes | Yes | Yes | 0.002 | 0.002 | 0.002 | -18 | Continuous Dimming |  | 100
Illuminati Lighting USA | ILLUMINATI LIGHTING US | LED Light Engines | 5109-25W |  | 2015-09-23 | 2015-07-08 |  | LED Light Engines |  |  | Indoor | 120 | 120 | 57 | 72 | 82 | 25 | 23 | 23 | 23 | 2105 | 2181 | 2135 | 91.7 | 95 | 93 | 0.99 | 120 | 8 | 36000 | 36000 | 36000 | 53.2 | 78.5 | 68.1 | 85 | 3500K | 3199 | 3184 | 3192 | Yes | Yes | Yes | 0.002 | 0.002 | 0.002 | -18 | Continuous Dimming |  | 100
Illuminati Lighting USA | ILLUMINATI LIGHTING US | LED Light Engines | 5109-25W |  | 2015-09-23 | 2015-07-08 |  | LED Light Engines |  |  | Indoor | 120 | 120 | 57 | 72 | 82 | 25 | 23 | 23 | 23 | 2105 | 2181 | 2135 | 91.7 | 95 | 93 | 0.99 | 120 | 8 | 36000 | 36000 | 36000 | 53.2 | 78.5 | 68.1 | 85 | 4000/4100K | 3199 | 3184 | 3192 | Yes | Yes | Yes | 0.002 | 0.002 | 0.002 | -18 | Continuous Dimming |  | 100
Illuminati Lighting USA | ILLUMINATI LIGHTING US | LED Light Engines | 5109-25W |  | 2015-09-23 | 2015-07-08 |  | LED Light Engines |  |  | Indoor | 120 | 120 | 57 | 72 | 82 | 25 | 23 | 23 | 23 | 2105 | 2181 | 2135 | 91.7 | 95 | 93 | 0.99 | 120 | 8 | 36000 | 36000 | 36000 | 53.2 | 78.5 | 68.1 | 85 | 5000K | 3199 | 3184 | 3192 | Yes | Yes | Yes | 0.002 | 0.002 | 0.002 | -18 | Continuous Dimming |  | 100
Illumis Lights | Illumis Lights | LED 12W GU24 80+CRI A-Lamp | IL-BL-30-12-HA4 |  | 2014-05-14 | 2014-04-04 |  | GU24 Based Integrated LED Lamp | Omnidirectional | GU24 | Indoor | 120 | 120 | 90 | 115 | 105 | 12 | 12.5 | 12.3 | 12.5 | 857 | 801 | 822 | 68.5 | 65.1 | 66.8 | 0.81 | 120 | 267 | 50000 | 50000 | 50000 |  |  |  | 82 | 3000K | 3007 | 3043 | 3028 | Yes | Yes | Yes | 0.002 | 0.002 | 0.002 | -18 | Continuous Dimming | 96 | 90 | 300
Inter-Global Inc. | Inter-Global | EOS | L08-AC120-2R9C-W | ,L08-AC120-2R9C-C, | 2017-10-11 | 2017-07-17 |  | LED Light Engines |  |  | Indoor,Outdoor | 120 | 120 | 42 | 67 | 85 | 13 | 11.7 | 12.2 | 11.7 | 1071 | 1073 | 1067 | 91.4 | 87.9 | 85 | 0.93 | 121 | 98 | [6 empty] | 93 | 3000K | 3047 | 3045 | 3048 | Yes | Yes | Yes |  |  |  | -40 | Continuous Dimming |  | 80
Inter-Global Inc. | Inter-Global | EOS | L12-AC120-5R9C-W | ,L12-AC120-5R9C-C, | 2017-10-11 | 2017-07-17 |  | LED Light Engines |  |  | Indoor,Outdoor | 120 | 120 | 45 | 67 | 85 | 20 | 18.2 | 18.9 | 18.2 | 1708 | 1704 | 1694 | 94 | 90.2 | 87.7 | 0.93 | 120 | 147 | [6 empty] | 92 | 3000K | 3040 | 3041 | 3046 | Yes | Yes | Yes |  |  |  | -40 | Continuous Dimming |  | 80
Inter-Global Inc. | Inter-Global | EOS | L18-AC120-5R9C-W | ,L18-AC120-5R9C-C, | 2017-10-11 | 2017-07-18 |  | LED Light Engines |  |  | Indoor,Outdoor | 120 | 120 | 48 | 73 | 85 | 27 | 25 | 26 | 25 | 2317 | 2309 | 2297 | 92.8 | 88.9 | 86.7 | 0.93 | 120 | 211 | [6 empty] | 93 | 3000K | 3036 | 3038 | 3042 | Yes | Yes | Yes |  |  |  | -40 | Continuous Dimming |  | 80
Inter-Global Inc. | Inter-Global | EOS L12-AC120R-W | EOS L12-AC120R-W |  | 2015-04-15 | 2015-03-19 |  | LED Light Engines |  |  | Indoor,Outdoor | 120 | 120 | 47 | 72 | 40 | 15 | 14.6 | 15 | 14.6 | 1230 | 1204 | 1242 | 84.4 | 79.2 | 85 | 0.97 | 120 | 16 | [6 empty] | 93 | 3000K | 3098 | 3079 | 3109 | Yes | Yes | Yes |  |  |  | -18 | Non-Dimmable |  | 90
Inter-Global Inc. | Inter-Global | EOS L18-AC120R-W | EOS L18-AC120R-W |  | 2015-04-15 | 2015-03-19 |  | LED Light Engines |  |  | Indoor,Outdoor | 120 | 120 | 54 | 79 | 52 | 19 | 18.5 | 18.1 | 18.5 | 1461 | 1413 | 1458 | 78.9 | 74.2 | 79.3 | 0.97 | 120 | 24 | [6 empty] | 93 | 3000K | 3087 | 3067 | 3092 | Yes | Yes | Yes |  |  |  | -18 | Non-Dimmable |  | 90
Inter-Global Inc. | Inter-Global | L08-AC120R-W | L08-AC120R-W | L08-AC120R-C,L08-AC120R-C,; L08-AC120R-W,L08-AC120R-W, | 2015-05-13 | 2014-05-05 |  | LED Light Engines |  |  | Indoor,Outdoor | 120 | 120 | 62 | 85 | 95 | 14 | 13.2 | 13.6 | 13.2 | 965 | 933 | 924 | 73.1 | 68.8 | 68 | 0.98 | 120 | 24 | [6 empty] | 83 | 3000K | 3121 | 3116 | 3121 | Yes | Yes | Yes |  |  |  | -18 | Non-Dimmable |  | 90
Inter-Global Inc. | Inter-Global | L08-AC120R-W (3000K) | L08-AC120R-W (3000K) | ,L08-AC120R-C (4000K),; L08-AC120R-W (3000K),L08-AC120R-W (3000K), | 2015-03-18 | 2014-05-05 |  | LED Light Engines |  |  | Indoor,Outdoor | 120 | 120 | 62 | 85 | 95 | 14 | 13.2 | 13.6 | 13.2 | 965 | 933 | 924 | 73.1 | 68.8 | 68 | 0.98 | 120 | 24 | [6 empty] | 83 | 3000K | 3121 | 3116 | 3121 | Yes | Yes | Yes |  |  |  | -18 | Continuous Dimming |  | 90
Inter-Global Inc. | Inter-Global | L12-AC120R-W (3000K) | L12-AC120R-W (3000K) | ,L12-AC120R-C (4000K),; L12-AC120R-W (3000K),L12-AC120R-W (3000K), | 2015-04-10 | 2014-05-05 |  | LED Light Engines |  |  | Indoor,Outdoor | 120 | 120 | 77 | 102 | 38 | 15 | 14.3 | 14.7 | 14.3 | 1349 | 1294 | 1391 | 94.2 | 87.8 | 100 | 0.98 | 120 | 16 | [6 empty] | 84 | 3000K | 3150 | 3166 | 3161 | Yes | Yes | Yes |  |  |  | -18 | Non-Dimmable |  | 90
Inter-Global Inc. | Inter-Global | L12-AC120R-W (4000K) | L12-AC120R-C (3000K) |  | 2015-03-18 | 2014-05-05 |  | LED Light Engines |  |  | Indoor,Outdoor | 120 | 120 | 62 | 87 | 105 | 19 | 18.6 | 19.1 | 18.6 | 1534 | 1476 | 1422 | 82.6 | 80.2 | 75.7 | 0.98 | 120 | 16 | [6 empty] | 84 | 4000/4100K | 3955 | 3979 | 4008 | Yes | Yes | Yes |  |  |  | -18 | Continuous Dimming |  | 90
Inter-Global Inc. | Inter-Global | L12-AC120R-W (4000K) | L12-AC120R-W (4000K) |  | 2015-03-18 | 2014-05-05 |  | LED Light Engines |  |  | Indoor,Outdoor | 120 | 120 | 62 | 87 | 105 | 19 | 18.6 | 19.1 | 18.6 | 1534 | 1476 | 1422 | 82.6 | 80.2 | 75.7 | 0.98 | 120 | 16 | [6 empty] | 84 | 4000/4100K | 3955 | 3979 | 4008 | Yes | Yes | Yes |  |  |  | -18 | Non-Dimmable |  | 90
Inter-Global Inc. | Inter-Global | L18-AC120R-W (3000K) | L18-AC120R-W (3000K) | ,L18-AC120R-C (4000K),; L18-AC120R-W (3000K),L18-AC120R-W (3000K), | 2015-03-18 | 2014-05-05 |  | LED Light Engines |  |  | Indoor,Outdoor | 120 | 120 | 90 | 0 | 60 | 23 | 22.7 | 0 | 22.7 | 1485 | 0 | 1893 | 65.4 | 29 | 81.7 | 0.97 | 120 | 26 | [6 empty] | 84 | 3000K | 3117 | 2580 | 3137 | Yes | Yes | Yes |  |  |  | -18 | Continuous Dimming |  | 90
Inter-Global Inc. | Inter-Global | SL08-AC120R-W-HS | SL08-AC120R-W-HS | SL08-AC120R-C-HS,SL08-AC120R-C-HS,; SL08-AC120R-W-HS,SL08-AC120R-W-HS, | 2015-05-13 | 2014-05-05 |  | LED Light Engines |  |  | Indoor,Outdoor | 120 | 120 | 62 | 85 | 95 | 14 | 13.2 | 13.6 | 13.2 | 965 | 933 | 924 | 73.1 | 68.8 | 68 | 0.98 | 120 | 24 | [6 empty] | 83 | 3000K | 3121 | 3116 | 3121 | Yes | Yes | Yes |  |  |  | -18 | Non-Dimmable |  | 90
Inter-Global Inc. | Inter-Global | SL12-AC120R-XHS | SL12-AC120R-XHS |  | 2015-04-15 | 2015-03-19 |  | LED Light Engines |  |  | Indoor,Outdoor | 120 | 120 | 47 | 72 | 40 | 15 | 14.6 | 15 | 14.6 | 1230 | 1204 | 1242 | 84.4 | 79.2 | 85 | 0.97 | 120 | 16 | [6 empty] | 93 | 3000K | 3098 | 3079 | 3109 | Yes | Yes | Yes |  |  |  | -18 | Non-Dimmable |  | 90
Inter-Global Inc. | Inter-Global | SL18-AC120R-XHS | SL18-AC120R-XHS |  | 2015-04-15 | 2015-03-19 |  | LED Light Engines |  |  | Indoor,Outdoor | 120 | 120 | 54 | 79 | 52 | 19 | 18.5 | 18.1 | 18.5 | 1461 | 1413 | 1458 | 78.9 | 74.2 | 79.3 | 0.97 | 120 | 24 | [6 empty] | 93 | 3000K | 3087 | 3067 | 3092 | Yes | Yes | Yes |  |  |  | -18 | Non-Dimmable |  | 90
Inter-Global Inc. | Inter-Global Inc | SL08-AC120R-W-804PL | SL08-AC120R-W-804PL | ,SL08-AC120R-C -M065 (M),; ,SL08-AC120R-C-11INPAN (M),; ,SL08-AC120R-C-1200HS(M),; ,SL08-AC120R-C-M013 (M),; ,SL08-AC120R-C-M014 (M),; ,SL08-AC120R-C-M04 (M),; ,SL08-AC120R-C-M050BPT (M),; ,SL08-AC120R-C-M076BPT(M),; ,SL08-AC120R-C-M076WPT(M),; ,SL08-AC120R-C-M100X85 (M),; ,SL08-AC120R-C-M591 (M),; ,SL08-AC120R-C-M595 (M),; ,SL08-AC120R-C-M704 (M),; ,SL08-AC120R-C-M800PL(M),; ,SL08-AC120R-C-M801PL(M),; ,SL08-AC120R-C-M802PL(M),; ,SL08-AC120R-C-M803PL(M),; ,SL08-AC120R-C-M804PL (M),; ,SL08-AC120R-C-M805PL (M),; ,SL08-AC120R-C-M806PL (M),; ,SL08-AC120R-C-M807PL (M),; ,SL08-AC120R-C-M808PL (M),; ,SL08-AC120R-C-M809PL (M),; ,SL08-AC120R-C-M810PL (M),; ,SL08-AC120R-C-R005 (M),; ,SL08-AC120R-C-SR10 (M),; ,SL08-AC120R-C–M050WPT (M),; ,SL08-AC120R-W -M065 (M),; ,SL08-AC120R-W-11INPAN (M),; ,SL08-AC120R-W-1200HS(M),; ,SL08-AC120R-W-M013 (M),; ,SL08-AC120R-W-M014 (M),; ,SL08-AC120R-W-M04 (M),; ,SL08-AC120R-W-M050BPT (M),; ,SL08-AC120R-W-M076BPT(M),; ,SL08-AC120R-W-M076WPT(M),; ,SL08-AC120R-W-M100X85 (M),; ,SL08-AC120R-W-M591 (M),; ,SL08-AC120R-W-M595 (M),; ,SL08-AC120R-W-M704 (M),; ,SL08-AC120R-W-M800PL(M),; ,SL08-AC120R-W-M801PL(M),; ,SL08-AC120R-W-M802PL(M),; ,SL08-AC120R-W-M803PL(M),; ,SL08-AC120R-W-M804PL (M),; ,SL08-AC120R-W-M805PL (M),; ,SL08-AC120R-W-M806PL (M),; ,SL08-AC120R-W-M807PL (M),; ,SL08-AC120R-W-M808PL (M),; ,SL08-AC120R-W-M809PL (M),; ,SL08-AC120R-W-M810PL (M),; ,SL08-AC120R-W-R005 (M),; ,SL08-AC120R-W-SR10 (M),; ,SL08-AC120R-W–M050WPT (M), | 2016-04-15 | 2016-02-26 |  | LED Light Engines |  |  | Indoor | 120 | 120 | 47 | 72 | 57 | 13 | 12.7 | 13 | 12.7 | 1143 | 1109 | 1132 | 90 | 85.3 | 88.2 | 0.97 | 120 | 1 | [6 empty] | 82 | 3000K | 2698 | 2989 | 2977 | Yes | Yes | Yes |  |  |  |  | Continuous Dimming |  | 90
Inter-Global Inc. | Inter-Global Inc | SL12-AC120R-W-804PL | SL12-AC120R-W-804PL | ,SL12- AC120R-C-M804PL (M),; ,SL12- AC120R-W-M804PL (M),; ,SL12- C120R-C-M805PL (M),; ,SL12- C120R-W-M805PL (M),; ,SL12-AC120R-C-11INPAN (M),; ,SL12-AC120R-C-14INPAN (M),; ,SL12-AC120R-C-M013 (M),; ,SL12-AC120R-C-M014 (M),; ,SL12-AC120R-C-M591 (M),; ,SL12-AC120R-C-M595 (M),; ,SL12-AC120R-C-M800PL (M),; ,SL12-AC120R-C-M802PL (M),; ,SL12-AC120R-C-M807PL (M),; ,SL12-AC120R-C-SR10 (M),; ,SL12-AC120R-C-SR14(M),; ,SL12-AC120R-W-11INPAN (M),; ,SL12-AC120R-W-14INPAN (M),; ,SL12-AC120R-W-M013 (M),; ,SL12-AC120R-W-M014 (M),; ,SL12-AC120R-W-M591 (M),; ,SL12-AC120R-W-M595 (M),; ,SL12-AC120R-W-M800PL (M),; ,SL12-AC120R-W-M802PL (M),; ,SL12-AC120R-W-M807PL (M),; ,SL12-AC120R-W-M809PL (M),; ,SL12-AC120R-W-SR10 (M),; ,SL12-AC120R-W-SR14(M), | 2016-04-15 | 2016-02-26 |  | LED Light Engines |  |  | Indoor | 120 | 120 | 43 | 68 | 80 | 15 | 14.3 | 14.7 | 14.3 | 1469 | 1451 | 1432 | 103 | 98.8 | 96.3 | 0.97 | 120 | 1 | [6 empty] | 83 | 3000K | 3121 | 3138 | 3152 | Yes | Yes | Yes |  |  |  |  | Continuous Dimming |  | 90
Inter-Global Inc. | Inter-Global Inc | SL18-AC120R-W-804PL | SL18-AC120R-W-804PL | ,SL18-AC120R-C-14INPAN (M),; ,SL18-AC120R-C-M014 (M),; ,SL18-AC120R-C-M591 (M),; ,SL18-AC120R-C-M595 (M),; ,SL18-AC120R-C-M800PL (M),; ,SL18-AC120R-C-M802PL (M),; ,SL18-AC120R-C-M804PL (M),; ,SL18-AC120R-C-M805PL (M),; ,SL18-AC120R-C-M807PL (M),; ,SL18-AC120R-C-M809PL (M),; ,SL18-AC120R-C-SR14(M),; ,SL18-AC120R-W-14INPAN (M),; ,SL18-AC120R-W-M014 (M),; ,SL18-AC120R-W-M591 (M),; ,SL18-AC120R-W-M595 (M),; ,SL18-AC120R-W-M800PL (M),; ,SL18-AC120R-W-M802PL (M),; ,SL18-AC120R-W-M804PL (M),; ,SL18-AC120R-W-M805PL (M),; ,SL18-AC120R-W-M807PL (M),; ,SL18-AC120R-W-M809PL (M),; ,SL18-AC120R-W-SR14(M), | 2016-04-15 | 2016-02-26 |  | LED Light Engines |  |  | Indoor | 120 | 120 | 65 | 90 | 33 | 23 | 22.6 | 23 | 22.6 | 1903 | 1809 | 1967 | 84.4 | 83.8 | 96.2 | 0.97 | 120 | 1 | [6 empty] | 83 | 3000K | 3213 | 3247 | 3195 | Yes | Yes | Yes |  |  |  |  | Continuous Dimming |  | 90
Keystone Technologies | Keystone Technologies | Future Fit KT-RKIT12PS-6RP-8CSC | Future Fit KT-RKIT12PS-6RP-8CSC |  | 2020-09-21 | 2020-04-09 |  | LED Light Engines |  |  | Indoor | 120 | 120 | 25 | 52 | 65 | 12 | 11.7 | 11.4 | 11.7 | 1666 | 1573 | 1531 | 142.3 | 138 | 136 | 0.99 | 120 | 311 | 60000 | 60000 | 60000 |  |  |  | 84 | 3000K | 3124 | 3142 | 3152 | Yes | Yes | Yes | 0.002 | 0.002 | 0.002 | -20 | Non-Dimmable |  | 90
Keystone Technologies | Keystone Technologies | Future Fit KT-RKIT20PS-8CP-8CSC-VDIM | Future Fit KT-RKIT20PS-8CP-8CSC-VDIM |  | 2020-09-21 | 2020-04-09 |  | LED Light Engines |  |  | Indoor | 120 | 120 | 25 | 56 | 65 | 20.5 | 19.4 | 19 | 19.4 | 2915 | 2761 | 2709 | 150.1 | 145.8 | 144.4 | 0.99 | 120 | 687 | 60000 | 60000 | 60000 |  |  |  | 83 | 3000K | 3072 | 3090 | 3098 | Yes | Yes | Yes | 0.002 | 0.002 | 0.002 | -20 | Continuous Dimming |  | 90
Keystone Technologies | Keystone Technologies | Future Fit KT-RKIT28PS-13CP-8CSC-VDIM | Future Fit KT-RKIT28PS-13CP-8CSC-VDIM |  | 2020-09-22 | 2020-04-09 |  | LED Light Engines |  |  | Indoor | 120 | 120 | 25 | 55 | 65 | 29.4 | 29.4 | 28.9 | 29.4 | 4184 | 3984 | 3913 | 142.2 | 137.8 | 136.3 | 0.99 | 120 | 423 | 60000 | 60000 | 60000 |  |  |  | 83 | 3000K | 3050 | 3067 | 3073 | Yes | Yes | Yes | 0.001 | 0.002 | 0.002 | -20 | Continuous Dimming |  | 90
Keystone Technologies | Keystone Technologies | Future Fit KT-RKIT30PS-11RP-8CSC-VDIM | Future Fit KT-RKIT30PS-11RP-8CSC-VDIM |  | 2020-09-29 | 2020-04-09 |  | LED Light Engines |  |  | Indoor | 120 | 120 | 25 | 58 | 65 | 29.5 | 28.6 | 27.9 | 28.6 | 3976 | 3743 | 3699 | 139.1 | 134.4 | 133.6 | 0.99 | 120 | 623 | 60000 | 60000 | 60000 |  |  |  | 85 | 3000K | 3118 | 3139 | 3143 | Yes | Yes | Yes | 0.001 | 0.002 | 0.002 | -20 | Continuous Dimming | 84.9 | 90
Keystone Technologies | Keystone Technologies | KTLM-1500-L2-830-90A | KTLM-1500-L2-830-90A |  | 2016-05-19 | 2016-03-28 |  | LED Light Engines |  |  | Indoor | 120 | 120 | 50 | 75 | 31 | 35 | 34.8 | 34.5 | 34.8 | 3934 | 3719 | 4048 | 112.9 | 107.7 | 115.4 | 0.99 | 120 | 740 | [6 empty] | 83 | 3000K | 3137 | 3158 | 3137 | Yes | Yes | Yes |  |  |  |  | Continuous Dimming |  | 90
Keystone Technologies | Keystone Technologies | KTLM-900-L2-830-60A | KTLM-900-L2-830-60A |  | 2016-05-19 | 2016-03-28 |  | LED Light Engines |  |  | Indoor | 120 | 120 | 53 | 78 | 35 | 16 | 16 | 15.9 | 16 | 1968 | 1872 | 2017 | 123 | 118.1 | 125.4 | 0.99 | 120 | 398 | [6 empty] | 83 | 3000K | 3120 | 3139 | 3119 | Yes | Yes | Yes |  |  |  |  | Continuous Dimming |  | 90
Keystone Technologies | Keystone Technologies | KT-RKIT-CP-13-4000-830-VDIM | KT-RKIT-CP-13-4000-830-VDIM |  | 2018-06-01 | 2018-04-23 |  | LED Light Engines |  |  | Indoor | 120 | 120 | 25 | 52 | 60 | 32.5 | 32.5 | 31.7 | 32.5 | 4057 | 3832 | 3780 | 124.7 | 121 | 120.2 | 0.99 | 120 | 443 | 54000 | 54000 | 54000 |  |  |  | 82 | 3000K | 3073 | 3092 | 3098 | Yes | Yes | Yes | 0.001 | 0.001 | 0.001 |  | Continuous Dimming | 40.6 | 90
Keystone Technologies | Keystone Technologies | KT-RKIT-CP-8-1600-830-FDIM /G2 | KT-RKIT-CP-8-1600-830-FDIM /G2 |  | 2018-06-08 | 2018-04-23 |  | LED Light Engines |  |  | Indoor | 120 | 120 | 25 | 52 | 60 | 16 | 14.7 | 14.5 | 14.7 | 1864 | 1788 | 1758 | 126.7 | 123.3 | 121.8 | 0.98 | 120 | 318 | 54000 | 54000 | 54000 |  |  |  | 83 | 3000K | 3019 | 3039 | 3055 | Yes | Yes | Yes | 0.002 | 0.003 | 0.003 |  | Continuous Dimming | 42.1 | 82
Keystone Technologies | Keystone Technologies | KT-RKIT-CP-8-1600-830-VDIM /G2 | KT-RKIT-CP-8-1600-830-VDIM /G2 |  | 2018-06-01 | 2018-04-23 |  | LED Light Engines |  |  | Indoor | 120 | 120 | 25 | 52 | 60 | 16 | 14.7 | 14.5 | 14.7 | 1864 | 1788 | 1758 | 126.7 | 123.3 | 121.8 | 0.98 | 120 | 318 | 54000 | 54000 | 54000 |  |  |  | 83 | 3000K | 3019 | 3039 | 3055 | Yes | Yes | Yes | 0.002 | 0.003 | 0.003 |  | Continuous Dimming | 42.1 | 88
Keystone Technologies | Keystone Technologies | KT-RKIT-CP-8-1600-8**-FDIM | KT-RKIT-CP-8-1600-8**-FDIM |  | 2016-11-16 | 2016-06-30 |  | LED Light Engines |  |  | Indoor | 120 | 120 | 25 | 45 | 54 | 16 | 15.6 | 15.4 | 15.6 | 1842 | 1793 | 1771 | 118 | 116.1 | 115.2 | 0.99 | 120 | 507 | 36000 | [5 empty] | 84 | 3000K | 3155 | 3162 | 3167 | Yes | Yes | Yes | 0.003 | 0.003 | 0.003 |  | Continuous Dimming | 64.9 | 90 | 120
Keystone Technologies | Keystone Technologies | KT-RKIT-CP-8-1600-8**-VDIM | KT-RKIT-CP-8-1600-8**-VDIM |  | 2016-11-16 | 2016-06-30 |  | LED Light Engines |  |  | Indoor | 120 | 120 | 25 | 45 | 54 | 16 | 15.6 | 15.4 | 15.6 | 1842 | 1793 | 1771 | 118 | 116.1 | 115.2 | 0.99 | 120 | 507 | 36000 | [5 empty] | 84 | 3000K | 3155 | 3162 | 3167 | Yes | Yes | Yes | 0.003 | 0.003 | 0.003 |  | Continuous Dimming | 64.9 | 90 | 120
Keystone Technologies | Keystone Technologies | KT-RKIT-CP-8-2200-830-FDIM /G2 | KT-RKIT-CP-8-2200-830-FDIM /G2 |  | 2018-06-01 | 2018-04-23 |  | LED Light Engines |  |  | Indoor | 120 | 120 | 25 | 51 | 60 | 19 | 18.7 | 18.2 | 18.7 | 2309 | 2221 | 2183 | 123.2 | 121.9 | 120.4 | 0.99 | 120 | 352 | 54000 | 54000 | 54000 |  |  |  | 82 | 3000K | 3078 | 3094 | 3099 | Yes | Yes | Yes | 0 | 0.001 | 0.001 |  | Continuous Dimming | 42 | 82
Keystone Technologies | Keystone Technologies | KT-RKIT-CP-8-2200-830-VDIM /G2 | KT-RKIT-CP-8-2200-830-VDIM /G2 |  | 2018-06-01 | 2018-04-23 |  | LED Light Engines |  |  | Indoor | 120 | 120 | 25 | 51 | 60 | 19 | 18.7 | 18.2 | 18.7 | 2309 | 2221 | 2183 | 123.2 | 121.9 | 120.4 | 0.99 | 120 | 352 | 54000 | 54000 | 54000 |  |  |  | 82 | 3000K | 3078 | 3094 | 3099 | Yes | Yes | Yes | 0 | 0.001 | 0.001 |  | Continuous Dimming | 42.1 | 88
Keystone Technologies | Keystone Technologies | KT-RKIT-CP-8-2200-8**-FDIM | KT-RKIT-CP-8-2200-8**-FDIM |  | 2016-11-22 | 2016-06-30 |  | LED Light Engines |  |  | Indoor | 120 | 120 | 25 | 45 | 54 | 20 | 19.1 | 18.8 | 19.1 | 2211 | 2147 | 2123 | 116.1 | 114 | 113.2 | 0.99 | 120 | 507 | 36000 | [5 empty] | 84 | 3000K | 3121 | 3128 | 3134 | Yes | Yes | Yes | 0.003 | 0.003 | 0.003 |  | Continuous Dimming | 64.9 | 90 | 120
Keystone Technologies | Keystone Technologies | KT-RKIT-CP-8-2200-8**-VDIM | KT-RKIT-CP-8-2200-8**-VDIM |  | 2016-11-22 | 2016-06-30 |  | LED Light Engines |  |  | Indoor | 120 | 120 | 25 | 45 | 54 | 20 | 19.1 | 18.8 | 19.1 | 2211 | 2147 | 2123 | 116.1 | 114 | 113.2 | 0.99 | 120 | 507 | 36000 | [5 empty] | 84 | 3000K | 3121 | 3128 | 3134 | Yes | Yes | Yes | 0.003 | 0.003 | 0.003 |  | Continuous Dimming | 64.9 | 90 | 120
Keystone Technologies | Keystone Technologies | KT-RKIT-HCP-8-1150-830-FDIM /G2 | KT-RKIT-HCP-8-1150-830-FDIM /G2 |  | 2018-06-01 | 2018-04-23 |  | LED Light Engines |  |  | Indoor | 120 | 120 | 25 | 52 | 60 | 10 | 9.7 | 9.5 | 9.7 | 1086 | 1045 | 1024 | 112.5 | 110.4 | 108.6 | 0.98 | 120 | 442 | 54000 | 54000 | 54000 |  |  |  | 82 | 3000K | 3060 | 3081 | 3089 | Yes | Yes | Yes | 0.001 | 0.001 | 0.002 |  | Continuous Dimming | 49.4 | 90
Keystone Technologies | Keystone Technologies | KT-RKIT-HCP-8-1150-8##-FDIM | KT-RKIT-HCP-8-1150-8##-FDIM |  | 2017-04-06 | 2017-01-18 |  | LED Light Engines |  |  | Indoor | 120 | 120 | 25 | 52 | 60 | 10.2 | 10.2 | 10 | 10.2 | 7094 | 1037 | 1023 | 107.2 | 103.8 | 102.6 | 0.98 | 120 | 543 | 36000 | 36000 | 36000 |  |  |  | 83 | 3000K | 3072 | 3086 | 3094 | Yes | Yes | Yes | 0.001 | 0.002 | 0.002 |  | Continuous Dimming | 69 | 90 | 120
Keystone Technologies | Keystone Technologies | KT-RKIT-HCP-8-650-830-FDIM /G2 | KT-RKIT-HCP-8-650-830-FDIM /G2 |  | 2018-06-01 | 2018-04-23 |  | LED Light Engines |  |  | Indoor | 120 | 120 | 25 | 50 | 60 | 6.4 | 6.4 | 6.2 | 6.4 | 699 | 659 | 649 | 109.7 | 106.9 | 106.4 | 0.95 | 120 | 404 | 54000 | 54000 | 54000 |  |  |  | 82 | 3000K | 3071 | 3090 | 3097 | Yes | Yes | Yes | 0.001 | 0 | 0 |  | Continuous Dimming | 44.8 | 90
Keystone Technologies | Keystone Technologies | KT-RKIT-HCP-8-650-8##-FDIM | KT-RKIT-HCP-8-650-8##-FDIM |  | 2017-04-06 | 2017-01-18 |  | LED Light Engines |  |  | Indoor | 120 | 120 | 25 | 53 | 60 | 6.7 | 6.7 | 6.6 | 6.7 | 717 | 682 | 767 | 107.5 | 104.5 | 103.6 | 0.95 | 120 | 543 | 36000 | 36000 | 36000 |  |  |  | 84 | 3000K | 3146 | 3163 | 3169 | Yes | Yes | Yes | 0.001 | 0.002 | 0.002 |  | Continuous Dimming | 69 | 90 | 120
Keystone Technologies | Keystone Technologies | KT-RKIT-RP-11-4000-830-VDIM | KT-RKIT-RP-11-4000-830-VDIM |  | 2018-06-01 | 2018-04-23 |  | LED Light Engines |  |  | Indoor | 120 | 120 | 25 | 57 | 45 | 32.2 | 32.2 | 30.3 | 32.2 | 3954 | 3689 | 3770 | 126.8 | 121.9 | 123.2 | 0.99 | 120 | 259 | 54000 | 54000 | 54000 |  |  |  | 83 | 3000K | 3075 | 3107 | 3097 | Yes | Yes | Yes | 0.002 | 0.003 | 0.002 |  | Continuous Dimming | 58.1 | 90
Keystone Technologies | Keystone Technologies | KT-RKIT-RP-6-1600-8## | KT-RKIT-RP-6-1600-8## |  | 2017-04-06 | 2017-01-18 |  | LED Light Engines |  |  | Indoor | 120 | 120 | 25 | 53 | 65 | 15.3 | 15.3 | 15.1 | 15.3 | 1742 | 1673 | 1643 | 113.6 | 110.1 | 109 | 0.85 | 120 | 727 | 36000 | 36000 | 36000 |  |  |  | 84 | 3000K | 3151 | 3165 | 3172 | Yes | Yes | Yes | 0.001 | 0.002 | 0.002 |  | Continuous Dimming | 90 | 90 | 120
Keystone Technologies | Keystone Technologies | KT-RKIT-RP-6-1600-830-UV | KT-RKIT-RP-6-1600-830-UV |  | 2018-06-01 | 2018-04-30 |  | LED Light Engines |  |  | Indoor | 120 | 120 | 25 | 52 | 45 | 15.1 | 15.1 | 15 | 15.1 | 1819 | 1731 | 1760 | 120.7 | 115.6 | 117.3 | 0.99 | 120 | 293 | 54000 | 54000 | 54000 |  |  |  | 82 | 3000K | 3081 | 3113 | 3108 | Yes | Yes | Yes | 0.001 | 0.002 | 0.002 |  | Continuous Dimming | 55.6 | 90
Keystone Technologies | Keystone Technologies | KT-RKIT-RP-6-800-8## | KT-RKIT-RP-6-800-8## |  | 2017-04-06 | 2017-01-18 |  | LED Light Engines |  |  | Indoor | 120 | 120 | 25 | 50 | 60 | 7.8 | 7.7 | 7.7 | 7.7 | 903 | 864 | 853 | 116.1 | 113 | 112.1 | 0.81 | 120 | 727 | 36000 | 36000 | 36000 |  |  |  | 84 | 3000K | 3119 | 3135 | 3141 | Yes | Yes | Yes | 0.001 | 0.002 | 0.002 |  | Continuous Dimming | 79.6 | 90 | 120
Keystone Technologies | Keystone Technologies | KT-RKIT-RP-6-800-830-UV | KT-RKIT-RP-6-800-830-UV |  | 2018-06-01 | 2018-04-23 |  | LED Light Engines |  |  | Indoor | 120 | 120 | 25 | 49 | 60 | 8.3 | 8.3 | 8 | 8.3 | 947 | 901 | 884 | 113.5 | 113.2 | 111.4 | 0.98 | 120 | 236 | 54000 | 54000 | 54000 |  |  |  | 82 | 3000K | 3017 | 3038 | 3047 | Yes | Yes | Yes | 0 | 0.001 | 0.001 |  | Continuous Dimming | 43.7 | 90
Kwangmyung Semiconductor(TianJin) Co Ltd | SEOUL | LED Light Engine | SMJA-2G17A60C-HB01 |  | 2022-04-01 | 2021-12-06 |  | LED Light Engines | Omnidirectional |  | Indoor | 120 | 120 | 27 | 52 | 46 | 17 | 16.5 | 16.7 | 16.5 | 1549 | 1481 | 1492 | 93.9 | 88.8 | 89.7 | 0.99 | 120 | 251 | 36000 | 36000 | 36000 |  |  |  | 93 | 2700K | 2633 | 2616 | 2618 | Yes | Yes | Yes | 0.004 | 0.004 | 0.004 | -20 | Continuous Dimming | 78.7 | 105
Light Efficient Design | RemPhos | RPT-LEDCR-1600LM-4000K | RPT-LEDCR-1600LM-4000K |  | 2014-04-30 | 2014-01-03 |  | LED Light Engines |  |  | Indoor | 120 | 120 | 25 | 52 | -20 | 13 | 13 | 12.7 | 13 | 1494 | 1418 | 1571 | 114.6 | 111.6 | 116.1 | 0.99 | 120 | 347 | 36000 | 36000 | 36000 |  |  |  | 84 | 4000/4100K | 3953 | 3990 | 3932 | Yes | Yes | Yes | 0.001 | 0.002 | 0.001 | -18 | Non-Dimmable | 68.5 | 90
Light Efficient Design | RemPhos | RPT-LEDCR-1600LM-####K-*** | RPT-LEDCR-1600LM-####K-*** |  | 2014-03-24 | 2014-01-03 |  | LED Light Engines |  |  | Indoor | 120 | 120 | 25 | 50 | -20 | 12 | 12.8 | 12.6 | 12.8 | 1390 | 1327 | 1487 | 108.5 | 105.5 | 111.7 | 0.99 | 120 | 347 | 36000 | 36000 | 36000 |  |  |  | 84 | 3000K | 3175 | 3173 | 3204 | Yes | Yes | Yes | 0.001 | 0.002 | 0.001 | -18 | Non-Dimmable | 68.5 | 90
Light Efficient Design | RemPhos | RPT-LEDCR-2200LM-3000K | RPT-LEDCR-2200LM-3000K |  | 2014-03-24 | 2014-01-03 |  | LED Light Engines |  |  | Indoor | 120 | 120 | 25 | 51 | -20 | 16 | 16.1 | 15.9 | 16.1 | 1779 | 1701 | 1889 | 110.5 | 107.1 | 114.2 | 0.98 | 120 | 347 | 36000 | 36000 | 36000 |  |  |  | 84 | 3000K | 3167 | 3164 | 3189 | Yes | Yes | Yes | 0.001 | 0.002 | 0.001 | -18 | Non-Dimmable | 68.5 | 90
Light Efficient Design | RemPhos | RPT-LEDCR-2200LM-4000K | RPT-LEDCR-2200LM-4000K |  | 2014-04-30 | 2014-01-03 |  | LED Light Engines |  |  | Indoor | 120 | 120 | 23 | 51 | -22 | 16 | 16.8 | 16.3 | 16.8 | 2037 | 1957 | 2170 | 122.2 | 120 | 125.4 | 0.98 | 120 | 347 | 36000 | 36000 | 36000 |  |  |  | 83 | 4000/4100K | 4225 | 4255 | 4214 | Yes | Yes | Yes | 0.001 | 0.002 | 0.001 | -18 | Non-Dimmable | 68.5 | 90
Light Efficient Design | RemPhos | RPT-LEDCR-3000LM-3000K | RPT-LEDCR-3000LM-3000K |  | 2014-03-24 | 2014-01-03 |  | LED Light Engines |  |  | Indoor | 120 | 120 | 25 | 52 | -20 | 20 | 20.2 | 19.9 | 20.2 | 2203 | 2106 | 2330 | 109.2 | 105.7 | 112.8 | 0.98 | 120 | 347 | 36000 | 36000 | 36000 |  |  |  | 84 | 3000K | 3171 | 3168 | 3194 | Yes | Yes | Yes | 0.001 | 0.002 | 0.001 | -18 | Non-Dimmable | 68.5 | 90
Light Efficient Design | RemPhos | RPT-LEDCR-3000LM-4000K | RPT-LEDCR-3000LM-4000K |  | 2014-04-30 | 2014-01-03 |  | LED Light Engines |  |  | Indoor | 120 | 120 | 25 | 52 | -20 | 20 | 20.2 | 19.8 | 20.2 | 2292 | 2161 | 2426 | 113.6 | 108.9 | 116.5 | 0.98 | 120 | 347 | 36000 | 36000 | 36000 |  |  |  | 86 | 4000/4100K | 4022 | 4032 | 4015 | Yes | Yes | Yes | 0.001 | 0.002 | 0.001 | -18 | Non-Dimmable | 68.5 | 90
Light Efficient Design | RemPhos | RPT-LEDCR-900LM-3000K | RPT-LEDCR-900LM-3000K |  | 2014-03-24 | 2014-01-03 |  | LED Light Engines |  |  | Indoor | 120 | 120 | 25 | 50 | -20 | 9.7 | 9.7 | 9.6 | 9.7 | 995 | 948 | 1056 | 102.8 | 98.9 | 106.9 | 0.99 | 120 | 347 | 36000 | 36000 | 36000 |  |  |  | 84 | 3000K | 3168 | 3163 | 3191 | Yes | Yes | Yes | 0.001 | 0.002 | 0.001 | -18 | Non-Dimmable | 68.5 | 90
Light Efficient Design | RemPhos | RPT-LEDCR-900LM-4000K | RPT-LEDCR-900LM-4000K |  | 2014-04-30 | 2014-01-03 |  | LED Light Engines |  |  | Indoor | 120 | 120 | 25 | 51 | -20 | 7.1 | 7.1 | 7.1 | 7.1 | 880 | 848 | 911 | 123.1 | 119.8 | 124.6 | 0.98 | 120 | 347 | 36000 | 36000 | 36000 |  |  |  | 84 | 4000/4100K | 4216 | 4238 | 4192 | Yes | Yes | Yes | 0.001 | 0.002 | 0.001 | -18 | Non-Dimmable | 68.5 | 90
Light Efficient Design | RemPhos Technologies | RPT-P-LEDCR-G2-9IN-14L-8[30¦35¦40]-FWFC-OCC | RPT-P-LEDCR-G2-9IN-14L-8[30¦35¦40]-FWFC-OCC |  | 2018-07-17 | 2018-06-25 |  | LED Light Engines |  |  | Indoor | 120 | 120 | 33 | 58 | 66 | 10.2 | 10.2 | 10.1 | 10.2 | 1305 | 1252 | 1234 | 127.8 | 123.6 | 122.1 | 0.96 | 18900 | 403 | 36000 | 36000 | 36000 |  |  |  | 83 | 3000K | 2952 | 2967 | 2971 | Yes | Yes | Yes | 0.002 | 0.003 | 0.003 |  | Continuous Dimming | 65.6 | 80
Light Efficient Design | RemPhos Technologies | RPT-P-LEDCR-G2-9IN-23L-8[30¦35¦40]-FWFC-OCC | RPT-P-LEDCR-G2-9IN-23L-8[30¦35¦40]-FWFC-OCC |  | 2018-07-17 | 2018-06-25 |  | LED Light Engines |  |  | Indoor | 120 | 120 | 36 | 61 | 68 | 16.5 | 16.5 | 16.3 | 16.5 | 2151 | 2049 | 2019 | 130.4 | 125.8 | 124.3 | 0.98 | 64500 | 403 | 36000 | 36000 | 36000 |  |  |  | 82 | 3000K | 2958 | 2972 | 2977 | Yes | Yes | Yes | 0.002 | 0.002 | 0.002 |  | Continuous Dimming | 67.5 | 80
Light Efficient Design | RemPhos Technologies | RPT-P-LEDCR-G2-9IN-31L-8[30¦35¦40]-FWFC-OCC | RPT-P-LEDCR-G2-9IN-31L-8[30¦35¦40]-FWFC-OCC | ,RPT-P-LEDCR-G2-9IN-31L-8[30¦35¦40]-FWFC, | 2018-07-27 | 2018-06-26 |  | LED Light Engines |  |  | Indoor | 120 | 120 | 38 | 63 | 72 | 20.9 | 20.9 | 20.6 | 20.9 | 2738 | 2597 | 2583 | 131.2 | 125.9 | 123.9 | 0.99 | 18900 | 403 | 36000 | 36000 | 36000 |  |  |  | 82 | 3000K | 2959 | 2976 | 2982 | Yes | Yes | Yes | 0.002 | 0.002 | 0.002 |  | Continuous Dimming | 71.5 | 80
Light Efficient Design | RemPhos Technologies | RPT-P-LEDCR-G2-9IN-8L-8[30¦35¦40]-FWFC-OCC | RPT-P-LEDCR-G2-9IN-8L-8[30¦35¦40]-FWFC-OCC |  | 2018-07-18 | 2018-06-28 |  | LED Light Engines |  |  | Indoor | 120 | 120 | 32 | 57 | 62 | 6.3 | 6.3 | 6.2 | 6.3 | 779 | 751 | 744 | 124.4 | 120.4 | 118.8 | 0.88 | 64500 | 403 | 36000 | 36000 | 36000 |  |  |  | 83 | 3000K | 2931 | 2948 | 2953 | Yes | Yes | Yes | 0.003 | 0.004 | 0.004 |  | Continuous Dimming | 61.6 | 80
Light Efficient Design | RemPhos Technologies | RPT-P-LEDSR-G2-[4IN¦9IN¦14INE¦14INM]-14L-8[30¦35¦40]-FWFC-OCC | RPT-P-LEDSR-G2-[4IN¦9IN¦14INE¦14INM]-14L-8[30¦35¦40]-FWFC-OCC | ,RPT-P-LEDSR-G2-[4IN¦9IN¦14INE¦14INM]-14L-8[30¦35¦40]-FWFC, | 2018-07-27 | 2018-06-28 |  | LED Light Engines |  |  | Indoor | 120 | 120 | 38 | 63 | 72 | 9.5 | 9.5 | 9.4 | 9.5 | 1189 | 1133 | 1117 | 125.5 | 120.9 | 119.2 | 0.97 | 11160 | 421 | 36000 | 36000 | 36000 |  |  |  | 82 | 3000K | 2958 | 2974 | 2978 | Yes | Yes | Yes | 0.002 | 0.002 | 0.002 |  | Continuous Dimming | 71.9 | 80
Light Efficient Design | RemPhos Technologies | RPT-P-LEDSR-G2-[4IN¦9IN¦14INE¦14INM]-17L-8[30¦35¦40]-FWFC-OCC | RPT-P-LEDSR-G2-[4IN¦9IN¦14INE¦14INM]-17L-8[30¦35¦40]-FWFC-OCC | ,RPT-P-LEDSR-G2-[4IN¦9IN¦14INE¦14INM]-17L-8[30¦35¦40]-FWFC, | 2018-07-27 | 2018-06-28 |  | LED Light Engines |  |  | Indoor | 120 | 120 | 41 | 66 | 75 | 12.3 | 12.3 | 12.2 | 12.3 | 1571 | 1490 | 1465 | 127.6 | 122.4 | 120.5 | 0.98 | 11160 | 421 | 36000 | 36000 | 36000 |  |  |  | 82 | 3000K | 2962 | 2980 | 2987 | Yes | Yes | Yes | 0.002 | 0.002 | 0.002 |  | Continuous Dimming | 75 | 80
Light Efficient Design | RemPhos Technologies | RPT-P-LEDSR-G2-[4IN¦9IN¦14INE¦14INM]-21L-8[30¦35¦40]-FWFC-OCC | RPT-P-LEDSR-G2-[4IN¦9IN¦14INE¦14INM]-21L-8[30¦35¦40]-FWFC-OCC | ,RPT-P-LEDSR-G2-[4IN¦9IN¦14INE¦14INM]-21L-8[30¦35¦40]-FWFC, | 2018-07-30 | 2018-06-27 |  | LED Light Engines |  |  | Indoor | 120 | 120 | 45 | 70 | 80 | 16.5 | 16.5 | 16.3 | 16.5 | 2110 | 2001 | 1955 | 128.1 | 122.6 | 120.2 | 0.99 | 11160 | 421 | 36000 | 36000 | 36000 |  |  |  | 82 | 3000K | 2973 | 2994 | 3000 | Yes | Yes | Yes | 0.001 | 0.002 | 0.002 |  | Continuous Dimming | 79.9 | 80
Light Efficient Design | RemPhos Technologies | RPT-P-LEDSR-G2-[4IN¦9IN¦14INE¦14INM]-8L-8[30¦35¦40]-FWFC-OCC | RPT-P-LEDSR-G2-[4IN¦9IN¦14INE¦14INM]-8L-8[30¦35¦40]-FWFC-OCC | ,RPT-P-LEDSR-G2-[4IN¦9IN¦14INE¦14INM]-8L-8[30¦35¦40]-FWFC, | 2018-08-14 | 2018-06-28 |  | LED Light Engines |  |  | Indoor | 120 | 120 | 34 | 59 | 67 | 6.5 | 6.5 | 6.4 | 6.5 | 824 | 791 | 776 | 127.5 | 124.5 | 121.7 | 0.92 | 11160 | 421 | 36000 | 36000 | 36000 |  |  |  | 82 | 3000K | 2943 | 2958 | 2964 | Yes | Yes | Yes | 0.001 | 0.001 | 0.001 |  | Continuous Dimming | 66.8 | 80
Maxlite | MaxLED | 10A19GUDLED27 | 10A19GUDLED27 |  | 2014-10-21 | 2013-09-14 |  | GU24 Based Integrated LED Lamp | Omnidirectional | GU24 | Indoor | 120 | 120 | 78 | 103 | 90 | 10 | 10.8 | 10.1 | 10.8 | 843 | 766 | 803 | 78 | 70.8 | 71.8 | 0.9 | 120 | 57 | [6 empty] | 88 | 2700K | 2731 | 2739 | 2734 | Yes | Yes | Yes | 0 | 0 | 0.001 | -20 | Continuous Dimming |  | 90
Maxlite | MaxLED | 10A19GUDLED30 | 10A19GUDLED30 |  | 2014-10-21 | 2014-04-15 |  | GU24 Based Integrated LED Lamp | Omnidirectional | GU24 | Indoor | 120 | 120 | 70 | 95 | 90 | 10 | 10.6 | 10.1 | 10.6 | 900 | 825 | 841 | 84.8 | 76.3 | 76.8 | 0.91 | 120 | 55 | [6 empty] | 83 | 3000K | 3171 | 3192 | 3192 | Yes | Yes | Yes | 0 | 0 | 0.001 | -20 | Continuous Dimming |  | 90
Maxlite | MaxLED | 12A19GUDLED27 | 12A19GUDLED27 |  | 2014-10-21 | 2013-10-12 |  | GU24 Based Integrated LED Lamp | Omnidirectional | GU24 | Indoor | 120 | 120 | 74 | 99 | 90 | 12 | 12.5 | 12.6 | 12.5 | 1185 | 1141 | 1158 | 95.2 | 82.5 | 84.2 | 0.91 | 120 | 57 | [6 empty] | 82 | 2700K | 2717 | 2717 | 2717 | Yes | Yes | Yes | 0 | 0 | 0.001 | -20 | Continuous Dimming |  | 90
Maxlite | MaxLED | 12A19GUDLED30 | 12A19GUDLED30 |  | 2014-10-21 | 2014-04-16 |  | GU24 Based Integrated LED Lamp | Omnidirectional | GU24 | Indoor | 120 | 120 | 75 | 99 | 90 | 12 | 12.4 | 12.7 | 12.4 | 1199 | 1136 | 1165 | 96.5 | 89.5 | 92.9 | 0.91 | 120 | 57 | [6 empty] | 82 | 3000K | 2964 | 2988 | 2976 | Yes | Yes | Yes | 0 | 0 | 0.001 | -20 | Continuous Dimming |  | 90
Maxlite | MaxLED | 17A21GUDLED27 | 17A21GUDELD27 |  | 2014-10-21 | 2013-10-12 |  | GU24 Based Integrated LED Lamp | Omnidirectional | GU24 | Indoor | 120 | 120 | 82 | 106 | 90 | 17 | 18.2 | 17.4 | 18.2 | 1667 | 1513 | 1617 | 91.6 | 81.5 | 84 | 0.91 | 120 | 54 | [6 empty] | 82 | 2700K | 2713 | 2721 | 2716 | Yes | Yes | Yes | 0 | 0 | 0.001 | -20 | Continuous Dimming |  | 90
Maxlite | MaxLED | 17A21GUDLED30 | 17A21GUDELD30 |  | 2014-10-21 | 2014-04-14 |  | GU24 Based Integrated LED Lamp | Omnidirectional | GU24 | Indoor | 120 | 120 | 82 | 107 | 90 | 17 | 18.6 | 17.8 | 18.6 | 1757 | 1602 | 1721 | 94.6 | 86.3 | 89.2 | 0.92 | 120 | 40 | [6 empty] | 83 | 3000K | 3127 | 3138 | 3130 | Yes | Yes | Yes | 0 | 0 | 0.001 | -20 | Continuous Dimming |  | 90
Maxlite | MaxLED | 6PLGU24LED27 | 6PLGU24LED27 |  | 2016-02-25 | 2015-10-09 |  | GU24 Based Integrated LED Lamp |  | GU24 | Indoor | 120 | 120 | 25 | 42 | 66 | 6 | 5.6 | 5.6 | 5.6 | 453 | 431 | 406 | 80.4 | 77.4 | 73.8 | 0.98 | 120 | 260 | 36000 | 36000 | 36000 |  |  |  | 87 | 2700K | 2729 | 2740 | 2731 | Yes | Yes | Yes | 0.003 | 0.003 | 0.003 |  | Non-Dimmable | 105 | 90
Maxlite | MaxLED | 6PLGU24LED30 | 6PLGU24LED30 |  | 2016-02-25 | 2015-10-09 |  | GU24 Based Integrated LED Lamp |  | GU24 | Indoor | 120 | 120 | 25 | 37 | 70 | 6 | 6.1 | 6 | 6.1 | 459 | 448 | 408 | 75.8 | 74.6 | 69.6 | 0.98 | 120 | 260 | 36000 | 36000 | 36000 |  |  |  | 82 | 3000K | 2988 | 2992 | 3010 | Yes | Yes | Yes | 0.003 | 0.003 | 0.003 |  | Non-Dimmable | 105 | 90
Maxlite | MaxLED | 6PLGU24LED40 | 6PLGU24LED40 |  | 2016-02-25 | 2015-10-09 |  | GU24 Based Integrated LED Lamp |  | GU24 | Indoor | 120 | 120 | 25 | 42 | 67 | 6 | 6 | 6 | 6 | 507 | 495 | 462 | 83.9 | 83 | 78.9 | 0.98 | 120 | 260 | 36000 | 36000 | 36000 |  |  |  | 87 | 4000/4100K | 4006 | 4028 | 4054 | Yes | Yes | Yes | 0.003 | 0.003 | 0.003 |  | Non-Dimmable | 105 | 90
Maxlite | MaxLED | 7A19GUDLED27 | 7A19GUDLED27 |  | 2014-10-21 | 2014-04-28 |  | GU24 Based Integrated LED Lamp | Omnidirectional | GU24 | Indoor | 120 | 120 | 58 | 83 | 90 | 7 | 7 | 7.1 | 7 | 530 | 510 | 497 | 75.6 | 72 | 70.5 | 0.89 | 120 | 35 | [6 empty] | 88 | 2700K | 2707 | 2712 | 2716 | Yes | Yes | Yes | 0 | 0 | 0.001 | -20 | Continuous Dimming |  | 90
Maxlite | MaxLED | 7A19GUDLED30 | 7A19GUDLED30 |  | 2014-10-21 | 2014-02-14 |  | GU24 Based Integrated LED Lamp | Omnidirectional | GU24 | Indoor | 120 | 120 | 58 | 83 | 90 | 7 | 6.6 | 6.9 | 6.6 | 535 | 528 | 517 | 81 | 71.9 | 70.2 | 0.89 | 120 | 37 | [6 empty] | 83 | 3000K | 3135 | 3150 | 3154 | Yes | Yes | Yes | 0 | 0 | 0.001 | -20 | Continuous Dimming |  | 90
Maxlite | MaxLED | 8PLGU24LED27 | 8PLGU24LED27 |  | 2016-02-25 | 2015-10-08 |  | GU24 Based Integrated LED Lamp |  | GU24 | Indoor | 120 | 120 | 25 | 50 | 54 | 8 | 7.1 | 6.9 | 7.1 | 693 | 656 | 648 | 97.7 | 94.1 | 93.2 | 0.98 | 120 | 326 | 36000 | 36000 | 36000 |  |  |  | 82 | 2700K | 2705 | 2708 | 2709 | Yes | Yes | Yes | 0.002 | 0.002 | 0.002 |  | Non-Dimmable | 85 | 90
Maxlite | MaxLED | 8PLGU24LED30 | 8PLGU24LED30 |  | 2016-02-25 | 2015-10-12 |  | GU24 Based Integrated LED Lamp |  | GU24 | Indoor | 120 | 120 | 25 | 50 | 55 | 8 | 7.1 | 7 | 7.1 | 649 | 615 | 609 | 91 | 87.9 | 87.2 | 0.98 | 120 | 326 | 36000 | 36000 | 36000 |  |  |  | 82 | 3000K | 2980 | 2985 | 2986 | Yes | Yes | Yes | 0.002 | 0.002 | 0.002 |  | Non-Dimmable | 85 | 90
Maxlite | MaxLED | 8PLGU24LED40 | 8PLGU24LED40 |  | 2016-02-25 | 2015-10-12 |  | GU24 Based Integrated LED Lamp |  | GU24 | Indoor | 120 | 120 | 25 | 52 | 56 | 8 | 7.4 | 7.3 | 7.4 | 732 | 701 | 697 | 99.4 | 96.6 | 96.1 | 0.98 | 120 | 326 | 36000 | 36000 | 36000 |  |  |  | 84 | 4000/4100K | 3955 | 4002 | 4010 | Yes | Yes | Yes | 0.002 | 0.002 | 0.002 |  | Non-Dimmable | 85 | 90
Maxlite | MaxLED | 9PUAGULED27 | 9PUAGULED27 |  | 2016-02-25 | 2015-10-12 |  | GU24 Based Integrated LED Lamp |  | GU24 | Indoor | 120 | 120 | 25 | 48 | 75 | 9 | 9.2 | 9 | 9.2 | 803 | 760 | 705 | 87.7 | 84 | 79 | 0.96 | 120 | 171 | 36000 | 36000 | 36000 |  |  |  | 83 | 2700K | 2708 | 2709 | 2729 | Yes | Yes | Yes | 0.002 | 0.002 | 0.002 |  | Continuous Dimming | 92.5 | 90
Maxlite | MaxLED | 9PUAGULED30 | 9PUAGULED30 |  | 2016-02-25 | 2015-10-12 |  | GU24 Based Integrated LED Lamp |  | GU24 | Indoor | 120 | 120 | 25 | 47 | 62 | 9 | 8.9 | 8.8 | 8.9 | 892 | 847 | 809 | 99.9 | 96.1 | 92.4 | 0.97 | 120 | 171 | 36000 | 36000 | 36000 |  |  |  | 81 | 3000K | 3048 | 3067 | 3085 | Yes | Yes | Yes | 0.002 | 0.002 | 0.002 |  | Continuous Dimming | 90.7 | 90
Maxlite | MaxLED | LEPM03A0927GU | LEPM03A0927GU |  | 2014-01-09 | 2015-01-07 |  | GU24 Based Integrated LED Lamp | Non-Standard | GU24 | Indoor | 120 | 120 | 45 | 70 | 90 | 9 | 9.5 | 9.3 | 9.5 | 811 | 768 | 724 | 85.5 | 82.3 | 78.6 | 0.97 | 120 | 155 | 36000 | 36000 | 36000 |  |  |  | 81 | 2700K | 2743 | 2759 | 2779 | Yes | Yes | Yes | 0.002 | 0.002 | 0.003 |  | Continuous Dimming |  | 90
Maxlite | MaxLED | LEPM03A0930GU | LEPM03A0930GU |  | 2014-12-01 | 2014-11-20 |  | GU24 Based Integrated LED Lamp | Non-Standard | GU24 | Indoor | 120 | 120 | 51 | 76 | 90 | 9 | 9.6 | 9.4 | 9.6 | 859 | 798 | 760 | 89.9 | 85 | 81.8 | 0.97 | 120 | 155 | 36000 | 36000 | 36000 |  |  |  | 83 | 3000K | 3062 | 3081 | 3094 | Yes | Yes | Yes | 0.002 | 0.002 | 0.003 |  | Continuous Dimming |  | 90
Maxlite | MaxLED | SKBO07GUDLED27 | SKBO07GUDLED27 |  | 2013-11-14 | 2013-06-12 |  | GU24 Based Integrated LED Lamp | Omnidirectional | GU24 | Indoor,Outdoor | 120 | 120 | 74 | 99 | 90 | 7 | 7.3 | 7.1 | 7.3 | 438 | 414 | 421 | 60.1 | 57.9 | 58.7 | 1 | 120 | 192 | 50000 | 37000 | 50000 |  |  |  | 81 | 2700K | 2660 | 2672 | 2668 | Yes | Yes | Yes | 0 | 0 | 0 | -18 | Continuous Dimming |  | 0
Maxlite | MaxLED | SKBO07GUDLED30 | SKBO07GUDLED30 |  | 2013-09-12 | 2013-06-12 |  | GU24 Based Integrated LED Lamp | Omnidirectional | GU24 | Indoor,Outdoor | 120 | 120 | 72 | 90 | 97 | 7 | 7.4 | 7.3 | 7.4 | 485 | 461 | 468 | 65.7 | 63.5 | 64.2 | 1 | 120 | 192 | 50000 | 42000 | 50000 |  |  |  | 82 | 4000/4100K | 3911 | 3942 | 3945 | Yes | Yes | Yes | 0 | 0 | 0 | -18 | Continuous Dimming | 0 | 0
Maxlite | MaxLED | SKBO07GUDLED30 | SKBO07GUDLED30 |  | 2013-10-02 | 2013-06-12 |  | GU24 Based Integrated LED Lamp | Omnidirectional | GU24 | Indoor,Outdoor | 120 | 120 | 72 | 90 | 97 | 7 | 7.3 | 7.2 | 7.3 | 484 | 468 | 460 | 66.1 | 65.2 | 64.5 | 1 | 120 | 192 | 50000 | 42000 | 50000 |  |  |  | 82 | 3000K | 3080 | 3093 | 3095 | Yes | Yes | Yes | 0 | 0 | 0 | -18 | Continuous Dimming |  | 0
Maxlite | MaxLED | SKBO07GUDLED41 | SKBO07GUDLED41 |  | 2013-09-12 | 2013-06-12 |  | GU24 Based Integrated LED Lamp | Omnidirectional | GU24 | Indoor,Outdoor | 120 | 120 | 72 | 90 | 97 | 7 | 7.4 | 7.3 | 7.4 | 485 | 461 | 468 | 65.7 | 63.5 | 64.2 | 1 | 120 | 192 | 50000 | 42000 | 50000 |  |  |  | 82 | 4000/4100K | 3911 | 3942 | 3945 | Yes | Yes | Yes | 0 | 0 | 0 | -18 | Continuous Dimming |  | 0
Maxlite | MaxLED | SKBO10GUDLED30 | SKBO10GUDLED30 |  | 2013-03-11 | 2013-02-25 |  | GU24 Based Integrated LED Lamp | Omnidirectional | GU24 | Outdoor | 120 | 120 | 81 | 106 | 110 | 10 | 10.7 | 10.6 | 10.7 | 778 | 712 | 687 | 73.1 | 67.5 | 65.9 | 0.98 | 120 | 328 | 36200 | 36200 | 36200 |  |  |  | 84 | 3000K | 3055 | 3068 | 3069 | Yes | Yes | Yes | 0.002 | 0.002 | 0.003 | -18 | Continuous Dimming |  | 110
Maxlite | MaxLED | SKRR3009GUDLED27 | SKRR3009GUDLED27 |  | 2013-10-15 | 2013-08-21 |  | GU24 Based Integrated LED Lamp | Reflector (R, BR, ER) | GU24 | Indoor,Outdoor | 120 | 120 | 47 | 73 | 80 | 9 | 8 | 7.8 | 8 | 618 | 587 | 577 | 69.6 | 67.3 | 66.5 | 0.99 | 322 | 197 | 36000 | 36000 | 28000 |  |  |  | 82 | 2700K | 2800 | 2800 | 2801 | Yes | Yes | Yes | 0.001 | 0.001 | 0.001 | -26 | Continuous Dimming |  | 0
Maxlite | MaxLite | Led Lamp | 10CPUAGULED27 |  | 2017-06-06 | 2017-03-06 |  | LED Light Engines |  | GU24 | Indoor | 120 | 120 | 65 | 90 | 80 | 10 | 9.4 | 9.2 | 9.4 | 990 | 945 | 971 | 105.2 | 102.5 | 104.1 | 0.93 | 120 | 460 | 36000 | 36000 | 36000 |  |  |  | 84 | 2700K | 2772 | 2786 | 2770 | Yes | Yes | Yes | 0.005 | 0.005 | 0.005 | -20 | Non-Dimmable |  | 90
Maxlite | MaxLite | Led Lamp | 10CPUAGULED30 |  | 2017-06-06 | 2017-03-06 |  | LED Light Engines |  | GU24 | Indoor | 120 | 120 | 65 | 90 | 80 | 10 | 9.4 | 9.2 | 9.4 | 990 | 945 | 971 | 105.2 | 102.5 | 104.1 | 0.93 | 120 | 460 | 36000 | 36000 | 36000 |  |  |  | 84 | 3000K | 2772 | 2786 | 2770 | Yes | Yes | Yes | 0.005 | 0.005 | 0.005 | -20 | Non-Dimmable |  | 90
Maxlite | MaxLite | Led Lamp | 10CPUALED27 |  | 2017-06-06 | 2017-03-06 |  | LED Light Engines |  | GU24 | Indoor | 120 | 120 | 65 | 90 | 80 | 10 | 9.4 | 9.2 | 9.4 | 990 | 945 | 971 | 105.2 | 102.5 | 104.1 | 0.93 | 120 | 460 | 36000 | 36000 | 36000 |  |  |  | 84 | 2700K | 2772 | 2786 | 2770 | Yes | Yes | Yes | 0.005 | 0.005 | 0.005 | -20 | Non-Dimmable |  | 90
Maxlite | MaxLite | Led Lamp | 10CPUALED30 |  | 2017-06-06 | 2017-03-06 |  | LED Light Engines |  | GU24 | Indoor | 120 | 120 | 65 | 90 | 80 | 10 | 9.4 | 9.2 | 9.4 | 990 | 945 | 971 | 105.2 | 102.5 | 104.1 | 0.93 | 120 | 460 | 36000 | 36000 | 36000 |  |  |  | 84 | 3000K | 2772 | 2786 | 2770 | Yes | Yes | Yes | 0.005 | 0.005 | 0.005 | -20 | Non-Dimmable |  | 90
Maxlite | MaxLite | Led Lamp | 10PUAGULED27 |  | 2017-05-15 | 2017-03-06 |  | LED Light Engines |  | GU24 | Indoor,Outdoor | 120 | 120 | 61 | 86 | 90 | 10 | 9.7 | 9.6 | 9.7 | 880 | 841 | 822 | 90.7 | 88 | 87 | 0.97 | 120 | 422 | 36000 | 36000 | 36000 |  |  |  | 84 | 2700K | 2811 | 2822 | 2835 | Yes | Yes | Yes |  |  |  | -20 | Non-Dimmable |  | 90
Maxlite | MaxLite | Led Lamp | 10PUAGULED30 | Led Lamp,10PUAGULED30/WB, | 2017-05-15 | 2017-03-06 |  | LED Light Engines |  | GU24 | Indoor,Outdoor | 120 | 120 | 61 | 86 | 90 | 10 | 9.7 | 9.6 | 9.7 | 880 | 841 | 822 | 90.7 | 88 | 87 | 0.97 | 120 | 422 | 36000 | 36000 | 36000 |  |  |  | 84 | 3000K | 2811 | 2822 | 2835 | Yes | Yes | Yes |  |  |  | -20 | Non-Dimmable |  | 90
Maxlite | MaxLite | LED light Engine | LER4179CS | ,,Color Tunable CCT :2700K, 3000K, 4000K | 2021-04-07 | 2021-01-29 |  | LED Light Engines | Non-Standard |  | Indoor | 120 | 120 | 74 | 99 | 69 | 17 | 16.2 | 16 | 16.2 | 1327 | 1329 | 1342 | 82 | 77.5 | 82.9 | 0.91 | 120 | 112 | 72000 | 72000 | 72000 |  |  |  | 94 | 2700K | 2616 | 2642 | 2611 | Yes | Yes | Yes | 0.004 | 0.004 | 0.004 |  | Continuous Dimming |  | 105
Maxlite | MaxLite | LED light Engine | LER5239CS | ,,Color Tunable CCT :2700K, 3000K, 4000K | 2021-04-07 | 2021-01-30 |  | LED Light Engines | Non-Standard |  | Indoor | 120 | 120 | 69 | 94 | 64 | 23 | 21.7 | 21.3 | 21.7 | 1878 | 1743 | 1907 | 86.4 | 81.8 | 87.3 | 0.91 | 120 | 138 | 72000 | 72000 | 72000 |  |  |  | 94 | 2700K | 2620 | 2649 | 2613 | Yes | Yes | Yes | 0.004 | 0.004 | 0.004 |  | Continuous Dimming |  | 105
Maxlite | MaxLite | LED light Engine | LER7289CS | ,,Color Tunable CCT :2700K, 3000K, 4000K | 2021-04-07 | 2021-02-03 |  | LED Light Engines | Non-Standard |  | Indoor | 120 | 120 | 69 | 94 | 64 | 28 | 26.5 | 26.1 | 26.5 | 2226 | 2055 | 2262 | 83.9 | 78.8 | 84.8 | 0.92 | 120 | 136 | 72000 | 72000 | 72000 |  |  |  | 94 | 2700K | 2628 | 2659 | 2624 | Yes | Yes | Yes | 0.004 | 0.004 | 0.004 |  | Continuous Dimming |  | 105
Maxlite | MaxLite | LED light Engine | MLFPDE1030-V2 | ,,Retail # MLFPDE1030-V2 | 2020-09-01 | 2020-07-23 |  | LED Light Engines |  |  | Indoor | 120 | 120 | 50 | 75 | 45 | 10 | 9.9 | 9.5 | 9.9 | 791 | 708 | 808 | 79.7 | 74.6 | 80.7 | 0.95 | 120 | 99 | 54000 | 54000 | 54000 |  |  |  | 95 | 3000K | 3011 | 3070 | 2998 | Yes | Yes | Yes | 0.003 | 0.003 | 0.004 |  | Continuous Dimming |  | 90
Maxlite | MaxLite | LED Light Engine | MLFPDE1030 |  | 2017-04-03 | 2017-03-21 |  | LED Light Engines | Non-Standard |  | Indoor,Outdoor | 120 | 120 | 48 | 73 | 50 | 10 | 10 | 10.1 | 10 | 780 | 727 | 773 | 77.7 | 72.1 | 77 | 0.9 | 120 | 120 | 54000 | 54000 | 54000 |  |  |  | 97 | 3000K | 3085 | 3081 | 3082 | Yes | Yes | Yes | 0.004 | 0.004 | 0.004 |  | Continuous Dimming |  | 90
Maxlite | MaxLite | LER5.5A1727 | LER5.5A1727 |  | 2017-02-01 | 2015-10-25 |  | LED Light Engines |  |  | Indoor,Outdoor | 120 | 120 | 25 | 47 | 60 | 17 | 17.1 | 17.2 | 17.1 | 1450 | 1389 | 1352 | 84.8 | 81 | 79 | 0.99 | 120 | 6 | 42000 | 42000 | 42000 |  |  |  | 82 | 2700K | 2707 | 2694 | 2689 | Yes | Yes | Yes | 0.004 | 0.004 | 0.004 | -18 | Continuous Dimming | 90 | 90
Maxlite | MaxLite | LER5.5A1727C | LER5.5A1727C |  | 2017-02-01 | 2015-10-25 |  | LED Light Engines |  |  | Indoor,Outdoor | 120 | 120 | 25 | 47 | 62 | 17 | 17.2 | 17.3 | 17.2 | 1380 | 1310 | 1272 | 80.2 | 75.7 | 73.8 | 0.99 | 120 | 6 | 42000 | 42000 | 42000 |  |  |  | 92 | 2700K | 2804 | 2779 | 2772 | Yes | Yes | Yes | 0.004 | 0.004 | 0.004 | -18 | Continuous Dimming | 90 | 90
Maxlite | MaxLite | LER7.0A2327 | LER7.0A2327 |  | 2017-02-01 | 2015-10-25 |  | LED Light Engines |  |  | Indoor,Outdoor | 120 | 120 | 25 | 49 | 63 | 23 | 23.3 | 23.4 | 23.3 | 2239 | 2150 | 2096 | 96.2 | 91.9 | 89.6 | 0.99 | 120 | 6 | 42000 | 42000 | 42000 |  |  |  | 82 | 2700K | 2702 | 2702 | 2704 | Yes | Yes | Yes | 0.004 | 0.004 | 0.004 | -18 | Continuous Dimming | 90 | 90
Maxlite | MaxLite | LER7.0A2327C | LER7.0A2327C |  | 2017-02-01 | 2015-10-25 |  | LED Light Engines |  |  | Indoor,Outdoor | 120 | 120 | 25 | 50 | 63 | 23 | 23.6 | 23.7 | 23.6 | 1994 | 1918 | 1865 | 84.5 | 80.8 | 78.5 | 0.99 | 120 | 6 | 42000 | 42000 | 42000 |  |  |  | 90 | 2700K | 2716 | 2707 | 2719 | Yes | Yes | Yes | 0.004 | 0.004 | 0.004 | -18 | Continuous Dimming | 90 | 90
Maxlite | MaxLite | LESKTC0830C | LESKTC0830C |  | 2017-06-13 | 2017-05-16 |  | LED Light Engines |  |  | Indoor | 120 | 120 | 78 | 93 | 103 | 8.2 | 8.2 | 8.1 | 8.2 | 720 | 698 | 676 | 87.8 | 86.1 | 84.3 | 0.95 | 120 | 149 | [6 empty] | 94 | 3000K | 2950 | 2950 | 2958 | Yes | Yes | Yes |  |  |  |  | Continuous Dimming |  | 107
Maxlite | MaxLite | LESKTD1027C/JA8 | LESKTD1027C/JA8 | ,LESKTD1030C/JA8,LESKTD1035C/JA8, LESKTD1040C/JA8, | 2020-12-29 | 2017-12-07 |  | LED Light Engines |  |  | Indoor | 120 | 120 | 75 | 99 | 70 | 10 | 9.5 | 9.2 | 9.5 | 840 | 767 | 850 | 88 | 83.2 | 88.7 | 0.96 | 120 | 78 | 52000 | 36000 | 57000 |  |  |  | 92 | 2700K | 2748 | 2779 | 2741 | Yes | Yes | Yes | 0.003 | 0.003 | 0.003 |  | Continuous Dimming |  | 90
Maxlite | MaxLite | PUCK LAMP | 10PUBGUDLED927/JA8 |  | 2017-09-18 | 2017-07-23 |  | GU24 Based Integrated LED Lamp | Non-Standard | GU24 | Indoor | 120 | 120 | 68 | 93 | 83 | 10 | 9.9 | 9.9 | 9.9 | 845 | 825 | 833 | 85.5 | 83.7 | 84.4 | 0.99 | 120 | 57 | 40000 | 28000 | 40000 |  |  |  | 92 | 2700K | 2628 | 2647 | 2634 | Yes | Yes | Yes | 0.004 | 0.006 | 0.004 | -20 | Continuous Dimming |  | 90
Maxlite | MaxLite | PUCK LAMP | 10PUBGUDLED930/JA8 |  | 2017-09-18 | 2017-07-23 |  | GU24 Based Integrated LED Lamp | Non-Standard | GU24 | Indoor | 120 | 120 | 68 | 93 | 83 | 10 | 9.9 | 9.9 | 9.9 | 845 | 825 | 833 | 85.5 | 83.7 | 84.4 | 0.99 | 120 | 57 | 40000 | 28000 | 40000 |  |  |  | 92 | 3000K | 2628 | 2647 | 2634 | Yes | Yes | Yes | 0.004 | 0.006 | 0.004 | -20 | Continuous Dimming |  | 90
Maxlite | MaxLite | PUCK LAMP | 10PUBGULED27 |  | 2017-09-11 | 2017-07-18 |  | GU24 Based Integrated LED Lamp | Non-Standard | GU24 | Indoor | 120 | 120 | 74 | 99 | 89 | 10 | 10 | 10 | 10 | 766 | 739 | 752 | 76.7 | 74.2 | 75.4 | 0.99 | 122 | 12 | 54000 | 54000 | 54000 |  |  |  | 82 | 2700K | 2711 | 2727 | 2727 | Yes | Yes | Yes | 0.002 | 0.003 | 0.003 | -20 | Non-Dimmable |  | 85
Maxlite | MaxLite | PUCK LAMP | 10PUBGULED30 |  | 2017-09-11 | 2017-07-18 |  | GU24 Based Integrated LED Lamp | Non-Standard | GU24 | Indoor | 120 | 120 | 74 | 99 | 89 | 10 | 10 | 10 | 10 | 766 | 739 | 752 | 76.7 | 74.2 | 75.4 | 0.99 | 122 | 12 | 54000 | 54000 | 54000 |  |  |  | 82 | 3000K | 2711 | 2727 | 2727 | Yes | Yes | Yes | 0.002 | 0.003 | 0.003 | -20 | Non-Dimmable |  | 85
Maxlite | MaxLite | PUCK LAMP | E10PUCGUD927/JA8 |  | 2020-01-17 | 2019-12-13 |  | GU24 Based Integrated LED Lamp | Non-Standard | GU24 | Indoor | 120 | 120 | 63 | 86 | 78 | 10 | 10 | 9.8 | 10 | 955 | 921 | 923 | 95.5 | 93.7 | 93.2 | 0.98 | 120 | 92 | 54000 | 54000 | 54000 |  |  |  | 92 | 2700K | 2701 | 2707 | 2706 | Yes | Yes | Yes | 0.002 | 0.003 | 0.002 |  | Continuous Dimming |  | 90
Maxlite | MaxLite | PUCK LAMP | E10PUCGUD930/JA8 |  | 2020-01-17 | 2019-12-13 |  | GU24 Based Integrated LED Lamp | Non-Standard | GU24 | Indoor | 120 | 120 | 63 | 86 | 78 | 10 | 10 | 9.8 | 10 | 955 | 921 | 923 | 95.5 | 93.7 | 93.2 | 0.98 | 120 | 92 | 54000 | 54000 | 54000 |  |  |  | 92 | 3000K | 2701 | 2707 | 2706 | Yes | Yes | Yes | 0.002 | 0.003 | 0.002 |  | Continuous Dimming |  | 90
Maxlite | MaxLite | PUCK LAMP | E10PUCGUD940/JA8 |  | 2020-01-17 | 2019-12-13 |  | GU24 Based Integrated LED Lamp | Non-Standard | GU24 | Indoor | 120 | 120 | 63 | 86 | 78 | 10 | 10 | 9.8 | 10 | 955 | 921 | 923 | 95.5 | 93.7 | 93.2 | 0.98 | 120 | 92 | 54000 | 54000 | 54000 |  |  |  | 92 | 4000/4100K | 2701 | 2707 | 2706 | Yes | Yes | Yes | 0.002 | 0.003 | 0.002 |  | Continuous Dimming |  | 90
Maxlite | MaxLite | RR1530W | RR1530W |  | 2014-04-22 | 2014-04-08 |  | LED Light Engines |  |  | Indoor | 120 | 120 | 58 | 83 | 95 | 15 | 13.7 | 13.5 | 13.7 | 1060 | 986 | 949 | 77.4 | 73.4 | 71.2 | 0.99 | 120 | 96 | [6 empty] | 84 | 3000K | 2998 | 2994 | 2997 | Yes | Yes | Yes |  |  |  | -18 | Continuous Dimming | 90 | 90
Maxlite | MaxLite | RR1540W | RR1540W |  | 2014-04-22 | 2014-04-08 |  | LED Light Engines |  |  | Indoor | 120 | 120 | 54 | 79 | 90 | 15 | 13.8 | 13.6 | 13.8 | 1055 | 986 | 952 | 76.3 | 73.2 | 71.2 | 0.99 | 120 | 96 | [6 empty] | 84 | 4000/4100K | 4091 | 4122 | 4141 | Yes | Yes | Yes |  |  |  | -18 | Continuous Dimming | 90 | 90
Maxlite | MaxLite | RR2630 | RR2630 |  | 2013-10-25 | 2013-10-15 |  | LED Light Engines |  |  | Indoor,Outdoor | 120 | 120 | 74 | 99 | 109 | 26 | 25.1 | 24.7 | 25.1 | 1767 | 1618 | 1552 | 70.4 | 65.9 | 63.7 | 0.98 | 120 | 80 | [6 empty] | 85 | 3000K | 3072 | 3077 | 3083 | Yes | Yes | Yes | 0 | 0 | 0.001 | -18 | Non-Dimmable |  | 90
Maxlite | MaxLite | RR2640 | RR2640 |  | 2013-10-25 | 2013-10-15 |  | LED Light Engines |  |  | Indoor,Outdoor | 120 | 120 | 76 | 101 | 111 | 26 | 25.7 | 25.3 | 25.7 | 1936 | 1789 | 1720 | 75.4 | 70.9 | 68.5 | 0.97 | 120 | 72 | [6 empty] | 86 | 4000/4100K | 4048 | 4083 | 4104 | Yes | Yes | Yes | 0 | 0 | 0 | -18 | Non-Dimmable |  | 90
Maxlite | MaxLite | RR3430 | RR3430 |  | 2013-10-25 | 2013-10-15 |  | LED Light Engines |  |  | Indoor,Outdoor | 120 | 120 | 78 | 103 | 113 | 34 | 33.9 | 33.4 | 33.9 | 2492 | 2277 | 2197 | 73.4 | 68.5 | 66.4 | 0.97 | 120 | 104 | [6 empty] | 84 | 3000K | 3065 | 3075 | 3083 | Yes | Yes | Yes | 0 | 0.001 | 0.002 | -18 | Non-Dimmable |  | 90
Maxlite | MaxLite | RR3440 | RR3440 |  | 2013-10-25 | 2013-10-15 |  | LED Light Engines |  |  | Indoor,Outdoor | 120 | 120 | 80 | 105 | 115 | 34 | 34.4 | 33.9 | 34.4 | 2671 | 2466 | 2378 | 77.6 | 73.1 | 70.9 | 0.97 | 120 | 96 | [6 empty] | 86 | 4000/4100K | 4089 | 4130 | 4153 | Yes | Yes | Yes | 0 | 0 | 0.001 | -18 | Non-Dimmable |  | 90
Maxlite | MaxLite | SKBO10GUDLED27 | SKBO10GUDLED27 |  | 2013-12-23 | 2013-12-16 |  | GU24 Based Integrated LED Lamp | Omnidirectional | GU24 | Indoor,Outdoor | 120 | 120 | 80 | 105 | 95 | 10 | 11.3 | 11.3 | 11.3 | 829 | 833 | 863 | 73.2 | 67.6 | 70 | 0.99 | 120 | 256 | [6 empty] | 84 | 2700K | 2733 | 2737 | 2731 | Yes | Yes | Yes |  |  |  | -18 | Continuous Dimming |  | 90
Maxlite | MaxLite | SKBO10GUDLED41 | SKBO10GUDLED41 |  | 2013-12-23 | 2013-12-16 |  | GU24 Based Integrated LED Lamp | Omnidirectional | GU24 | Indoor,Outdoor | 120 | 120 | 73 | 98 | 85 | 10 | 9.9 | 9.7 | 9.9 | 864 | 724 | 827 | 73.2 | 87 | 76.4 | 0.99 | 120 | 72 | [6 empty] | 85 | 4000/4100K | 3997 | 4030 | 4029 | Yes | Yes | Yes |  |  |  | -18 | Continuous Dimming |  | 90
Morstar Inc | morstar | LED Lighting Engine | V-GU24-9W27K |  | 2017-07-07 | 2016-12-29 |  | LED Light Engines | Non-Standard | GU24 | Indoor,Outdoor | 120 | 120 | 78 | 103 | 90 | 9 | 9 | 8.6 | 9 | 838 | 802 | 826 | 93.2 | 91 | 88.3 | 0.9 | 276 | 6 | 47000 | 46000 | 47000 |  |  |  | 82 | 2700K | 2761 | 2770 | 2801 | Yes | Yes | Yes |  |  |  | -20 | Non-Dimmable |  | 90
Morstar Inc | morstar | LED Lighting Engine | V-GU24-9W30K |  | 2017-07-07 | 2016-12-29 |  | LED Light Engines | Non-Standard | GU24 | Indoor,Outdoor | 120 | 120 | 78 | 103 | 90 | 9 | 9 | 8.6 | 9 | 838 | 802 | 826 | 93.2 | 91 | 88.3 | 0.9 | 276 | 6 | 47000 | 46000 | 47000 |  |  |  | 82 | 3000K | 2761 | 2770 | 2801 | Yes | Yes | Yes |  |  |  | -20 | Non-Dimmable |  | 90
Opto Electronix | OptoElectronix ULE 16000 Series | ULE163VW0 42 K30C80L1100 | ULE163VW0 42 K30C80L1100 |  | 2013-03-06 | 2013-02-28 |  | LED Light Engines |  |  | Indoor | 120 | 120 | 54 | 78 | 82 | 16 | 15 | 14.7 | 15 | 1344 | 1265 | 1244 | 89.4 | 85.8 | 84.9 | 0.98 | 120 | 64 | 35000 | 35000 | 35000 |  |  |  | 83 | 3000K | 3024 | 3022 | 3020 | Yes | Yes | Yes | 0 | 0.001 | 0.001 | -20 | Continuous Dimming | 52.8 | 55 | 110
Opto Electronix | OptoElectronix ULE 16000 Series | ULE163VW1 42 K40C80L1100 | ULE163VW1 42 K40C80L1100 |  | 2013-03-06 | 2013-02-28 |  | LED Light Engines |  |  | Indoor | 120 | 120 | 54 | 80 | 82 | 16 | 15.2 | 14.9 | 15.2 | 1470 | 1380 | 1362 | 96.4 | 92.7 | 92.1 | 0.98 | 120 | 64 | 35000 | 35000 | 35000 |  |  |  | 88 | 4000/4100K | 4006 | 4040 | 4045 | Yes | Yes | Yes | 0 | 0.001 | 0.001 | -20 | Continuous Dimming | 52.8 | 55 | 110
Overdrive Electronics PVT. LTD. | Overdrive | LED Retrofit | ODMP13163NU-M1 | LED Retrofit,ODMP13163NU-M2,; LED Retrofit,ODMP13163NU-M3,; LED Retrofit,ODMP13163NU-M4, | 2017-08-18 | 2017-04-12 |  | LED Light Engines |  | Zhaga | Indoor,Outdoor | 120 | 120 | 73 | 98 | 99 | 16 | 15.9 | 15.6 | 15.9 | 1269 | 1196 | 1147 | 80 | 76.8 | 74.3 | 0.91 | 120 | 2 | 54000 | 43000 | 43000 |  |  |  | 82 | 3000K | 3133 | 3148 | 3155 | Yes | Yes | Yes |  |  |  | -20 | Continuous Dimming |  | 110
Overdrive Electronics PVT. LTD. | Overdrive | LED Retrofit | ODMP13164NU-M1 | LED Retrofit,ODMP13164NU-M2,; LED Retrofit,ODMP13164NU-M3,; LED Retrofit,ODMP13164NU-M4, | 2017-08-18 | 2017-04-12 |  | LED Light Engines |  | Zhaga | Indoor,Outdoor | 120 | 120 | 73 | 98 | 99 | 16 | 15.9 | 15.6 | 15.9 | 1269 | 1196 | 1147 | 80 | 76.8 | 74.3 | 0.91 | 120 | 2 | 54000 | 43000 | 43000 |  |  |  | 82 | 4000/4100K | 3133 | 3148 | 3155 | Yes | Yes | Yes |  |  |  | -20 | Continuous Dimming |  | 110
Overdrive Electronics PVT. LTD. | Overdrive | LED Retrofit | ODMP13165NU-M1 | LED Retrofit,ODMP13165NU-M2,; LED Retrofit,ODMP13165NU-M3,; LED Retrofit,ODMP13165NU-M4, | 2017-08-18 | 2017-04-12 |  | LED Light Engines |  | Zhaga | Indoor,Outdoor | 120 | 120 | 73 | 98 | 99 | 16 | 15.9 | 15.6 | 15.9 | 1269 | 1196 | 1147 | 80 | 76.8 | 74.3 | 0.91 | 120 | 2 | 54000 | 43000 | 43000 |  |  |  | 82 | 5000K | 3133 | 3148 | 3155 | Yes | Yes | Yes |  |  |  | -20 | Continuous Dimming |  | 110
Overdrive Electronics PVT. LTD. | Overdrive | LED Retrofit | ODMP13193NU-M1 | LED Retrofit,ODMP13193NU-M2,; LED Retrofit,ODMP13193NU-M3,; LED Retrofit,ODMP13193NU-M4, | 2017-08-18 | 2017-04-12 |  | LED Light Engines |  | Zhaga | Indoor,Outdoor | 120 | 120 | 61 | 86 | 91 | 19 | 18.7 | 18.4 | 18.7 | 1537 | 1460 | 1420 | 82.3 | 79.5 | 78 | 0.9 | 120 | 2 | 54000 | 50000 | 47000 |  |  |  | 81 | 3000K | 3125 | 3147 | 3155 | Yes | Yes | Yes |  |  |  | -20 | Continuous Dimming |  | 110
Overdrive Electronics PVT. LTD. | Overdrive | LED Retrofit | ODMP13194NU-M1 | LED Retrofit,ODMP13194NU-M2,; LED Retrofit,ODMP13194NU-M3,; LED Retrofit,ODMP13194NU-M4, | 2017-08-18 | 2017-04-12 |  | LED Light Engines |  | Zhaga | Indoor,Outdoor | 120 | 120 | 61 | 86 | 91 | 19 | 18.7 | 18.4 | 18.7 | 1537 | 1460 | 1420 | 82.3 | 79.5 | 78 | 0.9 | 120 | 2 | 54000 | 50000 | 47000 |  |  |  | 81 | 4000/4100K | 3125 | 3147 | 3155 | Yes | Yes | Yes |  |  |  | -20 | Continuous Dimming |  | 110
Overdrive Electronics PVT. LTD. | Overdrive | LED Retrofit | ODMP13195NU-M1 | LED Retrofit,ODMP13195NU-M2,; LED Retrofit,ODMP13195NU-M3,; LED Retrofit,ODMP13195NU-M4, | 2017-08-18 | 2017-04-12 |  | LED Light Engines |  | Zhaga | Indoor,Outdoor | 120 | 120 | 61 | 86 | 91 | 19 | 18.7 | 18.4 | 18.7 | 1537 | 1460 | 1420 | 82.3 | 79.5 | 78 | 0.9 | 120 | 2 | 54000 | 50000 | 47000 |  |  |  | 81 | 5000K | 3125 | 3147 | 3155 | Yes | Yes | Yes |  |  |  | -20 | Continuous Dimming |  | 110
Overdrive Electronics PVT. LTD. | Overdrive | LED Retrofit | ODMP13253NU-M1 | LED Retrofit,ODMP13253NU-M2,; LED Retrofit,ODMP13253NU-M3,; LED Retrofit,ODMP13253NU-M4, | 2017-08-18 | 2017-03-30 |  | LED Light Engines |  | Zhaga | Indoor,Outdoor | 120 | 120 | 61 | 86 | 91 | 25 | 24.5 | 24.3 | 24.5 | 2232 | 2133 | 2095 | 90.9 | 87.8 | 86.7 | 0.91 | 120 | 2 | 54000 | 53000 | 49000 |  |  |  | 82 | 3000K | 3114 | 3138 | 3144 | Yes | Yes | Yes |  |  |  | -20 | Continuous Dimming |  | 110
Overdrive Electronics PVT. LTD. | Overdrive | LED Retrofit | ODMP13254NU-M1 | LED Retrofit,ODMP13254NU-M2,; LED Retrofit,ODMP13254NU-M3,; LED Retrofit,ODMP13254NU-M4, | 2017-08-18 | 2017-03-30 |  | LED Light Engines |  | Zhaga | Indoor,Outdoor | 120 | 120 | 61 | 86 | 91 | 25 | 24.5 | 24.3 | 24.5 | 2232 | 2133 | 2095 | 90.9 | 87.8 | 86.7 | 0.91 | 120 | 2 | 54000 | 53000 | 49000 |  |  |  | 82 | 4000/4100K | 3114 | 3138 | 3144 | Yes | Yes | Yes |  |  |  | -20 | Continuous Dimming |  | 110
Overdrive Electronics PVT. LTD. | Overdrive | LED Retrofit | ODMP13255NU-M1 | LED Retrofit,ODMP13255NU-M2,; LED Retrofit,ODMP13255NU-M3,; LED Retrofit,ODMP13255NU-M4, | 2017-08-18 | 2017-03-30 |  | LED Light Engines |  | Zhaga | Indoor,Outdoor | 120 | 120 | 61 | 86 | 91 | 25 | 24.5 | 24.3 | 24.5 | 2232 | 2133 | 2095 | 90.9 | 87.8 | 86.7 | 0.91 | 120 | 2 | 54000 | 53000 | 49000 |  |  |  | 82 | 5000K | 3114 | 3138 | 3144 | Yes | Yes | Yes |  |  |  | -20 | Continuous Dimming |  | 110
Philips (China) Investment Co., Ltd. | PHILIPS | Fortimo LED TDLM | 1100 827 120V G2 |  | 2012-12-13 | 2012-12-05 |  | LED Light Engines |  | Zhaga | Indoor | 120 | 120 | 40 | 65 | 70 | 16 | 16.7 | 16.6 | 16.7 | 1163 | 1092 | 1086 | 69.7 | 66 | 65.7 | 0.99 | 121 | 73 | 36000 | 36000 | 36000 |  |  |  | 85 | 2700K | 2671 | 2682 | 2682 | Yes | Yes | Yes | 0.002 | 0.002 | 0.002 | -40 | Continuous Dimming | 97.8 | 65 | 100
Philips (China) Investment Co., Ltd. | PHILIPS | Fortimo LED TDLM | 1100 827 277V G2 |  | 2013-03-14 | 2013-03-08 |  | LED Light Engines |  | Zhaga | Indoor | 277 | 277 | 41 | 66 | 70 | 16 | 16 | 15.8 | 16 | 1247 | 1180 | 1155 | 78.1 | 75 | 73.5 | 0.97 | 120 | 253 | 36000 | 36000 | 36000 |  |  |  | 83 | 2700K | 2691 | 2688 | 2691 | Yes | Yes | Yes | 0.002 | 0.002 | 0.002 | -40 | Continuous Dimming | 91.6 | 65 | 100
Philips (China) Investment Co., Ltd. | PHILIPS | Fortimo LED TDLM | 1100 830 120V G2 |  | 2012-12-13 | 2012-12-05 |  | LED Light Engines |  | Zhaga | Indoor | 120 | 120 | 41 | 66 | 70 | 15 | 15.3 | 15.3 | 15.3 | 1161 | 1096 | 1077 | 75.9 | 72 | 70.7 | 0.99 | 121 | 73 | 36000 | 36000 | 36000 |  |  |  | 84 | 3000K | 2984 | 2996 | 3001 | Yes | Yes | Yes | 0.002 | 0.002 | 0.002 | -40 | Continuous Dimming | 97.8 | 65 | 100
Philips (China) Investment Co., Ltd. | PHILIPS | Fortimo LED TDLM | 1100 830 277V G2 |  | 2013-03-14 | 2013-03-08 |  | LED Light Engines |  | Zhaga | Indoor | 277 | 277 | 39 | 64 | 70 | 15 | 15 | 14.8 | 15 | 1218 | 1072 | 1058 | 81.4 | 72 | 71.5 | 0.97 | 120 | 253 | 36000 | 36000 | 36000 |  |  |  | 83 | 3000K | 3016 | 3007 | 3008 | Yes | Yes | Yes | 0.002 | 0.002 | 0.002 | -40 | Continuous Dimming | 91.6 | 65 | 100
Philips (China) Investment Co., Ltd. | PHILIPS | Fortimo LED TDLM | 1100 835 120V G2 |  | 2012-12-13 | 2012-12-05 |  | LED Light Engines |  | Zhaga | Indoor | 120 | 120 | 41 | 66 | 70 | 15 | 15 | 15 | 15 | 1158 | 1105 | 1083 | 77.1 | 74 | 72.3 | 0.99 | 121 | 73 | 36000 | 36000 | 36000 |  |  |  | 86 | 3500K | 3371 | 3390 | 3398 | Yes | Yes | Yes | 0.002 | 0.002 | 0.002 | -40 | Continuous Dimming | 97.8 | 65 | 100
Philips (China) Investment Co., Ltd. | PHILIPS | Fortimo LED TDLM | 1100 835 277V G2 |  | 2013-03-14 | 2013-03-08 |  | LED Light Engines |  | Zhaga | Indoor | 277 | 277 | 38 | 63 | 70 | 15 | 14.4 | 14.1 | 14.4 | 1187 | 1018 | 999 | 82.6 | 72 | 71 | 0.97 | 120 | 253 | 36000 | 36000 | 36000 |  |  |  | 84 | 3500K | 3442 | 3437 | 3426 | Yes | Yes | Yes | 0.002 | 0.002 | 0.002 | -40 | Continuous Dimming | 91.6 | 65 | 100
Philips (China) Investment Co., Ltd. | PHILIPS | Fortimo LED TDLM | 1100 840 120V G2 |  | 2013-03-14 | 2013-03-08 |  | LED Light Engines |  | Zhaga | Indoor | 120 | 120 | 38 | 63 | 70 | 15 | 14 | 14 | 14 | 1231 | 1081 | 1075 | 88 | 77 | 76.6 | 0.99 | 121 | 73 | 36000 | 36000 | 36000 |  |  |  | 84 | 4000/4100K | 3953 | 3954 | 3971 | Yes | Yes | Yes | 0.002 | 0.002 | 0.002 | -40 | Continuous Dimming | 97.8 | 65 | 100
Philips (China) Investment Co., Ltd. | PHILIPS | Fortimo LED TDLM | 1100 840 277V G2 |  | 2013-03-14 | 2013-03-08 |  | LED Light Engines |  | Zhaga | Indoor | 277 | 277 | 40 | 65 | 70 | 15 | 14.7 | 14.5 | 14.7 | 1267 | 1188 | 1173 | 86.2 | 82 | 81 | 0.97 | 120 | 253 | 36000 | 36000 | 36000 |  |  |  | 84 | 4000/4100K | 3963 | 4005 | 4007 | Yes | Yes | Yes | 0.002 | 0.002 | 0.002 | -40 | Continuous Dimming | 91.6 | 65 | 100
Philips (China) Investment Co., Ltd. | PHILIPS | Fortimo LED TDLM | 2000 827 120V G2 |  | 2012-12-13 | 2012-12-05 |  | LED Light Engines |  | Zhaga | Indoor | 120 | 120 | 40 | 65 | 70 | 29 | 30.5 | 30.3 | 30.5 | 2214 | 2032 | 2005 | 72.5 | 67 | 66.3 | 0.99 | 120 | 88 | 36000 | 36000 | 36000 |  |  |  | 85 | 2700K | 2662 | 2672 | 2676 | Yes | Yes | Yes | 0.002 | 0.002 | 0.002 | -40 | Continuous Dimming | 97.9 | 65 | 100
Philips (China) Investment Co., Ltd. | PHILIPS | Fortimo LED TDLM | 2000 827 277V G2 |  | 2013-03-14 | 2013-03-08 |  | LED Light Engines |  | Zhaga | Indoor | 277 | 277 | 37 | 62 | 70 | 29 | 28.5 | 27.8 | 28.5 | 2234 | 1931 | 1822 | 78.4 | 69 | 66.1 | 0.98 | 120 | 233 | 36000 | 36000 | 36000 |  |  |  | 83 | 2700K | 2670 | 2677 | 2680 | Yes | Yes | Yes | 0.002 | 0.002 | 0.002 | -40 | Continuous Dimming | 96.9 | 65 | 100
Philips (China) Investment Co., Ltd. | PHILIPS | Fortimo LED TDLM | 2000 830 120V G2 |  | 2012-12-13 | 2012-12-05 |  | LED Light Engines |  | Zhaga | Indoor | 120 | 120 | 43 | 68 | 70 | 28 | 29.9 | 29.8 | 29.9 | 2324 | 2105 | 2080 | 77.7 | 71 | 70 | 0.99 | 120 | 88 | 36000 | 36000 | 36000 |  |  |  | 84 | 3000K | 2979 | 2987 | 2989 | Yes | Yes | Yes | 0.002 | 0.002 | 0.002 | -40 | Continuous Dimming | 97.9 | 65 | 100
Philips (China) Investment Co., Ltd. | PHILIPS | Fortimo LED TDLM | 2000 830 277V G2 |  | 2013-03-14 | 2013-03-08 |  | LED Light Engines |  | Zhaga | Indoor | 277 | 277 | 37 | 62 | 70 | 28 | 27.4 | 26.7 | 27.4 | 2225 | 1966 | 1914 | 81.1 | 74 | 72 | 0.98 | 120 | 233 | 36000 | 36000 | 36000 |  |  |  | 83 | 3000K | 2996 | 3012 | 3017 | Yes | Yes | Yes | 0.002 | 0.002 | 0.002 | -40 | Continuous Dimming | 96.9 | 65 | 100
Philips (China) Investment Co., Ltd. | PHILIPS | Fortimo LED TDLM | 2000 835 120V G2 |  | 2012-12-13 | 2012-12-05 |  | LED Light Engines |  | Zhaga | Indoor | 120 | 120 | 42 | 67 | 70 | 27 | 28.3 | 28.3 | 28.3 | 2211 | 2096 | 2037 | 78 | 73 | 72.3 | 0.99 | 120 | 88 | 36000 | 36000 | 36000 |  |  |  | 85 | 3500K | 3349 | 3353 | 3355 | Yes | Yes | Yes | 0.002 | 0.002 | 0.002 | -40 | Continuous Dimming | 97.9 | 65 | 100
Philips (China) Investment Co., Ltd. | PHILIPS | Fortimo LED TDLM | 2000 835 277V G2 |  | 2013-03-14 | 2013-03-08 |  | LED Light Engines |  | Zhaga | Indoor | 277 | 277 | 37 | 62 | 70 | 27 | 27.2 | 27 | 27.2 | 2218 | 1985 | 1902 | 81.5 | 74 | 70.7 | 0.98 | 120 | 233 | 36000 | 36000 | 36000 |  |  |  | 84 | 3500K | 3437 | 3460 | 3474 | Yes | Yes | Yes | 0.002 | 0.002 | 0.002 | -40 | Continuous Dimming | 96.9 | 65 | 100
Philips (China) Investment Co., Ltd. | PHILIPS | Fortimo LED TDLM | 2000 840 120V G2 |  | 2013-03-14 | 2013-03-08 |  | LED Light Engines |  | Zhaga | Indoor | 120 | 120 | 38 | 63 | 70 | 27 | 25.6 | 25.5 | 25.6 | 2179 | 1984 | 1940 | 84.9 | 78 | 76.2 | 0.99 | 120 | 88 | 36000 | 36000 | 36000 |  |  |  | 85 | 4000/4100K | 3928 | 3972 | 3994 | Yes | Yes | Yes | 0.002 | 0.002 | 0.002 | -40 | Continuous Dimming | 97.9 | 65 | 100
Philips (China) Investment Co., Ltd. | PHILIPS | Fortimo LED TDLM | 2000 840 277V G2 |  | 2013-03-14 | 2013-03-08 |  | LED Light Engines |  | Zhaga | Indoor | 277 | 277 | 36 | 61 | 70 | 27 | 27.5 | 26.8 | 27.5 | 2429 | 2152 | 2070 | 88.4 | 80 | 78.2 | 0.98 | 120 | 233 | 36000 | 36000 | 36000 |  |  |  | 85 | 4000/4100K | 3958 | 4014 | 4037 | Yes | Yes | Yes | 0.002 | 0.002 | 0.002 | -40 | Continuous Dimming | 96.9 | 65 | 100
Progress Lighting | Progress Lighting | 2835 AC 2X LIGHT ENGINE T24 18W | 93116792-5230 | 2835 AC 2X LIGHT ENGINE T24 18W,93116792-4130,; 2835 AC 2X LIGHT ENGINE T24 18W,93116792-4230,; 2835 AC 2X LIGHT ENGINE T24 18W,93116792-5130, | 2019-11-19 | 2019-10-23 |  | LED Light Engines |  |  | Indoor | 120 | 120 | 65 | 91 | 76 | 18 | 18.1 | 17.9 | 18.1 | 1450 | 1397 | 1414 | 80.1 | 78 | 78.7 | 1 | 120 | 157 | 60000 | 60000 | 60000 |  |  |  | 92 | 3000K | 3100 | 3103 | 3101 | Yes | Yes | Yes | 0.004 | 0.004 | 0.004 |  | Continuous Dimming | 120 | 130
Progress Lighting | Progress Lighting | 93090367-31## | 93090367-3127 |  | 2019-11-06 | 2018-01-25 |  | LED Light Engines |  | Zhaga | Indoor,Outdoor | 120 | 120 | 64 | 89 | 75 | 26 | 25.6 | 25.2 | 25.6 | 1779 | 1693 | 1731 | 69.5 | 67.2 | 68.3 | 0.99 | 120 | 96 | 54000 | 54000 | 54000 |  |  |  | 94 | 2700K | 2685 | 2695 | 2696 | Yes | Yes | Yes | 0.004 | 0.006 | 0.004 | -20 | Continuous Dimming |  | 90
Progress Lighting | Progress Lighting | 93090367-31## | 93090367-3130 |  | 2019-11-06 | 2018-01-25 |  | LED Light Engines |  | Zhaga | Indoor,Outdoor | 120 | 120 | 64 | 89 | 75 | 26 | 25.6 | 25.2 | 25.6 | 1779 | 1693 | 1731 | 69.5 | 67.2 | 68.3 | 0.99 | 120 | 96 | 54000 | 54000 | 54000 |  |  |  | 94 | 3000K | 2685 | 2695 | 2696 | Yes | Yes | Yes | 0.004 | 0.006 | 0.004 | -20 | Continuous Dimming |  | 90
Progress Lighting | Progress Lighting | 93090367-31## | 93090367-3135 |  | 2019-11-06 | 2018-01-25 |  | LED Light Engines |  | Zhaga | Indoor,Outdoor | 120 | 120 | 64 | 89 | 75 | 26 | 25.6 | 25.2 | 25.6 | 1779 | 1693 | 1731 | 69.5 | 67.2 | 68.3 | 0.99 | 120 | 96 | 54000 | 54000 | 54000 |  |  |  | 94 | 3500K | 2685 | 2695 | 2696 | Yes | Yes | Yes | 0.004 | 0.006 | 0.004 | -20 | Continuous Dimming |  | 90
Progress Lighting | Progress Lighting | 93090367-31## | 93090367-3140 |  | 2019-11-06 | 2018-01-25 |  | LED Light Engines |  | Zhaga | Indoor,Outdoor | 120 | 120 | 64 | 89 | 75 | 26 | 25.6 | 25.2 | 25.6 | 1779 | 1693 | 1731 | 69.5 | 67.2 | 68.3 | 0.99 | 120 | 96 | 54000 | 54000 | 54000 |  |  |  | 94 | 4000/4100K | 2685 | 2695 | 2696 | Yes | Yes | Yes | 0.004 | 0.006 | 0.004 | -20 | Continuous Dimming |  | 90
Progress Lighting | Progress Lighting | 93090367-32## | 93090367-3227 |  | 2019-11-06 | 2018-01-25 |  | LED Light Engines |  | Zhaga | Indoor,Outdoor | 120 | 120 | 64 | 89 | 75 | 26 | 25.6 | 25.2 | 25.6 | 1779 | 1693 | 1731 | 69.5 | 67.2 | 68.3 | 0.99 | 120 | 96 | 54000 | 54000 | 54000 |  |  |  | 94 | 2700K | 2685 | 2695 | 2696 | Yes | Yes | Yes | 0.004 | 0.006 | 0.004 | -20 | Continuous Dimming |  | 90
Progress Lighting | Progress Lighting | 93090367-32## | 93090367-3230 |  | 2019-11-06 | 2018-01-25 |  | LED Light Engines |  | Zhaga | Indoor,Outdoor | 120 | 120 | 64 | 89 | 75 | 26 | 25.6 | 25.2 | 25.6 | 1779 | 1693 | 1731 | 69.5 | 67.2 | 68.3 | 0.99 | 120 | 96 | 54000 | 54000 | 54000 |  |  |  | 94 | 3000K | 2685 | 2695 | 2696 | Yes | Yes | Yes | 0.004 | 0.006 | 0.004 | -20 | Continuous Dimming |  | 90
Progress Lighting | Progress Lighting | 93090367-32## | 93090367-3235 |  | 2019-11-06 | 2018-01-25 |  | LED Light Engines |  | Zhaga | Indoor,Outdoor | 120 | 120 | 64 | 89 | 75 | 26 | 25.6 | 25.2 | 25.6 | 1779 | 1693 | 1731 | 69.5 | 67.2 | 68.3 | 0.99 | 120 | 96 | 54000 | 54000 | 54000 |  |  |  | 94 | 3500K | 2685 | 2695 | 2696 | Yes | Yes | Yes | 0.004 | 0.006 | 0.004 | -20 | Continuous Dimming |  | 90
Progress Lighting | Progress Lighting | 93090367-32## | 93090367-3240 |  | 2019-11-06 | 2018-01-25 |  | LED Light Engines |  | Zhaga | Indoor,Outdoor | 120 | 120 | 64 | 89 | 75 | 26 | 25.6 | 25.2 | 25.6 | 1779 | 1693 | 1731 | 69.5 | 67.2 | 68.3 | 0.99 | 120 | 96 | 54000 | 54000 | 54000 |  |  |  | 94 | 4000/4100K | 2685 | 2695 | 2696 | Yes | Yes | Yes | 0.004 | 0.006 | 0.004 | -20 | Continuous Dimming |  | 90
Rising-Sun Lighting Co., Ltd. | RISING SUN | LED Light Engine | RS-AC12-17W100D 2700K | ,RS-AC12-17W100D 3000K,CCT: 3000K; ,RS-AC12-17W100D 3500K,CCT: 3500K; ,RS-AC12-17W100D 4000K,CCT: 4000K; ,RS-AC12-17W100D 5000K,CCT: 5000K | 2016-09-19 | 2016-08-08 |  | LED Light Engines | Non-Standard |  | Indoor,Outdoor | 120 | 120 | 60 | 85 | 50 | 17 | 15.4 | 14.6 | 15.4 | 1547 | 1297 | 1635 | 100.4 | 88.8 | 103.6 | 1 | 120 | 11 | 54000 | 54000 | 54000 |  |  |  | 82 | 2700K | 2696 | 2716 | 2688 | Yes | Yes | Yes | 0.004 | 0.004 | 0.004 |  | Continuous Dimming |  | 105
Rising-Sun Lighting Co., Ltd. | RISING SUN | LED Light Engine | RS-AC15W70DYM 2700K | ,RS-AC15W70DYM 3000K,CCT: 3000K; ,RS-AC15W70DYM 3500K,CCT: 3500K; ,RS-AC15W70DYM 4000K,CCT: 4000K; ,RS-AC15W70DYM 5000K,CCT: 5000K | 2016-09-19 | 2016-08-04 |  | LED Light Engines | Non-Standard |  | Indoor,Outdoor | 120 | 120 | 69 | 94 | 50 | 15 | 14.3 | 13.8 | 14.3 | 1464 | 1266 | 1570 | 102.5 | 91.5 | 106.6 | 1 | 120 | 11 | 54000 | 54000 | 54000 |  |  |  | 82 | 2700K | 2692 | 2760 | 2684 | Yes | Yes | Yes | 0.004 | 0.004 | 0.004 |  | Continuous Dimming |  | 105
Rising-Sun Lighting Co., Ltd. | RISING SUN | LED Light Engine | RS-AC20-25W137D 2700K | ,RS-AC20-25W137D 3000K,CCT: 3000K; ,RS-AC20-25W137D 3500K,CCT: 3500K; ,RS-AC20-25W137D 4000K,CCT: 4000K; ,RS-AC20-25W137D 5000K,CCT: 5000K | 2016-09-19 | 2016-08-04 |  | LED Light Engines | Non-Standard |  | Indoor,Outdoor | 120 | 120 | 58 | 83 | 50 | 25 | 26 | 25.4 | 26 | 2528 | 2184 | 2659 | 97.3 | 86 | 100.5 | 1 | 120 | 4 | 54000 | 54000 | 54000 |  |  |  | 82 | 2700K | 2687 | 2696 | 2708 | Yes | Yes | Yes | 0.004 | 0.004 | 0.004 |  | Continuous Dimming |  | 105
Rising-Sun Lighting Co., Ltd. | RISING SUN | LED Light Engine | RS-AC25-30W178D 2700K | ,RS-AC25-30W178D 3000K,CCT: 3000K; ,RS-AC25-30W178D 3500K,CCT: 3500K; ,RS-AC25-30W178D 4000K,CCT: 4000K; ,RS-AC25-30W178D 5000K,CCT: 5000K | 2016-09-19 | 2016-08-04 |  | LED Light Engines | Non-Standard |  | Indoor,Outdoor | 120 | 120 | 57 | 82 | 50 | 30 | 30.3 | 28.1 | 30.3 | 2944 | 2537 | 3130 | 97.2 | 90.2 | 103.4 | 1 | 120 | 4 | 54000 | 54000 | 54000 |  |  |  | 83 | 2700K | 2689 | 2669 | 2682 | Yes | Yes | Yes | 0.004 | 0.004 | 0.004 |  | Continuous Dimming |  | 105
Rising-Sun Lighting Co., Ltd. | RISING SUN | LED Light Engine | RS-AC9-12W60DYM 2700K | ,RS-AC9-12W60DYM 3000K,CCT: 3000K; ,RS-AC9-12W60DYM 3500K,CCT: 3500K; ,RS-AC9-12W60DYM 4000K,CCT: 4000K; ,RS-AC9-12W60DYM 5000K,CCT: 5000K | 2016-09-02 | 2016-08-08 |  | LED Light Engines | Non-Standard |  | Indoor,Outdoor | 120 | 120 | 69 | 94 | 50 | 12 | 11.6 | 11.2 | 11.6 | 995 | 827 | 1085 | 84.9 | 74.1 | 91.4 | 1 | 120 | 10 | 54000 | 54000 | 54000 |  |  |  | 82 | 2700K | 2712 | 2787 | 2704 | Yes | Yes | Yes | 0.004 | 0.004 | 0.004 |  | Continuous Dimming |  | 105
Rising-Sun Lighting Co., Ltd. | RISING SUN | LED Light Engine | RS-AC9-15W75D 2700K | ,RS-AC9-15W75D 3000K,CCT: 3000K; ,RS-AC9-15W75D 3500K,CCT: 3500K; ,RS-AC9-15W75D 4000K,CCT: 4000K; ,RS-AC9-15W75D 5000K,CCT: 5000K | 2016-09-19 | 2016-08-09 |  | LED Light Engines | Non-Standard |  | Indoor,Outdoor | 120 | 120 | 63 | 88 | 50 | 15 | 12.2 | 11.8 | 12.2 | 1066 | 944 | 1106 | 87.4 | 79.7 | 90 | 1 | 120 | 4 | 54000 | 54000 | 54000 |  |  |  | 82 | 2700K | 2750 | 2777 | 2741 | Yes | Yes | Yes | 0.004 | 0.004 | 0.004 |  | Continuous Dimming |  | 105
SATCO/NUVO | Satco/KolourOne | 80/905 | 80/905 |  | 2013-07-19 | 2013-05-31 |  | LED Light Engines |  |  | Indoor | 120 | 120 | 25 | 50 | 85 | 20 | 19.7 | 19.9 | 19.7 | 1566 | 1518 | 1527 | 79.3 | 76.3 | 77 | 0.97 | 120 | 48 | 36000 | 36000 | 36000 |  |  |  | 84 | 2700K | 2668 | 2663 | 2663 | Yes | Yes | Yes | 0.001 | 0.004 | 0.004 |  | Continuous Dimming |  | 115
SATCO/NUVO | SATCO PRODUCTS | S8994 | S8994 |  | 2013-07-17 | 2013-04-20 |  | GU24 Based Integrated LED Lamp | Reflector (R, BR, ER) | GU24 | Indoor | 120 | 120 | 69 | 94 | 71 | 11 | 10.5 | 10.1 | 10.5 | 777 | 709 | 741 | 73.8 | 70.8 | 71.7 | 0.74 | 120 | 549 | 36000 | 28000 | 36000 |  |  |  | 82 | 3000K | 2956 | 3029 | 2967 | Yes | Yes | Yes | 0.002 | 0.003 | 0.002 | -27 | Continuous Dimming | 93.6 | 120
Shenzhen H&T Lighting Technology Co., Ltd. | H&T | MODULE, LED(M-CAN) | 99271529 |  | 2015-09-08 | 2015-07-28 |  | LED Light Engines |  |  | Indoor | 120 | 120 | 40 | 55 | 65 | 11 | 10.9 | 10.8 | 10.9 | 847 | 806 | 792 | 77.8 | 74.4 | 73.6 | 0.99 | 121 | 152 | 36000 | 36000 | 36000 |  |  |  | 84 | 3000K | 2981 | 2996 | 3000 | Yes | Yes | Yes | 0.003 | 0.004 | 0.004 | -20 | Continuous Dimming |  | 70
Sielo Inc. | Terralux | TLM-D08A-A | TLM-D08A-A |  | 2013-08-29 | 2013-07-26 |  | LED Light Engines |  |  | Indoor | 120 | 120 | 44 | 69 | 60 | 14 | 14.7 | 10.5 | 14.7 | 1255 | 917 | 1048 | 85.2 | 86 | 84.6 | 0.99 | 120 | 128 | [6 empty] | 82 | 2700K | 2674 | 2673 | 2675 | Yes | Yes | Yes |  |  |  | -18 | Non-Dimmable |  | 90
Sielo Inc. | Terralux Inc. | Linear Light Engine | TLM-L04B-B04XX12N |  | 2014-09-23 | 2014-08-14 |  | LED Light Engines |  |  | Indoor | 120 | 120 | 44 | 69 | 29 | 5 | 5.3 | 5.1 | 5.3 | 427 | 401 | 441 | 80.7 | 78.5 | 80.5 | 0.95 | 120 | 472 | [6 empty] | 82 | 2700K | 2766 | 2770 | 2767 | Yes | Yes | Yes |  |  |  | -18 | Non-Dimmable |  | 85
Sielo Inc. | Terralux Inc. | Linear Light Engine | TLM-L06B-D06XX12N |  | 2014-09-23 | 2014-08-21 |  | LED Light Engines |  |  | Indoor | 120 | 120 | 44 | 69 | 30 | 6 | 6.8 | 6.6 | 6.8 | 567 | 538 | 581 | 83.5 | 81.9 | 83.6 | 0.97 | 120 | 384 | [6 empty] | 82 | 2700K | 2742 | 2746 | 2745 | Yes | Yes | Yes |  |  |  | -18 | Non-Dimmable |  | 85
Sielo Inc. | Terralux Inc. | Wall Sconce LED Engine | SR95 |  | 2014-11-21 | 2014-11-10 |  | LED Light Engines |  |  | Indoor | 120 | 277,120 | 39 | 61 | 30 | 7 | 7.5 | 7.4 | 7.5 | 817 | 785 | 813 | 109 | 106 | 110 | 0.99 | 120 | 168 | [6 empty] | 83 | 2700K | 2727 | 2742 | 2724 | Yes | Yes | Yes |  |  |  | -18 | Continuous Dimming |  | 85
Signify North America Corporation | PHILIPS | Fortimo LED DLM ES | 1100 #30 0-10V G# NA | ,,The first # is CRI divided by 10, The second # is numerical generation version. | 2017-05-19 | 2017-05-08 |  | LED Light Engines |  |  | Indoor | 120 | 120 | 57 | 82 | 86 | 11 | 10.7 | 10.6 | 10.7 | 1128 | 1082 | 1041 | 105.1 | 101 | 98 | 0.98 | 57000 | 645 | 54000 | 54000 | 54000 |  |  |  | 84 | 3000K | 2994 | 3019 | 3002 | Yes | Yes | Yes | 0.004 | 0.004 | 0.004 | -20 | Continuous Dimming |  | 75
Signify North America Corporation | PHILIPS | Fortimo LED DLM ES | 1100 #35 0-10V G# NA | ,,The first # is CRI divided by 10, The second # is numerical generation version. | 2017-05-19 | 2017-05-08 |  | LED Light Engines |  |  | Indoor | 120 | 120 | 57 | 82 | 86 | 11 | 10.7 | 10.6 | 10.7 | 1128 | 1082 | 1041 | 105.1 | 101 | 98 | 0.98 | 57000 | 645 | 54000 | 54000 | 54000 |  |  |  | 84 | 3500K | 3500 | 3500 | 3500 | Yes | Yes | Yes | 0.004 | 0.004 | 0.004 | -20 | Continuous Dimming |  | 75
Signify North America Corporation | PHILIPS | Fortimo LED DLM ES | 1100 #40 0-10V G# NA | ,,The first # is CRI divided by 10, The second # is numerical generation version. | 2017-05-19 | 2017-05-08 |  | LED Light Engines |  |  | Indoor | 120 | 120 | 57 | 82 | 86 | 11 | 10.7 | 10.6 | 10.7 | 1128 | 1082 | 1041 | 105.1 | 101 | 98 | 0.98 | 57000 | 645 | 54000 | 54000 | 54000 |  |  |  | 84 | 4000/4100K | 4000 | 4000 | 4000 | Yes | Yes | Yes | 0.004 | 0.004 | 0.004 | -20 | Continuous Dimming |  | 75
Signify North America Corporation | PHILIPS | Fortimo LED DLM ES | 1500 #30 0-10V G# NA | ,,The first # is CRI divided by 10, The second # is numerical generation version. | 2017-05-19 | 2017-05-08 |  | LED Light Engines |  |  | Indoor | 120 | 120 | 57 | 82 | 93 | 15 | 15.1 | 14.9 | 15.1 | 1543 | 1453 | 1340 | 102.3 | 97.5 | 93.9 | 0.97 | 63620 | 633 | 54000 | 54000 | 54000 |  |  |  | 84 | 3000K | 3001 | 3029 | 3009 | Yes | Yes | Yes | 0.004 | 0.004 | 0.004 | -20 | Continuous Dimming |  | 75
Signify North America Corporation | PHILIPS | Fortimo LED DLM ES | 1500 #35 0-10V G# NA | ,,The first # is CRI divided by 10, The second # is numerical generation version. | 2017-05-19 | 2017-05-08 |  | LED Light Engines |  |  | Indoor | 120 | 120 | 57 | 82 | 93 | 15 | 15.1 | 14.9 | 15.1 | 1543 | 1453 | 1340 | 102.3 | 97.5 | 93.9 | 0.97 | 63620 | 633 | 54000 | 54000 | 54000 |  |  |  | 84 | 3500K | 3500 | 3500 | 3500 | Yes | Yes | Yes | 0.004 | 0.004 | 0.004 | -20 | Continuous Dimming |  | 75
Signify North America Corporation | PHILIPS | Fortimo LED DLM ES | 1500 #40 0-10V G# NA | ,,The first # is CRI divided by 10, The second # is numerical generation version. | 2017-05-19 | 2017-05-08 |  | LED Light Engines |  |  | Indoor | 120 | 120 | 57 | 82 | 93 | 15 | 15.1 | 14.9 | 15.1 | 1543 | 1453 | 1340 | 102.3 | 97.5 | 93.9 | 0.97 | 63620 | 633 | 54000 | 54000 | 54000 |  |  |  | 84 | 4000/4100K | 4000 | 4000 | 4000 | Yes | Yes | Yes | 0.004 | 0.004 | 0.004 | -20 | Continuous Dimming |  | 75
Signify North America Corporation | PHILIPS | Fortimo LED DLM ES | 2000 #30 0-10V G# NA | ,,The first # is CRI divided by 10, The second # is numerical generation version. | 2017-05-19 | 2017-05-08 |  | LED Light Engines |  |  | Indoor | 120 | 120 | 68 | 93 | 86 | 20 | 20.3 | 17.2 | 20.3 | 2137 | 1765 | 1989 | 105.4 | 102.6 | 98.9 | 0.92 | 57070 | 696 | 54000 | 54000 | 54000 |  |  |  | 83 | 3000K | 3019 | 3029 | 3039 | Yes | Yes | Yes | 0.004 | 0.004 | 0.004 | -20 | Continuous Dimming |  | 75
Signify North America Corporation | PHILIPS | Fortimo LED DLM ES | 2000 #35 0-10V G# NA | ,,The first # is CRI divided by 10, The second # is numerical generation version. | 2017-05-19 | 2017-05-08 |  | LED Light Engines |  |  | Indoor | 120 | 120 | 68 | 93 | 86 | 20 | 20.3 | 17.2 | 20.3 | 2137 | 1765 | 1989 | 105.4 | 102.6 | 98.9 | 0.92 | 57070 | 696 | 54000 | 54000 | 54000 |  |  |  | 83 | 3500K | 3500 | 3500 | 3500 | Yes | Yes | Yes | 0.004 | 0.004 | 0.004 | -20 | Continuous Dimming |  | 75
Signify North America Corporation | PHILIPS | Fortimo LED DLM ES | 2000 #40 0-10V G# NA | ,,The first # is CRI divided by 10, The second # is numerical generation version. | 2017-05-19 | 2017-05-08 |  | LED Light Engines |  |  | Indoor | 120 | 120 | 68 | 93 | 86 | 20 | 20.3 | 17.2 | 20.3 | 2137 | 1765 | 1989 | 105.4 | 102.6 | 98.9 | 0.92 | 57070 | 696 | 54000 | 54000 | 54000 |  |  |  | 83 | 4000/4100K | 4000 | 4000 | 4000 | Yes | Yes | Yes | 0.004 | 0.004 | 0.004 | -20 | Continuous Dimming |  | 75
Star Mount Enterprise Limited | Star Mount | SMB-600R903000KD | SMB-600R903000KD |  | 2017-03-02 | 2016-12-22 |  | LED Light Engines |  |  | Indoor | 120 | 120 | 85 | 110 | 96 | 10 | 8.3 | 8 | 8.3 | 743 | 676 | 710 | 89.7 | 84.5 | 87.3 | 0.98 | 120 | 160 | 54000 | [5 empty] | 92 | 3000K | 2992 | 3000 | 2996 | Yes | Yes | Yes |  |  |  |  | Continuous Dimming | 84.2 | 90
Star Mount Enterprise Limited | Star Mount | SMB-600R913000KD | SMB-600R913000KD |  | 2017-03-02 | 2016-12-22 |  | LED Light Engines |  |  | Indoor | 120 | 120 | 85 | 110 | 96 | 10 | 8.3 | 8 | 8.3 | 743 | 676 | 710 | 89.7 | 84.5 | 87.3 | 0.98 | 120 | 160 | 54000 | [5 empty] | 92 | 3000K | 2992 | 3000 | 2996 | Yes | Yes | Yes |  |  |  |  | Continuous Dimming | 87.6 | 90
Sunshine Lighting | Sunlite | 89106-SU | 89106-SU |  | 2017-03-08 | 2015-04-15 |  | LED Light Engines |  |  | Indoor | 120 | 120 | 75 | 92 | 92 | 17.4 | 17.4 | 17.3 | 17.4 | 1185 | 1149 | 1149 | 68.2 | 66.2 | 66.2 | 1 | 120 | 6 | 54000 | 54000 | 54000 |  |  |  | 87 | 3000K | 3023 | 3029 | 3029 | Yes | Yes | Yes | 0.003 | 0.004 | 0.004 |  | Continuous Dimming | 92.4 | 130
Sunshine Lighting | Sunlite | 89107-SU | 89107-SU |  | 2017-03-08 | 2015-04-06 |  | LED Light Engines |  |  | Indoor | 120 | 120 | 72 | 95 | 95 | 17.2 | 17.2 | 17.2 | 17.2 | 1337 | 1286 | 1286 | 77.9 | 74.9 | 74.9 | 1 | 120 | 6 | 54000 | 54000 | 54000 |  |  |  | 84 | 4000/4100K | 3968 | 4006 | 4006 | Yes | Yes | Yes | 0.003 | 0.004 | 0.004 |  | Continuous Dimming | 95.3 | 130
Sunshine Lighting | Sunlite | 89119-SU | 89119-SU |  | 2017-03-08 | 2015-04-06 |  | LED Light Engines |  |  | Indoor | 120 | 120 | 76 | 81 | 81 | 16.9 | 16.9 | 16.9 | 16.9 | 1306 | 1298 | 1298 | 77.3 | 76.9 | 76.9 | 1 | 120 | 6 | 54000 | 54000 | 54000 |  |  |  | 87 | 5000K | 5078 | 5130 | 5130 | Yes | Yes | Yes | 0.003 | 0.004 | 0.004 |  | Continuous Dimming | 80.8 | 130
Tlight Limited | tLight | LED Retrofit | MC13163NU-M3 | LED Retrofit,MC13163NU-M1,; LED Retrofit,MC13163NU-M2,; LED Retrofit,MC13163NU-M4, | 2017-07-31 | 2017-04-12 |  | LED Light Engines |  | Zhaga | Indoor,Outdoor | 120 | 120 | 73 | 98 | 99 | 16 | 15.9 | 15.6 | 15.9 | 1268 | 1196 | 1147 | 80 | 76.8 | 74.3 | 0.91 | 120 | 2 | 54000 | 43000 | 43000 |  |  |  | 82 | 3000K | 3133 | 3148 | 3155 | Yes | Yes | Yes | 0.001 | 0.001 | 0.001 | -20 | Continuous Dimming |  | 110
Tlight Limited | tLight | LED Retrofit | MC13164NU-M1 | LED Retrofit,MC13164NU-M2,; LED Retrofit,MC13164NU-M3,; LED Retrofit,MC13164NU-M4, | 2017-07-31 | 2017-04-12 |  | LED Light Engines |  | Zhaga | Indoor,Outdoor | 120 | 120 | 73 | 98 | 99 | 16 | 15.9 | 15.6 | 15.9 | 1268 | 1196 | 1147 | 80 | 76.8 | 74.3 | 0.91 | 120 | 2 | 54000 | 43000 | 43000 |  |  |  | 82 | 4000/4100K | 3133 | 3148 | 3155 | Yes | Yes | Yes | 0.001 | 0.001 | 0.001 | -20 | Continuous Dimming |  | 110
Tlight Limited | tLight | LED Retrofit | MC13165NU-M1 | LED Retrofit,MC13165NU-M2,; LED Retrofit,MC13165NU-M3,; LED Retrofit,MC13165NU-M4, | 2017-07-31 | 2017-04-12 |  | LED Light Engines |  | Zhaga | Indoor,Outdoor | 120 | 120 | 73 | 98 | 99 | 16 | 15.9 | 15.6 | 15.9 | 1268 | 1196 | 1147 | 80 | 76.8 | 74.3 | 0.91 | 120 | 2 | 54000 | 43000 | 43000 |  |  |  | 82 | 5000K | 3133 | 3148 | 3155 | Yes | Yes | Yes | 0.001 | 0.001 | 0.001 | -20 | Continuous Dimming |  | 110
Tlight Limited | tLight | LED Retrofit | MC13193NU-M3 | LED Retrofit,MC13193NU-M1,; LED Retrofit,MC13193NU-M2,; LED Retrofit,MC13193NU-M4, | 2017-08-02 | 2017-04-12 |  | LED Light Engines |  |  | Indoor,Outdoor | 120 | 120 | 61 | 86 | 91 | 19 | 18.7 | 18.4 | 18.7 | 1537 | 1460 | 1420 | 82.3 | 79.5 | 78 | 0.9 | 120 | 2 | 54000 | 50000 | 47000 |  |  |  | 81 | 3000K | 3125 | 3147 | 3155 | Yes | Yes | Yes |  |  |  | -20 | Continuous Dimming |  | 110
Tlight Limited | tLight | LED Retrofit | MC13194NU-M1 | LED Retrofit,MC13194NU-M2,; LED Retrofit,MC13194NU-M3,; LED Retrofit,MC13194NU-M4, | 2017-08-02 | 2017-04-12 |  | LED Light Engines |  |  | Indoor,Outdoor | 120 | 120 | 61 | 86 | 91 | 19 | 18.7 | 18.4 | 18.7 | 1537 | 1460 | 1420 | 82.3 | 79.5 | 78 | 0.9 | 120 | 2 | 54000 | 50000 | 47000 |  |  |  | 81 | 4000/4100K | 3125 | 3147 | 3155 | Yes | Yes | Yes |  |  |  | -20 | Continuous Dimming |  | 110
Tlight Limited | tLight | LED Retrofit | MC13195NU-M1 | LED Retrofit,MC13195NU-M2,; LED Retrofit,MC13195NU-M3,; LED Retrofit,MC13195NU-M4, | 2017-08-02 | 2017-04-12 |  | LED Light Engines |  |  | Indoor,Outdoor | 120 | 120 | 61 | 86 | 91 | 19 | 18.7 | 18.4 | 18.7 | 1537 | 1460 | 1420 | 82.3 | 79.5 | 78 | 0.9 | 120 | 2 | 54000 | 50000 | 47000 |  |  |  | 81 | 5000K | 3125 | 3147 | 3155 | Yes | Yes | Yes |  |  |  | -20 | Continuous Dimming |  | 110
Tlight Limited | tLight | LED Retrofit | MC13253NU-M3 | LED Retrofit,MC13253NU-M1,; LED Retrofit,MC13253NU-M2,; LED Retrofit,MC13253NU-M4, | 2017-08-01 | 2017-04-12 |  | LED Light Engines |  |  | Indoor,Outdoor | 120 | 120 | 61 | 86 | 91 | 25 | 24.5 | 24.3 | 24.5 | 2232 | 2133 | 2095 | 90.9 | 87.8 | 86.7 | 0.91 | 120 | 2 | 54000 | 53000 | 49000 |  |  |  | 82 | 3000K | 3114 | 3138 | 3144 | Yes | Yes | Yes |  |  |  | -20 | Continuous Dimming |  | 110
Tlight Limited | tLight | LED Retrofit | MC13254NU-M1 | LED Retrofit,MC13254NU-M2,; LED Retrofit,MC13254NU-M3,; LED Retrofit,MC13254NU-M4, | 2017-08-01 | 2017-04-12 |  | LED Light Engines |  |  | Indoor,Outdoor | 120 | 120 | 61 | 86 | 91 | 25 | 24.5 | 24.3 | 24.5 | 2232 | 2133 | 2095 | 90.9 | 87.8 | 86.7 | 0.91 | 120 | 2 | 54000 | 53000 | 49000 |  |  |  | 82 | 4000/4100K | 3114 | 3138 | 3144 | Yes | Yes | Yes |  |  |  | -20 | Continuous Dimming |  | 110
Tlight Limited | tLight | LED Retrofit | MC13255NU-M1 | LED Retrofit,MC13255NU-M2,; LED Retrofit,MC13255NU-M3,; LED Retrofit,MC13255NU-M4, | 2017-08-01 | 2017-04-12 |  | LED Light Engines |  |  | Indoor,Outdoor | 120 | 120 | 61 | 86 | 91 | 25 | 24.5 | 24.3 | 24.5 | 2232 | 2133 | 2095 | 90.9 | 87.8 | 86.7 | 0.91 | 120 | 2 | 54000 | 53000 | 49000 |  |  |  | 82 | 5000K | 3114 | 3138 | 3144 | Yes | Yes | Yes |  |  |  | -20 | Continuous Dimming |  | 110
Wooree Lighting Holdings Co. Ltd. | KolourOne | FM6-020UW-W21 | 80/905 |  | 2013-06-26 | 2013-05-31 |  | LED Light Engines |  |  | Indoor | 120 | 120 | 25 | 50 | 85 | 20 | 19.7 | 19.9 | 19.7 | 1566 | 1518 | 1527 | 79.3 | 76.3 | 77 | 0.97 | 120 | 48 | 36000 | 36000 | 36000 |  |  |  | 84 | 2700K | 2668 | 2663 | 2663 | Yes | Yes | Yes | 0.001 | 0.004 | 0.004 |  | Continuous Dimming |  | 115
Wooree Lighting Holdings Co. Ltd. | KolourOne | FM7-195UW-W20 | 80/918 |  | 2014-11-10 | 2014-10-17 |  | LED Light Engines |  |  | Indoor | 120 | 120 | 83 | 108 | 100 | 19.5 | 19.4 | 19.4 | 19.4 | 1530 | 1459 | 1485 | 79 | 75.1 | 76.6 | 0.98 | 120 | 747 | 36000 | 36000 | 36000 |  |  |  | 83 | 2700K | 2741 | 2741 | 2740 | Yes | Yes | Yes | 0.002 | 0.002 | 0.002 |  | Continuous Dimming | 62.7 | 115
Wooree Lighting Holdings Co. Ltd. | KolourOne | FM7-195UW-W21 | 80/908 |  | 2014-06-17 | 2014-05-29 |  | LED Light Engines |  |  | Indoor | 120 | 120 | 83 | 108 | 120 | 19.5 | 19.4 | 19.4 | 19.4 | 1508 | 1519 | 1472 | 77.9 | 78.2 | 75.6 | 0.98 | 120 | 48 | 36000 | 36000 | 36000 |  |  |  | 84 | 2700K | 2756 | 2769 | 2762 | Yes | Yes | Yes | 0.002 | 0.002 | 0.002 |  | Continuous Dimming | 83.1 | 115