FALSE | 4TTX6030H1 | 3530 | 5975485 | TRANE | 4TTX6030H1 | AC | Split System: Air-Cooled Condensing Unit, Coil with Blower | 4TTX6030H1 |  | 4NXCB032AC3 | 12.5 | 15.25 | Yes | Yes | 2015-03-13 |  | 1
FALSE | 4TTX6030H1 | 3530 | 5975495 | TRANE | 4TTX6030H1 | AC | Split System: Air-Cooled Condensing Unit, Coil with Blower | 4TTX6030H1 |  | 4NXCB032AC3 | 12.5 | 15 | Yes | Yes | 2015-03-13 |  | 1
FALSE | 4TTX6030H1 | 3530 | 5975443 | TRANE | 4TTX6030H1 | AC | Split System: Air-Cooled Condensing Unit, Coil with Blower | 4TTX6030H1 |  | 4NXCB032AC3 | 12.5 | 15 | Yes | Yes | 2015-03-13 |  | 1
FALSE | 4TTX6036H1 | 3598 | 5975774 | TRANE | 4TTX6036H1 | AC | Split System: Air-Cooled Condensing Unit, Coil with Blower | 4TTX6036H1 |  | 4NXCB031AC3 | 12.2 | 14.5 | Yes | Yes | 2015-03-13 |  | 0
FALSE | 4TTX6036H1 | 3598 | 5975892 | TRANE | 4TTX6036H1 | AC | Split System: Air-Cooled Condensing Unit, Coil with Blower | 4TTX6036H1 |  | 4NXCB036AC3 | 12.5 | 15 | Yes | Yes | 2015-03-13 |  | 1
FALSE | 4TTX6036H1 | 3598 | 5975895 | TRANE | 4TTX6036H1 | AC | Split System: Air-Cooled Condensing Unit, Coil with Blower | 4TTX6036H1 |  | 4NXCB036AC3 | 12.5 | 15.5 | Yes | Yes | 2015-03-13 |  | 1
FALSE | 4TTX6036H1 | 3598 | 5975896 | TRANE | 4TTX6036H1 | AC | Split System: Air-Cooled Condensing Unit, Coil with Blower | 4TTX6036H1 |  | 4NXCB036AC3 | 12.2 | 14.5 | Yes | Yes | 2015-03-13 |  | 0
FALSE | 4TTX6036H1 | 3598 | 5975900 | TRANE | 4TTX6036H1 | AC | Split System: Air-Cooled Condensing Unit, Coil with Blower | 4TTX6036H1 |  | 4NXCB036AC3 | 12.2 | 14.5 | Yes | Yes | 2015-03-13 |  | 0
FALSE | 4TTX6036H1 | 3598 | 5975903 | TRANE | 4TTX6036H1 | AC | Split System: Air-Cooled Condensing Unit, Coil with Blower | 4TTX6036H1 |  | 4NXCB036AC3 | 12.2 | 14.75 | Yes | Yes | 2015-03-13 |  | 0
FALSE | 4TTX6036H1 | 3598 | 5975905 | TRANE | 4TTX6036H1 | AC | Split System: Air-Cooled Condensing Unit, Coil with Blower | 4TTX6036H1 |  | 4NXCB036AC3 | 12.2 | 14.5 | Yes | Yes | 2015-03-13 |  | 0
FALSE | 4TTX6036H1 | 3598 | 5975909 | TRANE | 4TTX6036H1 | AC | Split System: Air-Cooled Condensing Unit, Coil with Blower | 4TTX6036H1 |  | 4NXCB036AC3 | 12.5 | 15 | Yes | Yes | 2015-03-13 |  | 1
FALSE | 4TTX6036H1 | 3598 | 5975911 | TRANE | 4TTX6036H1 | AC | Split System: Air-Cooled Condensing Unit, Coil with Blower | 4TTX6036H1 |  | 4NXCB036AC3 | 12.5 | 15 | Yes | Yes | 2015-03-13 |  | 1
FALSE | 4TTX6036H1 | 3598 | 5975913 | TRANE | 4TTX6036H1 | AC | Split System: Air-Cooled Condensing Unit, Coil with Blower | 4TTX6036H1 |  | 4NXCB036AC3 | 12.5 | 15.25 | Yes | Yes | 2015-03-13 |  | 1
FALSE | 4TTX6036H1 | 3598 | 5975915 | TRANE | 4TTX6036H1 | AC | Split System: Air-Cooled Condensing Unit, Coil with Blower | 4TTX6036H1 |  | 4NXCB036AC3 | 12.5 | 15 | Yes | Yes | 2015-03-13 |  | 1
FALSE | 4TTX6036H1 | 3598 | 5975787 | TRANE | 4TTX6036H1 | AC | Split System: Air-Cooled Condensing Unit, Coil with Blower | 4TTX6036H1 |  | 4NXCB036AC3 | 12.5 | 15.25 | Yes | Yes | 2015-03-13 |  | 1
FALSE | 4TTR6030B1 | 3522 | 5973808 | TRANE | 4TTR6030B1 | AC | Split System: Air-Cooled Condensing Unit, Coil with Blower | 4TTR6030B1 |  | 4NXCB032AC3 | 12.5 | 14.75 | Yes | Yes | 2015-03-13 |  | 0
FALSE | 4TTR6042B1 | 3680 | 5975953 | TRANE | 4TTR6042B1 | AC | Split System: Air-Cooled Condensing Unit, Coil with Blower | 4TTR6042B1 |  | 4NXCB036AC3 | 12.2 | 14.75 | Yes | Yes | 2015-03-13 |  | 0
FALSE | 4TTR6042B1 | 3680 | 5974023 | TRANE | 4TTR6042B1 | AC | Split System: Air-Cooled Condensing Unit, Coil with Blower | 4TTR6042B1 |  | 4NXCB036AC3 | 12.5 | 15 | Yes | Yes | 2015-03-13 |  | 1
FALSE | 4TTR6048B1 | 3695 | 5977576 | TRANE | 4TTR6048B1 | AC | Split System: Air-Cooled Condensing Unit, Coil with Blower | 4TTR6048B1 |  | 4NXCD063BC3 | 12 | 14.5 | Yes | Yes | 2015-03-13 |  | 0
FALSE | 4TTR6030B1 | 3522 | 5973858 | TRANE | 4TTR6030B1 | AC | Split System: Air-Cooled Condensing Unit, Coil with Blower | 4TTR6030B1 |  | 4NXCB036AC3 | 12.5 | 15.5 | Yes | Yes | 2015-03-13 |  | 1
FALSE | 4TTR6048B1 | 3695 | 5977599 | TRANE | 4TTR6048B1 | AC | Split System: Air-Cooled Condensing Unit, Coil with Blower | 4TTR6048B1 |  | 4NXCD063BC3 | 12.5 | 15 | Yes | Yes | 2015-03-13 |  | 1
FALSE | 4TTR6048B1 | 3695 | 5977602 | TRANE | 4TTR6048B1 | AC | Split System: Air-Cooled Condensing Unit, Coil with Blower | 4TTR6048B1 |  | 4NXCD063BC3 | 12.5 | 15.25 | Yes | Yes | 2015-03-13 |  | 1
FALSE | 4TTR6048B1 | 3695 | 5977604 | TRANE | 4TTR6048B1 | AC | Split System: Air-Cooled Condensing Unit, Coil with Blower | 4TTR6048B1 |  | 4NXCD063BC3 | 12.5 | 15.25 | Yes | Yes | 2015-03-13 |  | 1
FALSE | 4TTR6048B1 | 3695 | 5977606 | TRANE | 4TTR6048B1 | AC | Split System: Air-Cooled Condensing Unit, Coil with Blower | 4TTR6048B1 |  | 4NXCD063BC3 | 12.5 | 15.25 | Yes | Yes | 2015-03-13 |  | 1
FALSE | 4TTR6048B1 | 3695 | 5977609 | TRANE | 4TTR6048B1 | AC | Split System: Air-Cooled Condensing Unit, Coil with Blower | 4TTR6048B1 |  | 4NXCD063BC3 | 12.5 | 15.25 | Yes | Yes | 2015-03-13 |  | 1
FALSE | 4TTR6048B1 | 3695 | 5995166 | TRANE | 4TTR6048B1 | AC | Split System: Air-Cooled Condensing Unit, Coil with Blower | 4TTR6048B1 |  | 4NXCD063BC3 | 12.5 | 15 | Yes | Yes | 2015-03-13 |  | 1
FALSE | 4TTR6048B1 | 3695 | 5977611 | TRANE | 4TTR6048B1 | AC | Split System: Air-Cooled Condensing Unit, Coil with Blower | 4TTR6048B1 |  | 4NXCD063BC3 | 12.5 | 15.25 | Yes | Yes | 2015-03-13 |  | 1
FALSE | 4TTR6048B1 | 3695 | 5977613 | TRANE | 4TTR6048B1 | AC | Split System: Air-Cooled Condensing Unit, Coil with Blower | 4TTR6048B1 |  | 4NXCD063BC3 | 12.5 | 15 | Yes | Yes | 2015-03-13 |  | 1
FALSE | 4TTR6048B1 | 3695 | 5977616 | TRANE | 4TTR6048B1 | AC | Split System: Air-Cooled Condensing Unit, Coil with Blower | 4TTR6048B1 |  | 4NXCD063BC3 | 12.5 | 15 | Yes | Yes | 2015-03-13 |  | 1
FALSE | 4TTR6048B1 | 3695 | 5977619 | TRANE | 4TTR6048B1 | AC | Split System: Air-Cooled Condensing Unit, Coil with Blower | 4TTR6048B1 |  | 4NXCD063BC3 | 12.5 | 15 | Yes | Yes | 2015-03-13 |  | 1
FALSE | 4TTR6048B1 | 3695 | 5977621 | TRANE | 4TTR6048B1 | AC | Split System: Air-Cooled Condensing Unit, Coil with Blower | 4TTR6048B1 |  | 4NXCD063BC3 | 12 | 14.5 | Yes | Yes | 2015-03-13 |  | 0
FALSE | 4TTR6048B1 | 3695 | 5977623 | TRANE | 4TTR6048B1 | AC | Split System: Air-Cooled Condensing Unit, Coil with Blower | 4TTR6048B1 |  | 4NXCD063BC3 | 12 | 14.75 | Yes | Yes | 2015-03-13 |  | 0
FALSE | 4TTR6048B1 | 3695 | 5995165 | TRANE | 4TTR6048B1 | AC | Split System: Air-Cooled Condensing Unit, Coil with Blower | 4TTR6048B1 |  | 4NXCD063BC3 | 12 | 14.5 | Yes | Yes | 2015-03-13 |  | 0
FALSE | 4TTX6024H1 | 3520 | 5975177 | TRANE | 4TTX6024H1 | AC | Split System: Air-Cooled Condensing Unit, Coil with Blower | 4TTX6024H1 |  | 4NXCB031AC3 | 12.5 | 15.5 | Yes | Yes | 2015-03-13 |  | 1
FALSE | 4TTX6024H1 | 3520 | 5975179 | TRANE | 4TTX6024H1 | AC | Split System: Air-Cooled Condensing Unit, Coil with Blower | 4TTX6024H1 |  | 4NXCB031AC3 | 12.5 | 15.5 | Yes | Yes | 2015-03-13 |  | 1
FALSE | 4TTX6030H1 | 3530 | 5975531 | TRANE | 4TTX6030H1 | AC | Split System: Air-Cooled Condensing Unit, Coil with Blower | 4TTX6030H1 |  | 4NXCB032AC3 | 12.5 | 15 | Yes | Yes | 2015-03-13 |  | 1
FALSE | 4TTX6030H1 | 3530 | 5975533 | TRANE | 4TTX6030H1 | AC | Split System: Air-Cooled Condensing Unit, Coil with Blower | 4TTX6030H1 |  | 4NXCB032AC3 | 12.5 | 15 | Yes | Yes | 2015-03-13 |  | 1
FALSE | 4TTX6030H1 | 3530 | 5975614 | TRANE | 4TTX6030H1 | AC | Split System: Air-Cooled Condensing Unit, Coil with Blower | 4TTX6030H1 |  | 4NXCB036AC3 | 12.5 | 15 | Yes | Yes | 2015-03-13 |  | 1
FALSE | 4TTX6030H1 | 3530 | 5975626 | TRANE | 4TTX6030H1 | AC | Split System: Air-Cooled Condensing Unit, Coil with Blower | 4TTX6030H1 |  | 4NXCB036AC3 | 12.75 | 15.75 | Yes | Yes | 2015-03-13 |  | 1
FALSE | 4TTR6024B1 | 3503 | 5975596 | TRANE | 4TTR6024B1 | AC | Split System: Air-Cooled Condensing Unit, Coil with Blower | 4TTR6024B1 |  | 4NXCB025AC3 | 12.5 | 15 | Yes | Yes | 2015-03-13 |  | 1
FALSE | 4TTR6024B1 | 3503 | 5975623 | TRANE | 4TTR6024B1 | AC | Split System: Air-Cooled Condensing Unit, Coil with Blower | 4TTR6024B1 |  | 4NXCB025AC3 | 12.5 | 15.75 | Yes | Yes | 2015-03-13 |  | 1
FALSE | 4TTR6024B1 | 3503 | 5973629 | TRANE | 4TTR6024B1 | AC | Split System: Air-Cooled Condensing Unit, Coil with Blower | 4TTR6024B1 |  | 4NXCB025AC3 | 12.5 | 15.5 | Yes | Yes | 2015-03-13 |  | 1
FALSE | 4TTR6024B1 | 3503 | 5975613 | TRANE | 4TTR6024B1 | AC | Split System: Air-Cooled Condensing Unit, Coil with Blower | 4TTR6024B1 |  | 4NXCB025AC3 | 13 | 16 | Yes | Yes | 2015-03-13 |  | 2
FALSE | 4TTR6030B1 | 3522 | 5975815 | TRANE | 4TTR6030B1 | AC | Split System: Air-Cooled Condensing Unit, Coil with Blower | 4TTR6030B1 |  | 4NXCB036AC3 | 12.5 | 15.25 | Yes | Yes | 2015-03-13 |  | 1
FALSE | 4TTR6048B1 | 3695 | 5977661 | TRANE | 4TTR6048B1 | AC | Split System: Air-Cooled Condensing Unit, Coil with Blower | 4TTR6048B1 |  | 4NXCD063BC3 | 12.2 | 14.5 | Yes | Yes | 2015-03-13 |  | 0
FALSE | 4TTR6048B1 | 3695 | 5977664 | TRANE | 4TTR6048B1 | AC | Split System: Air-Cooled Condensing Unit, Coil with Blower | 4TTR6048B1 |  | 4NXCD063BC3 | 12.2 | 14.75 | Yes | Yes | 2015-03-13 |  | 0
FALSE | 4TTR6048B1 | 3695 | 5977671 | TRANE | 4TTR6048B1 | AC | Split System: Air-Cooled Condensing Unit, Coil with Blower | 4TTR6048B1 |  | 4NXCD063BC3 | 12 | 14.5 | Yes | Yes | 2015-03-13 |  | 0
FALSE | 4TTR6048B1 | 3695 | 5977578 | TRANE | 4TTR6048B1 | AC | Split System: Air-Cooled Condensing Unit, Coil with Blower | 4TTR6048B1 |  | 4NXCD063BC3 | 12 | 14.75 | Yes | Yes | 2015-03-13 |  | 0
FALSE | 4TTR6049B1 | 3692 | 5995172 | TRANE | 4TTR6049B1 | AC | Split System: Air-Cooled Condensing Unit, Coil with Blower | 4TTR6049B1 |  | 4NXCD063BC3 | 12.5 | 15 | Yes | Yes | 2015-03-13 |  | 1
FALSE | 4TTR6049B1 | 3692 | 5977740 | TRANE | 4TTR6049B1 | AC | Split System: Air-Cooled Condensing Unit, Coil with Blower | 4TTR6049B1 |  | 4NXCD063BC3 | 13 | 16.5 | Yes | Yes | 2015-03-13 |  | 2
FALSE | 4TTR6049B1 | 3692 | 5977743 | TRANE | 4TTR6049B1 | AC | Split System: Air-Cooled Condensing Unit, Coil with Blower | 4TTR6049B1 |  | 4NXCD063BC3 | 13 | 16 | Yes | Yes | 2015-03-13 |  | 2
FALSE | 4TTR6049B1 | 3692 | 5977747 | TRANE | 4TTR6049B1 | AC | Split System: Air-Cooled Condensing Unit, Coil with Blower | 4TTR6049B1 |  | 4NXCD063BC3 | 13 | 16.25 | Yes | Yes | 2015-03-13 |  | 2
FALSE | 4TTR6049B1 | 3692 | 5977750 | TRANE | 4TTR6049B1 | AC | Split System: Air-Cooled Condensing Unit, Coil with Blower | 4TTR6049B1 |  | 4NXCD063BC3 | 13 | 16 | Yes | Yes | 2015-03-13 |  | 2
FALSE | 4TTX6024H1 | 3520 | 5975131 | TRANE | 4TTX6024H1 | AC | Split System: Air-Cooled Condensing Unit, Coil with Blower | 4TTX6024H1 |  | 4NXCB031AC3 | 12.5 | 15.25 | Yes | Yes | 2015-03-13 |  | 1
FALSE | 4TTX6024H1 | 3520 | 5975183 | TRANE | 4TTX6024H1 | AC | Split System: Air-Cooled Condensing Unit, Coil with Blower | 4TTX6024H1 |  | 4NXCB032AC3 | 13 | 16 | Yes | Yes | 2015-03-13 |  | 2
FALSE | 4TTX6030H1 | 3530 | 5975595 | TRANE | 4TTX6030H1 | AC | Split System: Air-Cooled Condensing Unit, Coil with Blower | 4TTX6030H1 |  | 4NXCB036AC3 | 12.5 | 15.5 | Yes | Yes | 2015-03-13 |  | 1
FALSE | 4TTX6030H1 | 3530 | 5975604 | TRANE | 4TTX6030H1 | AC | Split System: Air-Cooled Condensing Unit, Coil with Blower | 4TTX6030H1 |  | 4NXCB036AC3 | 12.5 | 15.25 | Yes | Yes | 2015-03-13 |  | 1
FALSE | 4TTX6030H1 | 3530 | 5975606 | TRANE | 4TTX6030H1 | AC | Split System: Air-Cooled Condensing Unit, Coil with Blower | 4TTX6030H1 |  | 4NXCB036AC3 | 12.5 | 14.75 | Yes | Yes | 2015-03-13 |  | 0
FALSE | 4TTX6030H1 | 3530 | 5975609 | TRANE | 4TTX6030H1 | AC | Split System: Air-Cooled Condensing Unit, Coil with Blower | 4TTX6030H1 |  | 4NXCB036AC3 | 12.5 | 15 | Yes | Yes | 2015-03-13 |  | 1
FALSE | 4TTX6024H1 | 3520 | 5975221 | TRANE | 4TTX6024H1 | AC | Split System: Air-Cooled Condensing Unit, Coil with Blower | 4TTX6024H1 |  | 4NXCB032AC3 | 12.75 | 15.75 | Yes | Yes | 2015-03-13 |  | 1
FALSE | 4TTX6024H1 | 3520 | 5975225 | TRANE | 4TTX6024H1 | AC | Split System: Air-Cooled Condensing Unit, Coil with Blower | 4TTX6024H1 |  | 4NXCB032AC3 | 13 | 16 | Yes | Yes | 2015-03-13 |  | 2
FALSE | 4TTX6024H1 | 3520 | 5975239 | TRANE | 4TTX6024H1 | AC | Split System: Air-Cooled Condensing Unit, Coil with Blower | 4TTX6024H1 |  | 4NXCB032AC3 | 13 | 16 | Yes | Yes | 2015-03-13 |  | 2
FALSE | 4TTX6024H1 | 3520 | 5975241 | TRANE | 4TTX6024H1 | AC | Split System: Air-Cooled Condensing Unit, Coil with Blower | 4TTX6024H1 |  | 4NXCB032AC3 | 13 | 16 | Yes | Yes | 2015-03-13 |  | 2
FALSE | 4TTX6030H1 | 3530 | 5975650 | TRANE | 4TTX6030H1 | AC | Split System: Air-Cooled Condensing Unit, Coil with Blower | 4TTX6030H1 |  | 4NXCB036AC3 | 12.5 | 15 | Yes | Yes | 2015-03-13 |  | 1
FALSE | 4TTX6030H1 | 3530 | 5975652 | TRANE | 4TTX6030H1 | AC | Split System: Air-Cooled Condensing Unit, Coil with Blower | 4TTX6030H1 |  | 4NXCB036AC3 | 12.5 | 15.25 | Yes | Yes | 2015-03-13 |  | 1
FALSE | 4TTX6030H1 | 3530 | 5975658 | TRANE | 4TTX6030H1 | AC | Split System: Air-Cooled Condensing Unit, Coil with Blower | 4TTX6030H1 |  | 4NXCB036AC3 | 12.5 | 14.75 | Yes | Yes | 2015-03-13 |  | 0
FALSE | 4TTX6030H1 | 3530 | 5975666 | TRANE | 4TTX6030H1 | AC | Split System: Air-Cooled Condensing Unit, Coil with Blower | 4TTX6030H1 |  | 4NXCB036AC3 | 12.5 | 14.75 | Yes | Yes | 2015-03-13 |  | 0
FALSE | 4TTR6024B1 | 3503 | 5975648 | TRANE | 4TTR6024B1 | AC | Split System: Air-Cooled Condensing Unit, Coil with Blower | 4TTR6024B1 |  | 4NXCB031AC3 | 12.5 | 15 | Yes | Yes | 2015-03-13 |  | 1
FALSE | 4TTR6024B1 | 3503 | 5975647 | TRANE | 4TTR6024B1 | AC | Split System: Air-Cooled Condensing Unit, Coil with Blower | 4TTR6024B1 |  | 4NXCB031AC3 | 12.5 | 15.75 | Yes | Yes | 2015-03-13 |  | 1
FALSE | 4TTR6024B1 | 3503 | 5975632 | TRANE | 4TTR6024B1 | AC | Split System: Air-Cooled Condensing Unit, Coil with Blower | 4TTR6024B1 |  | 4NXCB031AC3 | 12.5 | 15.75 | Yes | Yes | 2015-03-13 |  | 1
FALSE | 4TTR6024B1 | 3503 | 5975628 | TRANE | 4TTR6024B1 | AC | Split System: Air-Cooled Condensing Unit, Coil with Blower | 4TTR6024B1 |  | 4NXCB031AC3 | 13 | 16 | Yes | Yes | 2015-03-13 |  | 2
FALSE | 4A7A7024A1 | 4200 | 5970587 | TRANE | 4TTX8024A1 | AC | Split System: Air-Cooled Condensing Unit, Coil with Blower | 4A7A7024A1 |  | 4NXCB025AC3 | 12.5 | 15.5 | Yes | Yes | 2015-03-13 |  | 1
FALSE | 4A7A7024A1 | 4200 | 5970591 | TRANE | 4TTX8024A1 | AC | Split System: Air-Cooled Condensing Unit, Coil with Blower | 4A7A7024A1 |  | 4NXCB025AC3 | 12.5 | 16 | Yes | Yes | 2015-03-13 |  | 1
FALSE | 4A7A7024A1 | 4200 | 5970595 | TRANE | 4TTX8024A1 | AC | Split System: Air-Cooled Condensing Unit, Coil with Blower | 4A7A7024A1 |  | 4NXCB025AC3 | 13 | 16 | Yes | Yes | 2015-03-13 |  | 2
FALSE | 4A7A7024A1 | 4200 | 5970599 | TRANE | 4TTX8024A1 | AC | Split System: Air-Cooled Condensing Unit, Coil with Blower | 4A7A7024A1 |  | 4NXCB025AC3 | 13 | 16 | Yes | Yes | 2015-03-13 |  | 2
FALSE | 4A7A7024A1 | 4200 | 5970601 | TRANE | 4TTX8024A1 | AC | Split System: Air-Cooled Condensing Unit, Coil with Blower | 4A7A7024A1 |  | 4NXCB025AC3 | 13 | 16 | Yes | Yes | 2015-03-13 |  | 2
FALSE | 4A7A7024A1 | 4200 | 5970604 | TRANE | 4TTX8024A1 | AC | Split System: Air-Cooled Condensing Unit, Coil with Blower | 4A7A7024A1 |  | 4NXCB025AC3 | 13 | 16.5 | Yes | Yes | 2015-03-13 |  | 2
FALSE | 4A7A7024A1 | 4200 | 5970608 | TRANE | 4TTX8024A1 | AC | Split System: Air-Cooled Condensing Unit, Coil with Blower | 4A7A7024A1 |  | 4NXCB025AC3 | 13 | 16.75 | Yes | Yes | 2015-03-13 |  | 2
FALSE | 4A7A7024A1 | 4200 | 5970610 | TRANE | 4TTX8024A1 | AC | Split System: Air-Cooled Condensing Unit, Coil with Blower | 4A7A7024A1 |  | 4NXCB025AC3 | 13 | 16.5 | Yes | Yes | 2015-03-13 |  | 2
FALSE | 4A7A7024A1 | 4200 | 5970611 | TRANE | 4TTX8024A1 | AC | Split System: Air-Cooled Condensing Unit, Coil with Blower | 4A7A7024A1 |  | 4NXCB025AC3 | 12.5 | 16 | Yes | Yes | 2015-03-13 |  | 1
FALSE | 4A7A7024A1 | 4200 | 5970614 | TRANE | 4TTX8024A1 | AC | Split System: Air-Cooled Condensing Unit, Coil with Blower | 4A7A7024A1 |  | 4NXCB025AC3 | 12.5 | 16 | Yes | Yes | 2015-03-13 |  | 1
FALSE | 4TTX6036H1 | 3598 | 5975879 | TRANE | 4TTX6036H1 | AC | Split System: Air-Cooled Condensing Unit, Coil with Blower | 4TTX6036H1 |  | 4NXCB036AC3 | 12 | 14.75 | Yes | Yes | 2015-03-13 |  | 0
FALSE | 4A7A7024A1 | 4200 | 5970635 | TRANE | 4TTX8024A1 | AC | Split System: Air-Cooled Condensing Unit, Coil with Blower | 4A7A7024A1 |  | 4NXCB032AC3 | 13 | 16 | Yes | Yes | 2015-03-13 |  | 2
FALSE | 4A7A7036A1 | 4207 | 5970744 | TRANE | 4TTX8036A1 | AC | Split System: Air-Cooled Condensing Unit, Coil with Blower | 4A7A7036A1 |  | 4NXCB031AC3 | 12.2 | 16 | Yes | Yes | 2015-03-13 |  | 0
FALSE | 4A7A7036A1 | 4207 | 5970748 | TRANE | 4TTX8036A1 | AC | Split System: Air-Cooled Condensing Unit, Coil with Blower | 4A7A7036A1 |  | 4NXCB031AC3 | 12.2 | 16 | Yes | Yes | 2015-03-13 |  | 0
FALSE | 4A7A7036A1 | 4207 | 5970750 | TRANE | 4TTX8036A1 | AC | Split System: Air-Cooled Condensing Unit, Coil with Blower | 4A7A7036A1 |  | 4NXCB031AC3 | 12 | 16 | Yes | Yes | 2015-03-13 |  | 0
FALSE | 4TTX6048H1 | 3702 | 5978153 | TRANE | 4TTX6048H1 | AC | Split System: Air-Cooled Condensing Unit, Coil with Blower | 4TTX6048H1 |  | 4NXCD063BC3 | 12.5 | 15.5 | Yes | Yes | 2015-03-13 |  | 1
FALSE | 4TTX6048H1 | 3702 | 5978157 | TRANE | 4TTX6048H1 | AC | Split System: Air-Cooled Condensing Unit, Coil with Blower | 4TTX6048H1 |  | 4NXCD063BC3 | 12.5 | 15.5 | Yes | Yes | 2015-03-13 |  | 1
FALSE | 4TTX6048H1 | 3702 | 5978160 | TRANE | 4TTX6048H1 | AC | Split System: Air-Cooled Condensing Unit, Coil with Blower | 4TTX6048H1 |  | 4NXCD063BC3 | 12.5 | 15.25 | Yes | Yes | 2015-03-13 |  | 1
FALSE | 4TTX6048H1 | 3702 | 5978163 | TRANE | 4TTX6048H1 | AC | Split System: Air-Cooled Condensing Unit, Coil with Blower | 4TTX6048H1 |  | 4NXCD063BC3 | 12.5 | 15.5 | Yes | Yes | 2015-03-13 |  | 1
FALSE | 4TTX6048H1 | 3702 | 5978165 | TRANE | 4TTX6048H1 | AC | Split System: Air-Cooled Condensing Unit, Coil with Blower | 4TTX6048H1 |  | 4NXCD063BC3 | 12.5 | 15.5 | Yes | Yes | 2015-03-13 |  | 1
FALSE | 4TTX6048H1 | 3702 | 5978170 | TRANE | 4TTX6048H1 | AC | Split System: Air-Cooled Condensing Unit, Coil with Blower | 4TTX6048H1 |  | 4NXCD063BC3 | 12 | 15 | Yes | Yes | 2015-03-13 |  | 0
FALSE | 4TTX6048H1 | 3702 | 5978173 | TRANE | 4TTX6048H1 | AC | Split System: Air-Cooled Condensing Unit, Coil with Blower | 4TTX6048H1 |  | 4NXCD063BC3 | 12 | 15 | Yes | Yes | 2015-03-13 |  | 0
FALSE | 4TTX6048H1 | 3702 | 5978177 | TRANE | 4TTX6048H1 | AC | Split System: Air-Cooled Condensing Unit, Coil with Blower | 4TTX6048H1 |  | 4NXCD063BC3 | 12.5 | 15.5 | Yes | Yes | 2015-03-13 |  | 1
FALSE | 4TTX6048H1 | 3702 | 5978180 | TRANE | 4TTX6048H1 | AC | Split System: Air-Cooled Condensing Unit, Coil with Blower | 4TTX6048H1 |  | 4NXCD063BC3 | 12 | 14.75 | Yes | Yes | 2015-03-13 |  | 0
FALSE | 4A7A7036A1 | 4207 | 5970753 | TRANE | 4TTX8036A1 | AC | Split System: Air-Cooled Condensing Unit, Coil with Blower | 4A7A7036A1 |  | 4NXCB031AC3 | 12.2 | 16.25 | Yes | Yes | 2015-03-13 |  | 0
FALSE | 4A7A7036A1 | 4207 | 5970755 | TRANE | 4TTX8036A1 | AC | Split System: Air-Cooled Condensing Unit, Coil with Blower | 4A7A7036A1 |  | 4NXCB031AC3 | 12 | 15.75 | Yes | Yes | 2015-03-13 |  | 0
FALSE | 4A7A7036A1 | 4207 | 5970757 | TRANE | 4TTX8036A1 | AC | Split System: Air-Cooled Condensing Unit, Coil with Blower | 4A7A7036A1 |  | 4NXCB031AC3 | 12.2 | 16.25 | Yes | Yes | 2015-03-13 |  | 0
FALSE | 4A7A7036A1 | 4207 | 5970759 | TRANE | 4TTX8036A1 | AC | Split System: Air-Cooled Condensing Unit, Coil with Blower | 4A7A7036A1 |  | 4NXCB031AC3 | 12 | 16 | Yes | Yes | 2015-03-13 |  | 0
FALSE | 4A7A7036A1 | 4207 | 5970763 | TRANE | 4TTX8036A1 | AC | Split System: Air-Cooled Condensing Unit, Coil with Blower | 4A7A7036A1 |  | 4NXCB031AC3 | 12 | 15.75 | Yes | Yes | 2015-03-13 |  | 0
FALSE | 4A7A7036A1 | 4207 | 5970765 | TRANE | 4TTX8036A1 | AC | Split System: Air-Cooled Condensing Unit, Coil with Blower | 4A7A7036A1 |  | 4NXCB031AC3 | 12 | 15.5 | Yes | Yes | 2015-03-13 |  | 0
FALSE | 4A7A7036A1 | 4207 | 5970769 | TRANE | 4TTX8036A1 | AC | Split System: Air-Cooled Condensing Unit, Coil with Blower | 4A7A7036A1 |  | 4NXCB031AC3 | 12 | 15.5 | Yes | Yes | 2015-03-13 |  | 0
FALSE | 4A7A7036A1 | 4207 | 5970680 | TRANE | 4TTX8036A1 | AC | Split System: Air-Cooled Condensing Unit, Coil with Blower | 4A7A7036A1 |  | 4NXCB031AC3 | 12 | 15.75 | Yes | Yes | 2015-03-13 |  | 0
FALSE | 4A7A7036A1 | 4207 | 5970847 | TRANE | 4TTX8036A1 | AC | Split System: Air-Cooled Condensing Unit, Coil with Blower | 4A7A7036A1 |  | 4NXCB036AC3 | 12.2 | 16.25 | Yes | Yes | 2015-03-13 |  | 0
FALSE | 4TTX6048H1 | 3702 | 5978187 | TRANE | 4TTX6048H1 | AC | Split System: Air-Cooled Condensing Unit, Coil with Blower | 4TTX6048H1 |  | 4NXCD063BC3 | 12.5 | 15.5 | Yes | Yes | 2015-03-13 |  | 1
FALSE | 4TTX6048H1 | 3702 | 5978190 | TRANE | 4TTX6048H1 | AC | Split System: Air-Cooled Condensing Unit, Coil with Blower | 4TTX6048H1 |  | 4NXCD063BC3 | 12.5 | 15.25 | Yes | Yes | 2015-03-13 |  | 1
FALSE | 4TTX6048H1 | 3702 | 5978192 | TRANE | 4TTX6048H1 | AC | Split System: Air-Cooled Condensing Unit, Coil with Blower | 4TTX6048H1 |  | 4NXCD063BC3 | 12 | 14.75 | Yes | Yes | 2015-03-13 |  | 0
FALSE | 4TTX6048H1 | 3702 | 5978194 | TRANE | 4TTX6048H1 | AC | Split System: Air-Cooled Condensing Unit, Coil with Blower | 4TTX6048H1 |  | 4NXCD063BC3 | 12 | 15 | Yes | Yes | 2015-03-13 |  | 0
FALSE | 4TTX6048H1 | 3702 | 5978197 | TRANE | 4TTX6048H1 | AC | Split System: Air-Cooled Condensing Unit, Coil with Blower | 4TTX6048H1 |  | 4NXCD063BC3 | 12.5 | 15.25 | Yes | Yes | 2015-03-13 |  | 1
FALSE | 4TTX6048H1 | 3702 | 5978199 | TRANE | 4TTX6048H1 | AC | Split System: Air-Cooled Condensing Unit, Coil with Blower | 4TTX6048H1 |  | 4NXCD063BC3 | 12 | 14.75 | Yes | Yes | 2015-03-13 |  | 0
FALSE | 4A7A7036A1 | 4207 | 5970801 | TRANE | 4TTX8036A1 | AC | Split System: Air-Cooled Condensing Unit, Coil with Blower | 4A7A7036A1 |  | 4NXCB036AC3 | 12.2 | 16.75 | Yes | Yes | 2015-03-13 |  | 0
FALSE | 4A7A7036A1 | 4207 | 5970803 | TRANE | 4TTX8036A1 | AC | Split System: Air-Cooled Condensing Unit, Coil with Blower | 4A7A7036A1 |  | 4NXCB036AC3 | 12.2 | 16 | Yes | Yes | 2015-03-13 |  | 0
FALSE | 4A7A7036A1 | 4207 | 5970805 | TRANE | 4TTX8036A1 | AC | Split System: Air-Cooled Condensing Unit, Coil with Blower | 4A7A7036A1 |  | 4NXCB036AC3 | 12.2 | 16.25 | Yes | Yes | 2015-03-13 |  | 0
FALSE | 4TTX6049H1 | 3690 | 5978249 | TRANE | 4TTX6049H1 | AC | Split System: Air-Cooled Condensing Unit, Coil with Blower | 4TTX6049H1 |  | 4NXCD063BC3 | 13 | 16 | Yes | Yes | 2015-03-13 |  | 2
FALSE | 4TTX6049H1 | 3690 | 5978252 | TRANE | 4TTX6049H1 | AC | Split System: Air-Cooled Condensing Unit, Coil with Blower | 4TTX6049H1 |  | 4NXCD063BC3 | 13 | 16 | Yes | Yes | 2015-03-13 |  | 2
FALSE | 4TTX6049H1 | 3690 | 5978256 | TRANE | 4TTX6049H1 | AC | Split System: Air-Cooled Condensing Unit, Coil with Blower | 4TTX6049H1 |  | 4NXCD063BC3 | 13 | 16 | Yes | Yes | 2015-03-13 |  | 2
FALSE | 4TTX6049H1 | 3690 | 5978259 | TRANE | 4TTX6049H1 | AC | Split System: Air-Cooled Condensing Unit, Coil with Blower | 4TTX6049H1 |  | 4NXCD063BC3 | 12.5 | 15.75 | Yes | Yes | 2015-03-13 |  | 1
FALSE | 4TTX6049H1 | 3690 | 5978261 | TRANE | 4TTX6049H1 | AC | Split System: Air-Cooled Condensing Unit, Coil with Blower | 4TTX6049H1 |  | 4NXCD063BC3 | 12.5 | 15 | Yes | Yes | 2015-03-13 |  | 1
FALSE | 4TTX6049H1 | 3690 | 5978263 | TRANE | 4TTX6049H1 | AC | Split System: Air-Cooled Condensing Unit, Coil with Blower | 4TTX6049H1 |  | 4NXCD063BC3 | 12.5 | 15.75 | Yes | Yes | 2015-03-13 |  | 1
FALSE | 4TTX6049H1 | 3690 | 5978266 | TRANE | 4TTX6049H1 | AC | Split System: Air-Cooled Condensing Unit, Coil with Blower | 4TTX6049H1 |  | 4NXCD063BC3 | 12.5 | 15.25 | Yes | Yes | 2015-03-13 |  | 1
FALSE | 4TTX6049H1 | 3690 | 5978270 | TRANE | 4TTX6049H1 | AC | Split System: Air-Cooled Condensing Unit, Coil with Blower | 4TTX6049H1 |  | 4NXCD063BC3 | 13 | 16 | Yes | Yes | 2015-03-13 |  | 2
FALSE | 4TTX6049H1 | 3690 | 5995192 | TRANE | 4TTX6049H1 | AC | Split System: Air-Cooled Condensing Unit, Coil with Blower | 4TTX6049H1 |  | 4NXCD063BC3 | 12.5 | 15.5 | Yes | Yes | 2015-03-13 |  | 1
FALSE | 4TTX6049H1 | 3690 | 5978273 | TRANE | 4TTX6049H1 | AC | Split System: Air-Cooled Condensing Unit, Coil with Blower | 4TTX6049H1 |  | 4NXCD063BC3 | 13 | 16 | Yes | Yes | 2015-03-13 |  | 2
FALSE | 4TTX6049H1 | 3690 | 5978275 | TRANE | 4TTX6049H1 | AC | Split System: Air-Cooled Condensing Unit, Coil with Blower | 4TTX6049H1 |  | 4NXCD063BC3 | 13 | 16 | Yes | Yes | 2015-03-13 |  | 2
FALSE | 4A7A7036A1 | 4207 | 5970807 | TRANE | 4TTX8036A1 | AC | Split System: Air-Cooled Condensing Unit, Coil with Blower | 4A7A7036A1 |  | 4NXCB036AC3 | 12.5 | 16.5 | Yes | Yes | 2015-03-13 |  | 1
FALSE | 4A7A7036A1 | 4207 | 5970809 | TRANE | 4TTX8036A1 | AC | Split System: Air-Cooled Condensing Unit, Coil with Blower | 4A7A7036A1 |  | 4NXCB036AC3 | 12.2 | 16 | Yes | Yes | 2015-03-13 |  | 0
FALSE | 4A7A7036A1 | 4207 | 5970813 | TRANE | 4TTX8036A1 | AC | Split System: Air-Cooled Condensing Unit, Coil with Blower | 4A7A7036A1 |  | 4NXCB036AC3 | 12.2 | 16 | Yes | Yes | 2015-03-13 |  | 0
FALSE | 4A7A7036A1 | 4207 | 5970818 | TRANE | 4TTX8036A1 | AC | Split System: Air-Cooled Condensing Unit, Coil with Blower | 4A7A7036A1 |  | 4NXCB036AC3 | 12.2 | 16.25 | Yes | Yes | 2015-03-13 |  | 0
FALSE | 4A7A7036A1 | 4207 | 5970821 | TRANE | 4TTX8036A1 | AC | Split System: Air-Cooled Condensing Unit, Coil with Blower | 4A7A7036A1 |  | 4NXCB036AC3 | 12.2 | 16.25 | Yes | Yes | 2015-03-13 |  | 0
FALSE | 4A7A7036A1 | 4207 | 5970823 | TRANE | 4TTX8036A1 | AC | Split System: Air-Cooled Condensing Unit, Coil with Blower | 4A7A7036A1 |  | 4NXCB036AC3 | 12.5 | 16.25 | Yes | Yes | 2015-03-13 |  | 1
FALSE | 4A7A7036A1 | 4207 | 5970825 | TRANE | 4TTX8036A1 | AC | Split System: Air-Cooled Condensing Unit, Coil with Blower | 4A7A7036A1 |  | 4NXCB036AC3 | 12.2 | 16 | Yes | Yes | 2015-03-13 |  | 0
FALSE | 4A7A7036A1 | 4207 | 5970827 | TRANE | 4TTX8036A1 | AC | Split System: Air-Cooled Condensing Unit, Coil with Blower | 4A7A7036A1 |  | 4NXCB036AC3 | 12.2 | 16 | Yes | Yes | 2015-03-13 |  | 0
FALSE | 4A7A7036A1 | 4207 | 5970828 | TRANE | 4TTX8036A1 | AC | Split System: Air-Cooled Condensing Unit, Coil with Blower | 4A7A7036A1 |  | 4NXCB036AC3 | 12.2 | 15.75 | Yes | Yes | 2015-03-13 |  | 0
FALSE | 4A7A7036A1 | 4207 | 5970830 | TRANE | 4TTX8036A1 | AC | Split System: Air-Cooled Condensing Unit, Coil with Blower | 4A7A7036A1 |  | 4NXCB036AC3 | 12.2 | 15.75 | Yes | Yes | 2015-03-13 |  | 0
FALSE | 4A7A7036A1 | 4207 | 5970834 | TRANE | 4TTX8036A1 | AC | Split System: Air-Cooled Condensing Unit, Coil with Blower | 4A7A7036A1 |  | 4NXCB036AC3 | 12.2 | 16.25 | Yes | Yes | 2015-03-13 |  | 0
FALSE | 4TTX6049H1 | 3690 | 5995193 | TRANE | 4TTX6049H1 | AC | Split System: Air-Cooled Condensing Unit, Coil with Blower | 4TTX6049H1 |  | 4NXCD063BC3 | 12.5 | 15.5 | Yes | Yes | 2015-03-13 |  | 1
FALSE | 4TTX6049H1 | 3690 | 5995188 | TRANE | 4TTX6049H1 | AC | Split System: Air-Cooled Condensing Unit, Coil with Blower | 4TTX6049H1 |  | 4NXCD063BC3 | 12.5 | 15 | Yes | Yes | 2015-03-13 |  | 1
FALSE | 4TTX6049H1 | 3690 | 5995190 | TRANE | 4TTX6049H1 | AC | Split System: Air-Cooled Condensing Unit, Coil with Blower | 4TTX6049H1 |  | 4NXCD063BC3 | 12.5 | 15.5 | Yes | Yes | 2015-03-13 |  | 1
FALSE | 4TTX6036H1 | 3598 | 5975857 | TRANE | 4TTX6036H1 | AC | Split System: Air-Cooled Condensing Unit, Coil with Blower | 4TTX6036H1 |  | 4NXCB036AC3 | 12.2 | 14.75 | Yes | Yes | 2015-03-13 |  | 0
FALSE | 4TTX6036H1 | 3598 | 5975858 | TRANE | 4TTX6036H1 | AC | Split System: Air-Cooled Condensing Unit, Coil with Blower | 4TTX6036H1 |  | 4NXCB036AC3 | 12.2 | 14.75 | Yes | Yes | 2015-03-13 |  | 0
FALSE | 4TTX6036H1 | 3598 | 5975862 | TRANE | 4TTX6036H1 | AC | Split System: Air-Cooled Condensing Unit, Coil with Blower | 4TTX6036H1 |  | 4NXCB036AC3 | 12.2 | 14.5 | Yes | Yes | 2015-03-13 |  | 0
FALSE | 4TTX6036H1 | 3598 | 5975865 | TRANE | 4TTX6036H1 | AC | Split System: Air-Cooled Condensing Unit, Coil with Blower | 4TTX6036H1 |  | 4NXCB036AC3 | 12.5 | 15 | Yes | Yes | 2015-03-13 |  | 1
FALSE | 4TTX6036H1 | 3598 | 5975868 | TRANE | 4TTX6036H1 | AC | Split System: Air-Cooled Condensing Unit, Coil with Blower | 4TTX6036H1 |  | 4NXCB036AC3 | 12.5 | 15 | Yes | Yes | 2015-03-13 |  | 1
FALSE | 4TTX6036H1 | 3598 | 5975870 | TRANE | 4TTX6036H1 | AC | Split System: Air-Cooled Condensing Unit, Coil with Blower | 4TTX6036H1 |  | 4NXCB036AC3 | 12.5 | 15.25 | Yes | Yes | 2015-03-13 |  | 1
FALSE | 4TTX6036H1 | 3598 | 5975872 | TRANE | 4TTX6036H1 | AC | Split System: Air-Cooled Condensing Unit, Coil with Blower | 4TTX6036H1 |  | 4NXCB036AC3 | 12.2 | 14.5 | Yes | Yes | 2015-03-13 |  | 0
FALSE | 4TTX6036H1 | 3598 | 5975875 | TRANE | 4TTX6036H1 | AC | Split System: Air-Cooled Condensing Unit, Coil with Blower | 4TTX6036H1 |  | 4NXCB036AC3 | 12.2 | 14.5 | Yes | Yes | 2015-03-13 |  | 0
FALSE | 4TTX6036H1 | 3598 | 5975876 | TRANE | 4TTX6036H1 | AC | Split System: Air-Cooled Condensing Unit, Coil with Blower | 4TTX6036H1 |  | 4NXCB036AC3 | 12.2 | 14.5 | Yes | Yes | 2015-03-13 |  | 0
FALSE | 4TTX6036H1 | 3598 | 5975795 | TRANE | 4TTX6036H1 | AC | Split System: Air-Cooled Condensing Unit, Coil with Blower | 4TTX6036H1 |  | 4NXCB036AC3 | 12.2 | 14.5 | Yes | Yes | 2015-03-13 |  | 0
FALSE | 4TTX6036H1 | 3598 | 5975797 | TRANE | 4TTX6036H1 | AC | Split System: Air-Cooled Condensing Unit, Coil with Blower | 4TTX6036H1 |  | 4NXCB036AC3 | 12.2 | 14.5 | Yes | Yes | 2015-03-13 |  | 0
FALSE | 4TTX6036H1 | 3598 | 5975799 | TRANE | 4TTX6036H1 | AC | Split System: Air-Cooled Condensing Unit, Coil with Blower | 4TTX6036H1 |  | 4NXCB036AC3 | 12.2 | 14.75 | Yes | Yes | 2015-03-13 |  | 0
FALSE | 4TTX6036H1 | 3598 | 5975801 | TRANE | 4TTX6036H1 | AC | Split System: Air-Cooled Condensing Unit, Coil with Blower | 4TTX6036H1 |  | 4NXCB036AC3 | 12.2 | 14.75 | Yes | Yes | 2015-03-13 |  | 0
FALSE | 4TTX6036H1 | 3598 | 5975803 | TRANE | 4TTX6036H1 | AC | Split System: Air-Cooled Condensing Unit, Coil with Blower | 4TTX6036H1 |  | 4NXCB036AC3 | 12.5 | 15 | Yes | Yes | 2015-03-13 |  | 1
FALSE | 4TTX6036H1 | 3598 | 5975804 | TRANE | 4TTX6036H1 | AC | Split System: Air-Cooled Condensing Unit, Coil with Blower | 4TTX6036H1 |  | 4NXCB036AC3 | 12.2 | 14.5 | Yes | Yes | 2015-03-13 |  | 0
FALSE | 4TTR6036B1 | 3674 | 6018713 | TRANE | 4TTR6036B1 | AC | Split System: Air-Cooled Condensing Unit, Coil with Blower | 4TTR6036B1 |  | 4CXCB031DC3 | 12.2 | 14.5 | Yes | Yes | 2015-03-13 |  | 0
FALSE | 4TTX6024H1 | 3520 | 6018406 | TRANE | 4TTX6024H1 | AC | Split System: Air-Cooled Condensing Unit, Coil with Blower | 4TTX6024H1 |  | 4CXCB032DC3 | 12.75 | 15.75 | Yes | Yes | 2015-03-13 |  | 1
FALSE | 4TTX6030H1 | 3530 | 6018580 | TRANE | 4TTX6030H1 | AC | Split System: Air-Cooled Condensing Unit, Coil with Blower | 4TTX6030H1 |  | 4CXCB032DC3 | 12.5 | 15 | Yes | Yes | 2015-03-13 |  | 1
FALSE | 4TTX6018H1 | 3491 | 6018277 | TRANE | 4TTX6018H1 | AC | Split System: Air-Cooled Condensing Unit, Coil with Blower | 4TTX6018H1 |  | 4CXCB025DC3 | 13 | 16 | Yes | Yes | 2015-03-13 |  | 2
FALSE | 4A7A7024A1 | 4200 | 6452441 | TRANE | 4TTX8024A1 | AC | Split System: Air-Cooled Condensing Unit, Coil with Blower | 4A7A7024A1 |  | 4CXCB025DC3 | 13 | 16.5 | Yes | Yes | 2015-03-13 |  | 2
FALSE | 4TTR6036B1 | 3674 | 6018749 | TRANE | 4TTR6036B1 | AC | Split System: Air-Cooled Condensing Unit, Coil with Blower | 4TTR6036B1 |  | 4CXCB036DC3 | 12.5 | 15.5 | Yes | Yes | 2015-03-13 |  | 1
FALSE | 4TTX6030H1 | 3530 | 6018650 | TRANE | 4TTX6030H1 | AC | Split System: Air-Cooled Condensing Unit, Coil with Blower | 4TTX6030H1 |  | 4CXCB036DC3 | 12.5 | 15.5 | Yes | Yes | 2015-03-13 |  | 1
FALSE | 4TTR6018B1 | 3489 | 6017402 | TRANE | 4TTR6018B1 | AC | Split System: Air-Cooled Condensing Unit, Coil with Blower | 4TTR6018B1 |  | 4CXCB025DC3 | 12.5 | 15.25 | Yes | Yes | 2015-03-13 |  | 1
FALSE | 4TTR6024B1 | 3503 | 6017408 | TRANE | 4TTR6024B1 | AC | Split System: Air-Cooled Condensing Unit, Coil with Blower | 4TTR6024B1 |  | 4CXCB025DC3 | 12.5 | 15.25 | Yes | Yes | 2015-03-13 |  | 1
FALSE | 4TTX6024H1 | 3520 | 6018360 | TRANE | 4TTX6024H1 | AC | Split System: Air-Cooled Condensing Unit, Coil with Blower | 4TTX6024H1 |  | 4CXCB031DC3 | 12.5 | 15.25 | Yes | Yes | 2015-03-13 |  | 1
FALSE | 4A7A7024A1 | 4200 | 6452458 | TRANE | 4TTX8024A1 | AC | Split System: Air-Cooled Condensing Unit, Coil with Blower | 4A7A7024A1 |  | 4CXCB032DC3 | 13 | 17 | Yes | Yes | 2015-03-13 |  | 2
FALSE | 4TTR6036B1 | 3674 | 6018783 | TRANE | 4TTR6036B1 | AC | Split System: Air-Cooled Condensing Unit, Coil with Blower | 4TTR6036B1 |  | 4CXCB036DC3 | 12.5 | 15.5 | Yes | Yes | 2015-03-13 |  | 1
FALSE | 4TTR6042B1 | 3680 | 6018815 | TRANE | 4TTR6042B1 | AC | Split System: Air-Cooled Condensing Unit, Coil with Blower | 4TTR6042B1 |  | 4CXCB036DC3 | 12.5 | 15.25 | Yes | Yes | 2015-03-13 |  | 1
FALSE | 4TTR6030B1 | 3522 | 6018633 | TRANE | 4TTR6030B1 | AC | Split System: Air-Cooled Condensing Unit, Coil with Blower | 4TTR6030B1 |  | 4CXCB031DC3 | 12.5 | 15 | Yes | Yes | 2015-03-13 |  | 1
FALSE | 4TTR6036B1 | 3674 | 6017576 | TRANE | 4TTR6036B1 | AC | Split System: Air-Cooled Condensing Unit, Coil with Blower | 4TTR6036B1 |  | 4CXCB031DC3 | 12.2 | 14.75 | Yes | Yes | 2015-03-13 |  | 0
FALSE | 4TTX6036H1 | 3598 | 6018690 | TRANE | 4TTX6036H1 | AC | Split System: Air-Cooled Condensing Unit, Coil with Blower | 4TTX6036H1 |  | 4CXCB031DC3 | 12.2 | 14.5 | Yes | Yes | 2015-03-13 |  | 0
FALSE | 4TTR6024B1 | 3503 | 6018555 | TRANE | 4TTR6024B1 | AC | Split System: Air-Cooled Condensing Unit, Coil with Blower | 4TTR6024B1 |  | 4CXCB025DC3 | 12.5 | 15.5 | Yes | Yes | 2015-03-13 |  | 1
FALSE | 4TTX6024H1 | 3520 | 6018322 | TRANE | 4TTX6024H1 | AC | Split System: Air-Cooled Condensing Unit, Coil with Blower | 4TTX6024H1 |  | 4CXCB025DC3 | 12.5 | 15.25 | Yes | Yes | 2015-03-13 |  | 1
FALSE | 4TTR6036B1 | 3674 | 6018723 | TRANE | 4TTR6036B1 | AC | Split System: Air-Cooled Condensing Unit, Coil with Blower | 4TTR6036B1 |  | 4CXCB031DC3 | 12.5 | 15 | Yes | Yes | 2015-03-13 |  | 1
FALSE | 4TTX6036H1 | 3598 | 6018693 | TRANE | 4TTX6036H1 | AC | Split System: Air-Cooled Condensing Unit, Coil with Blower | 4TTX6036H1 |  | 4CXCB031DC3 | 12.2 | 14.5 | Yes | Yes | 2015-03-13 |  | 0
FALSE | 4TTR6036B1 | 3674 | 6018775 | TRANE | 4TTR6036B1 | AC | Split System: Air-Cooled Condensing Unit, Coil with Blower | 4TTR6036B1 |  | 4CXCB036DC3 | 12.5 | 15 | Yes | Yes | 2015-03-13 |  | 1
FALSE | 4TTR6036B1 | 3674 | 6017572 | TRANE | 4TTR6036B1 | AC | Split System: Air-Cooled Condensing Unit, Coil with Blower | 4TTR6036B1 |  | 4CXCB031DC3 | 12.2 | 14.5 | Yes | Yes | 2015-03-13 |  | 0
FALSE | 4A7A7036A1 | 4207 | 6452466 | TRANE | 4TTX8036A1 | AC | Split System: Air-Cooled Condensing Unit, Coil with Blower | 4A7A7036A1 |  | 4CXCB031DC3 | 12.2 | 16 | Yes | Yes | 2015-03-13 |  | 0
FALSE | 4TTR6030B1 | 3522 | 6017492 | TRANE | 4TTR6030B1 | AC | Split System: Air-Cooled Condensing Unit, Coil with Blower | 4TTR6030B1 |  | 4CXCB032DC3 | 12.5 | 15.75 | Yes | Yes | 2015-03-13 |  | 1
FALSE | 4TTR6036B1 | 3674 | 6017570 | TRANE | 4TTR6036B1 | AC | Split System: Air-Cooled Condensing Unit, Coil with Blower | 4TTR6036B1 |  | 4CXCB031DC3 | 12.2 | 14.5 | Yes | Yes | 2015-03-13 |  | 0
FALSE | 4TTR6036B1 | 3674 | 6017599 | TRANE | 4TTR6036B1 | AC | Split System: Air-Cooled Condensing Unit, Coil with Blower | 4TTR6036B1 |  | 4CXCB036DC3 | 12.5 | 15 | Yes | Yes | 2015-03-13 |  | 1
FALSE | 4TTX6036H1 | 3598 | 6018758 | TRANE | 4TTX6036H1 | AC | Split System: Air-Cooled Condensing Unit, Coil with Blower | 4TTX6036H1 |  | 4CXCB036DC3 | 12.2 | 14.5 | Yes | Yes | 2015-03-13 |  | 0
FALSE | 4TTR6036B1 | 3674 | 6018771 | TRANE | 4TTR6036B1 | AC | Split System: Air-Cooled Condensing Unit, Coil with Blower | 4TTR6036B1 |  | 4CXCB036DC3 | 12.5 | 15.25 | Yes | Yes | 2015-03-13 |  | 1
FALSE | 4A7A7036A1 | 4207 | 6452497 | TRANE | 4TTX8036A1 | AC | Split System: Air-Cooled Condensing Unit, Coil with Blower | 4A7A7036A1 |  | 4CXCB036DC3 | 12.2 | 16.5 | Yes | Yes | 2015-03-13 |  | 0
FALSE | 4TTR6036B1 | 3674 | 6017602 | TRANE | 4TTR6036B1 | AC | Split System: Air-Cooled Condensing Unit, Coil with Blower | 4TTR6036B1 |  | 4CXCB036DC3 | 12.5 | 15.75 | Yes | Yes | 2015-03-13 |  | 1
FALSE | 4TTR6042B1 | 3680 | 6018791 | TRANE | 4TTR6042B1 | AC | Split System: Air-Cooled Condensing Unit, Coil with Blower | 4TTR6042B1 |  | 4CXCB036DC3 | 12.5 | 15.25 | Yes | Yes | 2015-03-13 |  | 1
FALSE | 4TTX6036H1 | 3598 | 6018768 | TRANE | 4TTX6036H1 | AC | Split System: Air-Cooled Condensing Unit, Coil with Blower | 4TTX6036H1 |  | 4CXCB036DC3 | 12.5 | 15.25 | Yes | Yes | 2015-03-13 |  | 1
FALSE | 4TTX6030H1 | 3530 | 6018564 | TRANE | 4TTX6030H1 | AC | Split System: Air-Cooled Condensing Unit, Coil with Blower | 4TTX6030H1 |  | 4CXCB032DC3 | 12.5 | 15.25 | Yes | Yes | 2015-03-13 |  | 1
FALSE | 4A7A7024A1 | 4200 | 6452450 | TRANE | 4TTX8024A1 | AC | Split System: Air-Cooled Condensing Unit, Coil with Blower | 4A7A7024A1 |  | 4CXCB032DC3 | 13 | 17.25 | Yes | Yes | 2015-03-13 |  | 2
FALSE | 4TTR6036B1 | 3674 | 6017568 | TRANE | 4TTR6036B1 | AC | Split System: Air-Cooled Condensing Unit, Coil with Blower | 4TTR6036B1 |  | 4CXCB031DC3 | 12.2 | 14.5 | Yes | Yes | 2015-03-13 |  | 0
FALSE | 4TTX6030H1 | 3530 | 6018519 | TRANE | 4TTX6030H1 | AC | Split System: Air-Cooled Condensing Unit, Coil with Blower | 4TTX6030H1 |  | 4CXCB031DC3 | 12.5 | 14.75 | Yes | Yes | 2015-03-13 |  | 0
FALSE | 4A7A7036A1 | 4207 | 6452470 | TRANE | 4TTX8036A1 | AC | Split System: Air-Cooled Condensing Unit, Coil with Blower | 4A7A7036A1 |  | 4CXCB031DC3 | 12 | 15.5 | Yes | Yes | 2015-03-13 |  | 0
FALSE | 4A7A7036A1 | 4207 | 6452499 | TRANE | 4TTX8036A1 | AC | Split System: Air-Cooled Condensing Unit, Coil with Blower | 4A7A7036A1 |  | 4CXCB036DC3 | 12 | 16 | Yes | Yes | 2015-03-13 |  | 0
FALSE | 4TTR6030B1 | 3522 | 6018691 | TRANE | 4TTR6030B1 | AC | Split System: Air-Cooled Condensing Unit, Coil with Blower | 4TTR6030B1 |  | 4CXCB036DC3 | 12.5 | 15 | Yes | Yes | 2015-03-13 |  | 1
FALSE | 4TTR6042B1 | 3680 | 6017631 | TRANE | 4TTR6042B1 | AC | Split System: Air-Cooled Condensing Unit, Coil with Blower | 4TTR6042B1 |  | 4CXCB036DC3 | 12.2 | 14.5 | Yes | Yes | 2015-03-13 |  | 0
FALSE | 4TTX6036H1 | 3598 | 6018805 | TRANE | 4TTX6036H1 | AC | Split System: Air-Cooled Condensing Unit, Coil with Blower | 4TTX6036H1 |  | 4CXCB036DC3 | 12.2 | 14.5 | Yes | Yes | 2015-03-13 |  | 0
FALSE | 4TTX6024H1 | 3520 | 6018370 | TRANE | 4TTX6024H1 | AC | Split System: Air-Cooled Condensing Unit, Coil with Blower | 4TTX6024H1 |  | 4CXCB032DC3 | 13 | 16 | Yes | Yes | 2015-03-13 |  | 2
FALSE | 4TTX6036H1 | 3598 | 6018807 | TRANE | 4TTX6036H1 | AC | Split System: Air-Cooled Condensing Unit, Coil with Blower | 4TTX6036H1 |  | 4CXCB036DC3 | 12.2 | 14.75 | Yes | Yes | 2015-03-13 |  | 0
FALSE | 4TTR6030B1 | 3522 | 6018635 | TRANE | 4TTR6030B1 | AC | Split System: Air-Cooled Condensing Unit, Coil with Blower | 4TTR6030B1 |  | 4CXCB031DC3 | 12.5 | 15 | Yes | Yes | 2015-03-13 |  | 1
FALSE | 4TTX6036H1 | 3598 | 6018754 | TRANE | 4TTX6036H1 | AC | Split System: Air-Cooled Condensing Unit, Coil with Blower | 4TTX6036H1 |  | 4CXCB036DC3 | 12.5 | 15.25 | Yes | Yes | 2015-03-13 |  | 1
FALSE | 4TTR6036B1 | 3674 | 6017562 | TRANE | 4TTR6036B1 | AC | Split System: Air-Cooled Condensing Unit, Coil with Blower | 4TTR6036B1 |  | 4CXCB031DC3 | 12.2 | 14.75 | Yes | Yes | 2015-03-13 |  | 0
FALSE | 4TTX6036H1 | 3598 | 6018676 | TRANE | 4TTX6036H1 | AC | Split System: Air-Cooled Condensing Unit, Coil with Blower | 4TTX6036H1 |  | 4CXCB031DC3 | 12.2 | 14.5 | Yes | Yes | 2015-03-13 |  | 0
FALSE | 4A7A7036A1 | 4207 | 6452474 | TRANE | 4TTX8036A1 | AC | Split System: Air-Cooled Condensing Unit, Coil with Blower | 4A7A7036A1 |  | 4CXCB031DC3 | 12 | 15.75 | Yes | Yes | 2015-03-13 |  | 0
FALSE | 4TTX6036H1 | 3598 | 6018831 | TRANE | 4TTX6036H1 | AC | Split System: Air-Cooled Condensing Unit, Coil with Blower | 4TTX6036H1 |  | 4CXCB036DC3 | 12.5 | 15.25 | Yes | Yes | 2015-03-13 |  | 1
FALSE | 4TTX6036H1 | 3598 | 6018794 | TRANE | 4TTX6036H1 | AC | Split System: Air-Cooled Condensing Unit, Coil with Blower | 4TTX6036H1 |  | 4CXCB036DC3 | 12.5 | 15.25 | Yes | Yes | 2015-03-13 |  | 1
FALSE | 4A7A7036A1 | 4207 | 6452503 | TRANE | 4TTX8036A1 | AC | Split System: Air-Cooled Condensing Unit, Coil with Blower | 4A7A7036A1 |  | 4CXCB036DC3 | 12.5 | 17 | Yes | Yes | 2015-03-13 |  | 1
FALSE | 4TTR6036B1 | 3674 | 6017607 | TRANE | 4TTR6036B1 | AC | Split System: Air-Cooled Condensing Unit, Coil with Blower | 4TTR6036B1 |  | 4CXCB036DC3 | 12.5 | 15.25 | Yes | Yes | 2015-03-13 |  | 1
FALSE | 4TTX6024H1 | 3520 | 6018428 | TRANE | 4TTX6024H1 | AC | Split System: Air-Cooled Condensing Unit, Coil with Blower | 4TTX6024H1 |  | 4CXCB036DC3 | 13 | 16 | Yes | Yes | 2015-03-13 |  | 2
FALSE | 4TTR6036B1 | 3674 | 6017609 | TRANE | 4TTR6036B1 | AC | Split System: Air-Cooled Condensing Unit, Coil with Blower | 4TTR6036B1 |  | 4CXCB036DC3 | 12.5 | 15.25 | Yes | Yes | 2015-03-13 |  | 1
FALSE | 4TTR6042B1 | 3680 | 6017635 | TRANE | 4TTR6042B1 | AC | Split System: Air-Cooled Condensing Unit, Coil with Blower | 4TTR6042B1 |  | 4CXCB036DC3 | 12.2 | 14.5 | Yes | Yes | 2015-03-13 |  | 0
FALSE | 4A7A7036A1 | 4207 | 6452504 | TRANE | 4TTX8036A1 | AC | Split System: Air-Cooled Condensing Unit, Coil with Blower | 4A7A7036A1 |  | 4CXCB036DC3 | 12.2 | 16.25 | Yes | Yes | 2015-03-13 |  | 0
FALSE | 4TTR6030B1 | 3522 | 6017511 | TRANE | 4TTR6030B1 | AC | Split System: Air-Cooled Condensing Unit, Coil with Blower | 4TTR6030B1 |  | 4CXCB032DC3 | 12.5 | 15 | Yes | Yes | 2015-03-13 |  | 1
FALSE | 4TTX6024H1 | 3520 | 6018303 | TRANE | 4TTX6024H1 | AC | Split System: Air-Cooled Condensing Unit, Coil with Blower | 4TTX6024H1 |  | 4CXCB025DC3 | 12.75 | 15.75 | Yes | Yes | 2015-03-13 |  | 1
FALSE | 4TTX6030H1 | 3530 | 6018587 | TRANE | 4TTX6030H1 | AC | Split System: Air-Cooled Condensing Unit, Coil with Blower | 4TTX6030H1 |  | 4CXCB032DC3 | 12.5 | 15.25 | Yes | Yes | 2015-03-13 |  | 1
FALSE | 4TTR6024B1 | 3503 | 6018567 | TRANE | 4TTR6024B1 | AC | Split System: Air-Cooled Condensing Unit, Coil with Blower | 4TTR6024B1 |  | 4CXCB031DC3 | 12.5 | 15.75 | Yes | Yes | 2015-03-13 |  | 1
FALSE | 4TTR6036B1 | 3674 | 6018745 | TRANE | 4TTR6036B1 | AC | Split System: Air-Cooled Condensing Unit, Coil with Blower | 4TTR6036B1 |  | 4CXCB031DC3 | 12.2 | 14.5 | Yes | Yes | 2015-03-13 |  | 0
FALSE | 4TTX6024H1 | 3520 | 6018378 | TRANE | 4TTX6024H1 | AC | Split System: Air-Cooled Condensing Unit, Coil with Blower | 4TTX6024H1 |  | 4CXCB032DC3 | 13 | 16 | Yes | Yes | 2015-03-13 |  | 2
FALSE | 4TTR6036B1 | 3674 | 6018747 | TRANE | 4TTR6036B1 | AC | Split System: Air-Cooled Condensing Unit, Coil with Blower | 4TTR6036B1 |  | 4CXCB031DC3 | 12.2 | 14.75 | Yes | Yes | 2015-03-13 |  | 0
FALSE | 4TTX6030H1 | 3530 | 6018510 | TRANE | 4TTX6030H1 | AC | Split System: Air-Cooled Condensing Unit, Coil with Blower | 4TTX6030H1 |  | 4CXCB031DC3 | 12.5 | 14.75 | Yes | Yes | 2015-03-13 |  | 0
FALSE | 4A7A7036A1 | 4207 | 6452476 | TRANE | 4TTX8036A1 | AC | Split System: Air-Cooled Condensing Unit, Coil with Blower | 4A7A7036A1 |  | 4CXCB031DC3 | 12 | 16 | Yes | Yes | 2015-03-13 |  | 0
FALSE | 4A7A7036A1 | 4207 | 6452477 | TRANE | 4TTX8036A1 | AC | Split System: Air-Cooled Condensing Unit, Coil with Blower | 4A7A7036A1 |  | 4CXCB031DC3 | 12 | 16 | Yes | Yes | 2015-03-13 |  | 0
FALSE | 4TTX6018H1 | 3491 | 6018275 | TRANE | 4TTX6018H1 | AC | Split System: Air-Cooled Condensing Unit, Coil with Blower | 4TTX6018H1 |  | 4CXCB025DC3 | 13 | 16 | Yes | Yes | 2015-03-13 |  | 2
FALSE | 4TTR6036B1 | 3674 | 6017556 | TRANE | 4TTR6036B1 | AC | Split System: Air-Cooled Condensing Unit, Coil with Blower | 4TTR6036B1 |  | 4CXCB031DC3 | 12.2 | 14.5 | Yes | Yes | 2015-03-13 |  | 0
FALSE | 4TTX6030H1 | 3530 | 6018592 | TRANE | 4TTX6030H1 | AC | Split System: Air-Cooled Condensing Unit, Coil with Blower | 4TTX6030H1 |  | 4CXCB032DC3 | 12.5 | 15 | Yes | Yes | 2015-03-13 |  | 1
FALSE | 4TTR6030B1 | 3522 | 6017521 | TRANE | 4TTR6030B1 | AC | Split System: Air-Cooled Condensing Unit, Coil with Blower | 4TTR6030B1 |  | 4CXCB036DC3 | 12.5 | 15 | Yes | Yes | 2015-03-13 |  | 1
FALSE | 4TTR6036B1 | 3674 | 6017590 | TRANE | 4TTR6036B1 | AC | Split System: Air-Cooled Condensing Unit, Coil with Blower | 4TTR6036B1 |  | 4CXCB036DC3 | 12.5 | 15.75 | Yes | Yes | 2015-03-13 |  | 1
FALSE | 4TTR6042B1 | 3680 | 6017619 | TRANE | 4TTR6042B1 | AC | Split System: Air-Cooled Condensing Unit, Coil with Blower | 4TTR6042B1 |  | 4CXCB036DC3 | 12.5 | 15.5 | Yes | Yes | 2015-03-13 |  | 1
FALSE | 4TTX6036H1 | 3598 | 6018756 | TRANE | 4TTX6036H1 | AC | Split System: Air-Cooled Condensing Unit, Coil with Blower | 4TTX6036H1 |  | 4CXCB036DC3 | 12.5 | 15.25 | Yes | Yes | 2015-03-13 |  | 1
FALSE | 4TTR6024B1 | 3503 | 6018569 | TRANE | 4TTR6024B1 | AC | Split System: Air-Cooled Condensing Unit, Coil with Blower | 4TTR6024B1 |  | 4CXCB031DC3 | 13 | 16 | Yes | Yes | 2015-03-13 |  | 2
FALSE | 4TTR6036B1 | 3674 | 6017588 | TRANE | 4TTR6036B1 | AC | Split System: Air-Cooled Condensing Unit, Coil with Blower | 4TTR6036B1 |  | 4CXCB031DC3 | 12.2 | 14.5 | Yes | Yes | 2015-03-13 |  | 0
FALSE | 4TTX6030H1 | 3530 | 6018552 | TRANE | 4TTX6030H1 | AC | Split System: Air-Cooled Condensing Unit, Coil with Blower | 4TTX6030H1 |  | 4CXCB032DC3 | 12.5 | 15.25 | Yes | Yes | 2015-03-13 |  | 1
FALSE | 4TTX6024H1 | 3520 | 6018301 | TRANE | 4TTX6024H1 | AC | Split System: Air-Cooled Condensing Unit, Coil with Blower | 4TTX6024H1 |  | 4CXCB025DC3 | 12.75 | 15.75 | Yes | Yes | 2015-03-13 |  | 1
FALSE | 4TTX6024H1 | 3520 | 6018386 | TRANE | 4TTX6024H1 | AC | Split System: Air-Cooled Condensing Unit, Coil with Blower | 4TTX6024H1 |  | 4CXCB032DC3 | 13 | 16 | Yes | Yes | 2015-03-13 |  | 2
FALSE | 4TTX6030H1 | 3530 | 6018582 | TRANE | 4TTX6030H1 | AC | Split System: Air-Cooled Condensing Unit, Coil with Blower | 4TTX6030H1 |  | 4CXCB032DC3 | 12.75 | 15.75 | Yes | Yes | 2015-03-13 |  | 1
FALSE | 4TTR6042B1 | 3680 | 6018808 | TRANE | 4TTR6042B1 | AC | Split System: Air-Cooled Condensing Unit, Coil with Blower | 4TTR6042B1 |  | 4CXCB036DC3 | 12.5 | 15 | Yes | Yes | 2015-03-13 |  | 1
FALSE | 4TTX6024H1 | 3520 | 6018434 | TRANE | 4TTX6024H1 | AC | Split System: Air-Cooled Condensing Unit, Coil with Blower | 4TTX6024H1 |  | 4CXCB036DC3 | 13 | 16 | Yes | Yes | 2015-03-13 |  | 2
FALSE | 4TTX6030H1 | 3530 | 6018652 | TRANE | 4TTX6030H1 | AC | Split System: Air-Cooled Condensing Unit, Coil with Blower | 4TTX6030H1 |  | 4CXCB036DC3 | 12.5 | 15.25 | Yes | Yes | 2015-03-13 |  | 1
FALSE | 4TTX6024H1 | 3520 | 6018384 | TRANE | 4TTX6024H1 | AC | Split System: Air-Cooled Condensing Unit, Coil with Blower | 4TTX6024H1 |  | 4CXCB032DC3 | 12.75 | 15.75 | Yes | Yes | 2015-03-13 |  | 1
FALSE | 4A7A7024A1 | 4200 | 6452457 | TRANE | 4TTX8024A1 | AC | Split System: Air-Cooled Condensing Unit, Coil with Blower | 4A7A7024A1 |  | 4CXCB032DC3 | 13 | 17 | Yes | Yes | 2015-03-13 |  | 2
FALSE | 4TTR6036B1 | 3674 | 6018755 | TRANE | 4TTR6036B1 | AC | Split System: Air-Cooled Condensing Unit, Coil with Blower | 4TTR6036B1 |  | 4CXCB036DC3 | 12.5 | 15.5 | Yes | Yes | 2015-03-13 |  | 1
FALSE | 4TTR6042B1 | 3680 | 6018811 | TRANE | 4TTR6042B1 | AC | Split System: Air-Cooled Condensing Unit, Coil with Blower | 4TTR6042B1 |  | 4CXCB036DC3 | 12.5 | 15.25 | Yes | Yes | 2015-03-13 |  | 1
FALSE | 4TTX6024H1 | 3520 | 6018432 | TRANE | 4TTX6024H1 | AC | Split System: Air-Cooled Condensing Unit, Coil with Blower | 4TTX6024H1 |  | 4CXCB036DC3 | 13 | 16 | Yes | Yes | 2015-03-13 |  | 2
FALSE | 4TTX6036H1 | 3598 | 6018824 | TRANE | 4TTX6036H1 | AC | Split System: Air-Cooled Condensing Unit, Coil with Blower | 4TTX6036H1 |  | 4CXCB036DC3 | 12.5 | 15 | Yes | Yes | 2015-03-13 |  | 1
FALSE | 4TTR6036B1 | 3674 | 6017586 | TRANE | 4TTR6036B1 | AC | Split System: Air-Cooled Condensing Unit, Coil with Blower | 4TTR6036B1 |  | 4CXCB031DC3 | 12.5 | 15 | Yes | Yes | 2015-03-13 |  | 1
FALSE | 4TTX6036H1 | 3598 | 6018739 | TRANE | 4TTX6036H1 | AC | Split System: Air-Cooled Condensing Unit, Coil with Blower | 4TTX6036H1 |  | 4CXCB031DC3 | 12.2 | 14.5 | Yes | Yes | 2015-03-13 |  | 0
FALSE | 4TTX6036H1 | 3598 | 6018740 | TRANE | 4TTX6036H1 | AC | Split System: Air-Cooled Condensing Unit, Coil with Blower | 4TTX6036H1 |  | 4CXCB031DC3 | 12.2 | 14.5 | Yes | Yes | 2015-03-13 |  | 0
FALSE | 4A7A7036A1 | 4207 | 6452483 | TRANE | 4TTX8036A1 | AC | Split System: Air-Cooled Condensing Unit, Coil with Blower | 4A7A7036A1 |  | 4CXCB031DC3 | 12.2 | 16.25 | Yes | Yes | 2015-03-13 |  | 0
FALSE | 4TTR6030B1 | 3522 | 6018619 | TRANE | 4TTR6030B1 | AC | Split System: Air-Cooled Condensing Unit, Coil with Blower | 4TTR6030B1 |  | 4CXCB031DC3 | 12.5 | 15 | Yes | Yes | 2015-03-13 |  | 1
FALSE | 4TTR6036B1 | 3674 | 6018741 | TRANE | 4TTR6036B1 | AC | Split System: Air-Cooled Condensing Unit, Coil with Blower | 4TTR6036B1 |  | 4CXCB031DC3 | 12.5 | 15 | Yes | Yes | 2015-03-13 |  | 1
FALSE | 4TTX6036H1 | 3598 | 6018742 | TRANE | 4TTX6036H1 | AC | Split System: Air-Cooled Condensing Unit, Coil with Blower | 4TTX6036H1 |  | 4CXCB031DC3 | 12.2 | 14.5 | Yes | Yes | 2015-03-13 |  | 0
FALSE | 4TTR6036B1 | 3674 | 6017594 | TRANE | 4TTR6036B1 | AC | Split System: Air-Cooled Condensing Unit, Coil with Blower | 4TTR6036B1 |  | 4CXCB036DC3 | 12.5 | 15.25 | Yes | Yes | 2015-03-13 |  | 1
FALSE | 4TTR6042B1 | 3680 | 6017623 | TRANE | 4TTR6042B1 | AC | Split System: Air-Cooled Condensing Unit, Coil with Blower | 4TTR6042B1 |  | 4CXCB036DC3 | 12.2 | 14.75 | Yes | Yes | 2015-03-13 |  | 0
FALSE | 4TTX6030H1 | 3530 | 6018620 | TRANE | 4TTX6030H1 | AC | Split System: Air-Cooled Condensing Unit, Coil with Blower | 4TTX6030H1 |  | 4CXCB036DC3 | 12.5 | 15.25 | Yes | Yes | 2015-03-13 |  | 1
FALSE | 4TTX6030H1 | 3530 | 6018622 | TRANE | 4TTX6030H1 | AC | Split System: Air-Cooled Condensing Unit, Coil with Blower | 4TTX6030H1 |  | 4CXCB036DC3 | 12.5 | 15 | Yes | Yes | 2015-03-13 |  | 1
FALSE | 4TTX6036H1 | 3598 | 6018826 | TRANE | 4TTX6036H1 | AC | Split System: Air-Cooled Condensing Unit, Coil with Blower | 4TTX6036H1 |  | 4CXCB036DC3 | 12.2 | 14.5 | Yes | Yes | 2015-03-13 |  | 0
FALSE | 4A7A7036A1 | 4207 | 6452515 | TRANE | 4TTX8036A1 | AC | Split System: Air-Cooled Condensing Unit, Coil with Blower | 4A7A7036A1 |  | 4CXCB036DC3 | 12.2 | 16.25 | Yes | Yes | 2015-03-13 |  | 0
FALSE | 4TTX6024H1 | 3520 | 6018346 | TRANE | 4TTX6024H1 | AC | Split System: Air-Cooled Condensing Unit, Coil with Blower | 4TTX6024H1 |  | 4CXCB031DC3 | 12.75 | 15.75 | Yes | Yes | 2015-03-13 |  | 1
FALSE | 4TTX6036H1 | 3598 | 6018746 | TRANE | 4TTX6036H1 | AC | Split System: Air-Cooled Condensing Unit, Coil with Blower | 4TTX6036H1 |  | 4CXCB031DC3 | 12.2 | 14.5 | Yes | Yes | 2015-03-13 |  | 0
FALSE | 4TTR6036B1 | 3674 | 6018759 | TRANE | 4TTR6036B1 | AC | Split System: Air-Cooled Condensing Unit, Coil with Blower | 4TTR6036B1 |  | 4CXCB036DC3 | 12.5 | 15 | Yes | Yes | 2015-03-13 |  | 1
FALSE | 4TTX6030H1 | 3530 | 6018610 | TRANE | 4TTX6030H1 | AC | Split System: Air-Cooled Condensing Unit, Coil with Blower | 4TTX6030H1 |  | 4CXCB036DC3 | 12.5 | 15 | Yes | Yes | 2015-03-13 |  | 1
FALSE | 4TTX6036H1 | 3598 | 6018816 | TRANE | 4TTX6036H1 | AC | Split System: Air-Cooled Condensing Unit, Coil with Blower | 4TTX6036H1 |  | 4CXCB036DC3 | 12.2 | 14.5 | Yes | Yes | 2015-03-13 |  | 0
FALSE | 4A7A7036A1 | 4207 | 6452517 | TRANE | 4TTX8036A1 | AC | Split System: Air-Cooled Condensing Unit, Coil with Blower | 4A7A7036A1 |  | 4CXCB036DC3 | 12.2 | 16.25 | Yes | Yes | 2015-03-13 |  | 0
FALSE | 4TTX6024H1 | 3520 | 6018374 | TRANE | 4TTX6024H1 | AC | Split System: Air-Cooled Condensing Unit, Coil with Blower | 4TTX6024H1 |  | 4CXCB032DC3 | 13 | 16 | Yes | Yes | 2015-03-13 |  | 2
FALSE | 4TTX6030H1 | 3530 | 6018538 | TRANE | 4TTX6030H1 | AC | Split System: Air-Cooled Condensing Unit, Coil with Blower | 4TTX6030H1 |  | 4CXCB032DC3 | 12.5 | 15.25 | Yes | Yes | 2015-03-13 |  | 1
FALSE | 4TTR6030B1 | 3522 | 6018704 | TRANE | 4TTR6030B1 | AC | Split System: Air-Cooled Condensing Unit, Coil with Blower | 4TTR6030B1 |  | 4CXCB036DC3 | 12.5 | 15.25 | Yes | Yes | 2015-03-13 |  | 1
FALSE | 4TTX6024H1 | 3520 | 6018438 | TRANE | 4TTX6024H1 | AC | Split System: Air-Cooled Condensing Unit, Coil with Blower | 4TTX6024H1 |  | 4CXCB036DC3 | 13 | 16 | Yes | Yes | 2015-03-13 |  | 2
FALSE | 4TTR6036B1 | 3674 | 6018732 | TRANE | 4TTR6036B1 | AC | Split System: Air-Cooled Condensing Unit, Coil with Blower | 4TTR6036B1 |  | 4CXCB031DC3 | 12.2 | 14.75 | Yes | Yes | 2015-03-13 |  | 0
FALSE | 4TTX6030H1 | 3530 | 6018467 | TRANE | 4TTX6030H1 | AC | Split System: Air-Cooled Condensing Unit, Coil with Blower | 4TTX6030H1 |  | 4CXCB031DC3 | 12.5 | 14.75 | Yes | Yes | 2015-03-13 |  | 0
FALSE | 4A7A7036A1 | 4207 | 6452486 | TRANE | 4TTX8036A1 | AC | Split System: Air-Cooled Condensing Unit, Coil with Blower | 4A7A7036A1 |  | 4CXCB031DC3 | 12 | 15.75 | Yes | Yes | 2015-03-13 |  | 0
FALSE | 4TTR6036B1 | 3674 | 6018734 | TRANE | 4TTR6036B1 | AC | Split System: Air-Cooled Condensing Unit, Coil with Blower | 4TTR6036B1 |  | 4CXCB031DC3 | 12 | 14.75 | Yes | Yes | 2015-03-13 |  | 0
FALSE | 4A7A7024A1 | 4200 | 6452444 | TRANE | 4TTX8024A1 | AC | Split System: Air-Cooled Condensing Unit, Coil with Blower | 4A7A7024A1 |  | 4CXCB025DC3 | 12.5 | 16 | Yes | Yes | 2015-03-13 |  | 1
FALSE | 4TTR6036B1 | 3674 | 6018769 | TRANE | 4TTR6036B1 | AC | Split System: Air-Cooled Condensing Unit, Coil with Blower | 4TTR6036B1 |  | 4CXCB036DC3 | 12.5 | 15.5 | Yes | Yes | 2015-03-13 |  | 1
FALSE | 4TTR6042B1 | 3680 | 6018795 | TRANE | 4TTR6042B1 | AC | Split System: Air-Cooled Condensing Unit, Coil with Blower | 4TTR6042B1 |  | 4CXCB036DC3 | 12.5 | 15 | Yes | Yes | 2015-03-13 |  | 1
FALSE | 4TTX6036H1 | 3598 | 6018820 | TRANE | 4TTX6036H1 | AC | Split System: Air-Cooled Condensing Unit, Coil with Blower | 4TTX6036H1 |  | 4CXCB036DC3 | 12.5 | 15 | Yes | Yes | 2015-03-13 |  | 1
FALSE | 4A7A7048A1 | 288 | 6463601 | TRANE | 4TTX8048A1 | AC | Split System: Air-Cooled Condensing Unit, Coil with Blower | 4A7A7048A1 |  | 4TXFH063CZ3 | 13 | 17 | Yes | Yes | 2015-03-13 |  | 2
FALSE | 4A7A7048A1 | 288 | 6465451 | TRANE | 4TTX8048A1 | AC | Split System: Air-Cooled Condensing Unit, Coil with Blower | 4A7A7048A1 |  | 4TXCD061BC3 | 13 | 16 | Yes | Yes | 2015-03-13 |  | 2
FALSE | 4A7A7048A1 | 288 | 6468797 | TRANE | 4TTX8048A1 | AC | Split System: Air-Cooled Condensing Unit, Coil with Blower | 4A7A7048A1 |  | 4NXCD063BC3 | 13 | 16 | Yes | Yes | 2015-03-13 |  | 2
FALSE | 4A7A7048A1 | 288 | 6468769 | TRANE | 4TTX8048A1 | AC | Split System: Air-Cooled Condensing Unit, Coil with Blower | 4A7A7048A1 |  | 4NXCD063BC3 | 12 | 15 | Yes | Yes | 2015-03-13 |  | 0
FALSE | 4A7A7048A1 | 288 | 6468771 | TRANE | 4TTX8048A1 | AC | Split System: Air-Cooled Condensing Unit, Coil with Blower | 4A7A7048A1 |  | 4NXCD063BC3 | 12 | 15 | Yes | Yes | 2015-03-13 |  | 0
FALSE | 4A7A7048A1 | 288 | 6468774 | TRANE | 4TTX8048A1 | AC | Split System: Air-Cooled Condensing Unit, Coil with Blower | 4A7A7048A1 |  | 4NXCD063BC3 | 13 | 16.5 | Yes | Yes | 2015-03-13 |  | 2
FALSE | 4A7A7048A1 | 288 | 6468776 | TRANE | 4TTX8048A1 | AC | Split System: Air-Cooled Condensing Unit, Coil with Blower | 4A7A7048A1 |  | 4NXCD063BC3 | 13 | 16.5 | Yes | Yes | 2015-03-13 |  | 2
FALSE | 4A7A7048A1 | 288 | 6468777 | TRANE | 4TTX8048A1 | AC | Split System: Air-Cooled Condensing Unit, Coil with Blower | 4A7A7048A1 |  | 4NXCD063BC3 | 13 | 16.5 | Yes | Yes | 2015-03-13 |  | 2
FALSE | 4A7A7048A1 | 288 | 6468778 | TRANE | 4TTX8048A1 | AC | Split System: Air-Cooled Condensing Unit, Coil with Blower | 4A7A7048A1 |  | 4NXCD063BC3 | 12.5 | 16 | Yes | Yes | 2015-03-13 |  | 1
FALSE | 4A7A7048A1 | 288 | 6468779 | TRANE | 4TTX8048A1 | AC | Split System: Air-Cooled Condensing Unit, Coil with Blower | 4A7A7048A1 |  | 4NXCD063BC3 | 13 | 16.25 | Yes | Yes | 2015-03-13 |  | 2
FALSE | 4A7A7048A1 | 288 | 6468780 | TRANE | 4TTX8048A1 | AC | Split System: Air-Cooled Condensing Unit, Coil with Blower | 4A7A7048A1 |  | 4NXCD063BC3 | 13 | 16 | Yes | Yes | 2015-03-13 |  | 2
FALSE | 4A7A7048A1 | 288 | 6468781 | TRANE | 4TTX8048A1 | AC | Split System: Air-Cooled Condensing Unit, Coil with Blower | 4A7A7048A1 |  | 4NXCD063BC3 | 13 | 16 | Yes | Yes | 2015-03-13 |  | 2
FALSE | 4A7A7048A1 | 288 | 6468784 | TRANE | 4TTX8048A1 | AC | Split System: Air-Cooled Condensing Unit, Coil with Blower | 4A7A7048A1 |  | 4NXCD063BC3 | 12.5 | 16 | Yes | Yes | 2015-03-13 |  | 1
FALSE | 4A7A7048A1 | 288 | 6519642 | TRANE | 4TTX8048A1 | AC | Split System: Air-Cooled Condensing Unit, Coil with Blower | 4A7A7048A1 |  | 4TXFH063CZ3 | 12 | 16 | Yes | Yes | 2015-03-13 |  | 0
FALSE | 4A7A7024A1 | 4200 | 6479400 | TRANE | 4TTX8024A1 | AC | Split System: Air-Cooled Condensing Unit, Coil with Blower | 4A7A7024A1 |  | GAM5B0A24M21 | 13 | 16 | Yes | Yes | 2015-03-13 |  | 2
FALSE | 4A7A7036A1 | 4207 | 6479401 | TRANE | 4TTX8036A1 | AC | Split System: Air-Cooled Condensing Unit, Coil with Blower | 4A7A7036A1 |  | GAM5B0B36M31 | 12.5 | 16 | Yes | Yes | 2015-03-13 |  | 1
FALSE | 4A7A7048A1 | 288 | 6479403 | TRANE | 4TTX8048A1 | AC | Split System: Air-Cooled Condensing Unit, Coil with Blower | 4A7A7048A1 |  | GAM5B0C48M41 | 12.5 | 16 | Yes | Yes | 2015-03-13 |  | 1
FALSE | 4A7A7060A1 | 289 | 6479404 | TRANE | 4TTX8060A1 | AC | Split System: Air-Cooled Condensing Unit, Coil with Blower | 4A7A7060A1 |  | GAM5B0C60M51 | 12 | 15.25 | Yes | Yes | 2015-03-13 |  | 0
FALSE | 4A7A7048A1 | 288 | 6468788 | TRANE | 4TTX8048A1 | AC | Split System: Air-Cooled Condensing Unit, Coil with Blower | 4A7A7048A1 |  | 4NXCD063BC3 | 13 | 16 | Yes | Yes | 2015-03-13 |  | 2
FALSE | 4A7A7048A1 | 288 | 6468792 | TRANE | 4TTX8048A1 | AC | Split System: Air-Cooled Condensing Unit, Coil with Blower | 4A7A7048A1 |  | 4NXCD063BC3 | 13 | 16 | Yes | Yes | 2015-03-13 |  | 2
FALSE | 4A7A7048A1 | 288 | 6468796 | TRANE | 4TTX8048A1 | AC | Split System: Air-Cooled Condensing Unit, Coil with Blower | 4A7A7048A1 |  | 4NXCD063BC3 | 13 | 16 | Yes | Yes | 2015-03-13 |  | 2
FALSE | 4TTX6049H1 | 3690 | 6687845 | TRANE | 4TTX6049H1 | AC | Split System: Air-Cooled Condensing Unit, Coil with Blower | 4TTX6049H1 |  | GAM5B0B36M31 | 12.5 | 15.25 | Yes | Yes | 2015-03-13 |  | 1
FALSE | 4TTR6024B1 | 3503 | 6805710 | TRANE | 4TTR6024B1 | AC | Split System: Air-Cooled Condensing Unit, Coil with Blower | 4TTR6024B1 |  | 4TXCB048BC3 | 13 | 16 | Yes | Yes | 2015-03-13 |  | 2
FALSE | 4TTR6024B1 | 3503 | 6805708 | TRANE | 4TTR6024B1 | AC | Split System: Air-Cooled Condensing Unit, Coil with Blower | 4TTR6024B1 |  | 4TXCB048BC3 | 13 | 16 | Yes | Yes | 2015-03-13 |  | 2
FALSE | 4TTR6024B1 | 3503 | 6805713 | TRANE | 4TTR6024B1 | AC | Split System: Air-Cooled Condensing Unit, Coil with Blower | 4TTR6024B1 |  | 4TXCC005CC3 | 13 | 16 | Yes | Yes | 2015-03-13 |  | 2
FALSE | 4TTR6024B1 | 3503 | 6805712 | TRANE | 4TTR6024B1 | AC | Split System: Air-Cooled Condensing Unit, Coil with Blower | 4TTR6024B1 |  | 4TXCC005CC3 | 13 | 16 | Yes | Yes | 2015-03-13 |  | 2
FALSE | 4TTR6024B1 | 3503 | 6805715 | TRANE | 4TTR6024B1 | AC | Split System: Air-Cooled Condensing Unit, Coil with Blower | 4TTR6024B1 |  | 4TXCC005CC3 | 13 | 16 | Yes | Yes | 2015-03-13 |  | 2
FALSE | 4TTR6024B1 | 3503 | 6805716 | TRANE | 4TTR6024B1 | AC | Split System: Air-Cooled Condensing Unit, Coil with Blower | 4TTR6024B1 |  | 4TXCC006CC3 | 13 | 16 | Yes | Yes | 2015-03-13 |  | 2
FALSE | 4TTR6024B1 | 3503 | 6805725 | TRANE | 4TTR6024B1 | AC | Split System: Air-Cooled Condensing Unit, Coil with Blower | 4TTR6024B1 |  | 4TXCC007CC3 | 13 | 16 | Yes | Yes | 2015-03-13 |  | 2
FALSE | 4TTR6030B1 | 3522 | 7014001 | TRANE | 4TTR6030B1 | AC | Split System: Air-Cooled Condensing Unit, Coil with Blower | 4TTR6030B1 |  | 4CXCA024DC3 | 12.2 | 14.75 | Yes | Yes | 2015-03-13 |  | 0
FALSE | 4TTR6030B1 | 3522 | 7014002 | TRANE | 4TTR6030B1 | AC | Split System: Air-Cooled Condensing Unit, Coil with Blower | 4TTR6030B1 |  | 4CXCA024DC3 | 12.2 | 14.5 | Yes | Yes | 2015-03-13 |  | 0
FALSE | 4A7A7024A1 | 4200 | 7013672 | TRANE | 4TTX8024A1 | AC | Split System: Air-Cooled Condensing Unit, Coil with Blower | 4A7A7024A1 |  | 4CXCA024DC3 | 12.2 | 15 | Yes | Yes | 2015-03-13 |  | 0
FALSE | 4TTX6024H1 | 3520 | 7014031 | TRANE | 4TTX6024H1 | AC | Split System: Air-Cooled Condensing Unit, Coil with Blower | 4TTX6024H1 |  | 4CXCA024DC3 | 12.2 | 14.5 | Yes | Yes | 2015-03-13 |  | 0
FALSE | 4TTR6036B1 | 3674 | 6740667 | TRANE | 4TTR6036B1 | AC | Split System: Air-Cooled Condensing Unit, Coil with Blower | 4TTR6036B1 |  | 4TXCD063BC3 | 13 | 16 | Yes | Yes | 2015-03-13 |  | 2
FALSE | 4TTR6018B1 | 3489 | 6805633 | TRANE | 4TTR6018B1 | AC | Split System: Air-Cooled Condensing Unit, Coil with Blower | 4TTR6018B1 |  | 4TXCC005CC3 | 13 | 16 | Yes | Yes | 2015-03-13 |  | 2
FALSE | 4TTR6018B1 | 3489 | 6805632 | TRANE | 4TTR6018B1 | AC | Split System: Air-Cooled Condensing Unit, Coil with Blower | 4TTR6018B1 |  | 4TXCC005CC3 | 13 | 16 | Yes | Yes | 2015-03-13 |  | 2
FALSE | 4TTR6018B1 | 3489 | 6805635 | TRANE | 4TTR6018B1 | AC | Split System: Air-Cooled Condensing Unit, Coil with Blower | 4TTR6018B1 |  | 4TXCC005CC3 | 13 | 16 | Yes | Yes | 2015-03-13 |  | 2
FALSE | 4TTR6018B1 | 3489 | 6805638 | TRANE | 4TTR6018B1 | AC | Split System: Air-Cooled Condensing Unit, Coil with Blower | 4TTR6018B1 |  | 4TXCC006CC3 | 13 | 16 | Yes | Yes | 2015-03-13 |  | 2
FALSE | 4A7A7024A1 | 4200 | 6758417 | TRANE | 4TTX8024A1 | AC | Split System: Air-Cooled Condensing Unit, Coil with Blower | 4A7A7024A1 |  | GAM5B0A18M11 | 13 | 17 | Yes | Yes | 2015-03-13 |  | 2
FALSE | 4A7A7048A1 | 288 | 6758421 | TRANE | 4TTX8048A1 | AC | Split System: Air-Cooled Condensing Unit, Coil with Blower | 4A7A7048A1 |  | GAM5B0C42M31 | 13 | 16 | Yes | Yes | 2015-03-13 |  | 2
FALSE | 4A7A7024A1 | 4200 | 6758418 | TRANE | 4TTX8024A1 | AC | Split System: Air-Cooled Condensing Unit, Coil with Blower | 4A7A7024A1 |  | GAM5B0B30M21 | 13 | 17 | Yes | Yes | 2015-03-13 |  | 2
FALSE | 4TTR6018B1 | 3489 | 6805588 | TRANE | 4TTR6018B1 | AC | Split System: Air-Cooled Condensing Unit, Coil with Blower | 4TTR6018B1 |  | 4TXCA018BC3 | 13 | 15 | Yes | Yes | 2015-03-13 |  | 1
FALSE | 4TTR6018B1 | 3489 | 6805597 | TRANE | 4TTR6018B1 | AC | Split System: Air-Cooled Condensing Unit, Coil with Blower | 4TTR6018B1 |  | 4TXCB003CC3 | 13 | 16 | Yes | Yes | 2015-03-13 |  | 2
FALSE | 4TTR6018B1 | 3489 | 6805605 | TRANE | 4TTR6018B1 | AC | Split System: Air-Cooled Condensing Unit, Coil with Blower | 4TTR6018B1 |  | 4TXCB004CC3 | 13 | 16 | Yes | Yes | 2015-03-13 |  | 2
FALSE | 4TTR6018B1 | 3489 | 6805602 | TRANE | 4TTR6018B1 | AC | Split System: Air-Cooled Condensing Unit, Coil with Blower | 4TTR6018B1 |  | 4TXCB004CC3 | 13 | 16 | Yes | Yes | 2015-03-13 |  | 2
FALSE | 4TTR6018B1 | 3489 | 6805604 | TRANE | 4TTR6018B1 | AC | Split System: Air-Cooled Condensing Unit, Coil with Blower | 4TTR6018B1 |  | 4TXCB004CC3 | 13 | 16 | Yes | Yes | 2015-03-13 |  | 2
FALSE | 4TTR6018B1 | 3489 | 6805612 | TRANE | 4TTR6018B1 | AC | Split System: Air-Cooled Condensing Unit, Coil with Blower | 4TTR6018B1 |  | 4TXCB025BC3 | 13 | 16 | Yes | Yes | 2015-03-13 |  | 2
FALSE | 4TTR6018B1 | 3489 | 6805609 | TRANE | 4TTR6018B1 | AC | Split System: Air-Cooled Condensing Unit, Coil with Blower | 4TTR6018B1 |  | 4TXCB025BC3 | 13 | 15.5 | Yes | Yes | 2015-03-13 |  | 1
FALSE | 4TTR6018B1 | 3489 | 6805615 | TRANE | 4TTR6018B1 | AC | Split System: Air-Cooled Condensing Unit, Coil with Blower | 4TTR6018B1 |  | 4TXCB031BC3 | 13 | 16 | Yes | Yes | 2015-03-13 |  | 2
FALSE | 4TTR6018B1 | 3489 | 6805617 | TRANE | 4TTR6018B1 | AC | Split System: Air-Cooled Condensing Unit, Coil with Blower | 4TTR6018B1 |  | 4TXCB031BC3 | 13 | 15.5 | Yes | Yes | 2015-03-13 |  | 1
FALSE | 4TTR6018B1 | 3489 | 6805622 | TRANE | 4TTR6018B1 | AC | Split System: Air-Cooled Condensing Unit, Coil with Blower | 4TTR6018B1 |  | 4TXCB032BC3 | 13 | 16 | Yes | Yes | 2015-03-13 |  | 2
FALSE | 4TTR6030B1 | 3522 | 7014004 | TRANE | 4TTR6030B1 | AC | Split System: Air-Cooled Condensing Unit, Coil with Blower | 4TTR6030B1 |  | 4CXCA024DC3 | 12.2 | 15 | Yes | Yes | 2015-03-13 |  | 0
FALSE | 4TTX6018H1 | 3491 | 7004665 | TRANE | 4TTX6018H1 | AC | Split System: Air-Cooled Condensing Unit, Coil with Blower | 4TTX6018H1 |  | 4NXCA024AC3 | 12.5 | 15 | Yes | Yes | 2015-03-13 |  | 1
FALSE | 4TTX6024H1 | 3520 | 7004701 | TRANE | 4TTX6024H1 | AC | Split System: Air-Cooled Condensing Unit, Coil with Blower | 4TTX6024H1 |  | 4NXCA024AC3 | 12.5 | 15 | Yes | Yes | 2015-03-13 |  | 1
FALSE | 4TTR6024B1 | 3503 | 7004534 | TRANE | 4TTR6024B1 | AC | Split System: Air-Cooled Condensing Unit, Coil with Blower | 4TTR6024B1 |  | 4NXCA024AC3 | 12.2 | 15 | Yes | Yes | 2015-03-13 |  | 0
FALSE | 4TTR6024B1 | 3503 | 7004532 | TRANE | 4TTR6024B1 | AC | Split System: Air-Cooled Condensing Unit, Coil with Blower | 4TTR6024B1 |  | 4NXCA024AC3 | 12.2 | 15 | Yes | Yes | 2015-03-13 |  | 0
FALSE | 4TTX6030H1 | 3530 | 7004755 | TRANE | 4TTX6030H1 | AC | Split System: Air-Cooled Condensing Unit, Coil with Blower | 4TTX6030H1 |  | 4NXCA024AC3 | 12.2 | 14.5 | Yes | Yes | 2015-03-13 |  | 0
FALSE | 4TTX6024H1 | 3520 | 7004673 | TRANE | 4TTX6024H1 | AC | Split System: Air-Cooled Condensing Unit, Coil with Blower | 4TTX6024H1 |  | 4NXCA024AC3 | 12.5 | 15 | Yes | Yes | 2015-03-13 |  | 1
FALSE | 4TTX6030H1 | 3530 | 7004757 | TRANE | 4TTX6030H1 | AC | Split System: Air-Cooled Condensing Unit, Coil with Blower | 4TTX6030H1 |  | 4NXCA024AC3 | 12.2 | 14.5 | Yes | Yes | 2015-03-13 |  | 0
FALSE | 4TTR6036B1 | 3674 | 6970296 | TRANE | 4TTR6036B1 | AC | Split System: Air-Cooled Condensing Unit, Coil with Blower | 4TTR6036B1 |  | *AM8C0C42V31+BAYCC24V | 13 | 16 | Yes | Yes | 2015-03-13 |  | 2
FALSE | 4TTR6042B1 | 3680 | 6970297 | TRANE | 4TTR6042B1 | AC | Split System: Air-Cooled Condensing Unit, Coil with Blower | 4TTR6042B1 |  | *AM8C0C36V31+BAYCC24V | 13 | 16 | Yes | Yes | 2015-03-13 |  | 2
FALSE | 4TTR6042B1 | 3680 | 6970298 | TRANE | 4TTR6042B1 | AC | Split System: Air-Cooled Condensing Unit, Coil with Blower | 4TTR6042B1 |  | *AM8C0C42V31+BAYCC24V | 13 | 16 | Yes | Yes | 2015-03-13 |  | 2
FALSE | 4TTR6042B1 | 3680 | 6970299 | TRANE | 4TTR6042B1 | AC | Split System: Air-Cooled Condensing Unit, Coil with Blower | 4TTR6042B1 |  | *AM8C0C48V41+BAYCC24V | 13 | 16 | Yes | Yes | 2015-03-13 |  | 2
FALSE | 4TTR6049B1 | 3692 | 6970302 | TRANE | 4TTR6049B1 | AC | Split System: Air-Cooled Condensing Unit, Coil with Blower | 4TTR6049B1 |  | *AM8C0C42V31+BAYCC24V | 13 | 16 | Yes | Yes | 2015-03-13 |  | 2
FALSE | 4TTR6049B1 | 3692 | 6970303 | TRANE | 4TTR6049B1 | AC | Split System: Air-Cooled Condensing Unit, Coil with Blower | 4TTR6049B1 |  | *AM8C0C48V41+BAYCC24V | 13 | 16 | Yes | Yes | 2015-03-13 |  | 2
FALSE | 4TTX6018H1 | 3491 | 7014019 | TRANE | 4TTX6018H1 | AC | Split System: Air-Cooled Condensing Unit, Coil with Blower | 4TTX6018H1 |  | 4CXCA018DC3 | 13 | 16 | Yes | Yes | 2015-03-13 |  | 2
FALSE | 4TTX6024H1 | 3520 | 7004667 | TRANE | 4TTX6024H1 | AC | Split System: Air-Cooled Condensing Unit, Coil with Blower | 4TTX6024H1 |  | 4NXCA024AC3 | 12.5 | 15 | Yes | Yes | 2015-03-13 |  | 1
FALSE | 4TTX6024H1 | 3520 | 7004704 | TRANE | 4TTX6024H1 | AC | Split System: Air-Cooled Condensing Unit, Coil with Blower | 4TTX6024H1 |  | 4NXCA024AC3 | 12.2 | 14.5 | Yes | Yes | 2015-03-13 |  | 0
FALSE | 4TTR6030B1 | 3522 | 7004553 | TRANE | 4TTR6030B1 | AC | Split System: Air-Cooled Condensing Unit, Coil with Blower | 4TTR6030B1 |  | 4NXCA024AC3 | 12.2 | 14.5 | Yes | Yes | 2015-03-13 |  | 0
FALSE | 4TTR6030B1 | 3522 | 7004554 | TRANE | 4TTR6030B1 | AC | Split System: Air-Cooled Condensing Unit, Coil with Blower | 4TTR6030B1 |  | 4NXCA024AC3 | 12.2 | 14.5 | Yes | Yes | 2015-03-13 |  | 0
FALSE | 4TTR6030B1 | 3522 | 7004556 | TRANE | 4TTR6030B1 | AC | Split System: Air-Cooled Condensing Unit, Coil with Blower | 4TTR6030B1 |  | 4NXCA024AC3 | 12.2 | 14.5 | Yes | Yes | 2015-03-13 |  | 0
FALSE | 4TTR6030B1 | 3522 | 7004558 | TRANE | 4TTR6030B1 | AC | Split System: Air-Cooled Condensing Unit, Coil with Blower | 4TTR6030B1 |  | 4NXCA024AC3 | 12.2 | 14.5 | Yes | Yes | 2015-03-13 |  | 0
FALSE | 4TTR6036B1 | 3674 | 6806016 | TRANE | 4TTR6036B1 | AC | Split System: Air-Cooled Condensing Unit, Coil with Blower | 4TTR6036B1 |  | 4TXCC043BC3 | 12.5 | 15 | Yes | Yes | 2015-03-13 |  | 1
FALSE | 4TTR6048B1 | 3695 | 6806219 | TRANE | 4TTR6048B1 | AC | Split System: Air-Cooled Condensing Unit, Coil with Blower | 4TTR6048B1 |  | 4TXCD061BC3 | 12 | 14.5 | Yes | Yes | 2015-03-13 |  | 0
FALSE | 4TTR6048B1 | 3695 | 6806236 | TRANE | 4TTR6048B1 | AC | Split System: Air-Cooled Condensing Unit, Coil with Blower | 4TTR6048B1 |  | 4TXCD064BC3 | 12 | 14.5 | Yes | Yes | 2015-03-13 |  | 0
FALSE | 4TTR6048B1 | 3695 | 6806235 | TRANE | 4TTR6048B1 | AC | Split System: Air-Cooled Condensing Unit, Coil with Blower | 4TTR6048B1 |  | 4TXCD064BC3 | 12.5 | 15 | Yes | Yes | 2015-03-13 |  | 1
FALSE | 4TTR6048B1 | 3695 | 6806229 | TRANE | 4TTR6048B1 | AC | Split System: Air-Cooled Condensing Unit, Coil with Blower | 4TTR6048B1 |  | 4TXCD064BC3 | 12.2 | 15 | Yes | Yes | 2015-03-13 |  | 0
FALSE | 4TTR6048B1 | 3695 | 6806238 | TRANE | 4TTR6048B1 | AC | Split System: Air-Cooled Condensing Unit, Coil with Blower | 4TTR6048B1 |  | 4TXCD064BC3 | 12 | 14.5 | Yes | Yes | 2015-03-13 |  | 0
FALSE | 4TTR6048B1 | 3695 | 6873202 | TRANE | 4TTR6048B1 | AC | Split System: Air-Cooled Condensing Unit, Coil with Blower | 4TTR6048B1 |  | 4TXCC044BC3 | 12 | 14.5 | Yes | Yes | 2015-03-13 |  | 0
FALSE | 4TTR6048B1 | 3695 | 6873203 | TRANE | 4TTR6048B1 | AC | Split System: Air-Cooled Condensing Unit, Coil with Blower | 4TTR6048B1 |  | 4TXCC049BC3 | 12 | 14.5 | Yes | Yes | 2015-03-13 |  | 0
FALSE | 4TTR6048B1 | 3695 | 6873204 | TRANE | 4TTR6048B1 | AC | Split System: Air-Cooled Condensing Unit, Coil with Blower | 4TTR6048B1 |  | 4TXCC060BC3 | 12 | 14.5 | Yes | Yes | 2015-03-13 |  | 0
FALSE | 4A7A7024A1 | 4200 | 7013671 | TRANE | 4TTX8024A1 | AC | Split System: Air-Cooled Condensing Unit, Coil with Blower | 4A7A7024A1 |  | 4CXCA024DC3 | 12.2 | 15 | Yes | Yes | 2015-03-13 |  | 0
FALSE | 4TTX6030H1 | 3530 | 7014070 | TRANE | 4TTX6030H1 | AC | Split System: Air-Cooled Condensing Unit, Coil with Blower | 4TTX6030H1 |  | 4CXCA024DC3 | 12.2 | 14.5 | Yes | Yes | 2015-03-13 |  | 0
FALSE | 4TTR6030B1 | 3522 | 7014006 | TRANE | 4TTR6030B1 | AC | Split System: Air-Cooled Condensing Unit, Coil with Blower | 4TTR6030B1 |  | 4CXCA024DC3 | 12.2 | 14.5 | Yes | Yes | 2015-03-13 |  | 0
FALSE | 4TTR6030B1 | 3522 | 7014007 | TRANE | 4TTR6030B1 | AC | Split System: Air-Cooled Condensing Unit, Coil with Blower | 4TTR6030B1 |  | 4CXCA024DC3 | 12.2 | 14.5 | Yes | Yes | 2015-03-13 |  | 0
FALSE | 4TTX6018H1 | 3491 | 7004648 | TRANE | 4TTX6018H1 | AC | Split System: Air-Cooled Condensing Unit, Coil with Blower | 4TTX6018H1 |  | 4NXCA024AC3 | 12.5 | 15 | Yes | Yes | 2015-03-13 |  | 1
FALSE | 4TTX6030H1 | 3530 | 7014071 | TRANE | 4TTX6030H1 | AC | Split System: Air-Cooled Condensing Unit, Coil with Blower | 4TTX6030H1 |  | 4CXCA024DC3 | 12.2 | 14.5 | Yes | Yes | 2015-03-13 |  | 0
FALSE | 4A7A7036A1 | 4207 | 6970553 | TRANE | 4TTX8036A1 | AC | Split System: Air-Cooled Condensing Unit, Coil with Blower | 4A7A7036A1 |  | *AM8C0C36V31+BAYCC24V | 13 | 18 | Yes | Yes | 2015-03-13 |  | 3
FALSE | 4A7A7024A1 | 4200 | 6970549 | TRANE | 4TTX8024A1 | AC | Split System: Air-Cooled Condensing Unit, Coil with Blower | 4A7A7024A1 |  | *AM8C0B30V21+BAYCC24V | 13.5 | 18 | Yes | Yes | 2015-03-13 |  | 3
FALSE | 4TTX6018H1 | 3491 | 6970307 | TRANE | 4TTX6018H1 | AC | Split System: Air-Cooled Condensing Unit, Coil with Blower | 4TTX6018H1 |  | *AM8C0A24V21+BAYCC24V | 13 | 16 | Yes | Yes | 2015-03-13 |  | 2
FALSE | 4TTX6024H1 | 3520 | 6970309 | TRANE | 4TTX6024H1 | AC | Split System: Air-Cooled Condensing Unit, Coil with Blower | 4TTX6024H1 |  | *AM8C0B30V21+BAYCC24V | 13 | 16 | Yes | Yes | 2015-03-13 |  | 2
FALSE | 4TTR6018B1 | 3489 | 7013956 | TRANE | 4TTR6018B1 | AC | Split System: Air-Cooled Condensing Unit, Coil with Blower | 4TTR6018B1 |  | 4CXCA018DC3 | 12.5 | 15 | Yes | Yes | 2015-03-13 |  | 1
FALSE | 4TTR6018B1 | 3489 | 7013967 | TRANE | 4TTR6018B1 | AC | Split System: Air-Cooled Condensing Unit, Coil with Blower | 4TTR6018B1 |  | 4CXCA024DC3 | 12.5 | 15 | Yes | Yes | 2015-03-13 |  | 1
FALSE | 4TTR6018B1 | 3489 | 7013966 | TRANE | 4TTR6018B1 | AC | Split System: Air-Cooled Condensing Unit, Coil with Blower | 4TTR6018B1 |  | 4CXCA024DC3 | 12 | 15 | Yes | Yes | 2015-03-13 |  | 0
FALSE | 4TTX6024H1 | 3520 | 7014036 | TRANE | 4TTX6024H1 | AC | Split System: Air-Cooled Condensing Unit, Coil with Blower | 4TTX6024H1 |  | 4CXCA024DC3 | 12.5 | 15 | Yes | Yes | 2015-03-13 |  | 1
FALSE | 4A7A7024A1 | 4200 | 7013680 | TRANE | 4TTX8024A1 | AC | Split System: Air-Cooled Condensing Unit, Coil with Blower | 4A7A7024A1 |  | 4NXCA024AC3 | 13 | 16 | Yes | Yes | 2015-03-13 |  | 2
FALSE | 4A7A7024A1 | 4200 | 7013682 | TRANE | 4TTX8024A1 | AC | Split System: Air-Cooled Condensing Unit, Coil with Blower | 4A7A7024A1 |  | 4NXCA024AC3 | 13 | 16 | Yes | Yes | 2015-03-13 |  | 2
FALSE | 4TTX6060H1 | 3708 | 6970323 | TRANE | 4TTX6060H1 | AC | Split System: Air-Cooled Condensing Unit, Coil with Blower | 4TTX6060H1 |  | *AM8C0C60V51+BAYCC24V | 12 | 14.5 | Yes | Yes | 2015-03-13 |  | 0
FALSE | 4TTX6049H1 | 3690 | 6970321 | TRANE | 4TTX6049H1 | AC | Split System: Air-Cooled Condensing Unit, Coil with Blower | 4TTX6049H1 |  | *AM8C0C42V31+BAYCC24V | 13 | 16 | Yes | Yes | 2015-03-13 |  | 2
FALSE | 4TTX6049H1 | 3690 | 6970322 | TRANE | 4TTX6049H1 | AC | Split System: Air-Cooled Condensing Unit, Coil with Blower | 4TTX6049H1 |  | *AM8C0C48V41+BAYCC24V | 13 | 16 | Yes | Yes | 2015-03-13 |  | 2
FALSE | 4TTR6018B1 | 3489 | 6970288 | TRANE | 4TTR6018B1 | AC | Split System: Air-Cooled Condensing Unit, Coil with Blower | 4TTR6018B1 |  | *AM8C0A24V21+BAYCC24V | 13 | 16 | Yes | Yes | 2015-03-13 |  | 2
FALSE | 4TTR6024B1 | 3503 | 6970289 | TRANE | 4TTR6024B1 | AC | Split System: Air-Cooled Condensing Unit, Coil with Blower | 4TTR6024B1 |  | *AM8C0A24V21+BAYCC24V | 13 | 16 | Yes | Yes | 2015-03-13 |  | 2
FALSE | 4TTR6024B1 | 3503 | 6970290 | TRANE | 4TTR6024B1 | AC | Split System: Air-Cooled Condensing Unit, Coil with Blower | 4TTR6024B1 |  | *AM8C0B30V21+BAYCC24V | 13 | 16 | Yes | Yes | 2015-03-13 |  | 2
FALSE | 4TTR6036B1 | 3674 | 6806040 | TRANE | 4TTR6036B1 | AC | Split System: Air-Cooled Condensing Unit, Coil with Blower | 4TTR6036B1 |  | 4TXCC049BC3 | 12.2 | 14.5 | Yes | Yes | 2015-03-13 |  | 0
FALSE | 4TTR6036B1 | 3674 | 6806038 | TRANE | 4TTR6036B1 | AC | Split System: Air-Cooled Condensing Unit, Coil with Blower | 4TTR6036B1 |  | 4TXCC049BC3 | 12.2 | 14.5 | Yes | Yes | 2015-03-13 |  | 0
FALSE | 4TTR6036B1 | 3674 | 6994795 | TRANE | 4TTR6036B1 | AC | Split System: Air-Cooled Condensing Unit, Coil with Blower | 4TTR6036B1 |  | 4TXCB004CC3 | 12.2 | 14.5 | Yes | Yes | 2015-03-13 |  | 0
FALSE | 4A7A7048A1 | 288 | 6873362 | TRANE | 4TTX8048A1 | AC | Split System: Air-Cooled Condensing Unit, Coil with Blower | 4A7A7048A1 |  | 4TXCB048BC3 | 12 | 15.25 | Yes | Yes | 2015-03-13 |  | 0
FALSE | 4TTX6030H1 | 3530 | 7004712 | TRANE | 4TTX6030H1 | AC | Split System: Air-Cooled Condensing Unit, Coil with Blower | 4TTX6030H1 |  | 4NXCA024AC3 | 12.2 | 14.5 | Yes | Yes | 2015-03-13 |  | 0
FALSE | 4TTX6030H1 | 3530 | 7004716 | TRANE | 4TTX6030H1 | AC | Split System: Air-Cooled Condensing Unit, Coil with Blower | 4TTX6030H1 |  | 4NXCA024AC3 | 12.2 | 14.5 | Yes | Yes | 2015-03-13 |  | 0
FALSE | 4TTX6030H1 | 3530 | 6886105 | TRANE | 4TTX6030H1 | AC | Split System: Air-Cooled Condensing Unit, Coil with Blower | 4TTX6030H1 |  | 4TXCC037BC3 | 12.5 | 14.75 | Yes | Yes | 2015-03-13 |  | 0
FALSE | 4TTR6030B1 | 3522 | 7004560 | TRANE | 4TTR6030B1 | AC | Split System: Air-Cooled Condensing Unit, Coil with Blower | 4TTR6030B1 |  | 4NXCA024AC3 | 12 | 14.5 | Yes | Yes | 2015-03-13 |  | 0
FALSE | 4TTR6030B1 | 3522 | 7004562 | TRANE | 4TTR6030B1 | AC | Split System: Air-Cooled Condensing Unit, Coil with Blower | 4TTR6030B1 |  | 4NXCA024AC3 | 12 | 14.5 | Yes | Yes | 2015-03-13 |  | 0
FALSE | 4TTR6018B1 | 3489 | 7004452 | TRANE | 4TTR6018B1 | AC | Split System: Air-Cooled Condensing Unit, Coil with Blower | 4TTR6018B1 |  | 4NXCA018AC3 | 12.5 | 15 | Yes | Yes | 2015-03-13 |  | 1
FALSE | 4TTR6018B1 | 3489 | 7004454 | TRANE | 4TTR6018B1 | AC | Split System: Air-Cooled Condensing Unit, Coil with Blower | 4TTR6018B1 |  | 4NXCA018AC3 | 12.5 | 15 | Yes | Yes | 2015-03-13 |  | 1
FALSE | 4TTX6024H1 | 3520 | 7014037 | TRANE | 4TTX6024H1 | AC | Split System: Air-Cooled Condensing Unit, Coil with Blower | 4TTX6024H1 |  | 4CXCA024DC3 | 12.5 | 15 | Yes | Yes | 2015-03-13 |  | 1
FALSE | 4TTR6018B1 | 3489 | 7013959 | TRANE | 4TTR6018B1 | AC | Split System: Air-Cooled Condensing Unit, Coil with Blower | 4TTR6018B1 |  | 4CXCA018DC3 | 12.5 | 15 | Yes | Yes | 2015-03-13 |  | 1
FALSE | 4TTR6018B1 | 3489 | 7013965 | TRANE | 4TTR6018B1 | AC | Split System: Air-Cooled Condensing Unit, Coil with Blower | 4TTR6018B1 |  | 4CXCA024DC3 | 12.5 | 15 | Yes | Yes | 2015-03-13 |  | 1
FALSE | 4TTX6018H1 | 3491 | 7014013 | TRANE | 4TTX6018H1 | AC | Split System: Air-Cooled Condensing Unit, Coil with Blower | 4TTX6018H1 |  | 4CXCA018DC3 | 12.5 | 15 | Yes | Yes | 2015-03-13 |  | 1
FALSE | 4TTX6018H1 | 3491 | 7014023 | TRANE | 4TTX6018H1 | AC | Split System: Air-Cooled Condensing Unit, Coil with Blower | 4TTX6018H1 |  | 4CXCA024DC3 | 12.5 | 15 | Yes | Yes | 2015-03-13 |  | 1
FALSE | 4TTR6024B1 | 3503 | 7013981 | TRANE | 4TTR6024B1 | AC | Split System: Air-Cooled Condensing Unit, Coil with Blower | 4TTR6024B1 |  | 4CXCA024DC3 | 12.2 | 15 | Yes | Yes | 2015-03-13 |  | 0
FALSE | 4TTR6024B1 | 3503 | 6805746 | TRANE | 4TTR6024B1 | AC | Split System: Air-Cooled Condensing Unit, Coil with Blower | 4TTR6024B1 |  | 4TXCC044BC3 | 13 | 16 | Yes | Yes | 2015-03-13 |  | 2
FALSE | 4TTR6024B1 | 3503 | 6805748 | TRANE | 4TTR6024B1 | AC | Split System: Air-Cooled Condensing Unit, Coil with Blower | 4TTR6024B1 |  | 4TXCC044BC3 | 13 | 16 | Yes | Yes | 2015-03-13 |  | 2
FALSE | 4TTR6024B1 | 3503 | 6805749 | TRANE | 4TTR6024B1 | AC | Split System: Air-Cooled Condensing Unit, Coil with Blower | 4TTR6024B1 |  | 4TXCD009CC3 | 13 | 16 | Yes | Yes | 2015-03-13 |  | 2
FALSE | 4TTR6030B1 | 3522 | 6805765 | TRANE | 4TTR6030B1 | AC | Split System: Air-Cooled Condensing Unit, Coil with Blower | 4TTR6030B1 |  | 4TXCB025BC3 | 12.5 | 14.5 | Yes | Yes | 2015-03-13 |  | 0
FALSE | 4TTR6030B1 | 3522 | 6805779 | TRANE | 4TTR6030B1 | AC | Split System: Air-Cooled Condensing Unit, Coil with Blower | 4TTR6030B1 |  | 4TXCB031BC3 | 12.5 | 14.5 | Yes | Yes | 2015-03-13 |  | 0
FALSE | 4TTR6030B1 | 3522 | 6805790 | TRANE | 4TTR6030B1 | AC | Split System: Air-Cooled Condensing Unit, Coil with Blower | 4TTR6030B1 |  | 4TXCB031BC3 | 12.5 | 15 | Yes | Yes | 2015-03-13 |  | 1
FALSE | 4TTR6030B1 | 3522 | 6805788 | TRANE | 4TTR6030B1 | AC | Split System: Air-Cooled Condensing Unit, Coil with Blower | 4TTR6030B1 |  | 4TXCB031BC3 | 12.5 | 15 | Yes | Yes | 2015-03-13 |  | 1
FALSE | 4TTR6030B1 | 3522 | 6805787 | TRANE | 4TTR6030B1 | AC | Split System: Air-Cooled Condensing Unit, Coil with Blower | 4TTR6030B1 |  | 4TXCB031BC3 | 12.5 | 15 | Yes | Yes | 2015-03-13 |  | 1
FALSE | 4TTR6042B1 | 3680 | 6806073 | TRANE | 4TTR6042B1 | AC | Split System: Air-Cooled Condensing Unit, Coil with Blower | 4TTR6042B1 |  | 4TXCB042BC3 | 12 | 14.5 | Yes | Yes | 2015-03-13 |  | 0
FALSE | 4TTR6042B1 | 3680 | 6806083 | TRANE | 4TTR6042B1 | AC | Split System: Air-Cooled Condensing Unit, Coil with Blower | 4TTR6042B1 |  | 4TXCB048BC3 | 12.5 | 15 | Yes | Yes | 2015-03-13 |  | 1
FALSE | 4TTR6042B1 | 3680 | 6806080 | TRANE | 4TTR6042B1 | AC | Split System: Air-Cooled Condensing Unit, Coil with Blower | 4TTR6042B1 |  | 4TXCB048BC3 | 12 | 14.5 | Yes | Yes | 2015-03-13 |  | 0
FALSE | 4TTR6042B1 | 3680 | 6806085 | TRANE | 4TTR6042B1 | AC | Split System: Air-Cooled Condensing Unit, Coil with Blower | 4TTR6042B1 |  | 4TXCB048BC3 | 12.2 | 14.5 | Yes | Yes | 2015-03-13 |  | 0
FALSE | 4TTR6049B1 | 3692 | 6806331 | TRANE | 4TTR6049B1 | AC | Split System: Air-Cooled Condensing Unit, Coil with Blower | 4TTR6049B1 |  | 4TXCD061BC3 | 13 | 16 | Yes | Yes | 2015-03-13 |  | 2
FALSE | 4TTR6049B1 | 3692 | 6806328 | TRANE | 4TTR6049B1 | AC | Split System: Air-Cooled Condensing Unit, Coil with Blower | 4TTR6049B1 |  | 4TXCD061BC3 | 13 | 16 | Yes | Yes | 2015-03-13 |  | 2
FALSE | 4TTR6024B1 | 3503 | 7004530 | TRANE | 4TTR6024B1 | AC | Split System: Air-Cooled Condensing Unit, Coil with Blower | 4TTR6024B1 |  | 4NXCA024AC3 | 12.2 | 15 | Yes | Yes | 2015-03-13 |  | 0
FALSE | 4TTR6024B1 | 3503 | 7004528 | TRANE | 4TTR6024B1 | AC | Split System: Air-Cooled Condensing Unit, Coil with Blower | 4TTR6024B1 |  | 4NXCA024AC3 | 12.2 | 15 | Yes | Yes | 2015-03-13 |  | 0
FALSE | 4TTR6024B1 | 3503 | 7004526 | TRANE | 4TTR6024B1 | AC | Split System: Air-Cooled Condensing Unit, Coil with Blower | 4TTR6024B1 |  | 4NXCA024AC3 | 12.2 | 15 | Yes | Yes | 2015-03-13 |  | 0
FALSE | 4TTR6024B1 | 3503 | 7004541 | TRANE | 4TTR6024B1 | AC | Split System: Air-Cooled Condensing Unit, Coil with Blower | 4TTR6024B1 |  | 4NXCA024AC3 | 12.2 | 15 | Yes | Yes | 2015-03-13 |  | 0
FALSE | 4TTR6024B1 | 3503 | 7004523 | TRANE | 4TTR6024B1 | AC | Split System: Air-Cooled Condensing Unit, Coil with Blower | 4TTR6024B1 |  | 4NXCA024AC3 | 12.2 | 15 | Yes | Yes | 2015-03-13 |  | 0
FALSE | 4TTR6024B1 | 3503 | 7004521 | TRANE | 4TTR6024B1 | AC | Split System: Air-Cooled Condensing Unit, Coil with Blower | 4TTR6024B1 |  | 4NXCA024AC3 | 12.2 | 15 | Yes | Yes | 2015-03-13 |  | 0
FALSE | 4TTR6018B1 | 3489 | 7004502 | TRANE | 4TTR6018B1 | AC | Split System: Air-Cooled Condensing Unit, Coil with Blower | 4TTR6018B1 |  | 4NXCA024AC3 | 12.5 | 15 | Yes | Yes | 2015-03-13 |  | 1
FALSE | 4TTR6018B1 | 3489 | 7004500 | TRANE | 4TTR6018B1 | AC | Split System: Air-Cooled Condensing Unit, Coil with Blower | 4TTR6018B1 |  | 4NXCA024AC3 | 12 | 15 | Yes | Yes | 2015-03-13 |  | 0
FALSE | 4TTR6018B1 | 3489 | 7004463 | TRANE | 4TTR6018B1 | AC | Split System: Air-Cooled Condensing Unit, Coil with Blower | 4TTR6018B1 |  | 4NXCA018AC3 | 12 | 15 | Yes | Yes | 2015-03-13 |  | 0
FALSE | 4TTR6030B1 | 3522 | 6805798 | TRANE | 4TTR6030B1 | AC | Split System: Air-Cooled Condensing Unit, Coil with Blower | 4TTR6030B1 |  | 4TXCB032BC3 | 12.5 | 15 | Yes | Yes | 2015-03-13 |  | 1
FALSE | 4TTR6030B1 | 3522 | 6805811 | TRANE | 4TTR6030B1 | AC | Split System: Air-Cooled Condensing Unit, Coil with Blower | 4TTR6030B1 |  | 4TXCB036BC3 | 12.5 | 15 | Yes | Yes | 2015-03-13 |  | 1
FALSE | 4TTR6030B1 | 3522 | 6805809 | TRANE | 4TTR6030B1 | AC | Split System: Air-Cooled Condensing Unit, Coil with Blower | 4TTR6030B1 |  | 4TXCB036BC3 | 12.5 | 15.5 | Yes | Yes | 2015-03-13 |  | 1
FALSE | 4TTR6042B1 | 3680 | 6806086 | TRANE | 4TTR6042B1 | AC | Split System: Air-Cooled Condensing Unit, Coil with Blower | 4TTR6042B1 |  | 4TXCC008CC3 | 12.5 | 15 | Yes | Yes | 2015-03-13 |  | 1
FALSE | 4TTR6042B1 | 3680 | 6806094 | TRANE | 4TTR6042B1 | AC | Split System: Air-Cooled Condensing Unit, Coil with Blower | 4TTR6042B1 |  | 4TXCC037BC3 | 12 | 14.5 | Yes | Yes | 2015-03-13 |  | 0
FALSE | 4TTR6042B1 | 3680 | 6806093 | TRANE | 4TTR6042B1 | AC | Split System: Air-Cooled Condensing Unit, Coil with Blower | 4TTR6042B1 |  | 4TXCC037BC3 | 12.5 | 15 | Yes | Yes | 2015-03-13 |  | 1
FALSE | 4TTR6042B1 | 3680 | 6806099 | TRANE | 4TTR6042B1 | AC | Split System: Air-Cooled Condensing Unit, Coil with Blower | 4TTR6042B1 |  | 4TXCC037BC3 | 12.5 | 15 | Yes | Yes | 2015-03-13 |  | 1
FALSE | 4TTR6049B1 | 3692 | 6806339 | TRANE | 4TTR6049B1 | AC | Split System: Air-Cooled Condensing Unit, Coil with Blower | 4TTR6049B1 |  | 4TXCD063BC3 | 13 | 16 | Yes | Yes | 2015-03-13 |  | 2
FALSE | 4TTR6049B1 | 3692 | 6806341 | TRANE | 4TTR6049B1 | AC | Split System: Air-Cooled Condensing Unit, Coil with Blower | 4TTR6049B1 |  | 4TXCD063BC3 | 13 | 16 | Yes | Yes | 2015-03-13 |  | 2
FALSE | 4TTR6049B1 | 3692 | 6806342 | TRANE | 4TTR6049B1 | AC | Split System: Air-Cooled Condensing Unit, Coil with Blower | 4TTR6049B1 |  | 4TXCD063BC3 | 13 | 16 | Yes | Yes | 2015-03-13 |  | 2
FALSE | 4TTR6049B1 | 3692 | 6806343 | TRANE | 4TTR6049B1 | AC | Split System: Air-Cooled Condensing Unit, Coil with Blower | 4TTR6049B1 |  | 4TXCD063BC3 | 13 | 16 | Yes | Yes | 2015-03-13 |  | 2
FALSE | 4TTR6049B1 | 3692 | 6806344 | TRANE | 4TTR6049B1 | AC | Split System: Air-Cooled Condensing Unit, Coil with Blower | 4TTR6049B1 |  | 4TXCD063BC3 | 13 | 16 | Yes | Yes | 2015-03-13 |  | 2
FALSE | 4TTR6049B1 | 3692 | 6806345 | TRANE | 4TTR6049B1 | AC | Split System: Air-Cooled Condensing Unit, Coil with Blower | 4TTR6049B1 |  | 4TXCD063BC3 | 13 | 16 | Yes | Yes | 2015-03-13 |  | 2
FALSE | 4TTR6049B1 | 3692 | 6806346 | TRANE | 4TTR6049B1 | AC | Split System: Air-Cooled Condensing Unit, Coil with Blower | 4TTR6049B1 |  | 4TXCD063BC3 | 13 | 16 | Yes | Yes | 2015-03-13 |  | 2
FALSE | 4TTR6049B1 | 3692 | 6806334 | TRANE | 4TTR6049B1 | AC | Split System: Air-Cooled Condensing Unit, Coil with Blower | 4TTR6049B1 |  | 4TXCD063BC3 | 13 | 16 | Yes | Yes | 2015-03-13 |  | 2
FALSE | 4TTR6049B1 | 3692 | 6806336 | TRANE | 4TTR6049B1 | AC | Split System: Air-Cooled Condensing Unit, Coil with Blower | 4TTR6049B1 |  | 4TXCD063BC3 | 13 | 16 | Yes | Yes | 2015-03-13 |  | 2
FALSE | 4TTR6030B1 | 3522 | 6805819 | TRANE | 4TTR6030B1 | AC | Split System: Air-Cooled Condensing Unit, Coil with Blower | 4TTR6030B1 |  | 4TXCB042BC3 | 12.5 | 15 | Yes | Yes | 2015-03-13 |  | 1
FALSE | 4TTR6030B1 | 3522 | 6805821 | TRANE | 4TTR6030B1 | AC | Split System: Air-Cooled Condensing Unit, Coil with Blower | 4TTR6030B1 |  | 4TXCB042BC3 | 12.5 | 15.5 | Yes | Yes | 2015-03-13 |  | 1
FALSE | 4TTR6030B1 | 3522 | 6805830 | TRANE | 4TTR6030B1 | AC | Split System: Air-Cooled Condensing Unit, Coil with Blower | 4TTR6030B1 |  | 4TXCB042BC3 | 12.5 | 14.5 | Yes | Yes | 2015-03-13 |  | 0
FALSE | 4TTR6030B1 | 3522 | 6805829 | TRANE | 4TTR6030B1 | AC | Split System: Air-Cooled Condensing Unit, Coil with Blower | 4TTR6030B1 |  | 4TXCB042BC3 | 12.5 | 14.5 | Yes | Yes | 2015-03-13 |  | 0
FALSE | 4TTR6030B1 | 3522 | 6805827 | TRANE | 4TTR6030B1 | AC | Split System: Air-Cooled Condensing Unit, Coil with Blower | 4TTR6030B1 |  | 4TXCB042BC3 | 12.5 | 14.5 | Yes | Yes | 2015-03-13 |  | 0
FALSE | 4TTR6030B1 | 3522 | 6805826 | TRANE | 4TTR6030B1 | AC | Split System: Air-Cooled Condensing Unit, Coil with Blower | 4TTR6030B1 |  | 4TXCB042BC3 | 12.5 | 15 | Yes | Yes | 2015-03-13 |  | 1
FALSE | 4TTR6042B1 | 3680 | 6806106 | TRANE | 4TTR6042B1 | AC | Split System: Air-Cooled Condensing Unit, Coil with Blower | 4TTR6042B1 |  | 4TXCC043BC3 | 12 | 14.5 | Yes | Yes | 2015-03-13 |  | 0
FALSE | 4TTR6042B1 | 3680 | 6806105 | TRANE | 4TTR6042B1 | AC | Split System: Air-Cooled Condensing Unit, Coil with Blower | 4TTR6042B1 |  | 4TXCC043BC3 | 12.5 | 15 | Yes | Yes | 2015-03-13 |  | 1
FALSE | 4TTR6042B1 | 3680 | 6806112 | TRANE | 4TTR6042B1 | AC | Split System: Air-Cooled Condensing Unit, Coil with Blower | 4TTR6042B1 |  | 4TXCC043BC3 | 12.5 | 15 | Yes | Yes | 2015-03-13 |  | 1
FALSE | 4TTR6049B1 | 3692 | 6806337 | TRANE | 4TTR6049B1 | AC | Split System: Air-Cooled Condensing Unit, Coil with Blower | 4TTR6049B1 |  | 4TXCD063BC3 | 13 | 16 | Yes | Yes | 2015-03-13 |  | 2
FALSE | 4TTR6049B1 | 3692 | 6806347 | TRANE | 4TTR6049B1 | AC | Split System: Air-Cooled Condensing Unit, Coil with Blower | 4TTR6049B1 |  | 4TXCD064BC3 | 13 | 16 | Yes | Yes | 2015-03-13 |  | 2
FALSE | 4TTR6049B1 | 3692 | 6806349 | TRANE | 4TTR6049B1 | AC | Split System: Air-Cooled Condensing Unit, Coil with Blower | 4TTR6049B1 |  | 4TXCD064BC3 | 13 | 16 | Yes | Yes | 2015-03-13 |  | 2
FALSE | 4TTX6024H1 | 3520 | 7014038 | TRANE | 4TTX6024H1 | AC | Split System: Air-Cooled Condensing Unit, Coil with Blower | 4TTX6024H1 |  | 4CXCA024DC3 | 12.5 | 15 | Yes | Yes | 2015-03-13 |  | 1
FALSE | 4A7A7024A1 | 4200 | 7013663 | TRANE | 4TTX8024A1 | AC | Split System: Air-Cooled Condensing Unit, Coil with Blower | 4A7A7024A1 |  | 4CXCA024DC3 | 13 | 16 | Yes | Yes | 2015-03-13 |  | 2
FALSE | 4TTX6018H1 | 3491 | 7004637 | TRANE | 4TTX6018H1 | AC | Split System: Air-Cooled Condensing Unit, Coil with Blower | 4TTX6018H1 |  | 4NXCA024AC3 | 13 | 16 | Yes | Yes | 2015-03-13 |  | 2
FALSE | 4TTX6018H1 | 3491 | 7004635 | TRANE | 4TTX6018H1 | AC | Split System: Air-Cooled Condensing Unit, Coil with Blower | 4TTX6018H1 |  | 4NXCA024AC3 | 13 | 16 | Yes | Yes | 2015-03-13 |  | 2
FALSE | 4TTX6030H1 | 3530 | 7004738 | TRANE | 4TTX6030H1 | AC | Split System: Air-Cooled Condensing Unit, Coil with Blower | 4TTX6030H1 |  | 4NXCA024AC3 | 12.2 | 14.5 | Yes | Yes | 2015-03-13 |  | 0
FALSE | 4TTX6030H1 | 3530 | 7004740 | TRANE | 4TTX6030H1 | AC | Split System: Air-Cooled Condensing Unit, Coil with Blower | 4TTX6030H1 |  | 4NXCA024AC3 | 12.2 | 14.5 | Yes | Yes | 2015-03-13 |  | 0
FALSE | 4TTR6030B1 | 3522 | 7004583 | TRANE | 4TTR6030B1 | AC | Split System: Air-Cooled Condensing Unit, Coil with Blower | 4TTR6030B1 |  | 4NXCA024AC3 | 12.2 | 14.75 | Yes | Yes | 2015-03-13 |  | 0
FALSE | 4TTR6030B1 | 3522 | 7004587 | TRANE | 4TTR6030B1 | AC | Split System: Air-Cooled Condensing Unit, Coil with Blower | 4TTR6030B1 |  | 4NXCA024AC3 | 12.2 | 15 | Yes | Yes | 2015-03-13 |  | 0
FALSE | 4TTX6024H1 | 3520 | 7004688 | TRANE | 4TTX6024H1 | AC | Split System: Air-Cooled Condensing Unit, Coil with Blower | 4TTX6024H1 |  | 4NXCA024AC3 | 12.5 | 15 | Yes | Yes | 2015-03-13 |  | 1
FALSE | 4TTX6030H1 | 3530 | 7004742 | TRANE | 4TTX6030H1 | AC | Split System: Air-Cooled Condensing Unit, Coil with Blower | 4TTX6030H1 |  | 4NXCA024AC3 | 12 | 14.5 | Yes | Yes | 2015-03-13 |  | 0
FALSE | 4TTX6030H1 | 3530 | 7004743 | TRANE | 4TTX6030H1 | AC | Split System: Air-Cooled Condensing Unit, Coil with Blower | 4TTX6030H1 |  | 4NXCA024AC3 | 12.2 | 14.5 | Yes | Yes | 2015-03-13 |  | 0
FALSE | 4TTR6030B1 | 3522 | 7004588 | TRANE | 4TTR6030B1 | AC | Split System: Air-Cooled Condensing Unit, Coil with Blower | 4TTR6030B1 |  | 4NXCA024AC3 | 12.2 | 14.5 | Yes | Yes | 2015-03-13 |  | 0
FALSE | 4TTR6024B1 | 3503 | 7004513 | TRANE | 4TTR6024B1 | AC | Split System: Air-Cooled Condensing Unit, Coil with Blower | 4TTR6024B1 |  | 4NXCA024AC3 | 12.2 | 15 | Yes | Yes | 2015-03-13 |  | 0
FALSE | 4TTX6018H1 | 3491 | 7004603 | TRANE | 4TTX6018H1 | AC | Split System: Air-Cooled Condensing Unit, Coil with Blower | 4TTX6018H1 |  | 4NXCA018AC3 | 12.5 | 15 | Yes | Yes | 2015-03-13 |  | 1
FALSE | 4TTR6030B1 | 3522 | 7013986 | TRANE | 4TTR6030B1 | AC | Split System: Air-Cooled Condensing Unit, Coil with Blower | 4TTR6030B1 |  | 4CXCA024DC3 | 12.2 | 14.5 | Yes | Yes | 2015-03-13 |  | 0
FALSE | 4TTX6030H1 | 3530 | 7014047 | TRANE | 4TTX6030H1 | AC | Split System: Air-Cooled Condensing Unit, Coil with Blower | 4TTX6030H1 |  | 4CXCA024DC3 | 12.2 | 14.5 | Yes | Yes | 2015-03-13 |  | 0
FALSE | 4TTX6030H1 | 3530 | 7014048 | TRANE | 4TTX6030H1 | AC | Split System: Air-Cooled Condensing Unit, Coil with Blower | 4TTX6030H1 |  | 4CXCA024DC3 | 12 | 14.5 | Yes | Yes | 2015-03-13 |  | 0
FALSE | 4TTR6024B1 | 3503 | 7004511 | TRANE | 4TTR6024B1 | AC | Split System: Air-Cooled Condensing Unit, Coil with Blower | 4TTR6024B1 |  | 4NXCA024AC3 | 12.2 | 15 | Yes | Yes | 2015-03-13 |  | 0
FALSE | 4TTX6030H1 | 3530 | 7014049 | TRANE | 4TTX6030H1 | AC | Split System: Air-Cooled Condensing Unit, Coil with Blower | 4TTX6030H1 |  | 4CXCA024DC3 | 12.2 | 14.5 | Yes | Yes | 2015-03-13 |  | 0
FALSE | 4TTR6018B1 | 3489 | 7004483 | TRANE | 4TTR6018B1 | AC | Split System: Air-Cooled Condensing Unit, Coil with Blower | 4TTR6018B1 |  | 4NXCA024AC3 | 12.5 | 15 | Yes | Yes | 2015-03-13 |  | 1
FALSE | 4TTR6030B1 | 3522 | 6805853 | TRANE | 4TTR6030B1 | AC | Split System: Air-Cooled Condensing Unit, Coil with Blower | 4TTR6030B1 |  | 4TXCC037BC3 | 12.5 | 15.5 | Yes | Yes | 2015-03-13 |  | 1
FALSE | 4TTR6030B1 | 3522 | 6805858 | TRANE | 4TTR6030B1 | AC | Split System: Air-Cooled Condensing Unit, Coil with Blower | 4TTR6030B1 |  | 4TXCC037BC3 | 12.5 | 14.5 | Yes | Yes | 2015-03-13 |  | 0
FALSE | 4TTR6030B1 | 3522 | 6805866 | TRANE | 4TTR6030B1 | AC | Split System: Air-Cooled Condensing Unit, Coil with Blower | 4TTR6030B1 |  | 4TXCC037BC3 | 12.5 | 14.5 | Yes | Yes | 2015-03-13 |  | 0
FALSE | 4TTX6024H1 | 3520 | 7014034 | TRANE | 4TTX6024H1 | AC | Split System: Air-Cooled Condensing Unit, Coil with Blower | 4TTX6024H1 |  | 4CXCA024DC3 | 12.5 | 15 | Yes | Yes | 2015-03-13 |  | 1
FALSE | 4TTR6030B1 | 3522 | 6805884 | TRANE | 4TTR6030B1 | AC | Split System: Air-Cooled Condensing Unit, Coil with Blower | 4TTR6030B1 |  | 4TXCC043BC3 | 12.5 | 14.5 | Yes | Yes | 2015-03-13 |  | 0
FALSE | 4TTR6030B1 | 3522 | 6805881 | TRANE | 4TTR6030B1 | AC | Split System: Air-Cooled Condensing Unit, Coil with Blower | 4TTR6030B1 |  | 4TXCC043BC3 | 12.5 | 14.5 | Yes | Yes | 2015-03-13 |  | 0
FALSE | 4TTR6030B1 | 3522 | 6805879 | TRANE | 4TTR6030B1 | AC | Split System: Air-Cooled Condensing Unit, Coil with Blower | 4TTR6030B1 |  | 4TXCC043BC3 | 12.5 | 15 | Yes | Yes | 2015-03-13 |  | 1
FALSE | 4TTR6030B1 | 3522 | 6805886 | TRANE | 4TTR6030B1 | AC | Split System: Air-Cooled Condensing Unit, Coil with Blower | 4TTR6030B1 |  | 4TXCC043BC3 | 13 | 15.25 | Yes | Yes | 2015-03-13 |  | 1
FALSE | 4TTR6030B1 | 3522 | 6805876 | TRANE | 4TTR6030B1 | AC | Split System: Air-Cooled Condensing Unit, Coil with Blower | 4TTR6030B1 |  | 4TXCC043BC3 | 13 | 15.25 | Yes | Yes | 2015-03-13 |  | 1
FALSE | 4TTR6030B1 | 3522 | 6805894 | TRANE | 4TTR6030B1 | AC | Split System: Air-Cooled Condensing Unit, Coil with Blower | 4TTR6030B1 |  | 4TXCC044BC3 | 13 | 16 | Yes | Yes | 2015-03-13 |  | 2
FALSE | 4TTR6030B1 | 3522 | 6805896 | TRANE | 4TTR6030B1 | AC | Split System: Air-Cooled Condensing Unit, Coil with Blower | 4TTR6030B1 |  | 4TXCC044BC3 | 12.5 | 15 | Yes | Yes | 2015-03-13 |  | 1
FALSE | 4TTR6042B1 | 3680 | 6806151 | TRANE | 4TTR6042B1 | AC | Split System: Air-Cooled Condensing Unit, Coil with Blower | 4TTR6042B1 |  | 4TXCD050BC3 | 12.5 | 15 | Yes | Yes | 2015-03-13 |  | 1
FALSE | 4TTR6042B1 | 3680 | 6806154 | TRANE | 4TTR6042B1 | AC | Split System: Air-Cooled Condensing Unit, Coil with Blower | 4TTR6042B1 |  | 4TXCD050BC3 | 12.5 | 15 | Yes | Yes | 2015-03-13 |  | 1
FALSE | 4TTR6030B1 | 3522 | 7004590 | TRANE | 4TTR6030B1 | AC | Split System: Air-Cooled Condensing Unit, Coil with Blower | 4TTR6030B1 |  | 4NXCA024AC3 | 12.2 | 15 | Yes | Yes | 2015-03-13 |  | 0
FALSE | 4TTX6024H1 | 3520 | 7004697 | TRANE | 4TTX6024H1 | AC | Split System: Air-Cooled Condensing Unit, Coil with Blower | 4TTX6024H1 |  | 4NXCA024AC3 | 12.2 | 14.5 | Yes | Yes | 2015-03-13 |  | 0
FALSE | 4TTR6030B1 | 3522 | 7004592 | TRANE | 4TTR6030B1 | AC | Split System: Air-Cooled Condensing Unit, Coil with Blower | 4TTR6030B1 |  | 4NXCA024AC3 | 12.2 | 14.5 | Yes | Yes | 2015-03-13 |  | 0
FALSE | 4TTR6030B1 | 3522 | 7004596 | TRANE | 4TTR6030B1 | AC | Split System: Air-Cooled Condensing Unit, Coil with Blower | 4TTR6030B1 |  | 4NXCA024AC3 | 12.2 | 14.5 | Yes | Yes | 2015-03-13 |  | 0
FALSE | 4TTX6024H1 | 3520 | 7014033 | TRANE | 4TTX6024H1 | AC | Split System: Air-Cooled Condensing Unit, Coil with Blower | 4TTX6024H1 |  | 4CXCA024DC3 | 12.5 | 15 | Yes | Yes | 2015-03-13 |  | 1
FALSE | 4TTX6024H1 | 3520 | 7014032 | TRANE | 4TTX6024H1 | AC | Split System: Air-Cooled Condensing Unit, Coil with Blower | 4TTX6024H1 |  | 4CXCA024DC3 | 12.5 | 15 | Yes | Yes | 2015-03-13 |  | 1
FALSE | 4TTX6024H1 | 3520 | 7014030 | TRANE | 4TTX6024H1 | AC | Split System: Air-Cooled Condensing Unit, Coil with Blower | 4TTX6024H1 |  | 4CXCA024DC3 | 12 | 15 | Yes | Yes | 2015-03-13 |  | 0
FALSE | 4TTX6024H1 | 3520 | 7014039 | TRANE | 4TTX6024H1 | AC | Split System: Air-Cooled Condensing Unit, Coil with Blower | 4TTX6024H1 |  | 4CXCA024DC3 | 12.5 | 15 | Yes | Yes | 2015-03-13 |  | 1
FALSE | 4TTR6018B1 | 3489 | 7013958 | TRANE | 4TTR6018B1 | AC | Split System: Air-Cooled Condensing Unit, Coil with Blower | 4TTR6018B1 |  | 4CXCA018DC3 | 12.5 | 15 | Yes | Yes | 2015-03-13 |  | 1
FALSE | 4TTR6018B1 | 3489 | 7013971 | TRANE | 4TTR6018B1 | AC | Split System: Air-Cooled Condensing Unit, Coil with Blower | 4TTR6018B1 |  | 4CXCA024DC3 | 12.5 | 15 | Yes | Yes | 2015-03-13 |  | 1
FALSE | 4TTR6036B1 | 3674 | 6805935 | TRANE | 4TTR6036B1 | AC | Split System: Air-Cooled Condensing Unit, Coil with Blower | 4TTR6036B1 |  | 4TXCB032BC3 | 12.2 | 14.5 | Yes | Yes | 2015-03-13 |  | 0
FALSE | 4TTR6048B1 | 3695 | 6806167 | TRANE | 4TTR6048B1 | AC | Split System: Air-Cooled Condensing Unit, Coil with Blower | 4TTR6048B1 |  | 4TXCC043BC3 | 12 | 14.5 | Yes | Yes | 2015-03-13 |  | 0
FALSE | 4TTR6048B1 | 3695 | 6806169 | TRANE | 4TTR6048B1 | AC | Split System: Air-Cooled Condensing Unit, Coil with Blower | 4TTR6048B1 |  | 4TXCC043BC3 | 12 | 14.5 | Yes | Yes | 2015-03-13 |  | 0
FALSE | 4TTR6048B1 | 3695 | 6806175 | TRANE | 4TTR6048B1 | AC | Split System: Air-Cooled Condensing Unit, Coil with Blower | 4TTR6048B1 |  | 4TXCC044BC3 | 12 | 14.5 | Yes | Yes | 2015-03-13 |  | 0
FALSE | 4TTR6048B1 | 3695 | 6806174 | TRANE | 4TTR6048B1 | AC | Split System: Air-Cooled Condensing Unit, Coil with Blower | 4TTR6048B1 |  | 4TXCC044BC3 | 12.5 | 15 | Yes | Yes | 2015-03-13 |  | 1
FALSE | 4TTR6048B1 | 3695 | 6806180 | TRANE | 4TTR6048B1 | AC | Split System: Air-Cooled Condensing Unit, Coil with Blower | 4TTR6048B1 |  | 4TXCC044BC3 | 12 | 14.75 | Yes | Yes | 2015-03-13 |  | 0
FALSE | 4TTR6048B1 | 3695 | 6885311 | TRANE | 4TTR6048B1 | AC | Split System: Air-Cooled Condensing Unit, Coil with Blower | 4TTR6048B1 |  | *AM7B0C60H51 | 12.5 | 15.75 | Yes | Yes | 2015-03-13 |  | 1
FALSE | 4A7A7060A1 | 289 | 7015011 | TRANE | 4TTX8060A1 | AC | Split System: Air-Cooled Condensing Unit, Coil with Blower | 4A7A7060A1 |  | 4TXFH063CZ3 | 12 | 15.5 | Yes | Yes | 2015-03-13 |  | 0
FALSE | 4A7A7060A1 | 289 | 7015015 | TRANE | 4TTX8060A1 | AC | Split System: Air-Cooled Condensing Unit, Coil with Blower | 4A7A7060A1 |  | 4TXFH063CZ3 | 12 | 15.5 | Yes | Yes | 2015-03-13 |  | 0
FALSE | 4TTR6036B1 | 3674 | 7017943 | TRANE | 4TTR6036B1 | AC | Split System: Air-Cooled Condensing Unit, Coil with Blower | 4TTR6036B1 |  | 4NXCB031AC3 | 12.2 | 14.75 | Yes | Yes | 2015-03-13 |  | 0
FALSE | 4TTR6036B1 | 3674 | 7017945 | TRANE | 4TTR6036B1 | AC | Split System: Air-Cooled Condensing Unit, Coil with Blower | 4TTR6036B1 |  | 4NXCB036AC3 | 12.5 | 15.5 | Yes | Yes | 2015-03-13 |  | 1
FALSE | 4TTR6036B1 | 3674 | 7017946 | TRANE | 4TTR6036B1 | AC | Split System: Air-Cooled Condensing Unit, Coil with Blower | 4TTR6036B1 |  | 4NXCB036AC3 | 12.5 | 15.5 | Yes | Yes | 2015-03-13 |  | 1
FALSE | 4TTR6036B1 | 3674 | 7017948 | TRANE | 4TTR6036B1 | AC | Split System: Air-Cooled Condensing Unit, Coil with Blower | 4TTR6036B1 |  | 4NXCB036AC3 | 12.5 | 15 | Yes | Yes | 2015-03-13 |  | 1
FALSE | 4TTR6036B1 | 3674 | 7017950 | TRANE | 4TTR6036B1 | AC | Split System: Air-Cooled Condensing Unit, Coil with Blower | 4TTR6036B1 |  | 4NXCB036AC3 | 12.5 | 15 | Yes | Yes | 2015-03-13 |  | 1
FALSE | 4A7A7036A1 | 4207 | 7019218 | TRANE | 4TTX8036A1 | AC | Split System: Air-Cooled Condensing Unit, Coil with Blower | 4A7A7036A1 |  | 4NXCB036AC3 | 12.2 | 16.25 | Yes | Yes | 2015-03-13 |  | 0
FALSE | 4A7A7048A1 | 288 | 7019230 | TRANE | 4TTX8048A1 | AC | Split System: Air-Cooled Condensing Unit, Coil with Blower | 4A7A7048A1 |  | 4NXCD063BC3 | 13 | 16.5 | Yes | Yes | 2015-03-13 |  | 2
FALSE | 4TTR6018B1 | 3489 | 7015704 | TRANE | 4TTR6018B1 | AC | Split System: Air-Cooled Condensing Unit, Coil with Blower | 4TTR6018B1 |  | 4TXFH033CC3 | 13 | 15.5 | Yes | Yes | 2015-03-13 |  | 1
FALSE | 4A7A7036A1 | 4207 | 7014734 | TRANE | 4TTX8036A1 | AC | Split System: Air-Cooled Condensing Unit, Coil with Blower | 4A7A7036A1 |  | 4TXCC007CC3 | 12.5 | 17.25 | Yes | Yes | 2015-03-13 |  | 1
FALSE | 4A7A7036A1 | 4207 | 7014738 | TRANE | 4TTX8036A1 | AC | Split System: Air-Cooled Condensing Unit, Coil with Blower | 4A7A7036A1 |  | 4TXCC037BC3 | 12 | 16 | Yes | Yes | 2015-03-13 |  | 0
FALSE | 4A7A7060A1 | 289 | 7019234 | TRANE | 4TTX8060A1 | AC | Split System: Air-Cooled Condensing Unit, Coil with Blower | 4A7A7060A1 |  | 4NXCD063BC3 | 12 | 15.75 | Yes | Yes | 2015-03-13 |  | 0
FALSE | 4TTX6018H1 | 3491 | 7017977 | TRANE | 4TTX6018H1 | AC | Split System: Air-Cooled Condensing Unit, Coil with Blower | 4TTX6018H1 |  | 4TXCB025BC3 | 13 | 16 | Yes | Yes | 2015-03-13 |  | 2
FALSE | 4TTX6018H1 | 3491 | 7017978 | TRANE | 4TTX6018H1 | AC | Split System: Air-Cooled Condensing Unit, Coil with Blower | 4TTX6018H1 |  | 4TXCB031BC3 | 13 | 16 | Yes | Yes | 2015-03-13 |  | 2
FALSE | 4TTX6018H1 | 3491 | 7017979 | TRANE | 4TTX6018H1 | AC | Split System: Air-Cooled Condensing Unit, Coil with Blower | 4TTX6018H1 |  | 4TXFH033CC3 | 13 | 15 | Yes | Yes | 2015-03-13 |  | 1
FALSE | 4TTR6018B1 | 3489 | 7015707 | TRANE | 4TTR6018B1 | AC | Split System: Air-Cooled Condensing Unit, Coil with Blower | 4TTR6018B1 |  | 4TXFH036CZ3 | 13 | 16 | Yes | Yes | 2015-03-13 |  | 2
FALSE | 4TTR6024B1 | 3503 | 7015709 | TRANE | 4TTR6024B1 | AC | Split System: Air-Cooled Condensing Unit, Coil with Blower | 4TTR6024B1 |  | 4TXFH033CC3 | 13 | 15 | Yes | Yes | 2015-03-13 |  | 1
FALSE | 4TTR6024B1 | 3503 | 7015711 | TRANE | 4TTR6024B1 | AC | Split System: Air-Cooled Condensing Unit, Coil with Blower | 4TTR6024B1 |  | 4TXFH036CZ3 | 14 | 16.5 | Yes | Yes | 2015-03-13 |  | 2
FALSE | 4TTR6024B1 | 3503 | 7015716 | TRANE | 4TTR6024B1 | AC | Split System: Air-Cooled Condensing Unit, Coil with Blower | 4TTR6024B1 |  | 4TXFH041CC3 | 13.5 | 16 | Yes | Yes | 2015-03-13 |  | 2
FALSE | 4TTR6024B1 | 3503 | 7015715 | TRANE | 4TTR6024B1 | AC | Split System: Air-Cooled Condensing Unit, Coil with Blower | 4TTR6024B1 |  | 4TXFH041CC3 | 13 | 16 | Yes | Yes | 2015-03-13 |  | 2
FALSE | 4TTR6024B1 | 3503 | 7015717 | TRANE | 4TTR6024B1 | AC | Split System: Air-Cooled Condensing Unit, Coil with Blower | 4TTR6024B1 |  | 4TXFH041CC3 | 13.5 | 16 | Yes | Yes | 2015-03-13 |  | 2
FALSE | 4TTR6024B1 | 3503 | 7015718 | TRANE | 4TTR6024B1 | AC | Split System: Air-Cooled Condensing Unit, Coil with Blower | 4TTR6024B1 |  | 4TXFH041CC3 | 13.5 | 16 | Yes | Yes | 2015-03-13 |  | 2
FALSE | 4A7A7036A1 | 4207 | 7014768 | TRANE | 4TTX8036A1 | AC | Split System: Air-Cooled Condensing Unit, Coil with Blower | 4A7A7036A1 |  | 4TXCC044BC3 | 12 | 16.5 | Yes | Yes | 2015-03-13 |  | 0
FALSE | 4A7A7036A1 | 4207 | 7014780 | TRANE | 4TTX8036A1 | AC | Split System: Air-Cooled Condensing Unit, Coil with Blower | 4A7A7036A1 |  | 4TXCC049BC3 | 12 | 16.25 | Yes | Yes | 2015-03-13 |  | 0
FALSE | 4TTR6030B1 | 3522 | 7013988 | TRANE | 4TTR6030B1 | AC | Split System: Air-Cooled Condensing Unit, Coil with Blower | 4TTR6030B1 |  | 4CXCA024DC3 | 12.2 | 14.5 | Yes | Yes | 2015-03-13 |  | 0
FALSE | 4TTR6030B1 | 3522 | 7013989 | TRANE | 4TTR6030B1 | AC | Split System: Air-Cooled Condensing Unit, Coil with Blower | 4TTR6030B1 |  | 4CXCA024DC3 | 12.2 | 14.5 | Yes | Yes | 2015-03-13 |  | 0
FALSE | 4TTR6030B1 | 3522 | 7013990 | TRANE | 4TTR6030B1 | AC | Split System: Air-Cooled Condensing Unit, Coil with Blower | 4TTR6030B1 |  | 4CXCA024DC3 | 12.2 | 14.5 | Yes | Yes | 2015-03-13 |  | 0
FALSE | 4TTX6030H1 | 3530 | 7014056 | TRANE | 4TTX6030H1 | AC | Split System: Air-Cooled Condensing Unit, Coil with Blower | 4TTX6030H1 |  | 4CXCA024DC3 | 12.2 | 14.5 | Yes | Yes | 2015-03-13 |  | 0
FALSE | 4TTR6030B1 | 3522 | 7013992 | TRANE | 4TTR6030B1 | AC | Split System: Air-Cooled Condensing Unit, Coil with Blower | 4TTR6030B1 |  | 4CXCA024DC3 | 12.2 | 14.5 | Yes | Yes | 2015-03-13 |  | 0
FALSE | 4TTR6036B1 | 3674 | 7015738 | TRANE | 4TTR6036B1 | AC | Split System: Air-Cooled Condensing Unit, Coil with Blower | 4TTR6036B1 |  | 4TXFH036CZ3 | 13 | 16 | Yes | Yes | 2015-03-13 |  | 2
FALSE | 4TTR6036B1 | 3674 | 7015739 | TRANE | 4TTR6036B1 | AC | Split System: Air-Cooled Condensing Unit, Coil with Blower | 4TTR6036B1 |  | 4TXFH036CZ3 | 12.5 | 15 | Yes | Yes | 2015-03-13 |  | 1
FALSE | 4TTR6036B1 | 3674 | 7015740 | TRANE | 4TTR6036B1 | AC | Split System: Air-Cooled Condensing Unit, Coil with Blower | 4TTR6036B1 |  | 4TXFH036CZ3 | 12.5 | 15 | Yes | Yes | 2015-03-13 |  | 1
FALSE | 4TTR6036B1 | 3674 | 7015741 | TRANE | 4TTR6036B1 | AC | Split System: Air-Cooled Condensing Unit, Coil with Blower | 4TTR6036B1 |  | 4TXFH036CZ3 | 12.2 | 15 | Yes | Yes | 2015-03-13 |  | 0
FALSE | 4TTR6036B1 | 3674 | 7015734 | TRANE | 4TTR6036B1 | AC | Split System: Air-Cooled Condensing Unit, Coil with Blower | 4TTR6036B1 |  | 4TXFH036CZ3 | 13 | 15.5 | Yes | Yes | 2015-03-13 |  | 1
FALSE | 4TTR6036B1 | 3674 | 7015735 | TRANE | 4TTR6036B1 | AC | Split System: Air-Cooled Condensing Unit, Coil with Blower | 4TTR6036B1 |  | 4TXFH036CZ3 | 12.5 | 15.5 | Yes | Yes | 2015-03-13 |  | 1
FALSE | 4TTR6036B1 | 3674 | 7015750 | TRANE | 4TTR6036B1 | AC | Split System: Air-Cooled Condensing Unit, Coil with Blower | 4TTR6036B1 |  | 4TXFH041CC3 | 12.5 | 15 | Yes | Yes | 2015-03-13 |  | 1
FALSE | 4A7A7036A1 | 4207 | 7014808 | TRANE | 4TTX8036A1 | AC | Split System: Air-Cooled Condensing Unit, Coil with Blower | 4A7A7036A1 |  | 4TXFH033CC3 | 12 | 16.25 | Yes | Yes | 2015-03-13 |  | 0
FALSE | 4A7A7036A1 | 4207 | 7014828 | TRANE | 4TTX8036A1 | AC | Split System: Air-Cooled Condensing Unit, Coil with Blower | 4A7A7036A1 |  | 4TXFH041CC3 | 12 | 16.25 | Yes | Yes | 2015-03-13 |  | 0
FALSE | 4TTR6030B1 | 3522 | 7013993 | TRANE | 4TTR6030B1 | AC | Split System: Air-Cooled Condensing Unit, Coil with Blower | 4TTR6030B1 |  | 4CXCA024DC3 | 12.2 | 14.5 | Yes | Yes | 2015-03-13 |  | 0
FALSE | 4TTR6036B1 | 3674 | 7015745 | TRANE | 4TTR6036B1 | AC | Split System: Air-Cooled Condensing Unit, Coil with Blower | 4TTR6036B1 |  | 4TXFH041CC3 | 12.5 | 15 | Yes | Yes | 2015-03-13 |  | 1
FALSE | 4TTR6036B1 | 3674 | 7015746 | TRANE | 4TTR6036B1 | AC | Split System: Air-Cooled Condensing Unit, Coil with Blower | 4TTR6036B1 |  | 4TXFH041CC3 | 13 | 15.5 | Yes | Yes | 2015-03-13 |  | 1
FALSE | 4TTR6036B1 | 3674 | 7015747 | TRANE | 4TTR6036B1 | AC | Split System: Air-Cooled Condensing Unit, Coil with Blower | 4TTR6036B1 |  | 4TXFH041CC3 | 13 | 15.5 | Yes | Yes | 2015-03-13 |  | 1
FALSE | 4TTR6036B1 | 3674 | 7015759 | TRANE | 4TTR6036B1 | AC | Split System: Air-Cooled Condensing Unit, Coil with Blower | 4TTR6036B1 |  | 4TXFH054CC3 | 13 | 16 | Yes | Yes | 2015-03-13 |  | 2
FALSE | 4TTR6036B1 | 3674 | 7015753 | TRANE | 4TTR6036B1 | AC | Split System: Air-Cooled Condensing Unit, Coil with Blower | 4TTR6036B1 |  | 4TXFH054CC3 | 12.2 | 15 | Yes | Yes | 2015-03-13 |  | 0
FALSE | 4TTR6042B1 | 3680 | 7015779 | TRANE | 4TTR6042B1 | AC | Split System: Air-Cooled Condensing Unit, Coil with Blower | 4TTR6042B1 |  | 4TXFH054CC3 | 12.5 | 15.5 | Yes | Yes | 2015-03-13 |  | 1
FALSE | 4TTR6042B1 | 3680 | 7015776 | TRANE | 4TTR6042B1 | AC | Split System: Air-Cooled Condensing Unit, Coil with Blower | 4TTR6042B1 |  | 4TXFH054CC3 | 12.5 | 15.5 | Yes | Yes | 2015-03-13 |  | 1
FALSE | 4TTR6042B1 | 3680 | 7015783 | TRANE | 4TTR6042B1 | AC | Split System: Air-Cooled Condensing Unit, Coil with Blower | 4TTR6042B1 |  | 4TXFH063CZ3 | 13 | 16 | Yes | Yes | 2015-03-13 |  | 2
FALSE | 4TTR6048B1 | 3695 | 7015786 | TRANE | 4TTR6048B1 | AC | Split System: Air-Cooled Condensing Unit, Coil with Blower | 4TTR6048B1 |  | 4TXFH054CC3 | 12.5 | 15 | Yes | Yes | 2015-03-13 |  | 1
FALSE | 4TTR6048B1 | 3695 | 7015787 | TRANE | 4TTR6048B1 | AC | Split System: Air-Cooled Condensing Unit, Coil with Blower | 4TTR6048B1 |  | 4TXFH054CC3 | 12 | 14.5 | Yes | Yes | 2015-03-13 |  | 0
FALSE | 4A7A7048A1 | 288 | 7014872 | TRANE | 4TTX8048A1 | AC | Split System: Air-Cooled Condensing Unit, Coil with Blower | 4A7A7048A1 |  | 4TXCC049BC3 | 12.5 | 16 | Yes | Yes | 2015-03-13 |  | 1
FALSE | 4A7A7048A1 | 288 | 7014886 | TRANE | 4TTX8048A1 | AC | Split System: Air-Cooled Condensing Unit, Coil with Blower | 4A7A7048A1 |  | 4TXCC060BC3 | 12.5 | 16 | Yes | Yes | 2015-03-13 |  | 1
FALSE | 4A7A7048A1 | 288 | 7014884 | TRANE | 4TTX8048A1 | AC | Split System: Air-Cooled Condensing Unit, Coil with Blower | 4A7A7048A1 |  | 4TXCC060BC3 | 12.5 | 16 | Yes | Yes | 2015-03-13 |  | 1
FALSE | 4A7A7048A1 | 288 | 7014890 | TRANE | 4TTX8048A1 | AC | Split System: Air-Cooled Condensing Unit, Coil with Blower | 4A7A7048A1 |  | 4TXCC060BC3 | 12.5 | 16 | Yes | Yes | 2015-03-13 |  | 1
FALSE | 4A7A7048A1 | 288 | 7014882 | TRANE | 4TTX8048A1 | AC | Split System: Air-Cooled Condensing Unit, Coil with Blower | 4A7A7048A1 |  | 4TXCC060BC3 | 12.5 | 16 | Yes | Yes | 2015-03-13 |  | 1
FALSE | 4A7A7048A1 | 288 | 7014896 | TRANE | 4TTX8048A1 | AC | Split System: Air-Cooled Condensing Unit, Coil with Blower | 4A7A7048A1 |  | 4TXCD050BC3 | 12.5 | 16 | Yes | Yes | 2015-03-13 |  | 1
FALSE | 4A7A7048A1 | 288 | 7014892 | TRANE | 4TTX8048A1 | AC | Split System: Air-Cooled Condensing Unit, Coil with Blower | 4A7A7048A1 |  | 4TXCD050BC3 | 12.5 | 16 | Yes | Yes | 2015-03-13 |  | 1
FALSE | 4A7A7048A1 | 288 | 7014902 | TRANE | 4TTX8048A1 | AC | Split System: Air-Cooled Condensing Unit, Coil with Blower | 4A7A7048A1 |  | 4TXCD050BC3 | 12.5 | 16 | Yes | Yes | 2015-03-13 |  | 1
FALSE | 4TTR6049B1 | 3692 | 7015809 | TRANE | 4TTR6049B1 | AC | Split System: Air-Cooled Condensing Unit, Coil with Blower | 4TTR6049B1 |  | 4TXFH063CZ3 | 13 | 16 | Yes | Yes | 2015-03-13 |  | 2
FALSE | 4TTR6049B1 | 3692 | 7015814 | TRANE | 4TTR6049B1 | AC | Split System: Air-Cooled Condensing Unit, Coil with Blower | 4TTR6049B1 |  | 4TXFH063CZ3 | 13 | 16 | Yes | Yes | 2015-03-13 |  | 2
FALSE | 4A7A7048A1 | 288 | 7014920 | TRANE | 4TTX8048A1 | AC | Split System: Air-Cooled Condensing Unit, Coil with Blower | 4A7A7048A1 |  | 4TXFH054CC3 | 13 | 16.5 | Yes | Yes | 2015-03-13 |  | 2
FALSE | 4A7A7048A1 | 288 | 7014918 | TRANE | 4TTX8048A1 | AC | Split System: Air-Cooled Condensing Unit, Coil with Blower | 4A7A7048A1 |  | 4TXFH054CC3 | 13 | 16 | Yes | Yes | 2015-03-13 |  | 2
FALSE | 4A7A7048A1 | 288 | 7014930 | TRANE | 4TTX8048A1 | AC | Split System: Air-Cooled Condensing Unit, Coil with Blower | 4A7A7048A1 |  | 4TXFH063CZ3 | 13 | 16.5 | Yes | Yes | 2015-03-13 |  | 2
FALSE | 4A7A7048A1 | 288 | 7014931 | TRANE | 4TTX8048A1 | AC | Split System: Air-Cooled Condensing Unit, Coil with Blower | 4A7A7048A1 |  | 4TXFH063CZ3 | 13 | 17 | Yes | Yes | 2015-03-13 |  | 2
FALSE | 4TTR6024B1 | 3503 | 7017903 | TRANE | 4TTR6024B1 | AC | Split System: Air-Cooled Condensing Unit, Coil with Blower | 4TTR6024B1 |  | 4NXCB031AC3 | 12.5 | 15.75 | Yes | Yes | 2015-03-13 |  | 1
FALSE | 4TTR6030B1 | 3522 | 7017916 | TRANE | 4TTR6030B1 | AC | Split System: Air-Cooled Condensing Unit, Coil with Blower | 4TTR6030B1 |  | 4NXCB031AC3 | 12.5 | 15.25 | Yes | Yes | 2015-03-13 |  | 1
FALSE | 4TTR6049B1 | 3692 | 7015816 | TRANE | 4TTR6049B1 | AC | Split System: Air-Cooled Condensing Unit, Coil with Blower | 4TTR6049B1 |  | 4TXFH063CZ3 | 13 | 16 | Yes | Yes | 2015-03-13 |  | 2
FALSE | 4TTR6049B1 | 3692 | 7015817 | TRANE | 4TTR6049B1 | AC | Split System: Air-Cooled Condensing Unit, Coil with Blower | 4TTR6049B1 |  | 4TXFH063CZ3 | 13 | 16 | Yes | Yes | 2015-03-13 |  | 2
FALSE | 4TTR6049B1 | 3692 | 7015813 | TRANE | 4TTR6049B1 | AC | Split System: Air-Cooled Condensing Unit, Coil with Blower | 4TTR6049B1 |  | 4TXFH063CZ3 | 13 | 16 | Yes | Yes | 2015-03-13 |  | 2
FALSE | 4A7A7060A1 | 289 | 7014949 | TRANE | 4TTX8060A1 | AC | Split System: Air-Cooled Condensing Unit, Coil with Blower | 4A7A7060A1 |  | 4TXCC060BC3 | 12 | 15 | Yes | Yes | 2015-03-13 |  | 0
FALSE | 4A7A7060A1 | 289 | 7014953 | TRANE | 4TTX8060A1 | AC | Split System: Air-Cooled Condensing Unit, Coil with Blower | 4A7A7060A1 |  | 4TXCD009CC3 | 12 | 15.5 | Yes | Yes | 2015-03-13 |  | 0
FALSE | 4A7A7060A1 | 289 | 7014971 | TRANE | 4TTX8060A1 | AC | Split System: Air-Cooled Condensing Unit, Coil with Blower | 4A7A7060A1 |  | 4TXCD061BC3 | 12 | 15 | Yes | Yes | 2015-03-13 |  | 0
FALSE | 4A7A7060A1 | 289 | 7014967 | TRANE | 4TTX8060A1 | AC | Split System: Air-Cooled Condensing Unit, Coil with Blower | 4A7A7060A1 |  | 4TXCD061BC3 | 12 | 15 | Yes | Yes | 2015-03-13 |  | 0
FALSE | 4A7A7060A1 | 289 | 7014963 | TRANE | 4TTX8060A1 | AC | Split System: Air-Cooled Condensing Unit, Coil with Blower | 4A7A7060A1 |  | 4TXCD061BC3 | 12 | 15 | Yes | Yes | 2015-03-13 |  | 0
FALSE | 4TTR6030B1 | 3522 | 7017914 | TRANE | 4TTR6030B1 | AC | Split System: Air-Cooled Condensing Unit, Coil with Blower | 4TTR6030B1 |  | 4NXCB031AC3 | 12.5 | 15 | Yes | Yes | 2015-03-13 |  | 1
FALSE | 4A7A7060A1 | 289 | 7014965 | TRANE | 4TTX8060A1 | AC | Split System: Air-Cooled Condensing Unit, Coil with Blower | 4A7A7060A1 |  | 4TXCD061BC3 | 12 | 15 | Yes | Yes | 2015-03-13 |  | 0
FALSE | 4A7A7060A1 | 289 | 7014977 | TRANE | 4TTX8060A1 | AC | Split System: Air-Cooled Condensing Unit, Coil with Blower | 4A7A7060A1 |  | 4TXCD063BC3 | 12 | 16 | Yes | Yes | 2015-03-13 |  | 0
FALSE | 4A7A7060A1 | 289 | 7014985 | TRANE | 4TTX8060A1 | AC | Split System: Air-Cooled Condensing Unit, Coil with Blower | 4A7A7060A1 |  | 4TXCD063BC3 | 12 | 16 | Yes | Yes | 2015-03-13 |  | 0
FALSE | 4TTR6036B1 | 3674 | 7017942 | TRANE | 4TTR6036B1 | AC | Split System: Air-Cooled Condensing Unit, Coil with Blower | 4TTR6036B1 |  | 4NXCB031AC3 | 12.5 | 15 | Yes | Yes | 2015-03-13 |  | 1
FALSE | 4TTR6036B1 | 3674 | 7017940 | TRANE | 4TTR6036B1 | AC | Split System: Air-Cooled Condensing Unit, Coil with Blower | 4TTR6036B1 |  | 4NXCB031AC3 | 12.5 | 15 | Yes | Yes | 2015-03-13 |  | 1
FALSE | 4TTR6036B1 | 3674 | 7017938 | TRANE | 4TTR6036B1 | AC | Split System: Air-Cooled Condensing Unit, Coil with Blower | 4TTR6036B1 |  | 4NXCB031AC3 | 12.2 | 14.5 | Yes | Yes | 2015-03-13 |  | 0
FALSE | 4A7A7036A1 | 4207 | 7118785 | TRANE | 4TTX8036A1 | AC | Split System: Air-Cooled Condensing Unit, Coil with Blower | 4A7A7036A1 |  | *AM8C0C42V31+BAYCC24V | 13 | 18 | Yes | Yes | 2015-03-13 |  | 3
FALSE | 4TTX6030H1 | 3530 | 7050372 | TRANE | 4TTX6030H1 | AC | Split System: Air-Cooled Condensing Unit, Coil with Blower | 4TTX6030H1 |  | 4NXAA024AC3 | 12.2 | 14.5 | Yes | Yes | 2015-03-13 |  | 0
FALSE | 4TTX6030H1 | 3530 | 7050373 | TRANE | 4TTX6030H1 | AC | Split System: Air-Cooled Condensing Unit, Coil with Blower | 4TTX6030H1 |  | 4NXAA024AC3 | 12.2 | 14.5 | Yes | Yes | 2015-03-13 |  | 0
FALSE | 4TTX6048H1 | 3702 | 7018298 | TRANE | 4TTX6048H1 | AC | Split System: Air-Cooled Condensing Unit, Coil with Blower | 4TTX6048H1 |  | 4TXFH054CC3 | 12 | 15 | Yes | Yes | 2015-03-13 |  | 0
FALSE | 4TTX6048H1 | 3702 | 7018300 | TRANE | 4TTX6048H1 | AC | Split System: Air-Cooled Condensing Unit, Coil with Blower | 4TTX6048H1 |  | 4TXFH054CC3 | 12 | 15 | Yes | Yes | 2015-03-13 |  | 0
FALSE | 4TTX6049H1 | 3690 | 7018306 | TRANE | 4TTX6049H1 | AC | Split System: Air-Cooled Condensing Unit, Coil with Blower | 4TTX6049H1 |  | 4NXCD063BC3 | 13 | 16 | Yes | Yes | 2015-03-13 |  | 2
FALSE | 4TTX6049H1 | 3690 | 7018307 | TRANE | 4TTX6049H1 | AC | Split System: Air-Cooled Condensing Unit, Coil with Blower | 4TTX6049H1 |  | 4NXCD063BC3 | 13 | 16 | Yes | Yes | 2015-03-13 |  | 2
FALSE | 4TTX6049H1 | 3690 | 7018313 | TRANE | 4TTX6049H1 | AC | Split System: Air-Cooled Condensing Unit, Coil with Blower | 4TTX6049H1 |  | 4NXCD063BC3 | 13 | 16 | Yes | Yes | 2015-03-13 |  | 2
FALSE | 4TTX6049H1 | 3690 | 7018309 | TRANE | 4TTX6049H1 | AC | Split System: Air-Cooled Condensing Unit, Coil with Blower | 4TTX6049H1 |  | 4NXCD063BC3 | 13 | 16 | Yes | Yes | 2015-03-13 |  | 2
FALSE | 4TTX6049H1 | 3690 | 7018310 | TRANE | 4TTX6049H1 | AC | Split System: Air-Cooled Condensing Unit, Coil with Blower | 4TTX6049H1 |  | 4NXCD063BC3 | 13 | 16 | Yes | Yes | 2015-03-13 |  | 2
FALSE | 4TTX6049H1 | 3690 | 7018311 | TRANE | 4TTX6049H1 | AC | Split System: Air-Cooled Condensing Unit, Coil with Blower | 4TTX6049H1 |  | 4NXCD063BC3 | 13 | 16 | Yes | Yes | 2015-03-13 |  | 2
FALSE | 4TTX6049H1 | 3690 | 7018308 | TRANE | 4TTX6049H1 | AC | Split System: Air-Cooled Condensing Unit, Coil with Blower | 4TTX6049H1 |  | 4NXCD063BC3 | 13 | 16 | Yes | Yes | 2015-03-13 |  | 2
FALSE | 4TTR6018B1 | 3489 | 7049474 | TRANE | 4TTR6018B1 | AC | Split System: Air-Cooled Condensing Unit, Coil with Blower | 4TTR6018B1 |  | 4NXAA024AC3 | 12.5 | 15 | Yes | Yes | 2015-03-13 |  | 1
FALSE | 4TTR6018B1 | 3489 | 7049473 | TRANE | 4TTR6018B1 | AC | Split System: Air-Cooled Condensing Unit, Coil with Blower | 4TTR6018B1 |  | 4NXAA024AC3 | 12.5 | 15 | Yes | Yes | 2015-03-13 |  | 1
FALSE | 4TTR6018B1 | 3489 | 7049466 | TRANE | 4TTR6018B1 | AC | Split System: Air-Cooled Condensing Unit, Coil with Blower | 4TTR6018B1 |  | 4NXAA024AC3 | 12.5 | 15 | Yes | Yes | 2015-03-13 |  | 1
FALSE | 4TTR6018B1 | 3489 | 7049465 | TRANE | 4TTR6018B1 | AC | Split System: Air-Cooled Condensing Unit, Coil with Blower | 4TTR6018B1 |  | 4NXAA024AC3 | 12.5 | 15 | Yes | Yes | 2015-03-13 |  | 1
FALSE | 4TTR6018B1 | 3489 | 7049464 | TRANE | 4TTR6018B1 | AC | Split System: Air-Cooled Condensing Unit, Coil with Blower | 4TTR6018B1 |  | 4NXAA024AC3 | 12 | 15 | Yes | Yes | 2015-03-13 |  | 0
FALSE | 4TTR6018B1 | 3489 | 7049463 | TRANE | 4TTR6018B1 | AC | Split System: Air-Cooled Condensing Unit, Coil with Blower | 4TTR6018B1 |  | 4NXAA024AC3 | 12.5 | 15 | Yes | Yes | 2015-03-13 |  | 1
FALSE | 4TTX6036H1 | 3598 | 7018118 | TRANE | 4TTX6036H1 | AC | Split System: Air-Cooled Condensing Unit, Coil with Blower | 4TTX6036H1 |  | 4NXCB036AC3 | 12.2 | 14.5 | Yes | Yes | 2015-03-13 |  | 0
FALSE | 4TTX6036H1 | 3598 | 7018117 | TRANE | 4TTX6036H1 | AC | Split System: Air-Cooled Condensing Unit, Coil with Blower | 4TTX6036H1 |  | 4NXCB036AC3 | 12.2 | 14.5 | Yes | Yes | 2015-03-13 |  | 0
FALSE | 4TTX6036H1 | 3598 | 7018116 | TRANE | 4TTX6036H1 | AC | Split System: Air-Cooled Condensing Unit, Coil with Blower | 4TTX6036H1 |  | 4NXCB036AC3 | 12.5 | 15 | Yes | Yes | 2015-03-13 |  | 1
FALSE | 4TTX6036H1 | 3598 | 7018115 | TRANE | 4TTX6036H1 | AC | Split System: Air-Cooled Condensing Unit, Coil with Blower | 4TTX6036H1 |  | 4NXCB036AC3 | 12.5 | 15.25 | Yes | Yes | 2015-03-13 |  | 1
FALSE | 4TTX6036H1 | 3598 | 7018114 | TRANE | 4TTX6036H1 | AC | Split System: Air-Cooled Condensing Unit, Coil with Blower | 4TTX6036H1 |  | 4NXCB036AC3 | 12.5 | 15 | Yes | Yes | 2015-03-13 |  | 1
FALSE | 4TTX6036H1 | 3598 | 7018113 | TRANE | 4TTX6036H1 | AC | Split System: Air-Cooled Condensing Unit, Coil with Blower | 4TTX6036H1 |  | 4NXCB036AC3 | 12.5 | 15.25 | Yes | Yes | 2015-03-13 |  | 1
FALSE | 4TTX6036H1 | 3598 | 7018112 | TRANE | 4TTX6036H1 | AC | Split System: Air-Cooled Condensing Unit, Coil with Blower | 4TTX6036H1 |  | 4NXCB036AC3 | 12.5 | 15.25 | Yes | Yes | 2015-03-13 |  | 1
FALSE | 4TTX6036H1 | 3598 | 7018111 | TRANE | 4TTX6036H1 | AC | Split System: Air-Cooled Condensing Unit, Coil with Blower | 4TTX6036H1 |  | 4NXCB036AC3 | 12.5 | 15.25 | Yes | Yes | 2015-03-13 |  | 1
FALSE | 4TTX6049H1 | 3690 | 7018338 | TRANE | 4TTX6049H1 | AC | Split System: Air-Cooled Condensing Unit, Coil with Blower | 4TTX6049H1 |  | 4TXCC060BC3 | 13 | 16 | Yes | Yes | 2015-03-13 |  | 2
FALSE | 4TTR6024B1 | 3503 | 7049503 | TRANE | 4TTR6024B1 | AC | Split System: Air-Cooled Condensing Unit, Coil with Blower | 4TTR6024B1 |  | 4NXAA024AC3 | 12.2 | 15 | Yes | Yes | 2015-03-13 |  | 0
FALSE | 4TTR6024B1 | 3503 | 7049505 | TRANE | 4TTR6024B1 | AC | Split System: Air-Cooled Condensing Unit, Coil with Blower | 4TTR6024B1 |  | 4NXAA024AC3 | 12.2 | 15 | Yes | Yes | 2015-03-13 |  | 0
FALSE | 4TTR6024B1 | 3503 | 7049513 | TRANE | 4TTR6024B1 | AC | Split System: Air-Cooled Condensing Unit, Coil with Blower | 4TTR6024B1 |  | 4NXAA024AC3 | 12.2 | 15 | Yes | Yes | 2015-03-13 |  | 0
FALSE | 4TTR6030B1 | 3522 | 7049673 | TRANE | 4TTR6030B1 | AC | Split System: Air-Cooled Condensing Unit, Coil with Blower | 4TTR6030B1 |  | 4NXAA024AC3 | 12.2 | 14.5 | Yes | Yes | 2015-03-13 |  | 0
FALSE | 4TTX6049H1 | 3690 | 7018352 | TRANE | 4TTX6049H1 | AC | Split System: Air-Cooled Condensing Unit, Coil with Blower | 4TTX6049H1 |  | 4TXCD009CC3 | 13 | 16 | Yes | Yes | 2015-03-13 |  | 2
FALSE | 4TTX6049H1 | 3690 | 7018344 | TRANE | 4TTX6049H1 | AC | Split System: Air-Cooled Condensing Unit, Coil with Blower | 4TTX6049H1 |  | 4TXCD009CC3 | 13 | 16 | Yes | Yes | 2015-03-13 |  | 2
FALSE | 4TTR6018B1 | 3489 | 7049452 | TRANE | 4TTR6018B1 | AC | Split System: Air-Cooled Condensing Unit, Coil with Blower | 4TTR6018B1 |  | 4NXAA018AC3 | 12.5 | 15 | Yes | Yes | 2015-03-13 |  | 1
FALSE | 4TTR6030B1 | 3522 | 7049647 | TRANE | 4TTR6030B1 | AC | Split System: Air-Cooled Condensing Unit, Coil with Blower | 4TTR6030B1 |  | 4NXAA024AC3 | 12.2 | 14.5 | Yes | Yes | 2015-03-13 |  | 0
FALSE | 4TTR6030B1 | 3522 | 7049676 | TRANE | 4TTR6030B1 | AC | Split System: Air-Cooled Condensing Unit, Coil with Blower | 4TTR6030B1 |  | 4NXAA024AC3 | 12 | 14.5 | Yes | Yes | 2015-03-13 |  | 0
FALSE | 4A7A7024A1 | 4200 | 7051112 | TRANE | 4TTX8024A1 | AC | Split System: Air-Cooled Condensing Unit, Coil with Blower | 4A7A7024A1 |  | 4NXAA024AC3 | 12.2 | 15 | Yes | Yes | 2015-03-13 |  | 0
FALSE | 4A7A7024A1 | 4200 | 7051111 | TRANE | 4TTX8024A1 | AC | Split System: Air-Cooled Condensing Unit, Coil with Blower | 4A7A7024A1 |  | 4NXAA024AC3 | 12.2 | 15 | Yes | Yes | 2015-03-13 |  | 0
FALSE | 4TTX6036H1 | 3598 | 7018167 | TRANE | 4TTX6036H1 | AC | Split System: Air-Cooled Condensing Unit, Coil with Blower | 4TTX6036H1 |  | 4TXCC044BC3 | 13 | 16 | Yes | Yes | 2015-03-13 |  | 2
FALSE | 4TTX6036H1 | 3598 | 7018176 | TRANE | 4TTX6036H1 | AC | Split System: Air-Cooled Condensing Unit, Coil with Blower | 4TTX6036H1 |  | 4TXFH036CZ3 | 12.5 | 15 | Yes | Yes | 2015-03-13 |  | 1
FALSE | 4TTX6049H1 | 3690 | 7018384 | TRANE | 4TTX6049H1 | AC | Split System: Air-Cooled Condensing Unit, Coil with Blower | 4TTX6049H1 |  | 4TXCD063BC3 | 13 | 16 | Yes | Yes | 2015-03-13 |  | 2
FALSE | 4TTX6049H1 | 3690 | 7018385 | TRANE | 4TTX6049H1 | AC | Split System: Air-Cooled Condensing Unit, Coil with Blower | 4TTX6049H1 |  | 4TXCD063BC3 | 13 | 16 | Yes | Yes | 2015-03-13 |  | 2
FALSE | 4TTX6049H1 | 3690 | 7018386 | TRANE | 4TTX6049H1 | AC | Split System: Air-Cooled Condensing Unit, Coil with Blower | 4TTX6049H1 |  | 4TXCD063BC3 | 13 | 16 | Yes | Yes | 2015-03-13 |  | 2
FALSE | 4TTX6049H1 | 3690 | 7018387 | TRANE | 4TTX6049H1 | AC | Split System: Air-Cooled Condensing Unit, Coil with Blower | 4TTX6049H1 |  | 4TXCD063BC3 | 13 | 16 | Yes | Yes | 2015-03-13 |  | 2
FALSE | 4TTX6049H1 | 3690 | 7018394 | TRANE | 4TTX6049H1 | AC | Split System: Air-Cooled Condensing Unit, Coil with Blower | 4TTX6049H1 |  | 4TXCD063BC3 | 13 | 16 | Yes | Yes | 2015-03-13 |  | 2
FALSE | 4TTX6049H1 | 3690 | 7018389 | TRANE | 4TTX6049H1 | AC | Split System: Air-Cooled Condensing Unit, Coil with Blower | 4TTX6049H1 |  | 4TXCD063BC3 | 13 | 16 | Yes | Yes | 2015-03-13 |  | 2
FALSE | 4TTX6049H1 | 3690 | 7018390 | TRANE | 4TTX6049H1 | AC | Split System: Air-Cooled Condensing Unit, Coil with Blower | 4TTX6049H1 |  | 4TXCD063BC3 | 13 | 16 | Yes | Yes | 2015-03-13 |  | 2
FALSE | 4TTX6049H1 | 3690 | 7018391 | TRANE | 4TTX6049H1 | AC | Split System: Air-Cooled Condensing Unit, Coil with Blower | 4TTX6049H1 |  | 4TXCD063BC3 | 13 | 16 | Yes | Yes | 2015-03-13 |  | 2
FALSE | 4TTX6049H1 | 3690 | 7018393 | TRANE | 4TTX6049H1 | AC | Split System: Air-Cooled Condensing Unit, Coil with Blower | 4TTX6049H1 |  | 4TXCD063BC3 | 13 | 16 | Yes | Yes | 2015-03-13 |  | 2
FALSE | 4TTX6049H1 | 3690 | 7018388 | TRANE | 4TTX6049H1 | AC | Split System: Air-Cooled Condensing Unit, Coil with Blower | 4TTX6049H1 |  | 4TXCD063BC3 | 13 | 16 | Yes | Yes | 2015-03-13 |  | 2
FALSE | 4TTX6049H1 | 3690 | 7018396 | TRANE | 4TTX6049H1 | AC | Split System: Air-Cooled Condensing Unit, Coil with Blower | 4TTX6049H1 |  | 4TXCD064BC3 | 13 | 16 | Yes | Yes | 2015-03-13 |  | 2
FALSE | 4TTX6024H1 | 3520 | 7050165 | TRANE | 4TTX6024H1 | AC | Split System: Air-Cooled Condensing Unit, Coil with Blower | 4TTX6024H1 |  | 4NXAA024AC3 | 12.5 | 15 | Yes | Yes | 2015-03-13 |  | 1
FALSE | 4TTX6024H1 | 3520 | 7050167 | TRANE | 4TTX6024H1 | AC | Split System: Air-Cooled Condensing Unit, Coil with Blower | 4TTX6024H1 |  | 4NXAA024AC3 | 12.2 | 14.5 | Yes | Yes | 2015-03-13 |  | 0
FALSE | 4TTX6024H1 | 3520 | 7050169 | TRANE | 4TTX6024H1 | AC | Split System: Air-Cooled Condensing Unit, Coil with Blower | 4TTX6024H1 |  | 4NXAA024AC3 | 12 | 15 | Yes | Yes | 2015-03-13 |  | 0
FALSE | 4TTX6024H1 | 3520 | 7050181 | TRANE | 4TTX6024H1 | AC | Split System: Air-Cooled Condensing Unit, Coil with Blower | 4TTX6024H1 |  | 4NXAA024AC3 | 12.5 | 15 | Yes | Yes | 2015-03-13 |  | 1
FALSE | 4TTX6024H1 | 3520 | 7050182 | TRANE | 4TTX6024H1 | AC | Split System: Air-Cooled Condensing Unit, Coil with Blower | 4TTX6024H1 |  | 4NXAA024AC3 | 12.2 | 14.5 | Yes | Yes | 2015-03-13 |  | 0
FALSE | 4TTX6030H1 | 3530 | 7050379 | TRANE | 4TTX6030H1 | AC | Split System: Air-Cooled Condensing Unit, Coil with Blower | 4TTX6030H1 |  | 4NXAA024AC3 | 12.2 | 14.5 | Yes | Yes | 2015-03-13 |  | 0
FALSE | 4TTX6030H1 | 3530 | 7050381 | TRANE | 4TTX6030H1 | AC | Split System: Air-Cooled Condensing Unit, Coil with Blower | 4TTX6030H1 |  | 4NXAA024AC3 | 12.2 | 14.5 | Yes | Yes | 2015-03-13 |  | 0
FALSE | 4TTX6024H1 | 3520 | 7017986 | TRANE | 4TTX6024H1 | AC | Split System: Air-Cooled Condensing Unit, Coil with Blower | 4TTX6024H1 |  | 4NXCB025AC3 | 12.75 | 15.75 | Yes | Yes | 2015-03-13 |  | 1
FALSE | 4TTX6024H1 | 3520 | 7017983 | TRANE | 4TTX6024H1 | AC | Split System: Air-Cooled Condensing Unit, Coil with Blower | 4TTX6024H1 |  | 4NXCB025AC3 | 12.75 | 15.75 | Yes | Yes | 2015-03-13 |  | 1
FALSE | 4TTX6024H1 | 3520 | 7017982 | TRANE | 4TTX6024H1 | AC | Split System: Air-Cooled Condensing Unit, Coil with Blower | 4TTX6024H1 |  | 4NXCB025AC3 | 12.5 | 15.25 | Yes | Yes | 2015-03-13 |  | 1
FALSE | 4TTX6024H1 | 3520 | 7017988 | TRANE | 4TTX6024H1 | AC | Split System: Air-Cooled Condensing Unit, Coil with Blower | 4TTX6024H1 |  | 4NXCB031AC3 | 12.75 | 15.75 | Yes | Yes | 2015-03-13 |  | 1
FALSE | 4TTX6024H1 | 3520 | 7017993 | TRANE | 4TTX6024H1 | AC | Split System: Air-Cooled Condensing Unit, Coil with Blower | 4TTX6024H1 |  | 4NXCB031AC3 | 12.75 | 15.75 | Yes | Yes | 2015-03-13 |  | 1
FALSE | 4TTX6024H1 | 3520 | 7017992 | TRANE | 4TTX6024H1 | AC | Split System: Air-Cooled Condensing Unit, Coil with Blower | 4TTX6024H1 |  | 4NXCB031AC3 | 12.5 | 15.25 | Yes | Yes | 2015-03-13 |  | 1
FALSE | 4TTX6049H1 | 3690 | 7018415 | TRANE | 4TTX6049H1 | AC | Split System: Air-Cooled Condensing Unit, Coil with Blower | 4TTX6049H1 |  | 4TXFH063CZ3 | 13 | 16 | Yes | Yes | 2015-03-13 |  | 2
FALSE | 4TTX6049H1 | 3690 | 7018423 | TRANE | 4TTX6049H1 | AC | Split System: Air-Cooled Condensing Unit, Coil with Blower | 4TTX6049H1 |  | 4TXFH063CZ3 | 13 | 16 | Yes | Yes | 2015-03-13 |  | 2
FALSE | 4TTX6049H1 | 3690 | 7018422 | TRANE | 4TTX6049H1 | AC | Split System: Air-Cooled Condensing Unit, Coil with Blower | 4TTX6049H1 |  | 4TXFH063CZ3 | 13 | 16 | Yes | Yes | 2015-03-13 |  | 2
FALSE | 4TTX6049H1 | 3690 | 7018421 | TRANE | 4TTX6049H1 | AC | Split System: Air-Cooled Condensing Unit, Coil with Blower | 4TTX6049H1 |  | 4TXFH063CZ3 | 13 | 16 | Yes | Yes | 2015-03-13 |  | 2
FALSE | 4TTX6049H1 | 3690 | 7018420 | TRANE | 4TTX6049H1 | AC | Split System: Air-Cooled Condensing Unit, Coil with Blower | 4TTX6049H1 |  | 4TXFH063CZ3 | 13 | 16 | Yes | Yes | 2015-03-13 |  | 2
FALSE | 4TTX6049H1 | 3690 | 7018424 | TRANE | 4TTX6049H1 | AC | Split System: Air-Cooled Condensing Unit, Coil with Blower | 4TTX6049H1 |  | 4TXFH063CZ3 | 13 | 16 | Yes | Yes | 2015-03-13 |  | 2
FALSE | 4TTX6049H1 | 3690 | 7018417 | TRANE | 4TTX6049H1 | AC | Split System: Air-Cooled Condensing Unit, Coil with Blower | 4TTX6049H1 |  | 4TXFH063CZ3 | 13 | 16 | Yes | Yes | 2015-03-13 |  | 2
FALSE | 4TTX6049H1 | 3690 | 7018416 | TRANE | 4TTX6049H1 | AC | Split System: Air-Cooled Condensing Unit, Coil with Blower | 4TTX6049H1 |  | 4TXFH063CZ3 | 13 | 16 | Yes | Yes | 2015-03-13 |  | 2
FALSE | 4TTX6049H1 | 3690 | 7018419 | TRANE | 4TTX6049H1 | AC | Split System: Air-Cooled Condensing Unit, Coil with Blower | 4TTX6049H1 |  | 4TXFH063CZ3 | 13 | 16 | Yes | Yes | 2015-03-13 |  | 2
FALSE | 4TTX6060H1 | 3708 | 7018426 | TRANE | 4TTX6060H1 | AC | Split System: Air-Cooled Condensing Unit, Coil with Blower | 4TTX6060H1 |  | 4NXCD063BC3 | 12 | 14.75 | Yes | Yes | 2015-03-13 |  | 0
FALSE | 4TTX6060H1 | 3708 | 7018427 | TRANE | 4TTX6060H1 | AC | Split System: Air-Cooled Condensing Unit, Coil with Blower | 4TTX6060H1 |  | 4NXCD063BC3 | 12 | 14.5 | Yes | Yes | 2015-03-13 |  | 0
FALSE | 4TTX6060H1 | 3708 | 7018431 | TRANE | 4TTX6060H1 | AC | Split System: Air-Cooled Condensing Unit, Coil with Blower | 4TTX6060H1 |  | 4NXCD063BC3 | 12 | 14.5 | Yes | Yes | 2015-03-13 |  | 0
FALSE | 4TTR6036B1 | 3674 | 7089782 | TRANE | 4TTR6036B1 | AC | Split System: Air-Cooled Condensing Unit, Coil with Blower | 4TTR6036B1 |  | 4TXCC005CC3 | 12.5 | 15.5 | Yes | Yes | 2015-03-13 |  | 1
FALSE | 4TTX6024H1 | 3520 | 7018018 | TRANE | 4TTX6024H1 | AC | Split System: Air-Cooled Condensing Unit, Coil with Blower | 4TTX6024H1 |  | 4TXCB036BC3 | 13 | 15.5 | Yes | Yes | 2015-03-13 |  | 1
FALSE | 4TTX6024H1 | 3520 | 7018020 | TRANE | 4TTX6024H1 | AC | Split System: Air-Cooled Condensing Unit, Coil with Blower | 4TTX6024H1 |  | 4TXCC005CC3 | 13 | 15.75 | Yes | Yes | 2015-03-13 |  | 1
FALSE | 4TTX6018H1 | 3491 | 7050113 | TRANE | 4TTX6018H1 | AC | Split System: Air-Cooled Condensing Unit, Coil with Blower | 4TTX6018H1 |  | 4NXAA018AC3 | 12.2 | 15 | Yes | Yes | 2015-03-13 |  | 0
FALSE | 4TTX6024H1 | 3520 | 7018021 | TRANE | 4TTX6024H1 | AC | Split System: Air-Cooled Condensing Unit, Coil with Blower | 4TTX6024H1 |  | 4TXFH041CC3 | 13 | 15.5 | Yes | Yes | 2015-03-13 |  | 1
FALSE | 4TTX6030H1 | 3530 | 7018024 | TRANE | 4TTX6030H1 | AC | Split System: Air-Cooled Condensing Unit, Coil with Blower | 4TTX6030H1 |  | 4NXCB031AC3 | 12.5 | 15.25 | Yes | Yes | 2015-03-13 |  | 1
FALSE | 4TTX6030H1 | 3530 | 7018030 | TRANE | 4TTX6030H1 | AC | Split System: Air-Cooled Condensing Unit, Coil with Blower | 4TTX6030H1 |  | 4NXCB031AC3 | 12.5 | 14.75 | Yes | Yes | 2015-03-13 |  | 0
FALSE | 4TTX6048H1 | 3702 | 7018235 | TRANE | 4TTX6048H1 | AC | Split System: Air-Cooled Condensing Unit, Coil with Blower | 4TTX6048H1 |  | 4NXCD063BC3 | 13 | 16 | Yes | Yes | 2015-03-13 |  | 2
FALSE | 4TTX6048H1 | 3702 | 7018236 | TRANE | 4TTX6048H1 | AC | Split System: Air-Cooled Condensing Unit, Coil with Blower | 4TTX6048H1 |  | 4NXCD063BC3 | 13 | 16 | Yes | Yes | 2015-03-13 |  | 2
FALSE | 4TTX6048H1 | 3702 | 7018239 | TRANE | 4TTX6048H1 | AC | Split System: Air-Cooled Condensing Unit, Coil with Blower | 4TTX6048H1 |  | 4NXCD063BC3 | 12.5 | 15.5 | Yes | Yes | 2015-03-13 |  | 1
FALSE | 4TTX6060H1 | 3708 | 7018461 | TRANE | 4TTX6060H1 | AC | Split System: Air-Cooled Condensing Unit, Coil with Blower | 4TTX6060H1 |  | 4TXCD063BC3 | 12 | 14.75 | Yes | Yes | 2015-03-13 |  | 0
FALSE | 4TTX6030H1 | 3530 | 7018035 | TRANE | 4TTX6030H1 | AC | Split System: Air-Cooled Condensing Unit, Coil with Blower | 4TTX6030H1 |  | 4NXCB032AC3 | 12.75 | 15.75 | Yes | Yes | 2015-03-13 |  | 1
FALSE | 4TTX6030H1 | 3530 | 7018039 | TRANE | 4TTX6030H1 | AC | Split System: Air-Cooled Condensing Unit, Coil with Blower | 4TTX6030H1 |  | 4NXCB032AC3 | 12.5 | 15 | Yes | Yes | 2015-03-13 |  | 1
FALSE | 4TTX6030H1 | 3530 | 7018055 | TRANE | 4TTX6030H1 | AC | Split System: Air-Cooled Condensing Unit, Coil with Blower | 4TTX6030H1 |  | 4NXCB036AC3 | 12.75 | 15.75 | Yes | Yes | 2015-03-13 |  | 1
FALSE | 4TTX6048H1 | 3702 | 7018247 | TRANE | 4TTX6048H1 | AC | Split System: Air-Cooled Condensing Unit, Coil with Blower | 4TTX6048H1 |  | 4TXCC044BC3 | 12 | 15 | Yes | Yes | 2015-03-13 |  | 0
FALSE | 4TTX6048H1 | 3702 | 7018249 | TRANE | 4TTX6048H1 | AC | Split System: Air-Cooled Condensing Unit, Coil with Blower | 4TTX6048H1 |  | 4TXCC049BC3 | 12 | 15 | Yes | Yes | 2015-03-13 |  | 0
FALSE | 4TTX6036H1 | 3598 | 7050626 | TRANE | 4TTX6036H1 | AC | Split System: Air-Cooled Condensing Unit, Coil with Blower | 4TTX6036H1 |  | 4NXAB031AC3 | 12.2 | 14.5 | Yes | Yes | 2015-03-13 |  | 0
FALSE | 4TTR6030B1 | 3522 | 7049702 | TRANE | 4TTR6030B1 | AC | Split System: Air-Cooled Condensing Unit, Coil with Blower | 4TTR6030B1 |  | 4NXAB031AC3 | 12.5 | 15 | Yes | Yes | 2015-03-13 |  | 1
FALSE | 4TTX6036H1 | 3598 | 7050628 | TRANE | 4TTX6036H1 | AC | Split System: Air-Cooled Condensing Unit, Coil with Blower | 4TTX6036H1 |  | 4NXAB031AC3 | 12.2 | 14.5 | Yes | Yes | 2015-03-13 |  | 0
FALSE | 4TTX6036H1 | 3598 | 7050631 | TRANE | 4TTX6036H1 | AC | Split System: Air-Cooled Condensing Unit, Coil with Blower | 4TTX6036H1 |  | 4NXAB031AC3 | 12.2 | 14.5 | Yes | Yes | 2015-03-13 |  | 0
FALSE | 4TTX6036H1 | 3598 | 7050635 | TRANE | 4TTX6036H1 | AC | Split System: Air-Cooled Condensing Unit, Coil with Blower | 4TTX6036H1 |  | 4NXAB031AC3 | 12.2 | 14.5 | Yes | Yes | 2015-03-13 |  | 0
FALSE | 4TTX6036H1 | 3598 | 7050636 | TRANE | 4TTX6036H1 | AC | Split System: Air-Cooled Condensing Unit, Coil with Blower | 4TTX6036H1 |  | 4NXAB031AC3 | 12.2 | 14.5 | Yes | Yes | 2015-03-13 |  | 0
FALSE | 4TTR6036B1 | 3674 | 7049932 | TRANE | 4TTR6036B1 | AC | Split System: Air-Cooled Condensing Unit, Coil with Blower | 4TTR6036B1 |  | 4NXAB031AC3 | 12.5 | 15 | Yes | Yes | 2015-03-13 |  | 1
FALSE | 4TTR6036B1 | 3674 | 7049934 | TRANE | 4TTR6036B1 | AC | Split System: Air-Cooled Condensing Unit, Coil with Blower | 4TTR6036B1 |  | 4NXAB031AC3 | 12.2 | 14.75 | Yes | Yes | 2015-03-13 |  | 0
FALSE | 4TTR6036B1 | 3674 | 7049936 | TRANE | 4TTR6036B1 | AC | Split System: Air-Cooled Condensing Unit, Coil with Blower | 4TTR6036B1 |  | 4NXAB031AC3 | 12.2 | 14.75 | Yes | Yes | 2015-03-13 |  | 0
FALSE | 4TTR6036B1 | 3674 | 7049938 | TRANE | 4TTR6036B1 | AC | Split System: Air-Cooled Condensing Unit, Coil with Blower | 4TTR6036B1 |  | 4NXAB031AC3 | 12.5 | 15 | Yes | Yes | 2015-03-13 |  | 1
FALSE | 4TTR6036B1 | 3674 | 7049940 | TRANE | 4TTR6036B1 | AC | Split System: Air-Cooled Condensing Unit, Coil with Blower | 4TTR6036B1 |  | 4NXAB031AC3 | 12 | 14.5 | Yes | Yes | 2015-03-13 |  | 0
FALSE | 4TTR6036B1 | 3674 | 7049942 | TRANE | 4TTR6036B1 | AC | Split System: Air-Cooled Condensing Unit, Coil with Blower | 4TTR6036B1 |  | 4NXAB031AC3 | 12.2 | 14.75 | Yes | Yes | 2015-03-13 |  | 0
FALSE | 4TTR6036B1 | 3674 | 7049909 | TRANE | 4TTR6036B1 | AC | Split System: Air-Cooled Condensing Unit, Coil with Blower | 4TTR6036B1 |  | 4NXAB031AC3 | 12.5 | 15 | Yes | Yes | 2015-03-13 |  | 1
FALSE | 4TTR6036B1 | 3674 | 7049911 | TRANE | 4TTR6036B1 | AC | Split System: Air-Cooled Condensing Unit, Coil with Blower | 4TTR6036B1 |  | 4NXAB031AC3 | 12.2 | 14.75 | Yes | Yes | 2015-03-13 |  | 0
FALSE | 4TTR6036B1 | 3674 | 7049913 | TRANE | 4TTR6036B1 | AC | Split System: Air-Cooled Condensing Unit, Coil with Blower | 4TTR6036B1 |  | 4NXAB031AC3 | 12.2 | 14.5 | Yes | Yes | 2015-03-13 |  | 0
FALSE | 4TTR6036B1 | 3674 | 7049915 | TRANE | 4TTR6036B1 | AC | Split System: Air-Cooled Condensing Unit, Coil with Blower | 4TTR6036B1 |  | 4NXAB031AC3 | 12.2 | 14.5 | Yes | Yes | 2015-03-13 |  | 0
FALSE | 4TTR6036B1 | 3674 | 7049918 | TRANE | 4TTR6036B1 | AC | Split System: Air-Cooled Condensing Unit, Coil with Blower | 4TTR6036B1 |  | 4NXAB031AC3 | 12.5 | 15 | Yes | Yes | 2015-03-13 |  | 1
FALSE | 4TTR6036B1 | 3674 | 7049984 | TRANE | 4TTR6036B1 | AC | Split System: Air-Cooled Condensing Unit, Coil with Blower | 4TTR6036B1 |  | 4NXAB031AC3 | 12.5 | 15 | Yes | Yes | 2015-03-13 |  | 1
FALSE | 4TTR6036B1 | 3674 | 7049987 | TRANE | 4TTR6036B1 | AC | Split System: Air-Cooled Condensing Unit, Coil with Blower | 4TTR6036B1 |  | 4NXAB031AC3 | 12.2 | 14.5 | Yes | Yes | 2015-03-13 |  | 0
FALSE | 4TTX6024H1 | 3520 | 7050247 | TRANE | 4TTX6024H1 | AC | Split System: Air-Cooled Condensing Unit, Coil with Blower | 4TTX6024H1 |  | 4NXAB031AC3 | 12.5 | 15.25 | Yes | Yes | 2015-03-13 |  | 1
FALSE | 4TTX6024H1 | 3520 | 7050252 | TRANE | 4TTX6024H1 | AC | Split System: Air-Cooled Condensing Unit, Coil with Blower | 4TTX6024H1 |  | 4NXAB031AC3 | 12.75 | 15.75 | Yes | Yes | 2015-03-13 |  | 1
FALSE | 4TTX6024H1 | 3520 | 7050253 | TRANE | 4TTX6024H1 | AC | Split System: Air-Cooled Condensing Unit, Coil with Blower | 4TTX6024H1 |  | 4NXAB031AC3 | 12.75 | 15.75 | Yes | Yes | 2015-03-13 |  | 1
FALSE | 4TTX6024H1 | 3520 | 7050254 | TRANE | 4TTX6024H1 | AC | Split System: Air-Cooled Condensing Unit, Coil with Blower | 4TTX6024H1 |  | 4NXAB031AC3 | 12.5 | 15.25 | Yes | Yes | 2015-03-13 |  | 1
FALSE | 4TTX6024H1 | 3520 | 7050255 | TRANE | 4TTX6024H1 | AC | Split System: Air-Cooled Condensing Unit, Coil with Blower | 4TTX6024H1 |  | 4NXAB031AC3 | 12.5 | 15.5 | Yes | Yes | 2015-03-13 |  | 1
FALSE | 4TTX6018H1 | 3491 | 7050151 | TRANE | 4TTX6018H1 | AC | Split System: Air-Cooled Condensing Unit, Coil with Blower | 4TTX6018H1 |  | 4NXAB025AC3 | 13 | 16 | Yes | Yes | 2015-03-13 |  | 2
FALSE | 4TTX6018H1 | 3491 | 7050154 | TRANE | 4TTX6018H1 | AC | Split System: Air-Cooled Condensing Unit, Coil with Blower | 4TTX6018H1 |  | 4NXAB025AC3 | 13 | 16 | Yes | Yes | 2015-03-13 |  | 2
FALSE | 4TTR6036B1 | 3674 | 7049901 | TRANE | 4TTR6036B1 | AC | Split System: Air-Cooled Condensing Unit, Coil with Blower | 4TTR6036B1 |  | 4NXAB031AC3 | 12.2 | 14.5 | Yes | Yes | 2015-03-13 |  | 0
FALSE | 4TTR6036B1 | 3674 | 7049948 | TRANE | 4TTR6036B1 | AC | Split System: Air-Cooled Condensing Unit, Coil with Blower | 4TTR6036B1 |  | 4NXAB031AC3 | 12.2 | 14.5 | Yes | Yes | 2015-03-13 |  | 0
FALSE | 4TTR6036B1 | 3674 | 7049952 | TRANE | 4TTR6036B1 | AC | Split System: Air-Cooled Condensing Unit, Coil with Blower | 4TTR6036B1 |  | 4NXAB031AC3 | 12.2 | 14.5 | Yes | Yes | 2015-03-13 |  | 0
FALSE | 4TTX6024H1 | 3520 | 7050260 | TRANE | 4TTX6024H1 | AC | Split System: Air-Cooled Condensing Unit, Coil with Blower | 4TTX6024H1 |  | 4NXAB031AC3 | 12.5 | 15.5 | Yes | Yes | 2015-03-13 |  | 1
FALSE | 4TTX6024H1 | 3520 | 7050261 | TRANE | 4TTX6024H1 | AC | Split System: Air-Cooled Condensing Unit, Coil with Blower | 4TTX6024H1 |  | 4NXAB031AC3 | 12.5 | 15.5 | Yes | Yes | 2015-03-13 |  | 1
FALSE | 4TTX6030H1 | 3530 | 7050426 | TRANE | 4TTX6030H1 | AC | Split System: Air-Cooled Condensing Unit, Coil with Blower | 4TTX6030H1 |  | 4NXAB031AC3 | 12.5 | 14.75 | Yes | Yes | 2015-03-13 |  | 0
FALSE | 4TTX6018H1 | 3491 | 7050158 | TRANE | 4TTX6018H1 | AC | Split System: Air-Cooled Condensing Unit, Coil with Blower | 4TTX6018H1 |  | 4NXAB025AC3 | 13 | 16 | Yes | Yes | 2015-03-13 |  | 2
FALSE | 4TTR6036B1 | 3674 | 7049966 | TRANE | 4TTR6036B1 | AC | Split System: Air-Cooled Condensing Unit, Coil with Blower | 4TTR6036B1 |  | 4NXAB031AC3 | 12.2 | 14.75 | Yes | Yes | 2015-03-13 |  | 0
FALSE | 4TTX6024H1 | 3520 | 7050264 | TRANE | 4TTX6024H1 | AC | Split System: Air-Cooled Condensing Unit, Coil with Blower | 4TTX6024H1 |  | 4NXAB031AC3 | 12.75 | 15.75 | Yes | Yes | 2015-03-13 |  | 1
FALSE | 4TTX6024H1 | 3520 | 7050268 | TRANE | 4TTX6024H1 | AC | Split System: Air-Cooled Condensing Unit, Coil with Blower | 4TTX6024H1 |  | 4NXAB031AC3 | 12.5 | 15.25 | Yes | Yes | 2015-03-13 |  | 1
FALSE | 4TTX6024H1 | 3520 | 7050269 | TRANE | 4TTX6024H1 | AC | Split System: Air-Cooled Condensing Unit, Coil with Blower | 4TTX6024H1 |  | 4NXAB031AC3 | 12.75 | 15.75 | Yes | Yes | 2015-03-13 |  | 1
FALSE | 4TTX6024H1 | 3520 | 7050195 | TRANE | 4TTX6024H1 | AC | Split System: Air-Cooled Condensing Unit, Coil with Blower | 4TTX6024H1 |  | 4NXAB025AC3 | 12.5 | 15.5 | Yes | Yes | 2015-03-13 |  | 1
FALSE | 4TTX6030H1 | 3530 | 7050408 | TRANE | 4TTX6030H1 | AC | Split System: Air-Cooled Condensing Unit, Coil with Blower | 4TTX6030H1 |  | 4NXAB031AC3 | 12.5 | 15.25 | Yes | Yes | 2015-03-13 |  | 1
FALSE | 4TTR6024B1 | 3503 | 7049568 | TRANE | 4TTR6024B1 | AC | Split System: Air-Cooled Condensing Unit, Coil with Blower | 4TTR6024B1 |  | 4NXAB031AC3 | 13 | 16 | Yes | Yes | 2015-03-13 |  | 2
FALSE | 4TTX6030H1 | 3530 | 7050415 | TRANE | 4TTX6030H1 | AC | Split System: Air-Cooled Condensing Unit, Coil with Blower | 4TTX6030H1 |  | 4NXAB031AC3 | 12.5 | 15.25 | Yes | Yes | 2015-03-13 |  | 1
FALSE | 4TTX6030H1 | 3530 | 7050421 | TRANE | 4TTX6030H1 | AC | Split System: Air-Cooled Condensing Unit, Coil with Blower | 4TTX6030H1 |  | 4NXAB031AC3 | 12.5 | 14.75 | Yes | Yes | 2015-03-13 |  | 0
FALSE | 4TTX6036H1 | 3598 | 7050662 | TRANE | 4TTX6036H1 | AC | Split System: Air-Cooled Condensing Unit, Coil with Blower | 4TTX6036H1 |  | 4NXAB031AC3 | 12.2 | 14.5 | Yes | Yes | 2015-03-13 |  | 0
FALSE | 4TTR6024B1 | 3503 | 7049530 | TRANE | 4TTR6024B1 | AC | Split System: Air-Cooled Condensing Unit, Coil with Blower | 4TTR6024B1 |  | 4NXAB025AC3 | 12.5 | 15.5 | Yes | Yes | 2015-03-13 |  | 1
FALSE | 4TTR6024B1 | 3503 | 7049532 | TRANE | 4TTR6024B1 | AC | Split System: Air-Cooled Condensing Unit, Coil with Blower | 4TTR6024B1 |  | 4NXAB025AC3 | 12.5 | 15.75 | Yes | Yes | 2015-03-13 |  | 1
FALSE | 4TTR6024B1 | 3503 | 7049550 | TRANE | 4TTR6024B1 | AC | Split System: Air-Cooled Condensing Unit, Coil with Blower | 4TTR6024B1 |  | 4NXAB031AC3 | 12.5 | 15.75 | Yes | Yes | 2015-03-13 |  | 1
FALSE | 4TTR6024B1 | 3503 | 7049558 | TRANE | 4TTR6024B1 | AC | Split System: Air-Cooled Condensing Unit, Coil with Blower | 4TTR6024B1 |  | 4NXAB031AC3 | 12.5 | 15 | Yes | Yes | 2015-03-13 |  | 1
FALSE | 4A7A7036A1 | 4207 | 7051224 | TRANE | 4TTX8036A1 | AC | Split System: Air-Cooled Condensing Unit, Coil with Blower | 4A7A7036A1 |  | 4NXAB031AC3 | 12 | 16 | Yes | Yes | 2015-03-13 |  | 0
FALSE | 4TTX6036H1 | 3598 | 7050655 | TRANE | 4TTX6036H1 | AC | Split System: Air-Cooled Condensing Unit, Coil with Blower | 4TTX6036H1 |  | 4NXAB031AC3 | 12.2 | 14.5 | Yes | Yes | 2015-03-13 |  | 0
FALSE | 4TTX6036H1 | 3598 | 7050657 | TRANE | 4TTX6036H1 | AC | Split System: Air-Cooled Condensing Unit, Coil with Blower | 4TTX6036H1 |  | 4NXAB031AC3 | 12.2 | 14.5 | Yes | Yes | 2015-03-13 |  | 0
FALSE | 4TTX6036H1 | 3598 | 7050658 | TRANE | 4TTX6036H1 | AC | Split System: Air-Cooled Condensing Unit, Coil with Blower | 4TTX6036H1 |  | 4NXAB031AC3 | 12.2 | 14.75 | Yes | Yes | 2015-03-13 |  | 0
FALSE | 4TTR6030B1 | 3522 | 7049684 | TRANE | 4TTR6030B1 | AC | Split System: Air-Cooled Condensing Unit, Coil with Blower | 4TTR6030B1 |  | 4NXAB031AC3 | 12.5 | 15.25 | Yes | Yes | 2015-03-13 |  | 1
FALSE | 4A7A7036A1 | 4207 | 7051250 | TRANE | 4TTX8036A1 | AC | Split System: Air-Cooled Condensing Unit, Coil with Blower | 4A7A7036A1 |  | 4NXAB031AC3 | 12.2 | 16 | Yes | Yes | 2015-03-13 |  | 0
FALSE | 4A7A7036A1 | 4207 | 7051408 | TRANE | 4TTX8036A1 | AC | Split System: Air-Cooled Condensing Unit, Coil with Blower | 4A7A7036A1 |  | 4NXAB036AC3 | 12.5 | 17 | Yes | Yes | 2015-03-13 |  | 1
FALSE | 4A7A7036A1 | 4207 | 7051316 | TRANE | 4TTX8036A1 | AC | Split System: Air-Cooled Condensing Unit, Coil with Blower | 4A7A7036A1 |  | 4NXAB036AC3 | 12.5 | 17 | Yes | Yes | 2015-03-13 |  | 1
FALSE | 4A7A7036A1 | 4207 | 7051318 | TRANE | 4TTX8036A1 | AC | Split System: Air-Cooled Condensing Unit, Coil with Blower | 4A7A7036A1 |  | 4NXAB036AC3 | 12.2 | 16.5 | Yes | Yes | 2015-03-13 |  | 0
FALSE | 4A7A7036A1 | 4207 | 7051320 | TRANE | 4TTX8036A1 | AC | Split System: Air-Cooled Condensing Unit, Coil with Blower | 4A7A7036A1 |  | 4NXAB036AC3 | 12.2 | 16.5 | Yes | Yes | 2015-03-13 |  | 0
FALSE | 4TTR6030B1 | 3522 | 7049843 | TRANE | 4TTR6030B1 | AC | Split System: Air-Cooled Condensing Unit, Coil with Blower | 4TTR6030B1 |  | 4NXAB036AC3 | 12.5 | 15 | Yes | Yes | 2015-03-13 |  | 1
FALSE | 4TTR6030B1 | 3522 | 7049845 | TRANE | 4TTR6030B1 | AC | Split System: Air-Cooled Condensing Unit, Coil with Blower | 4TTR6030B1 |  | 4NXAB036AC3 | 12.5 | 15.5 | Yes | Yes | 2015-03-13 |  | 1
FALSE | 4A7A7036A1 | 4207 | 7051324 | TRANE | 4TTX8036A1 | AC | Split System: Air-Cooled Condensing Unit, Coil with Blower | 4A7A7036A1 |  | 4NXAB036AC3 | 12.5 | 16.25 | Yes | Yes | 2015-03-13 |  | 1
FALSE | 4A7A7036A1 | 4207 | 7051326 | TRANE | 4TTX8036A1 | AC | Split System: Air-Cooled Condensing Unit, Coil with Blower | 4A7A7036A1 |  | 4NXAB036AC3 | 12.2 | 16.5 | Yes | Yes | 2015-03-13 |  | 0
FALSE | 4A7A7036A1 | 4207 | 7051328 | TRANE | 4TTX8036A1 | AC | Split System: Air-Cooled Condensing Unit, Coil with Blower | 4A7A7036A1 |  | 4NXAB036AC3 | 12.2 | 16.75 | Yes | Yes | 2015-03-13 |  | 0
FALSE | 4A7A7036A1 | 4207 | 7051330 | TRANE | 4TTX8036A1 | AC | Split System: Air-Cooled Condensing Unit, Coil with Blower | 4A7A7036A1 |  | 4NXAB036AC3 | 12.2 | 16 | Yes | Yes | 2015-03-13 |  | 0
FALSE | 4A7A7036A1 | 4207 | 7051332 | TRANE | 4TTX8036A1 | AC | Split System: Air-Cooled Condensing Unit, Coil with Blower | 4A7A7036A1 |  | 4NXAB036AC3 | 12.2 | 16.25 | Yes | Yes | 2015-03-13 |  | 0
FALSE | 4A7A7036A1 | 4207 | 7051376 | TRANE | 4TTX8036A1 | AC | Split System: Air-Cooled Condensing Unit, Coil with Blower | 4A7A7036A1 |  | 4NXAB036AC3 | 12.5 | 16.5 | Yes | Yes | 2015-03-13 |  | 1
FALSE | 4A7A7036A1 | 4207 | 7051378 | TRANE | 4TTX8036A1 | AC | Split System: Air-Cooled Condensing Unit, Coil with Blower | 4A7A7036A1 |  | 4NXAB036AC3 | 12.2 | 16.25 | Yes | Yes | 2015-03-13 |  | 0
FALSE | 4A7A7036A1 | 4207 | 7051380 | TRANE | 4TTX8036A1 | AC | Split System: Air-Cooled Condensing Unit, Coil with Blower | 4A7A7036A1 |  | 4NXAB036AC3 | 12.2 | 16.25 | Yes | Yes | 2015-03-13 |  | 0
FALSE | 4A7A7036A1 | 4207 | 7051382 | TRANE | 4TTX8036A1 | AC | Split System: Air-Cooled Condensing Unit, Coil with Blower | 4A7A7036A1 |  | 4NXAB036AC3 | 12 | 16 | Yes | Yes | 2015-03-13 |  | 0
FALSE | 4A7A7036A1 | 4207 | 7051384 | TRANE | 4TTX8036A1 | AC | Split System: Air-Cooled Condensing Unit, Coil with Blower | 4A7A7036A1 |  | 4NXAB036AC3 | 12 | 16 | Yes | Yes | 2015-03-13 |  | 0
FALSE | 4A7A7036A1 | 4207 | 7051386 | TRANE | 4TTX8036A1 | AC | Split System: Air-Cooled Condensing Unit, Coil with Blower | 4A7A7036A1 |  | 4NXAB036AC3 | 12 | 16 | Yes | Yes | 2015-03-13 |  | 0
FALSE | 4A7A7036A1 | 4207 | 7051390 | TRANE | 4TTX8036A1 | AC | Split System: Air-Cooled Condensing Unit, Coil with Blower | 4A7A7036A1 |  | 4NXAB036AC3 | 12.2 | 16.25 | Yes | Yes | 2015-03-13 |  | 0
FALSE | 4TTX6030H1 | 3530 | 7050521 | TRANE | 4TTX6030H1 | AC | Split System: Air-Cooled Condensing Unit, Coil with Blower | 4TTX6030H1 |  | 4NXAB032AC3 | 12.75 | 15.75 | Yes | Yes | 2015-03-13 |  | 1
FALSE | 4TTX6030H1 | 3530 | 7050525 | TRANE | 4TTX6030H1 | AC | Split System: Air-Cooled Condensing Unit, Coil with Blower | 4TTX6030H1 |  | 4NXAB032AC3 | 12.5 | 15 | Yes | Yes | 2015-03-13 |  | 1
FALSE | 4TTR6024B1 | 3503 | 7049594 | TRANE | 4TTR6024B1 | AC | Split System: Air-Cooled Condensing Unit, Coil with Blower | 4TTR6024B1 |  | 4NXAB032AC3 | 12.5 | 15 | Yes | Yes | 2015-03-13 |  | 1
FALSE | 4TTX6024H1 | 3520 | 7050273 | TRANE | 4TTX6024H1 | AC | Split System: Air-Cooled Condensing Unit, Coil with Blower | 4TTX6024H1 |  | 4NXAB032AC3 | 13 | 16 | Yes | Yes | 2015-03-13 |  | 2
FALSE | 4TTX6024H1 | 3520 | 7050274 | TRANE | 4TTX6024H1 | AC | Split System: Air-Cooled Condensing Unit, Coil with Blower | 4TTX6024H1 |  | 4NXAB032AC3 | 13 | 16 | Yes | Yes | 2015-03-13 |  | 2
FALSE | 4TTX6024H1 | 3520 | 7050277 | TRANE | 4TTX6024H1 | AC | Split System: Air-Cooled Condensing Unit, Coil with Blower | 4TTX6024H1 |  | 4NXAB032AC3 | 12.75 | 15.75 | Yes | Yes | 2015-03-13 |  | 1
FALSE | 4TTX6024H1 | 3520 | 7050278 | TRANE | 4TTX6024H1 | AC | Split System: Air-Cooled Condensing Unit, Coil with Blower | 4TTX6024H1 |  | 4NXAB032AC3 | 12.75 | 15.75 | Yes | Yes | 2015-03-13 |  | 1
FALSE | 4TTX6024H1 | 3520 | 7050280 | TRANE | 4TTX6024H1 | AC | Split System: Air-Cooled Condensing Unit, Coil with Blower | 4TTX6024H1 |  | 4NXAB032AC3 | 13 | 16 | Yes | Yes | 2015-03-13 |  | 2
FALSE | 4TTR6030B1 | 3522 | 7049791 | TRANE | 4TTR6030B1 | AC | Split System: Air-Cooled Condensing Unit, Coil with Blower | 4TTR6030B1 |  | 4NXAB032AC3 | 12.5 | 14.75 | Yes | Yes | 2015-03-13 |  | 0
FALSE | 4TTX6024H1 | 3520 | 7050287 | TRANE | 4TTX6024H1 | AC | Split System: Air-Cooled Condensing Unit, Coil with Blower | 4TTX6024H1 |  | 4NXAB032AC3 | 13 | 16 | Yes | Yes | 2015-03-13 |  | 2
FALSE | 4TTX6024H1 | 3520 | 7050288 | TRANE | 4TTX6024H1 | AC | Split System: Air-Cooled Condensing Unit, Coil with Blower | 4TTX6024H1 |  | 4NXAB032AC3 | 13 | 16 | Yes | Yes | 2015-03-13 |  | 2
FALSE | 4TTX6030H1 | 3530 | 7050534 | TRANE | 4TTX6030H1 | AC | Split System: Air-Cooled Condensing Unit, Coil with Blower | 4TTX6030H1 |  | 4NXAB032AC3 | 12.5 | 15 | Yes | Yes | 2015-03-13 |  | 1
FALSE | 4A7A7024A1 | 4200 | 7051196 | TRANE | 4TTX8024A1 | AC | Split System: Air-Cooled Condensing Unit, Coil with Blower | 4A7A7024A1 |  | 4NXAB032AC3 | 13 | 16 | Yes | Yes | 2015-03-13 |  | 2
FALSE | 4A7A7024A1 | 4200 | 7051198 | TRANE | 4TTX8024A1 | AC | Split System: Air-Cooled Condensing Unit, Coil with Blower | 4A7A7024A1 |  | 4NXAB032AC3 | 13 | 16 | Yes | Yes | 2015-03-13 |  | 2
FALSE | 4A7A7024A1 | 4200 | 7051200 | TRANE | 4TTX8024A1 | AC | Split System: Air-Cooled Condensing Unit, Coil with Blower | 4A7A7024A1 |  | 4NXAB032AC3 | 13 | 17 | Yes | Yes | 2015-03-13 |  | 2
FALSE | 4A7A7024A1 | 4200 | 7051204 | TRANE | 4TTX8024A1 | AC | Split System: Air-Cooled Condensing Unit, Coil with Blower | 4A7A7024A1 |  | 4NXAB032AC3 | 13 | 17 | Yes | Yes | 2015-03-13 |  | 2
FALSE | 4A7A7024A1 | 4200 | 7051206 | TRANE | 4TTX8024A1 | AC | Split System: Air-Cooled Condensing Unit, Coil with Blower | 4A7A7024A1 |  | 4NXAB032AC3 | 13 | 17 | Yes | Yes | 2015-03-13 |  | 2
FALSE | 4A7A7024A1 | 4200 | 7051166 | TRANE | 4TTX8024A1 | AC | Split System: Air-Cooled Condensing Unit, Coil with Blower | 4A7A7024A1 |  | 4NXAB032AC3 | 13 | 17.25 | Yes | Yes | 2015-03-13 |  | 2
FALSE | 4A7A7024A1 | 4200 | 7051170 | TRANE | 4TTX8024A1 | AC | Split System: Air-Cooled Condensing Unit, Coil with Blower | 4A7A7024A1 |  | 4NXAB032AC3 | 13 | 16 | Yes | Yes | 2015-03-13 |  | 2
FALSE | 4A7A7024A1 | 4200 | 7051172 | TRANE | 4TTX8024A1 | AC | Split System: Air-Cooled Condensing Unit, Coil with Blower | 4A7A7024A1 |  | 4NXAB032AC3 | 13 | 16.25 | Yes | Yes | 2015-03-13 |  | 2
FALSE | 4TTX6030H1 | 3530 | 7050488 | TRANE | 4TTX6030H1 | AC | Split System: Air-Cooled Condensing Unit, Coil with Blower | 4TTX6030H1 |  | 4NXAB032AC3 | 12.5 | 15.5 | Yes | Yes | 2015-03-13 |  | 1
FALSE | 4TTX6030H1 | 3530 | 7050489 | TRANE | 4TTX6030H1 | AC | Split System: Air-Cooled Condensing Unit, Coil with Blower | 4TTX6030H1 |  | 4NXAB032AC3 | 12.5 | 15.25 | Yes | Yes | 2015-03-13 |  | 1
FALSE | 4TTX6030H1 | 3530 | 7050483 | TRANE | 4TTX6030H1 | AC | Split System: Air-Cooled Condensing Unit, Coil with Blower | 4TTX6030H1 |  | 4NXAB032AC3 | 12.5 | 14.75 | Yes | Yes | 2015-03-13 |  | 0
FALSE | 4A7A7024A1 | 4200 | 7051174 | TRANE | 4TTX8024A1 | AC | Split System: Air-Cooled Condensing Unit, Coil with Blower | 4A7A7024A1 |  | 4NXAB032AC3 | 13 | 16.5 | Yes | Yes | 2015-03-13 |  | 2
FALSE | 4A7A7024A1 | 4200 | 7051176 | TRANE | 4TTX8024A1 | AC | Split System: Air-Cooled Condensing Unit, Coil with Blower | 4A7A7024A1 |  | 4NXAB032AC3 | 13 | 16.75 | Yes | Yes | 2015-03-13 |  | 2
FALSE | 4A7A7024A1 | 4200 | 7051180 | TRANE | 4TTX8024A1 | AC | Split System: Air-Cooled Condensing Unit, Coil with Blower | 4A7A7024A1 |  | 4NXAB032AC3 | 13 | 16.5 | Yes | Yes | 2015-03-13 |  | 2
FALSE | 4A7A7024A1 | 4200 | 7051182 | TRANE | 4TTX8024A1 | AC | Split System: Air-Cooled Condensing Unit, Coil with Blower | 4A7A7024A1 |  | 4NXAB032AC3 | 13 | 16 | Yes | Yes | 2015-03-13 |  | 2
FALSE | 4A7A7024A1 | 4200 | 7051184 | TRANE | 4TTX8024A1 | AC | Split System: Air-Cooled Condensing Unit, Coil with Blower | 4A7A7024A1 |  | 4NXAB032AC3 | 13 | 16.5 | Yes | Yes | 2015-03-13 |  | 2
FALSE | 4A7A7024A1 | 4200 | 7051186 | TRANE | 4TTX8024A1 | AC | Split System: Air-Cooled Condensing Unit, Coil with Blower | 4A7A7024A1 |  | 4NXAB032AC3 | 12.5 | 16.25 | Yes | Yes | 2015-03-13 |  | 1
FALSE | 4A7A7024A1 | 4200 | 7051188 | TRANE | 4TTX8024A1 | AC | Split System: Air-Cooled Condensing Unit, Coil with Blower | 4A7A7024A1 |  | 4NXAB032AC3 | 12.5 | 15.75 | Yes | Yes | 2015-03-13 |  | 1
FALSE | 4A7A7024A1 | 4200 | 7051190 | TRANE | 4TTX8024A1 | AC | Split System: Air-Cooled Condensing Unit, Coil with Blower | 4A7A7024A1 |  | 4NXAB032AC3 | 13 | 16 | Yes | Yes | 2015-03-13 |  | 2
FALSE | 4A7A7024A1 | 4200 | 7051192 | TRANE | 4TTX8024A1 | AC | Split System: Air-Cooled Condensing Unit, Coil with Blower | 4A7A7024A1 |  | 4NXAB032AC3 | 12.5 | 15.75 | Yes | Yes | 2015-03-13 |  | 1
FALSE | 4TTX6024H1 | 3520 | 7050340 | TRANE | 4TTX6024H1 | AC | Split System: Air-Cooled Condensing Unit, Coil with Blower | 4TTX6024H1 |  | 4NXAB036AC3 | 12.75 | 15.75 | Yes | Yes | 2015-03-13 |  | 1
FALSE | 4TTX6024H1 | 3520 | 7050344 | TRANE | 4TTX6024H1 | AC | Split System: Air-Cooled Condensing Unit, Coil with Blower | 4TTX6024H1 |  | 4NXAB036AC3 | 12.5 | 15.5 | Yes | Yes | 2015-03-13 |  | 1
FALSE | 4TTX6030H1 | 3530 | 7050549 | TRANE | 4TTX6030H1 | AC | Split System: Air-Cooled Condensing Unit, Coil with Blower | 4TTX6030H1 |  | 4NXAB036AC3 | 12.5 | 14.75 | Yes | Yes | 2015-03-13 |  | 0
FALSE | 4TTX6030H1 | 3530 | 7050552 | TRANE | 4TTX6030H1 | AC | Split System: Air-Cooled Condensing Unit, Coil with Blower | 4TTX6030H1 |  | 4NXAB036AC3 | 12.5 | 15 | Yes | Yes | 2015-03-13 |  | 1
FALSE | 4TTX6024H1 | 3520 | 7050346 | TRANE | 4TTX6024H1 | AC | Split System: Air-Cooled Condensing Unit, Coil with Blower | 4TTX6024H1 |  | 4NXAB036AC3 | 13 | 16 | Yes | Yes | 2015-03-13 |  | 2
FALSE | 4TTX6024H1 | 3520 | 7050347 | TRANE | 4TTX6024H1 | AC | Split System: Air-Cooled Condensing Unit, Coil with Blower | 4TTX6024H1 |  | 4NXAB036AC3 | 12.75 | 15.75 | Yes | Yes | 2015-03-13 |  | 1
FALSE | 4TTX6024H1 | 3520 | 7050348 | TRANE | 4TTX6024H1 | AC | Split System: Air-Cooled Condensing Unit, Coil with Blower | 4TTX6024H1 |  | 4NXAB036AC3 | 12.75 | 15.75 | Yes | Yes | 2015-03-13 |  | 1
FALSE | 4TTX6024H1 | 3520 | 7050350 | TRANE | 4TTX6024H1 | AC | Split System: Air-Cooled Condensing Unit, Coil with Blower | 4TTX6024H1 |  | 4NXAB036AC3 | 13 | 16 | Yes | Yes | 2015-03-13 |  | 2
FALSE | 4TTX6024H1 | 3520 | 7050351 | TRANE | 4TTX6024H1 | AC | Split System: Air-Cooled Condensing Unit, Coil with Blower | 4TTX6024H1 |  | 4NXAB036AC3 | 13 | 16 | Yes | Yes | 2015-03-13 |  | 2
FALSE | 4TTX6024H1 | 3520 | 7050353 | TRANE | 4TTX6024H1 | AC | Split System: Air-Cooled Condensing Unit, Coil with Blower | 4TTX6024H1 |  | 4NXAB036AC3 | 13 | 16 | Yes | Yes | 2015-03-13 |  | 2
FALSE | 4TTX6024H1 | 3520 | 7050316 | TRANE | 4TTX6024H1 | AC | Split System: Air-Cooled Condensing Unit, Coil with Blower | 4TTX6024H1 |  | 4NXAB036AC3 | 13 | 16 | Yes | Yes | 2015-03-13 |  | 2
FALSE | 4TTX6030H1 | 3530 | 7050557 | TRANE | 4TTX6030H1 | AC | Split System: Air-Cooled Condensing Unit, Coil with Blower | 4TTX6030H1 |  | 4NXAB036AC3 | 12.5 | 15 | Yes | Yes | 2015-03-13 |  | 1
FALSE | 4A7A7036A1 | 4207 | 7051374 | TRANE | 4TTX8036A1 | AC | Split System: Air-Cooled Condensing Unit, Coil with Blower | 4A7A7036A1 |  | 4NXAB036AC3 | 12.2 | 16.25 | Yes | Yes | 2015-03-13 |  | 0
FALSE | 4TTR6042B1 | 3680 | 7050103 | TRANE | 4TTR6042B1 | AC | Split System: Air-Cooled Condensing Unit, Coil with Blower | 4TTR6042B1 |  | 4NXAB036AC3 | 12.2 | 14.5 | Yes | Yes | 2015-03-13 |  | 0
FALSE | 4TTR6042B1 | 3680 | 7050106 | TRANE | 4TTR6042B1 | AC | Split System: Air-Cooled Condensing Unit, Coil with Blower | 4TTR6042B1 |  | 4NXAB036AC3 | 12.2 | 14.5 | Yes | Yes | 2015-03-13 |  | 0
FALSE | 4TTX6030H1 | 3530 | 7050598 | TRANE | 4TTX6030H1 | AC | Split System: Air-Cooled Condensing Unit, Coil with Blower | 4TTX6030H1 |  | 4NXAB036AC3 | 12.75 | 15.75 | Yes | Yes | 2015-03-13 |  | 1
FALSE | 4TTX6030H1 | 3530 | 7050546 | TRANE | 4TTX6030H1 | AC | Split System: Air-Cooled Condensing Unit, Coil with Blower | 4TTX6030H1 |  | 4NXAB036AC3 | 12.5 | 15.25 | Yes | Yes | 2015-03-13 |  | 1
FALSE | 4TTR6042B1 | 3680 | 7050092 | TRANE | 4TTR6042B1 | AC | Split System: Air-Cooled Condensing Unit, Coil with Blower | 4TTR6042B1 |  | 4NXAB036AC3 | 12.2 | 14.5 | Yes | Yes | 2015-03-13 |  | 0
FALSE | 4TTR6042B1 | 3680 | 7050094 | TRANE | 4TTR6042B1 | AC | Split System: Air-Cooled Condensing Unit, Coil with Blower | 4TTR6042B1 |  | 4NXAB036AC3 | 12.5 | 15.25 | Yes | Yes | 2015-03-13 |  | 1
FALSE | 4TTR6042B1 | 3680 | 7050100 | TRANE | 4TTR6042B1 | AC | Split System: Air-Cooled Condensing Unit, Coil with Blower | 4TTR6042B1 |  | 4NXAB036AC3 | 12.2 | 14.75 | Yes | Yes | 2015-03-13 |  | 0
FALSE | 4TTX6036H1 | 3598 | 7050758 | TRANE | 4TTX6036H1 | AC | Split System: Air-Cooled Condensing Unit, Coil with Blower | 4TTX6036H1 |  | 4NXAB036AC3 | 12.5 | 15.25 | Yes | Yes | 2015-03-13 |  | 1
FALSE | 4TTX6036H1 | 3598 | 7050762 | TRANE | 4TTX6036H1 | AC | Split System: Air-Cooled Condensing Unit, Coil with Blower | 4TTX6036H1 |  | 4NXAB036AC3 | 12.2 | 14.5 | Yes | Yes | 2015-03-13 |  | 0
FALSE | 4TTR6024B1 | 3503 | 7049637 | TRANE | 4TTR6024B1 | AC | Split System: Air-Cooled Condensing Unit, Coil with Blower | 4TTR6024B1 |  | 4NXAB036AC3 | 12.5 | 15 | Yes | Yes | 2015-03-13 |  | 1
FALSE | 4TTR6030B1 | 3522 | 7049891 | TRANE | 4TTR6030B1 | AC | Split System: Air-Cooled Condensing Unit, Coil with Blower | 4TTR6030B1 |  | 4NXAB036AC3 | 12.5 | 14.75 | Yes | Yes | 2015-03-13 |  | 0
FALSE | 4TTR6030B1 | 3522 | 7049853 | TRANE | 4TTR6030B1 | AC | Split System: Air-Cooled Condensing Unit, Coil with Blower | 4TTR6030B1 |  | 4NXAB036AC3 | 12.5 | 15 | Yes | Yes | 2015-03-13 |  | 1
FALSE | 4TTX6036H1 | 3598 | 7050764 | TRANE | 4TTX6036H1 | AC | Split System: Air-Cooled Condensing Unit, Coil with Blower | 4TTX6036H1 |  | 4NXAB036AC3 | 12.5 | 15.25 | Yes | Yes | 2015-03-13 |  | 1
FALSE | 4TTX6036H1 | 3598 | 7050766 | TRANE | 4TTX6036H1 | AC | Split System: Air-Cooled Condensing Unit, Coil with Blower | 4TTX6036H1 |  | 4NXAB036AC3 | 12.5 | 15.25 | Yes | Yes | 2015-03-13 |  | 1
FALSE | 4TTX6036H1 | 3598 | 7050768 | TRANE | 4TTX6036H1 | AC | Split System: Air-Cooled Condensing Unit, Coil with Blower | 4TTX6036H1 |  | 4NXAB036AC3 | 12.5 | 15.25 | Yes | Yes | 2015-03-13 |  | 1
FALSE | 4TTR6036B1 | 3674 | 7050003 | TRANE | 4TTR6036B1 | AC | Split System: Air-Cooled Condensing Unit, Coil with Blower | 4TTR6036B1 |  | 4NXAB036AC3 | 12.5 | 15 | Yes | Yes | 2015-03-13 |  | 1
FALSE | 4TTR6036B1 | 3674 | 7050038 | TRANE | 4TTR6036B1 | AC | Split System: Air-Cooled Condensing Unit, Coil with Blower | 4TTR6036B1 |  | 4NXAB036AC3 | 12 | 14.75 | Yes | Yes | 2015-03-13 |  | 0
FALSE | 4TTR6042B1 | 3680 | 7050080 | TRANE | 4TTR6042B1 | AC | Split System: Air-Cooled Condensing Unit, Coil with Blower | 4TTR6042B1 |  | 4NXAB036AC3 | 12.5 | 15 | Yes | Yes | 2015-03-13 |  | 1
FALSE | 4TTX6036H1 | 3598 | 7050806 | TRANE | 4TTX6036H1 | AC | Split System: Air-Cooled Condensing Unit, Coil with Blower | 4TTX6036H1 |  | 4NXAB036AC3 | 12.2 | 14.5 | Yes | Yes | 2015-03-13 |  | 0
FALSE | 4TTX6036H1 | 3598 | 7050808 | TRANE | 4TTX6036H1 | AC | Split System: Air-Cooled Condensing Unit, Coil with Blower | 4TTX6036H1 |  | 4NXAB036AC3 | 12.5 | 15 | Yes | Yes | 2015-03-13 |  | 1
FALSE | 4TTX6036H1 | 3598 | 7050812 | TRANE | 4TTX6036H1 | AC | Split System: Air-Cooled Condensing Unit, Coil with Blower | 4TTX6036H1 |  | 4NXAB036AC3 | 12.5 | 15 | Yes | Yes | 2015-03-13 |  | 1
FALSE | 4TTX6036H1 | 3598 | 7050814 | TRANE | 4TTX6036H1 | AC | Split System: Air-Cooled Condensing Unit, Coil with Blower | 4TTX6036H1 |  | 4NXAB036AC3 | 12.5 | 15.5 | Yes | Yes | 2015-03-13 |  | 1
FALSE | 4TTX6036H1 | 3598 | 7050816 | TRANE | 4TTX6036H1 | AC | Split System: Air-Cooled Condensing Unit, Coil with Blower | 4TTX6036H1 |  | 4NXAB036AC3 | 12.2 | 14.5 | Yes | Yes | 2015-03-13 |  | 0
FALSE | 4TTX6036H1 | 3598 | 7050820 | TRANE | 4TTX6036H1 | AC | Split System: Air-Cooled Condensing Unit, Coil with Blower | 4TTX6036H1 |  | 4NXAB036AC3 | 12.2 | 14.5 | Yes | Yes | 2015-03-13 |  | 0
FALSE | 4TTX6036H1 | 3598 | 7050821 | TRANE | 4TTX6036H1 | AC | Split System: Air-Cooled Condensing Unit, Coil with Blower | 4TTX6036H1 |  | 4NXAB036AC3 | 12.2 | 14.75 | Yes | Yes | 2015-03-13 |  | 0
FALSE | 4TTR6036B1 | 3674 | 7050040 | TRANE | 4TTR6036B1 | AC | Split System: Air-Cooled Condensing Unit, Coil with Blower | 4TTR6036B1 |  | 4NXAB036AC3 | 12.5 | 15 | Yes | Yes | 2015-03-13 |  | 1
FALSE | 4TTX6036H1 | 3598 | 7050823 | TRANE | 4TTX6036H1 | AC | Split System: Air-Cooled Condensing Unit, Coil with Blower | 4TTX6036H1 |  | 4NXAB036AC3 | 12.2 | 14.5 | Yes | Yes | 2015-03-13 |  | 0
FALSE | 4TTR6042B1 | 3680 | 7050082 | TRANE | 4TTR6042B1 | AC | Split System: Air-Cooled Condensing Unit, Coil with Blower | 4TTR6042B1 |  | 4NXAB036AC3 | 12.2 | 14.75 | Yes | Yes | 2015-03-13 |  | 0
FALSE | 4TTR6036B1 | 3674 | 7050048 | TRANE | 4TTR6036B1 | AC | Split System: Air-Cooled Condensing Unit, Coil with Blower | 4TTR6036B1 |  | 4NXAB036AC3 | 12.5 | 15 | Yes | Yes | 2015-03-13 |  | 1
FALSE | 4TTR6036B1 | 3674 | 7050052 | TRANE | 4TTR6036B1 | AC | Split System: Air-Cooled Condensing Unit, Coil with Blower | 4TTR6036B1 |  | 4NXAB036AC3 | 12.5 | 15.5 | Yes | Yes | 2015-03-13 |  | 1
FALSE | 4TTR6036B1 | 3674 | 7050036 | TRANE | 4TTR6036B1 | AC | Split System: Air-Cooled Condensing Unit, Coil with Blower | 4TTR6036B1 |  | 4NXAB036AC3 | 12.5 | 15 | Yes | Yes | 2015-03-13 |  | 1
FALSE | 4TTR6042B1 | 3680 | 7050066 | TRANE | 4TTR6042B1 | AC | Split System: Air-Cooled Condensing Unit, Coil with Blower | 4TTR6042B1 |  | 4NXAB036AC3 | 12.5 | 15 | Yes | Yes | 2015-03-13 |  | 1
FALSE | 4TTR6042B1 | 3680 | 7050068 | TRANE | 4TTR6042B1 | AC | Split System: Air-Cooled Condensing Unit, Coil with Blower | 4TTR6042B1 |  | 4NXAB036AC3 | 12.5 | 15.25 | Yes | Yes | 2015-03-13 |  | 1
FALSE | 4TTR6042B1 | 3680 | 7050070 | TRANE | 4TTR6042B1 | AC | Split System: Air-Cooled Condensing Unit, Coil with Blower | 4TTR6042B1 |  | 4NXAB036AC3 | 12.5 | 15.25 | Yes | Yes | 2015-03-13 |  | 1
FALSE | 4TTR6042B1 | 3680 | 7050072 | TRANE | 4TTR6042B1 | AC | Split System: Air-Cooled Condensing Unit, Coil with Blower | 4TTR6042B1 |  | 4NXAB036AC3 | 12.5 | 15.25 | Yes | Yes | 2015-03-13 |  | 1
FALSE | 4TTR6042B1 | 3680 | 7050074 | TRANE | 4TTR6042B1 | AC | Split System: Air-Cooled Condensing Unit, Coil with Blower | 4TTR6042B1 |  | 4NXAB036AC3 | 12.5 | 15.25 | Yes | Yes | 2015-03-13 |  | 1
FALSE | 4TTR6042B1 | 3680 | 7050058 | TRANE | 4TTR6042B1 | AC | Split System: Air-Cooled Condensing Unit, Coil with Blower | 4TTR6042B1 |  | 4NXAB036AC3 | 12.2 | 14.75 | Yes | Yes | 2015-03-13 |  | 0
FALSE | 4TTR6042B1 | 3680 | 7050060 | TRANE | 4TTR6042B1 | AC | Split System: Air-Cooled Condensing Unit, Coil with Blower | 4TTR6042B1 |  | 4NXAB036AC3 | 12.2 | 14.75 | Yes | Yes | 2015-03-13 |  | 0
FALSE | 4TTR6036B1 | 3674 | 7050026 | TRANE | 4TTR6036B1 | AC | Split System: Air-Cooled Condensing Unit, Coil with Blower | 4TTR6036B1 |  | 4NXAB036AC3 | 12.5 | 15.5 | Yes | Yes | 2015-03-13 |  | 1
FALSE | 4TTR6036B1 | 3674 | 7050030 | TRANE | 4TTR6036B1 | AC | Split System: Air-Cooled Condensing Unit, Coil with Blower | 4TTR6036B1 |  | 4NXAB036AC3 | 12.5 | 15.5 | Yes | Yes | 2015-03-13 |  | 1
FALSE | 4TTX6024H1 | 3520 | 7050323 | TRANE | 4TTX6024H1 | AC | Split System: Air-Cooled Condensing Unit, Coil with Blower | 4TTX6024H1 |  | 4NXAB036AC3 | 12.5 | 15.5 | Yes | Yes | 2015-03-13 |  | 1
FALSE | 4TTX6024H1 | 3520 | 7050338 | TRANE | 4TTX6024H1 | AC | Split System: Air-Cooled Condensing Unit, Coil with Blower | 4TTX6024H1 |  | 4NXAB036AC3 | 13 | 16 | Yes | Yes | 2015-03-13 |  | 2
FALSE | 4TTX6024H1 | 3520 | 7050339 | TRANE | 4TTX6024H1 | AC | Split System: Air-Cooled Condensing Unit, Coil with Blower | 4TTX6024H1 |  | 4NXAB036AC3 | 13 | 16 | Yes | Yes | 2015-03-13 |  | 2
FALSE | 4TTX6036H1 | 3598 | 7050756 | TRANE | 4TTX6036H1 | AC | Split System: Air-Cooled Condensing Unit, Coil with Blower | 4TTX6036H1 |  | 4NXAB036AC3 | 12.5 | 15 | Yes | Yes | 2015-03-13 |  | 1
FALSE | 4A7A7036A1 | 4207 | 7051334 | TRANE | 4TTX8036A1 | AC | Split System: Air-Cooled Condensing Unit, Coil with Blower | 4A7A7036A1 |  | 4NXAB036AC3 | 12.2 | 16.25 | Yes | Yes | 2015-03-13 |  | 0
FALSE | 4A7A7036A1 | 4207 | 7051336 | TRANE | 4TTX8036A1 | AC | Split System: Air-Cooled Condensing Unit, Coil with Blower | 4A7A7036A1 |  | 4NXAB036AC3 | 12.2 | 16.25 | Yes | Yes | 2015-03-13 |  | 0
FALSE | 4A7A7060A1 | 289 | 7069554 | TRANE | 4TTX8060A1 | AC | Split System: Air-Cooled Condensing Unit, Coil with Blower | 4A7A7060A1 |  | 4NXCD009AS3 | 12.2 | 15.5 | Yes | Yes | 2015-03-13 |  | 0
FALSE | 4A7A7060A1 | 289 | 7069552 | TRANE | 4TTX8060A1 | AC | Split System: Air-Cooled Condensing Unit, Coil Alone | 4A7A7060A1 |  | 4NXCD009AS3 | 12.2 | 14.75 | Yes | Yes | 2015-03-13 |  | 0
FALSE | 4A7A7060A1 | 289 | 7069103 | TRANE | 4TTX8060A1 | AC | Split System: Air-Cooled Condensing Unit, Coil with Blower | 4A7A7060A1 |  | 4NXCD009AS3+HORIZ-RT | 12.2 | 15.75 | Yes | Yes | 2015-03-13 |  | 0
FALSE | 4A7A7060A1 | 289 | 7069101 | TRANE | 4TTX8060A1 | AC | Split System: Air-Cooled Condensing Unit, Coil with Blower | 4A7A7060A1 |  | 4NXCD009AS3+HORIZ-RT | 12.5 | 16 | Yes | Yes | 2015-03-13 |  | 1
FALSE | 4A7A7060A1 | 289 | 7069099 | TRANE | 4TTX8060A1 | AC | Split System: Air-Cooled Condensing Unit, Coil with Blower | 4A7A7060A1 |  | 4NXCD009AS3+HORIZ-RT | 12.2 | 15.75 | Yes | Yes | 2015-03-13 |  | 0
FALSE | 4A7A7060A1 | 289 | 7069097 | TRANE | 4TTX8060A1 | AC | Split System: Air-Cooled Condensing Unit, Coil with Blower | 4A7A7060A1 |  | 4NXCD009AS3+HORIZ-RT | 12.5 | 16 | Yes | Yes | 2015-03-13 |  | 1
FALSE | 4A7A7060A1 | 289 | 7069095 | TRANE | 4TTX8060A1 | AC | Split System: Air-Cooled Condensing Unit, Coil with Blower | 4A7A7060A1 |  | 4NXCD009AS3+HORIZ-RT | 12.2 | 15.75 | Yes | Yes | 2015-03-13 |  | 0
FALSE | 4A7A7060A1 | 289 | 7069093 | TRANE | 4TTX8060A1 | AC | Split System: Air-Cooled Condensing Unit, Coil with Blower | 4A7A7060A1 |  | 4NXCD009AS3+HORIZ-RT | 12.5 | 16 | Yes | Yes | 2015-03-13 |  | 1
FALSE | 4A7A7036A1 | 4207 | 7069602 | TRANE | 4TTX8036A1 | AC | Split System: Air-Cooled Condensing Unit, Coil with Blower | 4A7A7036A1 |  | 4NXCC008AS3 | 12.2 | 16.5 | Yes | Yes | 2015-03-13 |  | 0
FALSE | 4A7A7036A1 | 4207 | 7069600 | TRANE | 4TTX8036A1 | AC | Split System: Air-Cooled Condensing Unit, Coil with Blower | 4A7A7036A1 |  | 4NXCC008AS3 | 12.5 | 17.25 | Yes | Yes | 2015-03-13 |  | 1
FALSE | 4TTR6036B1 | 3674 | 7077653 | TRANE | 4TTR6036B1 | AC | Split System: Air-Cooled Condensing Unit, Coil with Blower | 4TTR6036B1 |  | 4CXCB036CC3 | 12 | 14.5 | Yes | Yes | 2015-03-13 |  | 0
FALSE | 4A7A7060A1 | 289 | 7069091 | TRANE | 4TTX8060A1 | AC | Split System: Air-Cooled Condensing Unit, Coil with Blower | 4A7A7060A1 |  | 4NXCD009AS3+HORIZ-RT | 12.2 | 15.75 | Yes | Yes | 2015-03-13 |  | 0
FALSE | 4A7A7060A1 | 289 | 7069089 | TRANE | 4TTX8060A1 | AC | Split System: Air-Cooled Condensing Unit, Coil with Blower | 4A7A7060A1 |  | 4NXCD009AS3+HORIZ-RT | 12.2 | 15.75 | Yes | Yes | 2015-03-13 |  | 0
FALSE | 4A7A7060A1 | 289 | 7069538 | TRANE | 4TTX8060A1 | AC | Split System: Air-Cooled Condensing Unit, Coil with Blower | 4A7A7060A1 |  | 4NXCD009AS3+HORIZ-RT | 12.2 | 15.75 | Yes | Yes | 2015-03-13 |  | 0
FALSE | 4A7A7060A1 | 289 | 7069107 | TRANE | 4TTX8060A1 | AC | Split System: Air-Cooled Condensing Unit, Coil with Blower | 4A7A7060A1 |  | 4NXCD009AS3+HORIZ-RT | 12.2 | 15.75 | Yes | Yes | 2015-03-13 |  | 0
FALSE | 4A7A7060A1 | 289 | 7069109 | TRANE | 4TTX8060A1 | AC | Split System: Air-Cooled Condensing Unit, Coil Alone | 4A7A7060A1 |  | 4NXCD009AS3+HORIZ-RT | 12.2 | 14.75 | Yes | Yes | 2015-03-13 |  | 0
FALSE | 4TTR6024B1 | 3503 | 7049627 | TRANE | 4TTR6024B1 | AC | Split System: Air-Cooled Condensing Unit, Coil with Blower | 4TTR6024B1 |  | 4NXAB036AC3 | 12.5 | 15.75 | Yes | Yes | 2015-03-13 |  | 1
FALSE | 4A7A7024A1 | 4200 | 7069704 | TRANE | 4TTX8024A1 | AC | Split System: Air-Cooled Condensing Unit, Coil Alone | 4A7A7024A1 |  | 4NXCC005AS3 | 12.5 | 15.25 | Yes | Yes | 2015-03-13 |  | 1
FALSE | 4A7A7024A1 | 4200 | 7069702 | TRANE | 4TTX8024A1 | AC | Split System: Air-Cooled Condensing Unit, Coil Alone | 4A7A7024A1 |  | 4NXCC005AS3+HORIZ-RT | 12.5 | 15.25 | Yes | Yes | 2015-03-13 |  | 1
FALSE | 4A7A7036A1 | 4207 | 7069674 | TRANE | 4TTX8036A1 | AC | Split System: Air-Cooled Condensing Unit, Coil with Blower | 4A7A7036A1 |  | 4NXCB004AS3+HORIZ-RT | 12.2 | 16.5 | Yes | Yes | 2015-03-13 |  | 0
FALSE | 4A7A7036A1 | 4207 | 7069672 | TRANE | 4TTX8036A1 | AC | Split System: Air-Cooled Condensing Unit, Coil with Blower | 4A7A7036A1 |  | 4NXCB004AS3+HORIZ-RT | 12.2 | 17 | Yes | Yes | 2015-03-13 |  | 0
FALSE | 4A7A7036A1 | 4207 | 7069680 | TRANE | 4TTX8036A1 | AC | Split System: Air-Cooled Condensing Unit, Coil with Blower | 4A7A7036A1 |  | 4NXCB004AS3+HORIZ-RT | 12.2 | 16.5 | Yes | Yes | 2015-03-13 |  | 0
FALSE | 4A7A7036A1 | 4207 | 7069688 | TRANE | 4TTX8036A1 | AC | Split System: Air-Cooled Condensing Unit, Coil with Blower | 4A7A7036A1 |  | 4NXCB004AS3+HORIZ-RT | 12.2 | 16.5 | Yes | Yes | 2015-03-13 |  | 0
FALSE | 4A7A7036A1 | 4207 | 7069686 | TRANE | 4TTX8036A1 | AC | Split System: Air-Cooled Condensing Unit, Coil with Blower | 4A7A7036A1 |  | 4NXCB004AS3+HORIZ-RT | 12.2 | 17 | Yes | Yes | 2015-03-13 |  | 0
FALSE | 4A7A7036A1 | 4207 | 7069684 | TRANE | 4TTX8036A1 | AC | Split System: Air-Cooled Condensing Unit, Coil with Blower | 4A7A7036A1 |  | 4NXCB004AS3+HORIZ-RT | 12.2 | 16.5 | Yes | Yes | 2015-03-13 |  | 0
FALSE | 4A7A7036A1 | 4207 | 7069682 | TRANE | 4TTX8036A1 | AC | Split System: Air-Cooled Condensing Unit, Coil with Blower | 4A7A7036A1 |  | 4NXCB004AS3+HORIZ-RT | 12.2 | 16.5 | Yes | Yes | 2015-03-13 |  | 0
FALSE | 4A7A7036A1 | 4207 | 7069678 | TRANE | 4TTX8036A1 | AC | Split System: Air-Cooled Condensing Unit, Coil with Blower | 4A7A7036A1 |  | 4NXCB004AS3+HORIZ-RT | 12.2 | 16.5 | Yes | Yes | 2015-03-13 |  | 0
FALSE | 4A7A7036A1 | 4207 | 7069624 | TRANE | 4TTX8036A1 | AC | Split System: Air-Cooled Condensing Unit, Coil with Blower | 4A7A7036A1 |  | 4NXCC005AS3+HORIZ-RT | 12.2 | 16.75 | Yes | Yes | 2015-03-13 |  | 0
FALSE | 4A7A7036A1 | 4207 | 7069628 | TRANE | 4TTX8036A1 | AC | Split System: Air-Cooled Condensing Unit, Coil with Blower | 4A7A7036A1 |  | 4NXCC005AS3+HORIZ-RT | 12.2 | 16.75 | Yes | Yes | 2015-03-13 |  | 0
FALSE | 4A7A7036A1 | 4207 | 7069630 | TRANE | 4TTX8036A1 | AC | Split System: Air-Cooled Condensing Unit, Coil with Blower | 4A7A7036A1 |  | 4NXCC005AS3+HORIZ-RT | 12.2 | 16.75 | Yes | Yes | 2015-03-13 |  | 0
FALSE | 4A7A7036A1 | 4207 | 7069632 | TRANE | 4TTX8036A1 | AC | Split System: Air-Cooled Condensing Unit, Coil with Blower | 4A7A7036A1 |  | 4NXCC005AS3+HORIZ-RT | 12.5 | 17.25 | Yes | Yes | 2015-03-13 |  | 1
FALSE | 4A7A7036A1 | 4207 | 7069616 | TRANE | 4TTX8036A1 | AC | Split System: Air-Cooled Condensing Unit, Coil with Blower | 4A7A7036A1 |  | 4NXCC005AS3+HORIZ-RT | 12.2 | 16.75 | Yes | Yes | 2015-03-13 |  | 0
FALSE | 4A7A7036A1 | 4207 | 7069618 | TRANE | 4TTX8036A1 | AC | Split System: Air-Cooled Condensing Unit, Coil with Blower | 4A7A7036A1 |  | 4NXCC005AS3+HORIZ-RT | 12.5 | 17 | Yes | Yes | 2015-03-13 |  | 1
FALSE | 4A7A7036A1 | 4207 | 7069620 | TRANE | 4TTX8036A1 | AC | Split System: Air-Cooled Condensing Unit, Coil with Blower | 4A7A7036A1 |  | 4NXCC005AS3+HORIZ-RT | 12.2 | 16.5 | Yes | Yes | 2015-03-13 |  | 0
FALSE | 4A7A7036A1 | 4207 | 7069622 | TRANE | 4TTX8036A1 | AC | Split System: Air-Cooled Condensing Unit, Coil with Blower | 4A7A7036A1 |  | 4NXCC005AS3+HORIZ-RT | 12.5 | 17.25 | Yes | Yes | 2015-03-13 |  | 1
FALSE | 4A7A7036A1 | 4207 | 7069652 | TRANE | 4TTX8036A1 | AC | Split System: Air-Cooled Condensing Unit, Coil with Blower | 4A7A7036A1 |  | 4NXCC005AS3+HORIZ-RT | 12.5 | 17.25 | Yes | Yes | 2015-03-13 |  | 1
FALSE | 4A7A7036A1 | 4207 | 5806982 | TRANE | 4TTR7036A1 | AC | Split System: Air-Cooled Condensing Unit, Coil with Blower | 4A7A7036A1 |  | 4TXCC037BC3 | 12 | 16 | Yes | Yes | 2015-03-13 |  | 0
FALSE | 4A7A7036A1 | 4207 | 5806993 | TRANE | 4TTR7036A1 | AC | Split System: Air-Cooled Condensing Unit, Coil with Blower | 4A7A7036A1 |  | 4TXCC037BC3 | 12 | 16.5 | Yes | Yes | 2015-03-13 |  | 0
FALSE | 4A7A7036A1 | 4207 | 5807662 | TRANE | 4TTR7036A1 | AC | Split System: Air-Cooled Condensing Unit, Coil with Blower | 4A7A7036A1 |  | 4TXFH041CC3 | 12 | 16.5 | Yes | Yes | 2015-03-13 |  | 0
FALSE | 4A7A7036A1 | 4207 | 5807664 | TRANE | 4TTR7036A1 | AC | Split System: Air-Cooled Condensing Unit, Coil with Blower | 4A7A7036A1 |  | 4TXFH041CC3 | 12 | 16.25 | Yes | Yes | 2015-03-13 |  | 0
FALSE | 4A7A7036A1 | 4207 | 5806885 | TRANE | 4TTR7036A1 | AC | Split System: Air-Cooled Condensing Unit, Coil with Blower | 4A7A7036A1 |  | 4TXCC037BC3 | 12.5 | 16.75 | Yes | Yes | 2015-03-13 |  | 1
FALSE | 4A7A7036A1 | 4207 | 5806896 | TRANE | 4TTR7036A1 | AC | Split System: Air-Cooled Condensing Unit, Coil with Blower | 4A7A7036A1 |  | 4TXCC037BC3 | 12 | 16 | Yes | Yes | 2015-03-13 |  | 0
FALSE | 4A7A7036A1 | 4207 | 5807677 | TRANE | 4TTR7036A1 | AC | Split System: Air-Cooled Condensing Unit, Coil with Blower | 4A7A7036A1 |  | 4TXFH041CC3 | 12 | 16 | Yes | Yes | 2015-03-13 |  | 0
FALSE | 4A7A7036A1 | 4207 | 5807580 | TRANE | 4TTR7036A1 | AC | Split System: Air-Cooled Condensing Unit, Coil with Blower | 4A7A7036A1 |  | 4TXFH041CC3 | 12 | 16 | Yes | Yes | 2015-03-13 |  | 0
FALSE | 4A7A7060A1 | 289 | 5802238 | TRANE | 4TTR7060A1 | AC | Split System: Air-Cooled Condensing Unit, Coil with Blower | 4A7A7060A1 |  | *AM7A0C48H41 | 12 | 16 | Yes | Yes | 2015-03-13 |  | 0
FALSE | 4A7A7060A1 | 289 | 5802255 | TRANE | 4TTR7060A1 | AC | Split System: Air-Cooled Condensing Unit, Coil with Blower | 4A7A7060A1 |  | 4TXAC060BC3 | 12 | 15 | Yes | Yes | 2015-03-13 |  | 0
FALSE | 4A7A7024A1 | 4200 | 5820149 | TRANE | 4TTR7024A1 | AC | Split System: Air-Cooled Condensing Unit, Coil with Blower | 4A7A7024A1 |  | 4TXCC037BC3 | 13 | 17 | Yes | Yes | 2015-03-13 |  | 2
FALSE | 4A7A7036A1 | 4207 | 5806220 | TRANE | 4TTR7036A1 | AC | Split System: Air-Cooled Condensing Unit, Coil with Blower | 4A7A7036A1 |  | 4TXCB032BC3 | 12 | 16 | Yes | Yes | 2015-03-13 |  | 0
FALSE | 4A7A7036A1 | 4207 | 5806227 | TRANE | 4TTR7036A1 | AC | Split System: Air-Cooled Condensing Unit, Coil with Blower | 4A7A7036A1 |  | 4TXCB032BC3 | 12 | 16 | Yes | Yes | 2015-03-13 |  | 0
FALSE | 4A7A7036A1 | 4207 | 5806235 | TRANE | 4TTR7036A1 | AC | Split System: Air-Cooled Condensing Unit, Coil with Blower | 4A7A7036A1 |  | 4TXCB032BC3 | 12 | 16.25 | Yes | Yes | 2015-03-13 |  | 0
FALSE | 4A7A7036A1 | 4207 | 5807063 | TRANE | 4TTR7036A1 | AC | Split System: Air-Cooled Condensing Unit, Coil with Blower | 4A7A7036A1 |  | 4TXCC043BC3 | 12 | 16.25 | Yes | Yes | 2015-03-13 |  | 0
FALSE | 4A7A7036A1 | 4207 | 5807065 | TRANE | 4TTR7036A1 | AC | Split System: Air-Cooled Condensing Unit, Coil with Blower | 4A7A7036A1 |  | 4TXCC043BC3 | 12 | 16.25 | Yes | Yes | 2015-03-13 |  | 0
FALSE | 4A7A7036A1 | 4207 | 5807074 | TRANE | 4TTR7036A1 | AC | Split System: Air-Cooled Condensing Unit, Coil with Blower | 4A7A7036A1 |  | 4TXCC043BC3 | 12 | 16 | Yes | Yes | 2015-03-13 |  | 0
FALSE | 4A7A7036A1 | 4207 | 5807076 | TRANE | 4TTR7036A1 | AC | Split System: Air-Cooled Condensing Unit, Coil with Blower | 4A7A7036A1 |  | 4TXCC043BC3 | 12 | 16 | Yes | Yes | 2015-03-13 |  | 0
FALSE | 4A7A7036A1 | 4207 | 5807427 | TRANE | 4TTR7036A1 | AC | Split System: Air-Cooled Condensing Unit, Coil with Blower | 4A7A7036A1 |  | 4TXFH033CC3 | 12 | 16 | Yes | Yes | 2015-03-13 |  | 0
FALSE | 4A7A7024A1 | 4200 | 5820010 | TRANE | 4TTR7024A1 | AC | Split System: Air-Cooled Condensing Unit, Coil with Blower | 4A7A7024A1 |  | 4TXCB004CC3 | 12.5 | 16 | Yes | Yes | 2015-03-13 |  | 1
FALSE | 4A7A7036A1 | 4207 | 5806338 | TRANE | 4TTR7036A1 | AC | Split System: Air-Cooled Condensing Unit, Coil with Blower | 4A7A7036A1 |  | 4TXCB036BC3 | 12 | 16 | Yes | Yes | 2015-03-13 |  | 0
FALSE | 4A7A7036A1 | 4207 | 5807008 | TRANE | 4TTR7036A1 | AC | Split System: Air-Cooled Condensing Unit, Coil with Blower | 4A7A7036A1 |  | 4TXCC043BC3 | 12 | 15.75 | Yes | Yes | 2015-03-13 |  | 0
FALSE | 4A7A7036A1 | 4207 | 5807021 | TRANE | 4TTR7036A1 | AC | Split System: Air-Cooled Condensing Unit, Coil with Blower | 4A7A7036A1 |  | 4TXCC043BC3 | 12 | 16.25 | Yes | Yes | 2015-03-13 |  | 0
FALSE | 4A7A7036A1 | 4207 | 5807558 | TRANE | 4TTR7036A1 | AC | Split System: Air-Cooled Condensing Unit, Coil with Blower | 4A7A7036A1 |  | 4TXFH036CZ3 | 12.5 | 17 | Yes | Yes | 2015-03-13 |  | 1
FALSE | 4A7A7024A1 | 4200 | 5820001 | TRANE | 4TTR7024A1 | AC | Split System: Air-Cooled Condensing Unit, Coil with Blower | 4A7A7024A1 |  | 4TXCB004CC3 | 13 | 17.5 | Yes | Yes | 2015-03-13 |  | 2
FALSE | 4A7A7024A1 | 4200 | 5820138 | TRANE | 4TTR7024A1 | AC | Split System: Air-Cooled Condensing Unit, Coil with Blower | 4A7A7024A1 |  | 4TXCC037BC3 | 13 | 17 | Yes | Yes | 2015-03-13 |  | 2
FALSE | 4A7A7036A1 | 4207 | 5806382 | TRANE | 4TTR7036A1 | AC | Split System: Air-Cooled Condensing Unit, Coil with Blower | 4A7A7036A1 |  | 4TXCB036BC3 | 12 | 16 | Yes | Yes | 2015-03-13 |  | 0
FALSE | 4A7A7036A1 | 4207 | 5806388 | TRANE | 4TTR7036A1 | AC | Split System: Air-Cooled Condensing Unit, Coil with Blower | 4A7A7036A1 |  | 4TXCB036BC3 | 12 | 16 | Yes | Yes | 2015-03-13 |  | 0
FALSE | 4A7A7036A1 | 4207 | 5806392 | TRANE | 4TTR7036A1 | AC | Split System: Air-Cooled Condensing Unit, Coil with Blower | 4A7A7036A1 |  | 4TXCB036BC3 | 12 | 16.25 | Yes | Yes | 2015-03-13 |  | 0
FALSE | 4A7A7036A1 | 4207 | 5807036 | TRANE | 4TTR7036A1 | AC | Split System: Air-Cooled Condensing Unit, Coil with Blower | 4A7A7036A1 |  | 4TXCC043BC3 | 12.5 | 16.5 | Yes | Yes | 2015-03-13 |  | 1
FALSE | 4A7A7036A1 | 4207 | 5807565 | TRANE | 4TTR7036A1 | AC | Split System: Air-Cooled Condensing Unit, Coil with Blower | 4A7A7036A1 |  | 4TXFH036CZ3 | 12 | 15.75 | Yes | Yes | 2015-03-13 |  | 0
FALSE | 4A7A7036A1 | 4207 | 5807569 | TRANE | 4TTR7036A1 | AC | Split System: Air-Cooled Condensing Unit, Coil with Blower | 4A7A7036A1 |  | 4TXFH036CZ3 | 12 | 16.5 | Yes | Yes | 2015-03-13 |  | 0
FALSE | 4A7A7036A1 | 4207 | 5806464 | TRANE | 4TTR7036A1 | AC | Split System: Air-Cooled Condensing Unit, Coil with Blower | 4A7A7036A1 |  | 4TXCB042BC3 | 12 | 16 | Yes | Yes | 2015-03-13 |  | 0
FALSE | 4A7A7036A1 | 4207 | 5807096 | TRANE | 4TTR7036A1 | AC | Split System: Air-Cooled Condensing Unit, Coil with Blower | 4A7A7036A1 |  | 4TXCC044BC3 | 12.5 | 17 | Yes | Yes | 2015-03-13 |  | 1
FALSE | 4A7A7036A1 | 4207 | 5807582 | TRANE | 4TTR7036A1 | AC | Split System: Air-Cooled Condensing Unit, Coil with Blower | 4A7A7036A1 |  | 4TXFH041CC3 | 12 | 16.5 | Yes | Yes | 2015-03-13 |  | 0
FALSE | 4A7A7024A1 | 4200 | 5820076 | TRANE | 4TTR7024A1 | AC | Split System: Air-Cooled Condensing Unit, Coil with Blower | 4A7A7024A1 |  | 4TXCB032BC3 | 13 | 17.25 | Yes | Yes | 2015-03-13 |  | 2
FALSE | 4A7A7036A1 | 4207 | 5806500 | TRANE | 4TTR7036A1 | AC | Split System: Air-Cooled Condensing Unit, Coil with Blower | 4A7A7036A1 |  | 4TXCB042BC3 | 12 | 16 | Yes | Yes | 2015-03-13 |  | 0
FALSE | 4A7A7036A1 | 4207 | 5807118 | TRANE | 4TTR7036A1 | AC | Split System: Air-Cooled Condensing Unit, Coil with Blower | 4A7A7036A1 |  | 4TXCC044BC3 | 12 | 16.5 | Yes | Yes | 2015-03-13 |  | 0
FALSE | 4A7A7036A1 | 4207 | 5807591 | TRANE | 4TTR7036A1 | AC | Split System: Air-Cooled Condensing Unit, Coil with Blower | 4A7A7036A1 |  | 4TXFH041CC3 | 12.5 | 17 | Yes | Yes | 2015-03-13 |  | 1
FALSE | 4A7A7036A1 | 4207 | 5807604 | TRANE | 4TTR7036A1 | AC | Split System: Air-Cooled Condensing Unit, Coil with Blower | 4A7A7036A1 |  | 4TXFH041CC3 | 12 | 16.75 | Yes | Yes | 2015-03-13 |  | 0
FALSE | 4A7A7024A1 | 4200 | 5820160 | TRANE | 4TTR7024A1 | AC | Split System: Air-Cooled Condensing Unit, Coil with Blower | 4A7A7024A1 |  | 4TXFH024CZ3 | 13 | 17 | Yes | Yes | 2015-03-13 |  | 2
FALSE | 4A7A7024A1 | 4200 | 5820222 | TRANE | 4TTR7024A1 | AC | Split System: Air-Cooled Condensing Unit, Coil with Blower | 4A7A7024A1 |  | 4TXFH036CZ3 | 13 | 17.25 | Yes | Yes | 2015-03-13 |  | 2
FALSE | 4A7A7036A1 | 4207 | 5806583 | TRANE | 4TTR7036A1 | AC | Split System: Air-Cooled Condensing Unit, Coil with Blower | 4A7A7036A1 |  | 4TXCB048BC3 | 12 | 16.25 | Yes | Yes | 2015-03-13 |  | 0
FALSE | 4A7A7036A1 | 4207 | 5807140 | TRANE | 4TTR7036A1 | AC | Split System: Air-Cooled Condensing Unit, Coil with Blower | 4A7A7036A1 |  | 4TXCC044BC3 | 12 | 16.5 | Yes | Yes | 2015-03-13 |  | 0
FALSE | 4A7A7036A1 | 4207 | 5807158 | TRANE | 4TTR7036A1 | AC | Split System: Air-Cooled Condensing Unit, Coil with Blower | 4A7A7036A1 |  | 4TXCC044BC3 | 12 | 16.75 | Yes | Yes | 2015-03-13 |  | 0
FALSE | 4A7A7024A1 | 4200 | 5820096 | TRANE | 4TTR7024A1 | AC | Split System: Air-Cooled Condensing Unit, Coil with Blower | 4A7A7024A1 |  | 4TXCB036BC3 | 13 | 17 | Yes | Yes | 2015-03-13 |  | 2
FALSE | 4A7A7036A1 | 4207 | 5806558 | TRANE | 4TTR7036A1 | AC | Split System: Air-Cooled Condensing Unit, Coil with Blower | 4A7A7036A1 |  | 4TXCB048BC3 | 12 | 16 | Yes | Yes | 2015-03-13 |  | 0
FALSE | 4A7A7036A1 | 4207 | 5807257 | TRANE | 4TTR7036A1 | AC | Split System: Air-Cooled Condensing Unit, Coil with Blower | 4A7A7036A1 |  | 4TXCC049BC3 | 12.5 | 16.75 | Yes | Yes | 2015-03-13 |  | 1
FALSE | 4A7A7036A1 | 4207 | 5807192 | TRANE | 4TTR7036A1 | AC | Split System: Air-Cooled Condensing Unit, Coil with Blower | 4A7A7036A1 |  | 4TXCC049BC3 | 12 | 16.5 | Yes | Yes | 2015-03-13 |  | 0
FALSE | 4A7A7024A1 | 4200 | 5820209 | TRANE | 4TTR7024A1 | AC | Split System: Air-Cooled Condensing Unit, Coil with Blower | 4A7A7024A1 |  | 4TXFH036CZ3 | 13 | 17 | Yes | Yes | 2015-03-13 |  | 2
FALSE | 4A7A7048A1 | 288 | 5996271 | TRANE | 4TTR7048A1 | AC | Split System: Air-Cooled Condensing Unit, Coil with Blower | 4A7A7048A1 |  | 4TXCC043BC3 | 12 | 15 | Yes | Yes | 2015-03-13 |  | 0
FALSE | 4A7A7048A1 | 288 | 5996270 | TRANE | 4TTR7048A1 | AC | Split System: Air-Cooled Condensing Unit, Coil with Blower | 4A7A7048A1 |  | 4TXCC043BC3 | 12 | 15 | Yes | Yes | 2015-03-13 |  | 0
FALSE | 4A7A7048A1 | 288 | 5996269 | TRANE | 4TTR7048A1 | AC | Split System: Air-Cooled Condensing Unit, Coil with Blower | 4A7A7048A1 |  | 4TXCC043BC3 | 12 | 15 | Yes | Yes | 2015-03-13 |  | 0
FALSE | 4A7A7048A1 | 288 | 5996268 | TRANE | 4TTR7048A1 | AC | Split System: Air-Cooled Condensing Unit, Coil with Blower | 4A7A7048A1 |  | 4TXCC043BC3 | 12 | 15.25 | Yes | Yes | 2015-03-13 |  | 0
FALSE | 4A7A7048A1 | 288 | 5996296 | TRANE | 4TTR7048A1 | AC | Split System: Air-Cooled Condensing Unit, Coil with Blower | 4A7A7048A1 |  | 4TXCC044BC3 | 13 | 16 | Yes | Yes | 2015-03-13 |  | 2
FALSE | 4A7A7048A1 | 288 | 5996324 | TRANE | 4TTR7048A1 | AC | Split System: Air-Cooled Condensing Unit, Coil with Blower | 4A7A7048A1 |  | 4TXCC044BC3 | 13 | 16.5 | Yes | Yes | 2015-03-13 |  | 2
FALSE | 4A7A7048A1 | 288 | 5996323 | TRANE | 4TTR7048A1 | AC | Split System: Air-Cooled Condensing Unit, Coil with Blower | 4A7A7048A1 |  | 4TXCC044BC3 | 12.5 | 16.5 | Yes | Yes | 2015-03-13 |  | 1
FALSE | 4A7A7048A1 | 288 | 5996387 | TRANE | 4TTR7048A1 | AC | Split System: Air-Cooled Condensing Unit, Coil with Blower | 4A7A7048A1 |  | 4TXCD050BC3 | 12 | 15.5 | Yes | Yes | 2015-03-13 |  | 0
FALSE | 4A7A7048A1 | 288 | 5996416 | TRANE | 4TTR7048A1 | AC | Split System: Air-Cooled Condensing Unit, Coil with Blower | 4A7A7048A1 |  | 4TXCD050BC3 | 12 | 15.25 | Yes | Yes | 2015-03-13 |  | 0
FALSE | 4A7A7048A1 | 288 | 5996415 | TRANE | 4TTR7048A1 | AC | Split System: Air-Cooled Condensing Unit, Coil with Blower | 4A7A7048A1 |  | 4TXCD050BC3 | 12.5 | 16 | Yes | Yes | 2015-03-13 |  | 1
FALSE | 4A7A7048A1 | 288 | 5996414 | TRANE | 4TTR7048A1 | AC | Split System: Air-Cooled Condensing Unit, Coil with Blower | 4A7A7048A1 |  | 4TXCD050BC3 | 12 | 15 | Yes | Yes | 2015-03-13 |  | 0
FALSE | 4A7A7048A1 | 288 | 5996413 | TRANE | 4TTR7048A1 | AC | Split System: Air-Cooled Condensing Unit, Coil with Blower | 4A7A7048A1 |  | 4TXCD050BC3 | 12 | 15 | Yes | Yes | 2015-03-13 |  | 0
FALSE | 4A7A7048A1 | 288 | 5996412 | TRANE | 4TTR7048A1 | AC | Split System: Air-Cooled Condensing Unit, Coil with Blower | 4A7A7048A1 |  | 4TXCD050BC3 | 12 | 15 | Yes | Yes | 2015-03-13 |  | 0
FALSE | 4A7A7048A1 | 288 | 5996410 | TRANE | 4TTR7048A1 | AC | Split System: Air-Cooled Condensing Unit, Coil with Blower | 4A7A7048A1 |  | 4TXCD050BC3 | 12 | 16 | Yes | Yes | 2015-03-13 |  | 0
FALSE | 4A7A7048A1 | 288 | 5996409 | TRANE | 4TTR7048A1 | AC | Split System: Air-Cooled Condensing Unit, Coil with Blower | 4A7A7048A1 |  | 4TXCD050BC3 | 12.5 | 16 | Yes | Yes | 2015-03-13 |  | 1
FALSE | 4A7A7048A1 | 288 | 5996408 | TRANE | 4TTR7048A1 | AC | Split System: Air-Cooled Condensing Unit, Coil with Blower | 4A7A7048A1 |  | 4TXCD050BC3 | 12.5 | 16 | Yes | Yes | 2015-03-13 |  | 1
FALSE | 4A7A7048A1 | 288 | 5996407 | TRANE | 4TTR7048A1 | AC | Split System: Air-Cooled Condensing Unit, Coil with Blower | 4A7A7048A1 |  | 4TXCD050BC3 | 12.5 | 16 | Yes | Yes | 2015-03-13 |  | 1
FALSE | 4A7A7048A1 | 288 | 5996320 | TRANE | 4TTR7048A1 | AC | Split System: Air-Cooled Condensing Unit, Coil with Blower | 4A7A7048A1 |  | 4TXCC044BC3 | 12 | 16 | Yes | Yes | 2015-03-13 |  | 0
FALSE | 4A7A7048A1 | 288 | 5996319 | TRANE | 4TTR7048A1 | AC | Split System: Air-Cooled Condensing Unit, Coil with Blower | 4A7A7048A1 |  | 4TXCC044BC3 | 12 | 16 | Yes | Yes | 2015-03-13 |  | 0
FALSE | 4A7A7048A1 | 288 | 5996318 | TRANE | 4TTR7048A1 | AC | Split System: Air-Cooled Condensing Unit, Coil with Blower | 4A7A7048A1 |  | 4TXCC044BC3 | 12 | 15 | Yes | Yes | 2015-03-13 |  | 0
FALSE | 4A7A7048A1 | 288 | 5996242 | TRANE | 4TTR7048A1 | AC | Split System: Air-Cooled Condensing Unit, Coil with Blower | 4A7A7048A1 |  | 4TXCB042BC3 | 12 | 15 | Yes | Yes | 2015-03-13 |  | 0
FALSE | 4A7A7048A1 | 288 | 5996241 | TRANE | 4TTR7048A1 | AC | Split System: Air-Cooled Condensing Unit, Coil with Blower | 4A7A7048A1 |  | 4TXCB042BC3 | 12 | 15 | Yes | Yes | 2015-03-13 |  | 0
FALSE | 4A7A7048A1 | 288 | 5996341 | TRANE | 4TTR7048A1 | AC | Split System: Air-Cooled Condensing Unit, Coil with Blower | 4A7A7048A1 |  | 4TXCC049BC3 | 12 | 15.5 | Yes | Yes | 2015-03-13 |  | 0
FALSE | 4A7A7048A1 | 288 | 5996344 | TRANE | 4TTR7048A1 | AC | Split System: Air-Cooled Condensing Unit, Coil with Blower | 4A7A7048A1 |  | 4TXCC049BC3 | 12 | 15 | Yes | Yes | 2015-03-13 |  | 0
FALSE | 4A7A7048A1 | 288 | 5996361 | TRANE | 4TTR7048A1 | AC | Split System: Air-Cooled Condensing Unit, Coil with Blower | 4A7A7048A1 |  | 4TXCC060BC3 | 12.5 | 16 | Yes | Yes | 2015-03-13 |  | 1
FALSE | 4A7A7048A1 | 288 | 5996362 | TRANE | 4TTR7048A1 | AC | Split System: Air-Cooled Condensing Unit, Coil with Blower | 4A7A7048A1 |  | 4TXCC060BC3 | 12 | 16 | Yes | Yes | 2015-03-13 |  | 0
FALSE | 4A7A7048A1 | 288 | 5996363 | TRANE | 4TTR7048A1 | AC | Split System: Air-Cooled Condensing Unit, Coil with Blower | 4A7A7048A1 |  | 4TXCC060BC3 | 12.5 | 16 | Yes | Yes | 2015-03-13 |  | 1
FALSE | 4A7A7048A1 | 288 | 5996365 | TRANE | 4TTR7048A1 | AC | Split System: Air-Cooled Condensing Unit, Coil with Blower | 4A7A7048A1 |  | 4TXCC060BC3 | 12 | 16 | Yes | Yes | 2015-03-13 |  | 0
FALSE | 4A7A7048A1 | 288 | 5996366 | TRANE | 4TTR7048A1 | AC | Split System: Air-Cooled Condensing Unit, Coil with Blower | 4A7A7048A1 |  | 4TXCC060BC3 | 12.5 | 16 | Yes | Yes | 2015-03-13 |  | 1
FALSE | 4A7A7048A1 | 288 | 5996472 | TRANE | 4TTR7048A1 | AC | Split System: Air-Cooled Condensing Unit, Coil with Blower | 4A7A7048A1 |  | 4TXFH054CC3 | 12 | 16.25 | Yes | Yes | 2015-03-13 |  | 0
FALSE | 4A7A7048A1 | 288 | 5996474 | TRANE | 4TTR7048A1 | AC | Split System: Air-Cooled Condensing Unit, Coil with Blower | 4A7A7048A1 |  | 4TXFH054CC3 | 12 | 16 | Yes | Yes | 2015-03-13 |  | 0
FALSE | 4A7A7048A1 | 288 | 5996475 | TRANE | 4TTR7048A1 | AC | Split System: Air-Cooled Condensing Unit, Coil with Blower | 4A7A7048A1 |  | 4TXFH054CC3 | 12 | 16 | Yes | Yes | 2015-03-13 |  | 0
FALSE | 4A7A7048A1 | 288 | 5996476 | TRANE | 4TTR7048A1 | AC | Split System: Air-Cooled Condensing Unit, Coil with Blower | 4A7A7048A1 |  | 4TXFH054CC3 | 12.5 | 16 | Yes | Yes | 2015-03-13 |  | 1
FALSE | 4A7A7048A1 | 288 | 5996477 | TRANE | 4TTR7048A1 | AC | Split System: Air-Cooled Condensing Unit, Coil with Blower | 4A7A7048A1 |  | 4TXFH054CC3 | 13 | 16 | Yes | Yes | 2015-03-13 |  | 2
FALSE | 4A7A7048A1 | 288 | 5996229 | TRANE | 4TTR7048A1 | AC | Split System: Air-Cooled Condensing Unit, Coil with Blower | 4A7A7048A1 |  | *AM7A0C42H31 | 13 | 17 | Yes | Yes | 2015-03-13 |  | 2
FALSE | 4A7A7048A1 | 288 | 5996232 | TRANE | 4TTR7048A1 | AC | Split System: Air-Cooled Condensing Unit, Coil with Blower | 4A7A7048A1 |  | *AM7B0C60H51 | 13 | 17 | Yes | Yes | 2015-03-13 |  | 2
FALSE | 4A7A7048A1 | 288 | 5996233 | TRANE | 4TTR7048A1 | AC | Split System: Air-Cooled Condensing Unit, Coil with Blower | 4A7A7048A1 |  | *AM8A0C42V31+BAYCC24V | 13 | 17 | Yes | Yes | 2015-03-13 |  | 2
FALSE | 4A7A7048A1 | 288 | 5996234 | TRANE | 4TTR7048A1 | AC | Split System: Air-Cooled Condensing Unit, Coil with Blower | 4A7A7048A1 |  | *AM8A0C48V41+BAYCC24V | 13 | 17 | Yes | Yes | 2015-03-13 |  | 2
FALSE | 4A7A7048A1 | 288 | 5996240 | TRANE | 4TTR7048A1 | AC | Split System: Air-Cooled Condensing Unit, Coil with Blower | 4A7A7048A1 |  | 4TXCB042BC3 | 12 | 15 | Yes | Yes | 2015-03-13 |  | 0
FALSE | 4A7A7048A1 | 288 | 5996239 | TRANE | 4TTR7048A1 | AC | Split System: Air-Cooled Condensing Unit, Coil with Blower | 4A7A7048A1 |  | 4TXCB042BC3 | 12 | 15 | Yes | Yes | 2015-03-13 |  | 0
FALSE | 4A7A7036A1 | 4207 | 6334640 | TRANE | 4TTR7036A1 | AC | Split System: Air-Cooled Condensing Unit, Coil with Blower | 4A7A7036A1 |  | 4NXCB031AC3 | 12 | 16 | Yes | Yes | 2015-03-13 |  | 0
FALSE | 4A7A7036A1 | 4207 | 6334768 | TRANE | 4TTR7036A1 | AC | Split System: Air-Cooled Condensing Unit, Coil with Blower | 4A7A7036A1 |  | 4NXCB031AC3 | 12.2 | 16.25 | Yes | Yes | 2015-03-13 |  | 0
FALSE | 4A7A7036A1 | 4207 | 6334728 | TRANE | 4TTR7036A1 | AC | Split System: Air-Cooled Condensing Unit, Coil with Blower | 4A7A7036A1 |  | 4NXCB031AC3 | 12.2 | 16.25 | Yes | Yes | 2015-03-13 |  | 0
FALSE | 4A7A7036A1 | 4207 | 6334659 | TRANE | 4TTR7036A1 | AC | Split System: Air-Cooled Condensing Unit, Coil with Blower | 4A7A7036A1 |  | 4NXCB031AC3 | 12 | 15.5 | Yes | Yes | 2015-03-13 |  | 0
FALSE | 4A7A7036A1 | 4207 | 6334677 | TRANE | 4TTR7036A1 | AC | Split System: Air-Cooled Condensing Unit, Coil with Blower | 4A7A7036A1 |  | 4NXCB031AC3 | 12 | 15.5 | Yes | Yes | 2015-03-13 |  | 0
FALSE | 4A7A7036A1 | 4207 | 6334701 | TRANE | 4TTR7036A1 | AC | Split System: Air-Cooled Condensing Unit, Coil with Blower | 4A7A7036A1 |  | 4NXCB031AC3 | 12 | 16 | Yes | Yes | 2015-03-13 |  | 0
FALSE | 4A7A7036A1 | 4207 | 6334750 | TRANE | 4TTR7036A1 | AC | Split System: Air-Cooled Condensing Unit, Coil with Blower | 4A7A7036A1 |  | 4NXCB031AC3 | 12.2 | 16 | Yes | Yes | 2015-03-13 |  | 0
FALSE | 4A7A7036A1 | 4207 | 6334639 | TRANE | 4TTR7036A1 | AC | Split System: Air-Cooled Condensing Unit, Coil with Blower | 4A7A7036A1 |  | 4NXCB031AC3 | 12.2 | 16 | Yes | Yes | 2015-03-13 |  | 0
FALSE | 4A7A7036A1 | 4207 | 6334707 | TRANE | 4TTR7036A1 | AC | Split System: Air-Cooled Condensing Unit, Coil with Blower | 4A7A7036A1 |  | 4NXCB031AC3 | 12.2 | 16 | Yes | Yes | 2015-03-13 |  | 0
FALSE | 4A7A7036A1 | 4207 | 6334682 | TRANE | 4TTR7036A1 | AC | Split System: Air-Cooled Condensing Unit, Coil with Blower | 4A7A7036A1 |  | 4NXCB031AC3 | 12.2 | 16 | Yes | Yes | 2015-03-13 |  | 0
FALSE | 4A7A7036A1 | 4207 | 6334649 | TRANE | 4TTR7036A1 | AC | Split System: Air-Cooled Condensing Unit, Coil with Blower | 4A7A7036A1 |  | 4NXCB031AC3 | 12 | 16 | Yes | Yes | 2015-03-13 |  | 0
FALSE | 4A7A7036A1 | 4207 | 6334725 | TRANE | 4TTR7036A1 | AC | Split System: Air-Cooled Condensing Unit, Coil with Blower | 4A7A7036A1 |  | 4NXCB031AC3 | 12.2 | 16.25 | Yes | Yes | 2015-03-13 |  | 0
FALSE | 4A7A7036A1 | 4207 | 6334642 | TRANE | 4TTR7036A1 | AC | Split System: Air-Cooled Condensing Unit, Coil with Blower | 4A7A7036A1 |  | 4NXCB031AC3 | 12 | 15.75 | Yes | Yes | 2015-03-13 |  | 0
FALSE | 4A7A7036A1 | 4207 | 6334657 | TRANE | 4TTR7036A1 | AC | Split System: Air-Cooled Condensing Unit, Coil with Blower | 4A7A7036A1 |  | 4NXCB031AC3 | 12.2 | 16.25 | Yes | Yes | 2015-03-13 |  | 0
FALSE | 4A7A7036A1 | 4207 | 6334708 | TRANE | 4TTR7036A1 | AC | Split System: Air-Cooled Condensing Unit, Coil with Blower | 4A7A7036A1 |  | 4NXCB031AC3 | 12 | 16 | Yes | Yes | 2015-03-13 |  | 0
FALSE | 4A7A7036A1 | 4207 | 6334675 | TRANE | 4TTR7036A1 | AC | Split System: Air-Cooled Condensing Unit, Coil with Blower | 4A7A7036A1 |  | 4NXCB031AC3 | 12 | 15.75 | Yes | Yes | 2015-03-13 |  | 0
FALSE | 4A7A7036A1 | 4207 | 6334759 | TRANE | 4TTR7036A1 | AC | Split System: Air-Cooled Condensing Unit, Coil with Blower | 4A7A7036A1 |  | 4NXCB031AC3 | 12 | 15.5 | Yes | Yes | 2015-03-13 |  | 0
FALSE | 4A7A7036A1 | 4207 | 6334665 | TRANE | 4TTR7036A1 | AC | Split System: Air-Cooled Condensing Unit, Coil with Blower | 4A7A7036A1 |  | 4NXCB031AC3 | 12 | 15.5 | Yes | Yes | 2015-03-13 |  | 0
FALSE | 4A7A7036A1 | 4207 | 6334689 | TRANE | 4TTR7036A1 | AC | Split System: Air-Cooled Condensing Unit, Coil with Blower | 4A7A7036A1 |  | 4NXCB031AC3 | 12 | 15.75 | Yes | Yes | 2015-03-13 |  | 0
FALSE | 4A7A7036A1 | 4207 | 6334655 | TRANE | 4TTR7036A1 | AC | Split System: Air-Cooled Condensing Unit, Coil with Blower | 4A7A7036A1 |  | 4NXCB036AC3 | 12.2 | 16.25 | Yes | Yes | 2015-03-13 |  | 0
FALSE | 4A7A7036A1 | 4207 | 7014691 | TRANE | 4TTR7036A1 | AC | Split System: Air-Cooled Condensing Unit, Coil with Blower | 4A7A7036A1 |  | 4TXCB032BC3 | 12 | 16 | Yes | Yes | 2015-03-13 |  | 0
FALSE | 4A7A7036A1 | 4207 | 7014693 | TRANE | 4TTR7036A1 | AC | Split System: Air-Cooled Condensing Unit, Coil with Blower | 4A7A7036A1 |  | 4TXCB032BC3 | 12 | 16 | Yes | Yes | 2015-03-13 |  | 0
FALSE | 4A7A7036A1 | 4207 | 7014697 | TRANE | 4TTR7036A1 | AC | Split System: Air-Cooled Condensing Unit, Coil with Blower | 4A7A7036A1 |  | 4TXCB036BC3 | 12 | 16 | Yes | Yes | 2015-03-13 |  | 0
FALSE | 4A7A7036A1 | 4207 | 7014699 | TRANE | 4TTR7036A1 | AC | Split System: Air-Cooled Condensing Unit, Coil with Blower | 4A7A7036A1 |  | 4TXCB036BC3 | 12 | 16 | Yes | Yes | 2015-03-13 |  | 0
FALSE | 4A7A7036A1 | 4207 | 7014715 | TRANE | 4TTR7036A1 | AC | Split System: Air-Cooled Condensing Unit, Coil with Blower | 4A7A7036A1 |  | 4TXCC005CC3 | 12.5 | 17.25 | Yes | Yes | 2015-03-13 |  | 1
FALSE | 4A7A7024A1 | 4200 | 7019203 | TRANE | 4TTR7024A1 | AC | Split System: Air-Cooled Condensing Unit, Coil with Blower | 4A7A7024A1 |  | 4NXCB025AC3 | 13 | 16 | Yes | Yes | 2015-03-13 |  | 2
FALSE | 4A7A7024A1 | 4200 | 7019205 | TRANE | 4TTR7024A1 | AC | Split System: Air-Cooled Condensing Unit, Coil with Blower | 4A7A7024A1 |  | 4NXCB025AC3 | 13 | 16 | Yes | Yes | 2015-03-13 |  | 2
FALSE | 4A7A7024A1 | 4200 | 7019207 | TRANE | 4TTR7024A1 | AC | Split System: Air-Cooled Condensing Unit, Coil with Blower | 4A7A7024A1 |  | 4NXCB025AC3 | 13 | 16 | Yes | Yes | 2015-03-13 |  | 2
FALSE | 4A7A7036A1 | 4207 | 7019215 | TRANE | 4TTR7036A1 | AC | Split System: Air-Cooled Condensing Unit, Coil with Blower | 4A7A7036A1 |  | 4NXCB036AC3 | 12.2 | 16.25 | Yes | Yes | 2015-03-13 |  | 0
FALSE | 4A7A7036A1 | 4207 | 7019217 | TRANE | 4TTR7036A1 | AC | Split System: Air-Cooled Condensing Unit, Coil with Blower | 4A7A7036A1 |  | 4NXCB036AC3 | 12.2 | 16.25 | Yes | Yes | 2015-03-13 |  | 0
FALSE | 4A7A7036A1 | 4207 | 7019219 | TRANE | 4TTR7036A1 | AC | Split System: Air-Cooled Condensing Unit, Coil with Blower | 4A7A7036A1 |  | 4NXCB036AC3 | 12.2 | 16.25 | Yes | Yes | 2015-03-13 |  | 0
FALSE | 4A7A7048A1 | 288 | 7019231 | TRANE | 4TTR7048A1 | AC | Split System: Air-Cooled Condensing Unit, Coil with Blower | 4A7A7048A1 |  | 4NXCD063BC3 | 13 | 16.5 | Yes | Yes | 2015-03-13 |  | 2
FALSE | 4A7A7036A1 | 4207 | 7014735 | TRANE | 4TTR7036A1 | AC | Split System: Air-Cooled Condensing Unit, Coil with Blower | 4A7A7036A1 |  | 4TXCC007CC3 | 12.5 | 17.25 | Yes | Yes | 2015-03-13 |  | 1
FALSE | 4A7A7036A1 | 4207 | 7014739 | TRANE | 4TTR7036A1 | AC | Split System: Air-Cooled Condensing Unit, Coil with Blower | 4A7A7036A1 |  | 4TXCC037BC3 | 12 | 16 | Yes | Yes | 2015-03-13 |  | 0
FALSE | 4A7A7060A1 | 289 | 7019235 | TRANE | 4TTR7060A1 | AC | Split System: Air-Cooled Condensing Unit, Coil with Blower | 4A7A7060A1 |  | 4NXCD063BC3 | 12 | 15.75 | Yes | Yes | 2015-03-13 |  | 0
FALSE | 4A7A7036A1 | 4207 | 7014769 | TRANE | 4TTR7036A1 | AC | Split System: Air-Cooled Condensing Unit, Coil with Blower | 4A7A7036A1 |  | 4TXCC044BC3 | 12 | 16.5 | Yes | Yes | 2015-03-13 |  | 0
FALSE | 4A7A7036A1 | 4207 | 7014781 | TRANE | 4TTR7036A1 | AC | Split System: Air-Cooled Condensing Unit, Coil with Blower | 4A7A7036A1 |  | 4TXCC049BC3 | 12 | 16.25 | Yes | Yes | 2015-03-13 |  | 0
FALSE | 4A7A7036A1 | 4207 | 7014809 | TRANE | 4TTR7036A1 | AC | Split System: Air-Cooled Condensing Unit, Coil with Blower | 4A7A7036A1 |  | 4TXFH033CC3 | 12 | 16.25 | Yes | Yes | 2015-03-13 |  | 0
FALSE | 4A7A7036A1 | 4207 | 7014829 | TRANE | 4TTR7036A1 | AC | Split System: Air-Cooled Condensing Unit, Coil with Blower | 4A7A7036A1 |  | 4TXFH041CC3 | 12 | 16.25 | Yes | Yes | 2015-03-13 |  | 0
FALSE | 4A7A7048A1 | 288 | 7014835 | TRANE | 4TTR7048A1 | AC | Split System: Air-Cooled Condensing Unit, Coil with Blower | 4A7A7048A1 |  | 4TXCB042BC3 | 12 | 15 | Yes | Yes | 2015-03-13 |  | 0
FALSE | 4A7A7036A1 | 4207 | 7051301 | TRANE | 4TTR7036A1 | AC | Split System: Air-Cooled Condensing Unit, Coil with Blower | 4A7A7036A1 |  | 4NXAB031AC3 | 12 | 15.75 | Yes | Yes | 2015-03-13 |  | 0
FALSE | 4A7A7036A1 | 4207 | 7051303 | TRANE | 4TTR7036A1 | AC | Split System: Air-Cooled Condensing Unit, Coil with Blower | 4A7A7036A1 |  | 4NXAB031AC3 | 12 | 16 | Yes | Yes | 2015-03-13 |  | 0
FALSE | 4A7A7036A1 | 4207 | 7051305 | TRANE | 4TTR7036A1 | AC | Split System: Air-Cooled Condensing Unit, Coil with Blower | 4A7A7036A1 |  | 4NXAB031AC3 | 12 | 15.5 | Yes | Yes | 2015-03-13 |  | 0
FALSE | 4A7A7036A1 | 4207 | 7051307 | TRANE | 4TTR7036A1 | AC | Split System: Air-Cooled Condensing Unit, Coil with Blower | 4A7A7036A1 |  | 4NXAB031AC3 | 12 | 16 | Yes | Yes | 2015-03-13 |  | 0
FALSE | 4A7A7036A1 | 4207 | 7051209 | TRANE | 4TTR7036A1 | AC | Split System: Air-Cooled Condensing Unit, Coil with Blower | 4A7A7036A1 |  | 4NXAB031AC3 | 12.2 | 16.25 | Yes | Yes | 2015-03-13 |  | 0
FALSE | 4A7A7036A1 | 4207 | 7051213 | TRANE | 4TTR7036A1 | AC | Split System: Air-Cooled Condensing Unit, Coil with Blower | 4A7A7036A1 |  | 4NXAB031AC3 | 12.2 | 16.25 | Yes | Yes | 2015-03-13 |  | 0
FALSE | 4A7A7036A1 | 4207 | 7051215 | TRANE | 4TTR7036A1 | AC | Split System: Air-Cooled Condensing Unit, Coil with Blower | 4A7A7036A1 |  | 4NXAB031AC3 | 12 | 15.5 | Yes | Yes | 2015-03-13 |  | 0
FALSE | 4A7A7036A1 | 4207 | 7051221 | TRANE | 4TTR7036A1 | AC | Split System: Air-Cooled Condensing Unit, Coil with Blower | 4A7A7036A1 |  | 4NXAB031AC3 | 12 | 15.5 | Yes | Yes | 2015-03-13 |  | 0
FALSE | 4A7A7036A1 | 4207 | 7051225 | TRANE | 4TTR7036A1 | AC | Split System: Air-Cooled Condensing Unit, Coil with Blower | 4A7A7036A1 |  | 4NXAB031AC3 | 12 | 16 | Yes | Yes | 2015-03-13 |  | 0
FALSE | 4A7A7036A1 | 4207 | 7051251 | TRANE | 4TTR7036A1 | AC | Split System: Air-Cooled Condensing Unit, Coil with Blower | 4A7A7036A1 |  | 4NXAB031AC3 | 12.2 | 16 | Yes | Yes | 2015-03-13 |  | 0
FALSE | 4A7A7036A1 | 4207 | 7051409 | TRANE | 4TTR7036A1 | AC | Split System: Air-Cooled Condensing Unit, Coil with Blower | 4A7A7036A1 |  | 4NXAB036AC3 | 12.5 | 17 | Yes | Yes | 2015-03-13 |  | 1
FALSE | 4A7A7036A1 | 4207 | 7051317 | TRANE | 4TTR7036A1 | AC | Split System: Air-Cooled Condensing Unit, Coil with Blower | 4A7A7036A1 |  | 4NXAB036AC3 | 12.5 | 17 | Yes | Yes | 2015-03-13 |  | 1
FALSE | 4A7A7036A1 | 4207 | 7051319 | TRANE | 4TTR7036A1 | AC | Split System: Air-Cooled Condensing Unit, Coil with Blower | 4A7A7036A1 |  | 4NXAB036AC3 | 12.2 | 16.5 | Yes | Yes | 2015-03-13 |  | 0
FALSE | 4A7A7036A1 | 4207 | 7051321 | TRANE | 4TTR7036A1 | AC | Split System: Air-Cooled Condensing Unit, Coil with Blower | 4A7A7036A1 |  | 4NXAB036AC3 | 12.2 | 16.5 | Yes | Yes | 2015-03-13 |  | 0
FALSE | 4A7A7036A1 | 4207 | 7051325 | TRANE | 4TTR7036A1 | AC | Split System: Air-Cooled Condensing Unit, Coil with Blower | 4A7A7036A1 |  | 4NXAB036AC3 | 12.5 | 16.25 | Yes | Yes | 2015-03-13 |  | 1
FALSE | 4A7A7036A1 | 4207 | 7051327 | TRANE | 4TTR7036A1 | AC | Split System: Air-Cooled Condensing Unit, Coil with Blower | 4A7A7036A1 |  | 4NXAB036AC3 | 12.2 | 16.5 | Yes | Yes | 2015-03-13 |  | 0
FALSE | 4A7A7036A1 | 4207 | 7051329 | TRANE | 4TTR7036A1 | AC | Split System: Air-Cooled Condensing Unit, Coil with Blower | 4A7A7036A1 |  | 4NXAB036AC3 | 12.2 | 16.75 | Yes | Yes | 2015-03-13 |  | 0
FALSE | 4A7A7036A1 | 4207 | 7051331 | TRANE | 4TTR7036A1 | AC | Split System: Air-Cooled Condensing Unit, Coil with Blower | 4A7A7036A1 |  | 4NXAB036AC3 | 12.2 | 16 | Yes | Yes | 2015-03-13 |  | 0
FALSE | 4A7A7036A1 | 4207 | 7051333 | TRANE | 4TTR7036A1 | AC | Split System: Air-Cooled Condensing Unit, Coil with Blower | 4A7A7036A1 |  | 4NXAB036AC3 | 12.2 | 16.25 | Yes | Yes | 2015-03-13 |  | 0
FALSE | 4A7A7036A1 | 4207 | 7051377 | TRANE | 4TTR7036A1 | AC | Split System: Air-Cooled Condensing Unit, Coil with Blower | 4A7A7036A1 |  | 4NXAB036AC3 | 12.5 | 16.5 | Yes | Yes | 2015-03-13 |  | 1
FALSE | 4A7A7036A1 | 4207 | 7069687 | TRANE | 4TTR7036A1 | AC | Split System: Air-Cooled Condensing Unit, Coil with Blower | 4A7A7036A1 |  | 4NXCB004AS3+HORIZ-RT | 12.2 | 16.5 | Yes | Yes | 2015-03-13 |  | 0
FALSE | 4A7A7036A1 | 4207 | 7069685 | TRANE | 4TTR7036A1 | AC | Split System: Air-Cooled Condensing Unit, Coil with Blower | 4A7A7036A1 |  | 4NXCB004AS3+HORIZ-RT | 12.2 | 17 | Yes | Yes | 2015-03-13 |  | 0
FALSE | 4A7A7036A1 | 4207 | 7069683 | TRANE | 4TTR7036A1 | AC | Split System: Air-Cooled Condensing Unit, Coil with Blower | 4A7A7036A1 |  | 4NXCB004AS3+HORIZ-RT | 12.2 | 16.5 | Yes | Yes | 2015-03-13 |  | 0
FALSE | 4A7A7036A1 | 4207 | 7069681 | TRANE | 4TTR7036A1 | AC | Split System: Air-Cooled Condensing Unit, Coil with Blower | 4A7A7036A1 |  | 4NXCB004AS3+HORIZ-RT | 12.2 | 16.5 | Yes | Yes | 2015-03-13 |  | 0
FALSE | 4A7A7036A1 | 4207 | 7069677 | TRANE | 4TTR7036A1 | AC | Split System: Air-Cooled Condensing Unit, Coil with Blower | 4A7A7036A1 |  | 4NXCB004AS3+HORIZ-RT | 12.2 | 16.5 | Yes | Yes | 2015-03-13 |  | 0
FALSE | 4A7A7036A1 | 4207 | 7069623 | TRANE | 4TTR7036A1 | AC | Split System: Air-Cooled Condensing Unit, Coil with Blower | 4A7A7036A1 |  | 4NXCC005AS3+HORIZ-RT | 12.2 | 16.75 | Yes | Yes | 2015-03-13 |  | 0
FALSE | 4A7A7036A1 | 4207 | 7069627 | TRANE | 4TTR7036A1 | AC | Split System: Air-Cooled Condensing Unit, Coil with Blower | 4A7A7036A1 |  | 4NXCC005AS3+HORIZ-RT | 12.2 | 16.75 | Yes | Yes | 2015-03-13 |  | 0
FALSE | 4A7A7036A1 | 4207 | 7069629 | TRANE | 4TTR7036A1 | AC | Split System: Air-Cooled Condensing Unit, Coil with Blower | 4A7A7036A1 |  | 4NXCC005AS3+HORIZ-RT | 12.2 | 16.75 | Yes | Yes | 2015-03-13 |  | 0
FALSE | 4A7A7036A1 | 4207 | 7069631 | TRANE | 4TTR7036A1 | AC | Split System: Air-Cooled Condensing Unit, Coil with Blower | 4A7A7036A1 |  | 4NXCC005AS3+HORIZ-RT | 12.5 | 17.25 | Yes | Yes | 2015-03-13 |  | 1
FALSE | 4A7A7036A1 | 4207 | 7069615 | TRANE | 4TTR7036A1 | AC | Split System: Air-Cooled Condensing Unit, Coil with Blower | 4A7A7036A1 |  | 4NXCC005AS3+HORIZ-RT | 12.2 | 16.75 | Yes | Yes | 2015-03-13 |  | 0
FALSE | 4A7A7036A1 | 4207 | 7069617 | TRANE | 4TTR7036A1 | AC | Split System: Air-Cooled Condensing Unit, Coil with Blower | 4A7A7036A1 |  | 4NXCC005AS3+HORIZ-RT | 12.5 | 17 | Yes | Yes | 2015-03-13 |  | 1
FALSE | 4A7A7036A1 | 4207 | 7069619 | TRANE | 4TTR7036A1 | AC | Split System: Air-Cooled Condensing Unit, Coil with Blower | 4A7A7036A1 |  | 4NXCC005AS3+HORIZ-RT | 12.2 | 16.5 | Yes | Yes | 2015-03-13 |  | 0
FALSE | 4A7A7036A1 | 4207 | 7069621 | TRANE | 4TTR7036A1 | AC | Split System: Air-Cooled Condensing Unit, Coil with Blower | 4A7A7036A1 |  | 4NXCC005AS3+HORIZ-RT | 12.5 | 17.25 | Yes | Yes | 2015-03-13 |  | 1
FALSE | 4A7A7036A1 | 4207 | 7069651 | TRANE | 4TTR7036A1 | AC | Split System: Air-Cooled Condensing Unit, Coil with Blower | 4A7A7036A1 |  | 4NXCC005AS3+HORIZ-RT | 12.5 | 17.25 | Yes | Yes | 2015-03-13 |  | 1
FALSE | 4A7A7036A1 | 4207 | 7069613 | TRANE | 4TTR7036A1 | AC | Split System: Air-Cooled Condensing Unit, Coil with Blower | 4A7A7036A1 |  | 4NXCC005AS3+HORIZ-RT | 12.5 | 17.25 | Yes | Yes | 2015-03-13 |  | 1
FALSE | 4A7A7036A1 | 4207 | 7069647 | TRANE | 4TTR7036A1 | AC | Split System: Air-Cooled Condensing Unit, Coil with Blower | 4A7A7036A1 |  | 4NXCC005AS3+HORIZ-RT | 12.5 | 17.25 | Yes | Yes | 2015-03-13 |  | 1
FALSE | 4A7A7036A1 | 4207 | 7069645 | TRANE | 4TTR7036A1 | AC | Split System: Air-Cooled Condensing Unit, Coil with Blower | 4A7A7036A1 |  | 4NXCC005AS3+HORIZ-RT | 12.5 | 17.25 | Yes | Yes | 2015-03-13 |  | 1
FALSE | 4A7A7036A1 | 4207 | 7069643 | TRANE | 4TTR7036A1 | AC | Split System: Air-Cooled Condensing Unit, Coil with Blower | 4A7A7036A1 |  | 4NXCC005AS3+HORIZ-RT | 12.5 | 17.25 | Yes | Yes | 2015-03-13 |  | 1
FALSE | 4A7A7036A1 | 4207 | 7069641 | TRANE | 4TTR7036A1 | AC | Split System: Air-Cooled Condensing Unit, Coil with Blower | 4A7A7036A1 |  | 4NXCC005AS3+HORIZ-RT | 12.5 | 17.5 | Yes | Yes | 2015-03-13 |  | 1
FALSE | 4A7A7036A1 | 4207 | 5802996 | AMERICAN STANDARD | 4A7A7036A1 | AC | Split System: Air-Cooled Condensing Unit, Coil with Blower | 4A7A7036A1 |  | 4TXCC007CC3 | 12.5 | 17.25 | Yes | Yes | 2015-03-13 |  | 1
FALSE | 4A7A7036A1 | 4207 | 5803004 | AMERICAN STANDARD | 4A7A7036A1 | AC | Split System: Air-Cooled Condensing Unit, Coil with Blower | 4A7A7036A1 |  | 4TXCC007CC3 | 12 | 16 | Yes | Yes | 2015-03-13 |  | 0
FALSE | 4A7A7036A1 | 4207 | 5803181 | AMERICAN STANDARD | 4A7A7036A1 | AC | Split System: Air-Cooled Condensing Unit, Coil with Blower | 4A7A7036A1 |  | 4TXCD050BC3 | 12.5 | 17 | Yes | Yes | 2015-03-13 |  | 1
FALSE | 4A7A7036A1 | 4207 | 5803187 | AMERICAN STANDARD | 4A7A7036A1 | AC | Split System: Air-Cooled Condensing Unit, Coil with Blower | 4A7A7036A1 |  | 4TXCD050BC3 | 12 | 16 | Yes | Yes | 2015-03-13 |  | 0
FALSE | 4A7A7036A1 | 4207 | 5803188 | AMERICAN STANDARD | 4A7A7036A1 | AC | Split System: Air-Cooled Condensing Unit, Coil with Blower | 4A7A7036A1 |  | 4TXCD050BC3 | 12 | 16.25 | Yes | Yes | 2015-03-13 |  | 0
FALSE | 4A7A7036A1 | 4207 | 5803020 | AMERICAN STANDARD | 4A7A7036A1 | AC | Split System: Air-Cooled Condensing Unit, Coil with Blower | 4A7A7036A1 |  | 4TXCC037BC3 | 12 | 16.5 | Yes | Yes | 2015-03-13 |  | 0
FALSE | 4A7A7036A1 | 4207 | 5803021 | AMERICAN STANDARD | 4A7A7036A1 | AC | Split System: Air-Cooled Condensing Unit, Coil with Blower | 4A7A7036A1 |  | 4TXCC037BC3 | 12 | 16.5 | Yes | Yes | 2015-03-13 |  | 0
FALSE | 4A7A7036A1 | 4207 | 5803025 | AMERICAN STANDARD | 4A7A7036A1 | AC | Split System: Air-Cooled Condensing Unit, Coil with Blower | 4A7A7036A1 |  | 4TXCC037BC3 | 12 | 16.25 | Yes | Yes | 2015-03-13 |  | 0
FALSE | 4A7A7036A1 | 4207 | 5803073 | AMERICAN STANDARD | 4A7A7036A1 | AC | Split System: Air-Cooled Condensing Unit, Coil with Blower | 4A7A7036A1 |  | 4TXCC043BC3 | 12 | 16 | Yes | Yes | 2015-03-13 |  | 0
FALSE | 4A7A7036A1 | 4207 | 5803074 | AMERICAN STANDARD | 4A7A7036A1 | AC | Split System: Air-Cooled Condensing Unit, Coil with Blower | 4A7A7036A1 |  | 4TXCC043BC3 | 12 | 16 | Yes | Yes | 2015-03-13 |  | 0
FALSE | 4A7A7036A1 | 4207 | 5803232 | AMERICAN STANDARD | 4A7A7036A1 | AC | Split System: Air-Cooled Condensing Unit, Coil with Blower | 4A7A7036A1 |  | 4TXFH033CC3 | 12 | 16 | Yes | Yes | 2015-03-13 |  | 0
FALSE | 4A7A7024A1 | 4200 | 5819438 | AMERICAN STANDARD | 4A7A7024A1 | AC | Split System: Air-Cooled Condensing Unit, Coil with Blower | 4A7A7024A1 |  | 4TXCB004CC3 | 12.5 | 16 | Yes | Yes | 2015-03-13 |  | 1
FALSE | 4A7A7036A1 | 4207 | 5802852 | AMERICAN STANDARD | 4A7A7036A1 | AC | Split System: Air-Cooled Condensing Unit, Coil with Blower | 4A7A7036A1 |  | 4TXCB036BC3 | 12 | 16 | Yes | Yes | 2015-03-13 |  | 0
FALSE | 4A7A7036A1 | 4207 | 5803043 | AMERICAN STANDARD | 4A7A7036A1 | AC | Split System: Air-Cooled Condensing Unit, Coil with Blower | 4A7A7036A1 |  | 4TXCC043BC3 | 12 | 15.75 | Yes | Yes | 2015-03-13 |  | 0
FALSE | 4A7A7036A1 | 4207 | 5803049 | AMERICAN STANDARD | 4A7A7036A1 | AC | Split System: Air-Cooled Condensing Unit, Coil with Blower | 4A7A7036A1 |  | 4TXCC043BC3 | 12 | 16.25 | Yes | Yes | 2015-03-13 |  | 0
FALSE | 4A7A7036A1 | 4207 | 5803290 | AMERICAN STANDARD | 4A7A7036A1 | AC | Split System: Air-Cooled Condensing Unit, Coil with Blower | 4A7A7036A1 |  | 4TXFH036CZ3 | 12.5 | 17 | Yes | Yes | 2015-03-13 |  | 1
FALSE | 4A7A7024A1 | 4200 | 5819429 | AMERICAN STANDARD | 4A7A7024A1 | AC | Split System: Air-Cooled Condensing Unit, Coil with Blower | 4A7A7024A1 |  | 4TXCB004CC3 | 13 | 17.5 | Yes | Yes | 2015-03-13 |  | 2
FALSE | 4A7A7024A1 | 4200 | 5819566 | AMERICAN STANDARD | 4A7A7024A1 | AC | Split System: Air-Cooled Condensing Unit, Coil with Blower | 4A7A7024A1 |  | 4TXCC037BC3 | 13 | 17 | Yes | Yes | 2015-03-13 |  | 2
FALSE | 4A7A7036A1 | 4207 | 5802864 | AMERICAN STANDARD | 4A7A7036A1 | AC | Split System: Air-Cooled Condensing Unit, Coil with Blower | 4A7A7036A1 |  | 4TXCB036BC3 | 12 | 16 | Yes | Yes | 2015-03-13 |  | 0
FALSE | 4A7A7036A1 | 4207 | 5802866 | AMERICAN STANDARD | 4A7A7036A1 | AC | Split System: Air-Cooled Condensing Unit, Coil with Blower | 4A7A7036A1 |  | 4TXCB036BC3 | 12 | 16 | Yes | Yes | 2015-03-13 |  | 0
FALSE | 4A7A7036A1 | 4207 | 5802867 | AMERICAN STANDARD | 4A7A7036A1 | AC | Split System: Air-Cooled Condensing Unit, Coil with Blower | 4A7A7036A1 |  | 4TXCB036BC3 | 12 | 16.25 | Yes | Yes | 2015-03-13 |  | 0
FALSE | 4A7A7036A1 | 4207 | 5803056 | AMERICAN STANDARD | 4A7A7036A1 | AC | Split System: Air-Cooled Condensing Unit, Coil with Blower | 4A7A7036A1 |  | 4TXCC043BC3 | 12.5 | 16.5 | Yes | Yes | 2015-03-13 |  | 1
FALSE | 4A7A7036A1 | 4207 | 5803293 | AMERICAN STANDARD | 4A7A7036A1 | AC | Split System: Air-Cooled Condensing Unit, Coil with Blower | 4A7A7036A1 |  | 4TXFH036CZ3 | 12 | 15.75 | Yes | Yes | 2015-03-13 |  | 0
FALSE | 4A7A7036A1 | 4207 | 5803295 | AMERICAN STANDARD | 4A7A7036A1 | AC | Split System: Air-Cooled Condensing Unit, Coil with Blower | 4A7A7036A1 |  | 4TXFH036CZ3 | 12 | 16.5 | Yes | Yes | 2015-03-13 |  | 0
FALSE | 4A7A7036A1 | 4207 | 5802888 | AMERICAN STANDARD | 4A7A7036A1 | AC | Split System: Air-Cooled Condensing Unit, Coil with Blower | 4A7A7036A1 |  | 4TXCB042BC3 | 12 | 16 | Yes | Yes | 2015-03-13 |  | 0
FALSE | 4A7A7036A1 | 4207 | 5803083 | AMERICAN STANDARD | 4A7A7036A1 | AC | Split System: Air-Cooled Condensing Unit, Coil with Blower | 4A7A7036A1 |  | 4TXCC044BC3 | 12.5 | 17 | Yes | Yes | 2015-03-13 |  | 1
FALSE | 4A7A7036A1 | 4207 | 5803301 | AMERICAN STANDARD | 4A7A7036A1 | AC | Split System: Air-Cooled Condensing Unit, Coil with Blower | 4A7A7036A1 |  | 4TXFH041CC3 | 12 | 16.5 | Yes | Yes | 2015-03-13 |  | 0
FALSE | 4A7A7036A1 | 4207 | 5803211 | AMERICAN STANDARD | 4A7A7036A1 | AC | Split System: Air-Cooled Condensing Unit, Coil with Blower | 4A7A7036A1 |  | 4TXFH033CC3 | 12 | 16.25 | Yes | Yes | 2015-03-13 |  | 0
FALSE | 4A7A7036A1 | 4207 | 5803212 | AMERICAN STANDARD | 4A7A7036A1 | AC | Split System: Air-Cooled Condensing Unit, Coil with Blower | 4A7A7036A1 |  | 4TXFH033CC3 | 12 | 16.25 | Yes | Yes | 2015-03-13 |  | 0
FALSE | 4A7A7024A1 | 4200 | 5819515 | AMERICAN STANDARD | 4A7A7024A1 | AC | Split System: Air-Cooled Condensing Unit, Coil with Blower | 4A7A7024A1 |  | 4TXCB036BC3 | 13 | 17.25 | Yes | Yes | 2015-03-13 |  | 2
FALSE | 4A7A7036A1 | 4207 | 5803141 | AMERICAN STANDARD | 4A7A7036A1 | AC | Split System: Air-Cooled Condensing Unit, Coil with Blower | 4A7A7036A1 |  | 4TXCC049BC3 | 12 | 16.25 | Yes | Yes | 2015-03-13 |  | 0
FALSE | 4A7A7036A1 | 4207 | 5803251 | AMERICAN STANDARD | 4A7A7036A1 | AC | Split System: Air-Cooled Condensing Unit, Coil with Blower | 4A7A7036A1 |  | 4TXFH036CZ3 | 12.5 | 17.25 | Yes | Yes | 2015-03-13 |  | 1
FALSE | 4A7A7036A1 | 4207 | 5803252 | AMERICAN STANDARD | 4A7A7036A1 | AC | Split System: Air-Cooled Condensing Unit, Coil with Blower | 4A7A7036A1 |  | 4TXFH036CZ3 | 12.5 | 17 | Yes | Yes | 2015-03-13 |  | 1
FALSE | 4A7A7024A1 | 4200 | 5819608 | AMERICAN STANDARD | 4A7A7024A1 | AC | Split System: Air-Cooled Condensing Unit, Coil with Blower | 4A7A7024A1 |  | 4TXFH033CC3 | 12 | 15.75 | Yes | Yes | 2015-03-13 |  | 0
FALSE | 4A7A7024A1 | 4200 | 5819677 | AMERICAN STANDARD | 4A7A7024A1 | AC | Split System: Air-Cooled Condensing Unit, Coil with Blower | 4A7A7024A1 |  | 4TXFH041CC3 | 13 | 17.5 | Yes | Yes | 2015-03-13 |  | 2
FALSE | 4A7A7036A1 | 4207 | 5802955 | AMERICAN STANDARD | 4A7A7036A1 | AC | Split System: Air-Cooled Condensing Unit, Coil with Blower | 4A7A7036A1 |  | 4TXCC005CC3 | 12.5 | 17.25 | Yes | Yes | 2015-03-13 |  | 1
FALSE | 4A7A7036A1 | 4207 | 5803191 | AMERICAN STANDARD | 4A7A7036A1 | AC | Split System: Air-Cooled Condensing Unit, Coil with Blower | 4A7A7036A1 |  | 4TXCD050BC3 | 12.5 | 16.75 | Yes | Yes | 2015-03-13 |  | 1
FALSE | 4A7A7036A1 | 4207 | 5803264 | AMERICAN STANDARD | 4A7A7036A1 | AC | Split System: Air-Cooled Condensing Unit, Coil with Blower | 4A7A7036A1 |  | 4TXFH036CZ3 | 12.5 | 17.25 | Yes | Yes | 2015-03-13 |  | 1
FALSE | 4A7A7024A1 | 4200 | 5819491 | AMERICAN STANDARD | 4A7A7024A1 | AC | Split System: Air-Cooled Condensing Unit, Coil with Blower | 4A7A7024A1 |  | 4TXCB032BC3 | 13 | 17 | Yes | Yes | 2015-03-13 |  | 2
FALSE | 4A7A7024A1 | 4200 | 5819512 | AMERICAN STANDARD | 4A7A7024A1 | AC | Split System: Air-Cooled Condensing Unit, Coil with Blower | 4A7A7024A1 |  | 4TXCB032BC3 | 13 | 17.25 | Yes | Yes | 2015-03-13 |  | 2
FALSE | 4A7A7024A1 | 4200 | 5819669 | AMERICAN STANDARD | 4A7A7024A1 | AC | Split System: Air-Cooled Condensing Unit, Coil with Blower | 4A7A7024A1 |  | 4TXFH041CC3 | 13 | 17 | Yes | Yes | 2015-03-13 |  | 2
FALSE | 4A7A7036A1 | 4207 | 5802759 | AMERICAN STANDARD | 4A7A7036A1 | AC | Split System: Air-Cooled Condensing Unit, Coil with Blower | 4A7A7036A1 |  | *AM7A0C42H31 | 13 | 18 | Yes | Yes | 2015-03-13 |  | 3
FALSE | 4A7A7036A1 | 4207 | 5802761 | AMERICAN STANDARD | 4A7A7036A1 | AC | Split System: Air-Cooled Condensing Unit, Coil with Blower | 4A7A7036A1 |  | *AM8A0C36V31+BAYCC24V | 13 | 18 | Yes | Yes | 2015-03-13 |  | 3
FALSE | 4A7A7036A1 | 4207 | 5802960 | AMERICAN STANDARD | 4A7A7036A1 | AC | Split System: Air-Cooled Condensing Unit, Coil with Blower | 4A7A7036A1 |  | 4TXCC005CC3 | 12 | 16.5 | Yes | Yes | 2015-03-13 |  | 0
FALSE | 4A7A7036A1 | 4207 | 5802929 | AMERICAN STANDARD | 4A7A7036A1 | AC | Split System: Air-Cooled Condensing Unit, Coil with Blower | 4A7A7036A1 |  | 4TXCC005CC3 | 12 | 16 | Yes | Yes | 2015-03-13 |  | 0
FALSE | 4A7A7036A1 | 4207 | 5803157 | AMERICAN STANDARD | 4A7A7036A1 | AC | Split System: Air-Cooled Condensing Unit, Coil with Blower | 4A7A7036A1 |  | 4TXCD050BC3 | 12.5 | 16.75 | Yes | Yes | 2015-03-13 |  | 1
FALSE | 4TTR6024B1 | 3503 | 5870122 | AMERICAN STANDARD | 4A7A6024H1 | AC | Split System: Air-Cooled Condensing Unit, Coil with Blower | 4TTR6024B1 |  | 4TXCB003CC3 | 13 | 16 | Yes | Yes | 2015-03-13 |  | 2
FALSE | 4TTR6024B1 | 3503 | 5870123 | AMERICAN STANDARD | 4A7A6024H1 | AC | Split System: Air-Cooled Condensing Unit, Coil with Blower | 4TTR6024B1 |  | 4TXCB003CC3 | 13 | 16 | Yes | Yes | 2015-03-13 |  | 2
FALSE | 4TTR6024B1 | 3503 | 5870143 | AMERICAN STANDARD | 4A7A6024H1 | AC | Split System: Air-Cooled Condensing Unit, Coil with Blower | 4TTR6024B1 |  | 4TXCB004CC3 | 13 | 16 | Yes | Yes | 2015-03-13 |  | 2
FALSE | 4TTR6024B1 | 3503 | 5870154 | AMERICAN STANDARD | 4A7A6024H1 | AC | Split System: Air-Cooled Condensing Unit, Coil with Blower | 4TTR6024B1 |  | 4TXCB004CC3 | 13 | 16 | Yes | Yes | 2015-03-13 |  | 2
FALSE | 4TTR6024B1 | 3503 | 5870258 | AMERICAN STANDARD | 4A7A6024H1 | AC | Split System: Air-Cooled Condensing Unit, Coil with Blower | 4TTR6024B1 |  | 4TXCB032BC3 | 13 | 16 | Yes | Yes | 2015-03-13 |  | 2
FALSE | 4TTR6024B1 | 3503 | 5870349 | AMERICAN STANDARD | 4A7A6024H1 | AC | Split System: Air-Cooled Condensing Unit, Coil with Blower | 4TTR6024B1 |  | 4TXCB036BC3 | 13 | 16 | Yes | Yes | 2015-03-13 |  | 2
FALSE | 4TTR6024B1 | 3503 | 5870347 | AMERICAN STANDARD | 4A7A6024H1 | AC | Split System: Air-Cooled Condensing Unit, Coil with Blower | 4TTR6024B1 |  | 4TXCB036BC3 | 13 | 16 | Yes | Yes | 2015-03-13 |  | 2
FALSE | 4TTR6024B1 | 3503 | 5870353 | AMERICAN STANDARD | 4A7A6024H1 | AC | Split System: Air-Cooled Condensing Unit, Coil with Blower | 4TTR6024B1 |  | 4TXCB036BC3 | 13 | 16 | Yes | Yes | 2015-03-13 |  | 2
FALSE | 4TTR6024B1 | 3503 | 5870340 | AMERICAN STANDARD | 4A7A6024H1 | AC | Split System: Air-Cooled Condensing Unit, Coil with Blower | 4TTR6024B1 |  | 4TXCB036BC3 | 13.5 | 16 | Yes | Yes | 2015-03-13 |  | 2
FALSE | 4TTR6024B1 | 3503 | 5870505 | AMERICAN STANDARD | 4A7A6024H1 | AC | Split System: Air-Cooled Condensing Unit, Coil with Blower | 4TTR6024B1 |  | 4TXCC006CC3 | 13 | 15.25 | Yes | Yes | 2015-03-13 |  | 1
FALSE | 4TTR6024B1 | 3503 | 5870507 | AMERICAN STANDARD | 4A7A6024H1 | AC | Split System: Air-Cooled Condensing Unit, Coil with Blower | 4TTR6024B1 |  | 4TXCC006CC3 | 13 | 16 | Yes | Yes | 2015-03-13 |  | 2
FALSE | 4TTR6024B1 | 3503 | 5870512 | AMERICAN STANDARD | 4A7A6024H1 | AC | Split System: Air-Cooled Condensing Unit, Coil with Blower | 4TTR6024B1 |  | 4TXCC006CC3 | 13 | 16 | Yes | Yes | 2015-03-13 |  | 2
FALSE | 4TTR6024B1 | 3503 | 5870517 | AMERICAN STANDARD | 4A7A6024H1 | AC | Split System: Air-Cooled Condensing Unit, Coil with Blower | 4TTR6024B1 |  | 4TXCC006CC3 | 13 | 16 | Yes | Yes | 2015-03-13 |  | 2
FALSE | 4TTR6024B1 | 3503 | 5870524 | AMERICAN STANDARD | 4A7A6024H1 | AC | Split System: Air-Cooled Condensing Unit, Coil with Blower | 4TTR6024B1 |  | 4TXCC006CC3 | 13 | 16 | Yes | Yes | 2015-03-13 |  | 2
FALSE | 4TTR6024B1 | 3503 | 5870526 | AMERICAN STANDARD | 4A7A6024H1 | AC | Split System: Air-Cooled Condensing Unit, Coil with Blower | 4TTR6024B1 |  | 4TXCC006CC3 | 13 | 16 | Yes | Yes | 2015-03-13 |  | 2
FALSE | 4TTR6024B1 | 3503 | 5870528 | AMERICAN STANDARD | 4A7A6024H1 | AC | Split System: Air-Cooled Condensing Unit, Coil with Blower | 4TTR6024B1 |  | 4TXCC006CC3 | 13 | 16 | Yes | Yes | 2015-03-13 |  | 2
FALSE | 4A7A7060A1 | 289 | 5798497 | AMERICAN STANDARD | 4A7A7060A1 | AC | Split System: Air-Cooled Condensing Unit, Coil with Blower | 4A7A7060A1 |  | 4TXFH063CZ3 | 12 | 15.5 | Yes | Yes | 2015-03-13 |  | 0
FALSE | 4A7A7060A1 | 289 | 5798530 | AMERICAN STANDARD | 4A7A7060A1 | AC | Split System: Air-Cooled Condensing Unit, Coil with Blower | 4A7A7060A1 |  | 4TXFH063CZ3 | 12 | 15.5 | Yes | Yes | 2015-03-13 |  | 0
FALSE | 4A7A7060A1 | 289 | 5798477 | AMERICAN STANDARD | 4A7A7060A1 | AC | Split System: Air-Cooled Condensing Unit, Coil with Blower | 4A7A7060A1 |  | 4TXFH063CZ3 | 12 | 15.5 | Yes | Yes | 2015-03-13 |  | 0
FALSE | 4A7A7060A1 | 289 | 5798486 | AMERICAN STANDARD | 4A7A7060A1 | AC | Split System: Air-Cooled Condensing Unit, Coil with Blower | 4A7A7060A1 |  | 4TXFH063CZ3 | 12 | 15.5 | Yes | Yes | 2015-03-13 |  | 0
FALSE | 4TTR6018B1 | 3489 | 5869014 | AMERICAN STANDARD | 4A7A6018H1 | AC | Split System: Air-Cooled Condensing Unit, Coil with Blower | 4TTR6018B1 |  | *AM4A0A24S21+TDR | 12.5 | 14.5 | Yes | Yes | 2015-03-13 |  | 0
FALSE | 4TTR6018B1 | 3489 | 5869013 | AMERICAN STANDARD | 4A7A6018H1 | AC | Split System: Air-Cooled Condensing Unit, Coil with Blower | 4TTR6018B1 |  | *AM4A0A18S11+TDR | 12.2 | 14.5 | Yes | Yes | 2015-03-13 |  | 0
FALSE | 4TTR6018B1 | 3489 | 5869015 | AMERICAN STANDARD | 4A7A6018H1 | AC | Split System: Air-Cooled Condensing Unit, Coil with Blower | 4TTR6018B1 |  | *AM7A0A24H21 | 13 | 16 | Yes | Yes | 2015-03-13 |  | 2
FALSE | 4TTR6018B1 | 3489 | 5869016 | AMERICAN STANDARD | 4A7A6018H1 | AC | Split System: Air-Cooled Condensing Unit, Coil with Blower | 4TTR6018B1 |  | *AM8A0A24V21+BAYCC24V | 13 | 16 | Yes | Yes | 2015-03-13 |  | 2
FALSE | 4TTR6018B1 | 3489 | 5869290 | AMERICAN STANDARD | 4A7A6018H1 | AC | Split System: Air-Cooled Condensing Unit, Coil with Blower | 4TTR6018B1 |  | 4TXAB031BC3 | 13 | 16 | Yes | Yes | 2015-03-13 |  | 2
FALSE | 4TTR6018B1 | 3489 | 5869281 | AMERICAN STANDARD | 4A7A6018H1 | AC | Split System: Air-Cooled Condensing Unit, Coil with Blower | 4TTR6018B1 |  | 4TXAB031BC3 | 13 | 15.5 | Yes | Yes | 2015-03-13 |  | 1
FALSE | 4TTR6018B1 | 3489 | 5869279 | AMERICAN STANDARD | 4A7A6018H1 | AC | Split System: Air-Cooled Condensing Unit, Coil with Blower | 4TTR6018B1 |  | 4TXAB031BC3 | 13 | 16 | Yes | Yes | 2015-03-13 |  | 2
FALSE | 4TTR6018B1 | 3489 | 5869295 | AMERICAN STANDARD | 4A7A6018H1 | AC | Split System: Air-Cooled Condensing Unit, Coil with Blower | 4TTR6018B1 |  | 4TXAB032BC3 | 13 | 16 | Yes | Yes | 2015-03-13 |  | 2
FALSE | 4TTR6018B1 | 3489 | 5869304 | AMERICAN STANDARD | 4A7A6018H1 | AC | Split System: Air-Cooled Condensing Unit, Coil with Blower | 4TTR6018B1 |  | 4TXAB032BC3 | 13 | 16 | Yes | Yes | 2015-03-13 |  | 2
FALSE | 4TTR6024B1 | 3503 | 5870333 | AMERICAN STANDARD | 4A7A6024H1 | AC | Split System: Air-Cooled Condensing Unit, Coil with Blower | 4TTR6024B1 |  | 4TXCB036BC3 | 13 | 15.5 | Yes | Yes | 2015-03-13 |  | 1
FALSE | 4TTR6024B1 | 3503 | 5870326 | AMERICAN STANDARD | 4A7A6024H1 | AC | Split System: Air-Cooled Condensing Unit, Coil with Blower | 4TTR6024B1 |  | 4TXCB036BC3 | 13 | 16 | Yes | Yes | 2015-03-13 |  | 2
FALSE | 4TTR6024B1 | 3503 | 5870973 | AMERICAN STANDARD | 4A7A6024H1 | AC | Split System: Air-Cooled Condensing Unit, Coil with Blower | 4TTR6024B1 |  | GAM2A0A24S21+TDR | 12.5 | 15 | Yes | Yes | 2015-03-13 |  | 1
FALSE | 4TTR6030B1 | 3522 | 5870988 | AMERICAN STANDARD | 4A7A6030H1 | AC | Split System: Air-Cooled Condensing Unit, Coil with Blower | 4TTR6030B1 |  | *AM7A0B30H21 | 13 | 16 | Yes | Yes | 2015-03-13 |  | 2
FALSE | 4TTR6030B1 | 3522 | 5870991 | AMERICAN STANDARD | 4A7A6030H1 | AC | Split System: Air-Cooled Condensing Unit, Coil with Blower | 4TTR6030B1 |  | *AM7A0C36H31 | 13 | 16 | Yes | Yes | 2015-03-13 |  | 2
FALSE | 4TTR6030B1 | 3522 | 5871081 | AMERICAN STANDARD | 4A7A6030H1 | AC | Split System: Air-Cooled Condensing Unit, Coil with Blower | 4TTR6030B1 |  | 4CXCB031CC3 | 12.5 | 14.5 | Yes | Yes | 2015-03-13 |  | 0
FALSE | 4TTR6030B1 | 3522 | 5871083 | AMERICAN STANDARD | 4A7A6030H1 | AC | Split System: Air-Cooled Condensing Unit, Coil with Blower | 4TTR6030B1 |  | 4CXCB031CC3 | 12.5 | 15 | Yes | Yes | 2015-03-13 |  | 1
FALSE | 4TTR6030B1 | 3522 | 5871085 | AMERICAN STANDARD | 4A7A6030H1 | AC | Split System: Air-Cooled Condensing Unit, Coil with Blower | 4TTR6030B1 |  | 4CXCB031CC3 | 12.5 | 15 | Yes | Yes | 2015-03-13 |  | 1
FALSE | 4TTR6030B1 | 3522 | 5871087 | AMERICAN STANDARD | 4A7A6030H1 | AC | Split System: Air-Cooled Condensing Unit, Coil with Blower | 4TTR6030B1 |  | 4CXCB031CC3 | 12.5 | 15 | Yes | Yes | 2015-03-13 |  | 1
FALSE | 4TTR6030B1 | 3522 | 5871164 | AMERICAN STANDARD | 4A7A6030H1 | AC | Split System: Air-Cooled Condensing Unit, Coil with Blower | 4TTR6030B1 |  | 4CXCB042CC3 | 12.5 | 15 | Yes | Yes | 2015-03-13 |  | 1
FALSE | 4TTR6030B1 | 3522 | 5871162 | AMERICAN STANDARD | 4A7A6030H1 | AC | Split System: Air-Cooled Condensing Unit, Coil with Blower | 4TTR6030B1 |  | 4CXCB042CC3 | 12.5 | 15.5 | Yes | Yes | 2015-03-13 |  | 1
FALSE | 4TTR6030B1 | 3522 | 5871155 | AMERICAN STANDARD | 4A7A6030H1 | AC | Split System: Air-Cooled Condensing Unit, Coil with Blower | 4TTR6030B1 |  | 4CXCB042CC3 | 12.5 | 14.5 | Yes | Yes | 2015-03-13 |  | 0
FALSE | 4TTR6030B1 | 3522 | 5871153 | AMERICAN STANDARD | 4A7A6030H1 | AC | Split System: Air-Cooled Condensing Unit, Coil with Blower | 4TTR6030B1 |  | 4CXCB042CC3 | 12.5 | 14.5 | Yes | Yes | 2015-03-13 |  | 0
FALSE | 4TTR6018B1 | 3489 | 5869524 | AMERICAN STANDARD | 4A7A6018H1 | AC | Split System: Air-Cooled Condensing Unit, Coil with Blower | 4TTR6018B1 |  | 4TXCB032BC3 | 13 | 16 | Yes | Yes | 2015-03-13 |  | 2
FALSE | 4TTR6018B1 | 3489 | 5869518 | AMERICAN STANDARD | 4A7A6018H1 | AC | Split System: Air-Cooled Condensing Unit, Coil with Blower | 4TTR6018B1 |  | 4TXCB032BC3 | 13 | 16 | Yes | Yes | 2015-03-13 |  | 2
FALSE | 4TTR6018B1 | 3489 | 5869626 | AMERICAN STANDARD | 4A7A6018H1 | AC | Split System: Air-Cooled Condensing Unit, Coil with Blower | 4TTR6018B1 |  | 4TXFH033CC3 | 13 | 15.5 | Yes | Yes | 2015-03-13 |  | 1
FALSE | 4TTR6018B1 | 3489 | 5869637 | AMERICAN STANDARD | 4A7A6018H1 | AC | Split System: Air-Cooled Condensing Unit, Coil with Blower | 4TTR6018B1 |  | 4TXFH036CZ3 | 13 | 16 | Yes | Yes | 2015-03-13 |  | 2
FALSE | 4TTR6024B1 | 3503 | 5869744 | AMERICAN STANDARD | 4A7A6024H1 | AC | Split System: Air-Cooled Condensing Unit, Coil with Blower | 4TTR6024B1 |  | 4CXCC043CC3 | 13 | 16 | Yes | Yes | 2015-03-13 |  | 2
FALSE | 4TTR6024B1 | 3503 | 5869742 | AMERICAN STANDARD | 4A7A6024H1 | AC | Split System: Air-Cooled Condensing Unit, Coil with Blower | 4TTR6024B1 |  | 4CXCC043CC3 | 13 | 16 | Yes | Yes | 2015-03-13 |  | 2
FALSE | 4TTR6024B1 | 3503 | 5869758 | AMERICAN STANDARD | 4A7A6024H1 | AC | Split System: Air-Cooled Condensing Unit, Coil with Blower | 4TTR6024B1 |  | 4CXCC043CC3 | 13 | 16 | Yes | Yes | 2015-03-13 |  | 2
FALSE | 4TTR6024B1 | 3503 | 5869751 | AMERICAN STANDARD | 4A7A6024H1 | AC | Split System: Air-Cooled Condensing Unit, Coil with Blower | 4TTR6024B1 |  | 4CXCC043CC3 | 13 | 16 | Yes | Yes | 2015-03-13 |  | 2
FALSE | 4A7A7060A1 | 289 | 5798236 | AMERICAN STANDARD | 4A7A7060A1 | AC | Split System: Air-Cooled Condensing Unit, Coil with Blower | 4A7A7060A1 |  | 4TXCD061BC3 | 12 | 15 | Yes | Yes | 2015-03-13 |  | 0
FALSE | 4A7A7060A1 | 289 | 5798238 | AMERICAN STANDARD | 4A7A7060A1 | AC | Split System: Air-Cooled Condensing Unit, Coil with Blower | 4A7A7060A1 |  | 4TXCD061BC3 | 12 | 15 | Yes | Yes | 2015-03-13 |  | 0
FALSE | 4A7A7060A1 | 289 | 5798240 | AMERICAN STANDARD | 4A7A7060A1 | AC | Split System: Air-Cooled Condensing Unit, Coil with Blower | 4A7A7060A1 |  | 4TXCD061BC3 | 12 | 15 | Yes | Yes | 2015-03-13 |  | 0
FALSE | 4A7A7060A1 | 289 | 5798245 | AMERICAN STANDARD | 4A7A7060A1 | AC | Split System: Air-Cooled Condensing Unit, Coil with Blower | 4A7A7060A1 |  | 4TXCD061BC3 | 12 | 15 | Yes | Yes | 2015-03-13 |  | 0
FALSE | 4A7A7060A1 | 289 | 5798247 | AMERICAN STANDARD | 4A7A7060A1 | AC | Split System: Air-Cooled Condensing Unit, Coil with Blower | 4A7A7060A1 |  | 4TXCD061BC3 | 12 | 15 | Yes | Yes | 2015-03-13 |  | 0
FALSE | 4TTR6024B1 | 3503 | 5870842 | AMERICAN STANDARD | 4A7A6024H1 | AC | Split System: Air-Cooled Condensing Unit, Coil with Blower | 4TTR6024B1 |  | 4TXCD010CC3 | 13 | 16 | Yes | Yes | 2015-03-13 |  | 2
FALSE | 4TTR6024B1 | 3503 | 5870881 | AMERICAN STANDARD | 4A7A6024H1 | AC | Split System: Air-Cooled Condensing Unit, Coil with Blower | 4TTR6024B1 |  | 4TXCD010CC3 | 13 | 16 | Yes | Yes | 2015-03-13 |  | 2
FALSE | 4TTR6024B1 | 3503 | 5870840 | AMERICAN STANDARD | 4A7A6024H1 | AC | Split System: Air-Cooled Condensing Unit, Coil with Blower | 4TTR6024B1 |  | 4TXCD010CC3 | 13 | 16 | Yes | Yes | 2015-03-13 |  | 2
FALSE | 4TTR6024B1 | 3503 | 5870879 | AMERICAN STANDARD | 4A7A6024H1 | AC | Split System: Air-Cooled Condensing Unit, Coil with Blower | 4TTR6024B1 |  | 4TXCD010CC3 | 13 | 16 | Yes | Yes | 2015-03-13 |  | 2
FALSE | 4TTR6024B1 | 3503 | 5870876 | AMERICAN STANDARD | 4A7A6024H1 | AC | Split System: Air-Cooled Condensing Unit, Coil with Blower | 4TTR6024B1 |  | 4TXCD010CC3 | 13 | 16 | Yes | Yes | 2015-03-13 |  | 2
FALSE | 4TTR6024B1 | 3503 | 5870874 | AMERICAN STANDARD | 4A7A6024H1 | AC | Split System: Air-Cooled Condensing Unit, Coil with Blower | 4TTR6024B1 |  | 4TXCD010CC3 | 13 | 16 | Yes | Yes | 2015-03-13 |  | 2
FALSE | 4TTR6024B1 | 3503 | 5870867 | AMERICAN STANDARD | 4A7A6024H1 | AC | Split System: Air-Cooled Condensing Unit, Coil with Blower | 4TTR6024B1 |  | 4TXCD010CC3 | 13 | 16 | Yes | Yes | 2015-03-13 |  | 2
FALSE | 4TTR6024B1 | 3503 | 5870865 | AMERICAN STANDARD | 4A7A6024H1 | AC | Split System: Air-Cooled Condensing Unit, Coil with Blower | 4TTR6024B1 |  | 4TXCD010CC3 | 13 | 16 | Yes | Yes | 2015-03-13 |  | 2
FALSE | 4TTR6024B1 | 3503 | 5870863 | AMERICAN STANDARD | 4A7A6024H1 | AC | Split System: Air-Cooled Condensing Unit, Coil with Blower | 4TTR6024B1 |  | 4TXCD010CC3 | 13 | 16 | Yes | Yes | 2015-03-13 |  | 2
FALSE | 4TTR6024B1 | 3503 | 5870860 | AMERICAN STANDARD | 4A7A6024H1 | AC | Split System: Air-Cooled Condensing Unit, Coil with Blower | 4TTR6024B1 |  | 4TXCD010CC3 | 13 | 16 | Yes | Yes | 2015-03-13 |  | 2
FALSE | 4TTR6024B1 | 3503 | 5870858 | AMERICAN STANDARD | 4A7A6024H1 | AC | Split System: Air-Cooled Condensing Unit, Coil with Blower | 4TTR6024B1 |  | 4TXCD010CC3 | 13 | 16 | Yes | Yes | 2015-03-13 |  | 2
FALSE | 4TTR6024B1 | 3503 | 5870856 | AMERICAN STANDARD | 4A7A6024H1 | AC | Split System: Air-Cooled Condensing Unit, Coil with Blower | 4TTR6024B1 |  | 4TXCD010CC3 | 13 | 16 | Yes | Yes | 2015-03-13 |  | 2
FALSE | 4TTR6024B1 | 3503 | 5870854 | AMERICAN STANDARD | 4A7A6024H1 | AC | Split System: Air-Cooled Condensing Unit, Coil with Blower | 4TTR6024B1 |  | 4TXCD010CC3 | 13 | 16 | Yes | Yes | 2015-03-13 |  | 2
FALSE | 4TTR6024B1 | 3503 | 5870851 | AMERICAN STANDARD | 4A7A6024H1 | AC | Split System: Air-Cooled Condensing Unit, Coil with Blower | 4TTR6024B1 |  | 4TXCD010CC3 | 13 | 16 | Yes | Yes | 2015-03-13 |  | 2
FALSE | 4TTR6024B1 | 3503 | 5870849 | AMERICAN STANDARD | 4A7A6024H1 | AC | Split System: Air-Cooled Condensing Unit, Coil with Blower | 4TTR6024B1 |  | 4TXCD010CC3 | 13 | 16 | Yes | Yes | 2015-03-13 |  | 2
FALSE | 4TTR6024B1 | 3503 | 5870888 | AMERICAN STANDARD | 4A7A6024H1 | AC | Split System: Air-Cooled Condensing Unit, Coil with Blower | 4TTR6024B1 |  | 4TXFH024CZ3 | 13 | 15.5 | Yes | Yes | 2015-03-13 |  | 1
FALSE | 4TTR6024B1 | 3503 | 5870883 | AMERICAN STANDARD | 4A7A6024H1 | AC | Split System: Air-Cooled Condensing Unit, Coil with Blower | 4TTR6024B1 |  | 4TXFH024CZ3 | 13.5 | 16 | Yes | Yes | 2015-03-13 |  | 2
FALSE | 4TTR6024B1 | 3503 | 5870893 | AMERICAN STANDARD | 4A7A6024H1 | AC | Split System: Air-Cooled Condensing Unit, Coil with Blower | 4TTR6024B1 |  | 4TXFH033CC3 | 13 | 15.5 | Yes | Yes | 2015-03-13 |  | 1
FALSE | 4TTR6024B1 | 3503 | 5870895 | AMERICAN STANDARD | 4A7A6024H1 | AC | Split System: Air-Cooled Condensing Unit, Coil with Blower | 4TTR6024B1 |  | 4TXFH033CC3 | 13 | 15 | Yes | Yes | 2015-03-13 |  | 1
FALSE | 4A7A7060A1 | 289 | 5798291 | AMERICAN STANDARD | 4A7A7060A1 | AC | Split System: Air-Cooled Condensing Unit, Coil with Blower | 4A7A7060A1 |  | 4TXCD063BC3 | 12 | 15.5 | Yes | Yes | 2015-03-13 |  | 0
FALSE | 4A7A7060A1 | 289 | 5798298 | AMERICAN STANDARD | 4A7A7060A1 | AC | Split System: Air-Cooled Condensing Unit, Coil with Blower | 4A7A7060A1 |  | 4TXCD063BC3 | 12 | 15.5 | Yes | Yes | 2015-03-13 |  | 0
FALSE | 4TTR6024B1 | 3503 | 5870160 | AMERICAN STANDARD | 4A7A6024H1 | AC | Split System: Air-Cooled Condensing Unit, Coil with Blower | 4TTR6024B1 |  | 4TXCB004CC3 | 13 | 16 | Yes | Yes | 2015-03-13 |  | 2
FALSE | 4TTR6024B1 | 3503 | 5870162 | AMERICAN STANDARD | 4A7A6024H1 | AC | Split System: Air-Cooled Condensing Unit, Coil with Blower | 4TTR6024B1 |  | 4TXCB004CC3 | 13 | 16 | Yes | Yes | 2015-03-13 |  | 2
FALSE | 4TTR6024B1 | 3503 | 5870163 | AMERICAN STANDARD | 4A7A6024H1 | AC | Split System: Air-Cooled Condensing Unit, Coil with Blower | 4TTR6024B1 |  | 4TXCB004CC3 | 13 | 16 | Yes | Yes | 2015-03-13 |  | 2
FALSE | 4TTR6024B1 | 3503 | 5870165 | AMERICAN STANDARD | 4A7A6024H1 | AC | Split System: Air-Cooled Condensing Unit, Coil with Blower | 4TTR6024B1 |  | 4TXCB004CC3 | 13 | 16 | Yes | Yes | 2015-03-13 |  | 2
FALSE | 4TTR6024B1 | 3503 | 5870167 | AMERICAN STANDARD | 4A7A6024H1 | AC | Split System: Air-Cooled Condensing Unit, Coil with Blower | 4TTR6024B1 |  | 4TXCB004CC3 | 13 | 16 | Yes | Yes | 2015-03-13 |  | 2
FALSE | 4TTR6024B1 | 3503 | 5870130 | AMERICAN STANDARD | 4A7A6024H1 | AC | Split System: Air-Cooled Condensing Unit, Coil with Blower | 4TTR6024B1 |  | 4TXCB004CC3 | 13 | 16 | Yes | Yes | 2015-03-13 |  | 2
FALSE | 4TTR6024B1 | 3503 | 5870133 | AMERICAN STANDARD | 4A7A6024H1 | AC | Split System: Air-Cooled Condensing Unit, Coil with Blower | 4TTR6024B1 |  | 4TXCB004CC3 | 13 | 15.75 | Yes | Yes | 2015-03-13 |  | 1
FALSE | 4A7A7060A1 | 289 | 5797991 | AMERICAN STANDARD | 4A7A7060A1 | AC | Split System: Air-Cooled Condensing Unit, Coil with Blower | 4A7A7060A1 |  | 4TXAC060BC3 | 12 | 15 | Yes | Yes | 2015-03-13 |  | 0
FALSE | 4A7A7060A1 | 289 | 5798461 | AMERICAN STANDARD | 4A7A7060A1 | AC | Split System: Air-Cooled Condensing Unit, Coil with Blower | 4A7A7060A1 |  | 4TXFH054CC3 | 12 | 15.5 | Yes | Yes | 2015-03-13 |  | 0
FALSE | 4A7A7060A1 | 289 | 5798001 | AMERICAN STANDARD | 4A7A7060A1 | AC | Split System: Air-Cooled Condensing Unit, Coil with Blower | 4A7A7060A1 |  | 4TXAD061BC3 | 12 | 15 | Yes | Yes | 2015-03-13 |  | 0
FALSE | 4TTR6018B1 | 3489 | 5869065 | AMERICAN STANDARD | 4A7A6018H1 | AC | Split System: Air-Cooled Condensing Unit, Coil with Blower | 4TTR6018B1 |  | 4CXCB025CC3 | 13 | 15.5 | Yes | Yes | 2015-03-13 |  | 1
FALSE | 4TTR6018B1 | 3489 | 5869063 | AMERICAN STANDARD | 4A7A6018H1 | AC | Split System: Air-Cooled Condensing Unit, Coil with Blower | 4TTR6018B1 |  | 4CXCB025CC3 | 13 | 16 | Yes | Yes | 2015-03-13 |  | 2
FALSE | 4TTR6018B1 | 3489 | 5869339 | AMERICAN STANDARD | 4A7A6018H1 | AC | Split System: Air-Cooled Condensing Unit, Coil with Blower | 4TTR6018B1 |  | 4TXAB036BC3 | 13 | 16 | Yes | Yes | 2015-03-13 |  | 2
FALSE | 4TTR6018B1 | 3489 | 5869338 | AMERICAN STANDARD | 4A7A6018H1 | AC | Split System: Air-Cooled Condensing Unit, Coil with Blower | 4TTR6018B1 |  | 4TXAB036BC3 | 13 | 16 | Yes | Yes | 2015-03-13 |  | 2
FALSE | 4TTR6018B1 | 3489 | 5869337 | AMERICAN STANDARD | 4A7A6018H1 | AC | Split System: Air-Cooled Condensing Unit, Coil with Blower | 4TTR6018B1 |  | 4TXAB036BC3 | 13 | 16 | Yes | Yes | 2015-03-13 |  | 2
FALSE | 4TTR6018B1 | 3489 | 5869341 | AMERICAN STANDARD | 4A7A6018H1 | AC | Split System: Air-Cooled Condensing Unit, Coil with Blower | 4TTR6018B1 |  | 4TXAC037BC3 | 13 | 16 | Yes | Yes | 2015-03-13 |  | 2
FALSE | 4TTR6018B1 | 3489 | 5869342 | AMERICAN STANDARD | 4A7A6018H1 | AC | Split System: Air-Cooled Condensing Unit, Coil with Blower | 4TTR6018B1 |  | 4TXAC037BC3 | 13 | 16 | Yes | Yes | 2015-03-13 |  | 2
FALSE | 4TTR6018B1 | 3489 | 5869343 | AMERICAN STANDARD | 4A7A6018H1 | AC | Split System: Air-Cooled Condensing Unit, Coil with Blower | 4TTR6018B1 |  | 4TXAC037BC3 | 13 | 16 | Yes | Yes | 2015-03-13 |  | 2
FALSE | 4TTR6018B1 | 3489 | 5869344 | AMERICAN STANDARD | 4A7A6018H1 | AC | Split System: Air-Cooled Condensing Unit, Coil with Blower | 4TTR6018B1 |  | 4TXAC037BC3 | 13 | 16 | Yes | Yes | 2015-03-13 |  | 2
FALSE | 4TTR6018B1 | 3489 | 5869346 | AMERICAN STANDARD | 4A7A6018H1 | AC | Split System: Air-Cooled Condensing Unit, Coil with Blower | 4TTR6018B1 |  | 4TXAC037BC3 | 13 | 16 | Yes | Yes | 2015-03-13 |  | 2
FALSE | 4TTR6018B1 | 3489 | 5869347 | AMERICAN STANDARD | 4A7A6018H1 | AC | Split System: Air-Cooled Condensing Unit, Coil with Blower | 4TTR6018B1 |  | 4TXAC037BC3 | 13 | 16 | Yes | Yes | 2015-03-13 |  | 2
FALSE | 4TTR6024B1 | 3503 | 5869675 | AMERICAN STANDARD | 4A7A6024H1 | AC | Split System: Air-Cooled Condensing Unit, Coil with Blower | 4TTR6024B1 |  | 4CXCB025CC3 | 13 | 15.5 | Yes | Yes | 2015-03-13 |  | 1
FALSE | 4TTR6024B1 | 3503 | 5869795 | AMERICAN STANDARD | 4A7A6024H1 | AC | Split System: Air-Cooled Condensing Unit, Coil with Blower | 4TTR6024B1 |  | 4TXAB031BC3 | 13 | 15.5 | Yes | Yes | 2015-03-13 |  | 1
FALSE | 4TTR6024B1 | 3503 | 5869985 | AMERICAN STANDARD | 4A7A6024H1 | AC | Split System: Air-Cooled Condensing Unit, Coil with Blower | 4TTR6024B1 |  | 4TXAC043BC3 | 13 | 16 | Yes | Yes | 2015-03-13 |  | 2
FALSE | 4TTR6024B1 | 3503 | 5869984 | AMERICAN STANDARD | 4A7A6024H1 | AC | Split System: Air-Cooled Condensing Unit, Coil with Blower | 4TTR6024B1 |  | 4TXAC043BC3 | 13 | 16 | Yes | Yes | 2015-03-13 |  | 2
FALSE | 4TTR6024B1 | 3503 | 5869983 | AMERICAN STANDARD | 4A7A6024H1 | AC | Split System: Air-Cooled Condensing Unit, Coil with Blower | 4TTR6024B1 |  | 4TXAC043BC3 | 13 | 16 | Yes | Yes | 2015-03-13 |  | 2
FALSE | 4TTR6024B1 | 3503 | 5869980 | AMERICAN STANDARD | 4A7A6024H1 | AC | Split System: Air-Cooled Condensing Unit, Coil with Blower | 4TTR6024B1 |  | 4TXAC043BC3 | 13 | 16 | Yes | Yes | 2015-03-13 |  | 2
FALSE | 4TTR6024B1 | 3503 | 5869974 | AMERICAN STANDARD | 4A7A6024H1 | AC | Split System: Air-Cooled Condensing Unit, Coil with Blower | 4TTR6024B1 |  | 4TXAC043BC3 | 13 | 16 | Yes | Yes | 2015-03-13 |  | 2
FALSE | 4TTR6024B1 | 3503 | 5869987 | AMERICAN STANDARD | 4A7A6024H1 | AC | Split System: Air-Cooled Condensing Unit, Coil with Blower | 4TTR6024B1 |  | 4TXAC043BC3 | 13 | 16 | Yes | Yes | 2015-03-13 |  | 2
FALSE | 4TTR6024B1 | 3503 | 5869965 | AMERICAN STANDARD | 4A7A6024H1 | AC | Split System: Air-Cooled Condensing Unit, Coil with Blower | 4TTR6024B1 |  | 4TXAC037BC3 | 13 | 16 | Yes | Yes | 2015-03-13 |  | 2
FALSE | 4TTR6024B1 | 3503 | 5869998 | AMERICAN STANDARD | 4A7A6024H1 | AC | Split System: Air-Cooled Condensing Unit, Coil with Blower | 4TTR6024B1 |  | 4TXAC043BC3 | 13 | 16 | Yes | Yes | 2015-03-13 |  | 2
FALSE | 4TTR6030B1 | 3522 | 5871176 | AMERICAN STANDARD | 4A7A6030H1 | AC | Split System: Air-Cooled Condensing Unit, Coil with Blower | 4TTR6030B1 |  | 4CXCB042CC3 | 12.5 | 14.5 | Yes | Yes | 2015-03-13 |  | 0
FALSE | 4TTR6030B1 | 3522 | 5871268 | AMERICAN STANDARD | 4A7A6030H1 | AC | Split System: Air-Cooled Condensing Unit, Coil with Blower | 4TTR6030B1 |  | 4CXCC043CC3 | 12.5 | 15.5 | Yes | Yes | 2015-03-13 |  | 1
FALSE | 4TTR6030B1 | 3522 | 5871350 | AMERICAN STANDARD | 4A7A6030H1 | AC | Split System: Air-Cooled Condensing Unit, Coil with Blower | 4TTR6030B1 |  | 4TXAB025BC3 | 12.5 | 14.5 | Yes | Yes | 2015-03-13 |  | 0
FALSE | 4TTR6030B1 | 3522 | 5871335 | AMERICAN STANDARD | 4A7A6030H1 | AC | Split System: Air-Cooled Condensing Unit, Coil with Blower | 4TTR6030B1 |  | 4TXAB025BC3 | 12.5 | 14.5 | Yes | Yes | 2015-03-13 |  | 0
FALSE | 4TTR6030B1 | 3522 | 5871333 | AMERICAN STANDARD | 4A7A6030H1 | AC | Split System: Air-Cooled Condensing Unit, Coil with Blower | 4TTR6030B1 |  | 4TXAB025BC3 | 12.5 | 14.5 | Yes | Yes | 2015-03-13 |  | 0
FALSE | 4TTR6030B1 | 3522 | 5871352 | AMERICAN STANDARD | 4A7A6030H1 | AC | Split System: Air-Cooled Condensing Unit, Coil with Blower | 4TTR6030B1 |  | 4TXAB025BC3 | 12.5 | 15 | Yes | Yes | 2015-03-13 |  | 1
FALSE | 4TTR6018B1 | 3489 | 5869547 | AMERICAN STANDARD | 4A7A6018H1 | AC | Split System: Air-Cooled Condensing Unit, Coil with Blower | 4TTR6018B1 |  | 4TXCC005CC3 | 13 | 16 | Yes | Yes | 2015-03-13 |  | 2
FALSE | 4TTR6018B1 | 3489 | 5869548 | AMERICAN STANDARD | 4A7A6018H1 | AC | Split System: Air-Cooled Condensing Unit, Coil with Blower | 4TTR6018B1 |  | 4TXCC005CC3 | 13 | 16 | Yes | Yes | 2015-03-13 |  | 2
FALSE | 4TTR6018B1 | 3489 | 5869551 | AMERICAN STANDARD | 4A7A6018H1 | AC | Split System: Air-Cooled Condensing Unit, Coil with Blower | 4TTR6018B1 |  | 4TXCC005CC3 | 13 | 16 | Yes | Yes | 2015-03-13 |  | 2
FALSE | 4TTR6018B1 | 3489 | 5869136 | AMERICAN STANDARD | 4A7A6018H1 | AC | Split System: Air-Cooled Condensing Unit, Coil with Blower | 4TTR6018B1 |  | 4CXCB036CC3 | 13 | 16 | Yes | Yes | 2015-03-13 |  | 2
FALSE | 4TTR6018B1 | 3489 | 5869133 | AMERICAN STANDARD | 4A7A6018H1 | AC | Split System: Air-Cooled Condensing Unit, Coil with Blower | 4TTR6018B1 |  | 4CXCB036CC3 | 13 | 16 | Yes | Yes | 2015-03-13 |  | 2
FALSE | 4TTR6018B1 | 3489 | 5869131 | AMERICAN STANDARD | 4A7A6018H1 | AC | Split System: Air-Cooled Condensing Unit, Coil with Blower | 4TTR6018B1 |  | 4CXCB036CC3 | 13 | 16 | Yes | Yes | 2015-03-13 |  | 2
FALSE | 4TTR6018B1 | 3489 | 5869370 | AMERICAN STANDARD | 4A7A6018H1 | AC | Split System: Air-Cooled Condensing Unit, Coil with Blower | 4TTR6018B1 |  | 4TXCA018BC3 | 13 | 15 | Yes | Yes | 2015-03-13 |  | 1
FALSE | 4TTR6018B1 | 3489 | 5869373 | AMERICAN STANDARD | 4A7A6018H1 | AC | Split System: Air-Cooled Condensing Unit, Coil with Blower | 4TTR6018B1 |  | 4TXCA018BC3 | 13 | 15 | Yes | Yes | 2015-03-13 |  | 1
FALSE | 4TTR6024B1 | 3503 | 5869848 | AMERICAN STANDARD | 4A7A6024H1 | AC | Split System: Air-Cooled Condensing Unit, Coil with Blower | 4TTR6024B1 |  | 4TXAB036BC3 | 13 | 16 | Yes | Yes | 2015-03-13 |  | 2
FALSE | 4TTR6024B1 | 3503 | 5869873 | AMERICAN STANDARD | 4A7A6024H1 | AC | Split System: Air-Cooled Condensing Unit, Coil with Blower | 4TTR6024B1 |  | 4TXAB042BC3 | 13 | 16 | Yes | Yes | 2015-03-13 |  | 2
FALSE | 4TTR6024B1 | 3503 | 5869874 | AMERICAN STANDARD | 4A7A6024H1 | AC | Split System: Air-Cooled Condensing Unit, Coil with Blower | 4TTR6024B1 |  | 4TXAB042BC3 | 13 | 16 | Yes | Yes | 2015-03-13 |  | 2
FALSE | 4TTR6024B1 | 3503 | 5869876 | AMERICAN STANDARD | 4A7A6024H1 | AC | Split System: Air-Cooled Condensing Unit, Coil with Blower | 4TTR6024B1 |  | 4TXAB042BC3 | 13 | 16 | Yes | Yes | 2015-03-13 |  | 2
FALSE | 4TTR6024B1 | 3503 | 5869871 | AMERICAN STANDARD | 4A7A6024H1 | AC | Split System: Air-Cooled Condensing Unit, Coil with Blower | 4TTR6024B1 |  | 4TXAB042BC3 | 13 | 16 | Yes | Yes | 2015-03-13 |  | 2
FALSE | 4TTR6024B1 | 3503 | 5870236 | AMERICAN STANDARD | 4A7A6024H1 | AC | Split System: Air-Cooled Condensing Unit, Coil with Blower | 4TTR6024B1 |  | 4TXCB031BC3 | 13 | 15.5 | Yes | Yes | 2015-03-13 |  | 1
FALSE | 4TTR6024B1 | 3503 | 5870374 | AMERICAN STANDARD | 4A7A6024H1 | AC | Split System: Air-Cooled Condensing Unit, Coil with Blower | 4TTR6024B1 |  | 4TXCB042BC3 | 13 | 16 | Yes | Yes | 2015-03-13 |  | 2
FALSE | 4TTR6024B1 | 3503 | 5870417 | AMERICAN STANDARD | 4A7A6024H1 | AC | Split System: Air-Cooled Condensing Unit, Coil with Blower | 4TTR6024B1 |  | 4TXCB048BC3 | 13 | 16 | Yes | Yes | 2015-03-13 |  | 2
FALSE | 4TTR6024B1 | 3503 | 5870420 | AMERICAN STANDARD | 4A7A6024H1 | AC | Split System: Air-Cooled Condensing Unit, Coil with Blower | 4TTR6024B1 |  | 4TXCB048BC3 | 13 | 16 | Yes | Yes | 2015-03-13 |  | 2
FALSE | 4TTR6024B1 | 3503 | 5870422 | AMERICAN STANDARD | 4A7A6024H1 | AC | Split System: Air-Cooled Condensing Unit, Coil with Blower | 4TTR6024B1 |  | 4TXCB048BC3 | 13 | 16 | Yes | Yes | 2015-03-13 |  | 2
FALSE | 4TTR6024B1 | 3503 | 5870424 | AMERICAN STANDARD | 4A7A6024H1 | AC | Split System: Air-Cooled Condensing Unit, Coil with Blower | 4TTR6024B1 |  | 4TXCB048BC3 | 13 | 16 | Yes | Yes | 2015-03-13 |  | 2
FALSE | 4TTR6024B1 | 3503 | 5870429 | AMERICAN STANDARD | 4A7A6024H1 | AC | Split System: Air-Cooled Condensing Unit, Coil with Blower | 4TTR6024B1 |  | 4TXCB048BC3 | 13 | 16 | Yes | Yes | 2015-03-13 |  | 2
FALSE | 4TTR6024B1 | 3503 | 5870431 | AMERICAN STANDARD | 4A7A6024H1 | AC | Split System: Air-Cooled Condensing Unit, Coil with Blower | 4TTR6024B1 |  | 4TXCB048BC3 | 13 | 16 | Yes | Yes | 2015-03-13 |  | 2
FALSE | 4TTR6024B1 | 3503 | 5870580 | AMERICAN STANDARD | 4A7A6024H1 | AC | Split System: Air-Cooled Condensing Unit, Coil with Blower | 4TTR6024B1 |  | 4TXCC007CC3 | 13 | 16 | Yes | Yes | 2015-03-13 |  | 2
FALSE | 4TTR6018B1 | 3489 | 5869569 | AMERICAN STANDARD | 4A7A6018H1 | AC | Split System: Air-Cooled Condensing Unit, Coil with Blower | 4TTR6018B1 |  | 4TXCC006CC3 | 13 | 16 | Yes | Yes | 2015-03-13 |  | 2
FALSE | 4TTR6018B1 | 3489 | 5869570 | AMERICAN STANDARD | 4A7A6018H1 | AC | Split System: Air-Cooled Condensing Unit, Coil with Blower | 4TTR6018B1 |  | 4TXCC006CC3 | 13 | 16 | Yes | Yes | 2015-03-13 |  | 2
FALSE | 4TTR6018B1 | 3489 | 5869571 | AMERICAN STANDARD | 4A7A6018H1 | AC | Split System: Air-Cooled Condensing Unit, Coil with Blower | 4TTR6018B1 |  | 4TXCC006CC3 | 13 | 16 | Yes | Yes | 2015-03-13 |  | 2
FALSE | 4TTR6018B1 | 3489 | 5869572 | AMERICAN STANDARD | 4A7A6018H1 | AC | Split System: Air-Cooled Condensing Unit, Coil with Blower | 4TTR6018B1 |  | 4TXCC006CC3 | 13 | 16 | Yes | Yes | 2015-03-13 |  | 2
FALSE | 4TTR6018B1 | 3489 | 5869573 | AMERICAN STANDARD | 4A7A6018H1 | AC | Split System: Air-Cooled Condensing Unit, Coil with Blower | 4TTR6018B1 |  | 4TXCC006CC3 | 13 | 16 | Yes | Yes | 2015-03-13 |  | 2
FALSE | 4TTR6018B1 | 3489 | 5869603 | AMERICAN STANDARD | 4A7A6018H1 | AC | Split System: Air-Cooled Condensing Unit, Coil with Blower | 4TTR6018B1 |  | 4TXCC007CC3 | 13 | 16 | Yes | Yes | 2015-03-13 |  | 2
FALSE | 4TTR6018B1 | 3489 | 5869602 | AMERICAN STANDARD | 4A7A6018H1 | AC | Split System: Air-Cooled Condensing Unit, Coil with Blower | 4TTR6018B1 |  | 4TXCC007CC3 | 13 | 16 | Yes | Yes | 2015-03-13 |  | 2
FALSE | 4TTR6018B1 | 3489 | 5869601 | AMERICAN STANDARD | 4A7A6018H1 | AC | Split System: Air-Cooled Condensing Unit, Coil with Blower | 4TTR6018B1 |  | 4TXCC007CC3 | 13 | 16 | Yes | Yes | 2015-03-13 |  | 2
FALSE | 4TTR6018B1 | 3489 | 5869600 | AMERICAN STANDARD | 4A7A6018H1 | AC | Split System: Air-Cooled Condensing Unit, Coil with Blower | 4TTR6018B1 |  | 4TXCC007CC3 | 13 | 16 | Yes | Yes | 2015-03-13 |  | 2
FALSE | 4TTR6024B1 | 3503 | 5869710 | AMERICAN STANDARD | 4A7A6024H1 | AC | Split System: Air-Cooled Condensing Unit, Coil with Blower | 4TTR6024B1 |  | 4CXCB042CC3 | 13 | 16 | Yes | Yes | 2015-03-13 |  | 2
FALSE | 4TTR6024B1 | 3503 | 5869713 | AMERICAN STANDARD | 4A7A6024H1 | AC | Split System: Air-Cooled Condensing Unit, Coil with Blower | 4TTR6024B1 |  | 4CXCB042CC3 | 13 | 16 | Yes | Yes | 2015-03-13 |  | 2
FALSE | 4TTR6024B1 | 3503 | 5870296 | AMERICAN STANDARD | 4A7A6024H1 | AC | Split System: Air-Cooled Condensing Unit, Coil with Blower | 4TTR6024B1 |  | 4TXCB032BC3 | 13 | 15.5 | Yes | Yes | 2015-03-13 |  | 1
FALSE | 4TTR6024B1 | 3503 | 5870290 | AMERICAN STANDARD | 4A7A6024H1 | AC | Split System: Air-Cooled Condensing Unit, Coil with Blower | 4TTR6024B1 |  | 4TXCB032BC3 | 13 | 16 | Yes | Yes | 2015-03-13 |  | 2
FALSE | 4TTR6024B1 | 3503 | 5870285 | AMERICAN STANDARD | 4A7A6024H1 | AC | Split System: Air-Cooled Condensing Unit, Coil with Blower | 4TTR6024B1 |  | 4TXCB032BC3 | 13 | 16 | Yes | Yes | 2015-03-13 |  | 2
FALSE | 4TTR6024B1 | 3503 | 5870281 | AMERICAN STANDARD | 4A7A6024H1 | AC | Split System: Air-Cooled Condensing Unit, Coil with Blower | 4TTR6024B1 |  | 4TXCB032BC3 | 13 | 16 | Yes | Yes | 2015-03-13 |  | 2
FALSE | 4TTR6024B1 | 3503 | 5870439 | AMERICAN STANDARD | 4A7A6024H1 | AC | Split System: Air-Cooled Condensing Unit, Coil with Blower | 4TTR6024B1 |  | 4TXCC005CC3 | 13 | 16 | Yes | Yes | 2015-03-13 |  | 2
FALSE | 4TTR6024B1 | 3503 | 5870441 | AMERICAN STANDARD | 4A7A6024H1 | AC | Split System: Air-Cooled Condensing Unit, Coil with Blower | 4TTR6024B1 |  | 4TXCC005CC3 | 13 | 16 | Yes | Yes | 2015-03-13 |  | 2
FALSE | 4TTR6024B1 | 3503 | 5870459 | AMERICAN STANDARD | 4A7A6024H1 | AC | Split System: Air-Cooled Condensing Unit, Coil with Blower | 4TTR6024B1 |  | 4TXCC005CC3 | 13 | 16 | Yes | Yes | 2015-03-13 |  | 2
FALSE | 4TTR6024B1 | 3503 | 5870461 | AMERICAN STANDARD | 4A7A6024H1 | AC | Split System: Air-Cooled Condensing Unit, Coil with Blower | 4TTR6024B1 |  | 4TXCC005CC3 | 13 | 16 | Yes | Yes | 2015-03-13 |  | 2
FALSE | 4TTR6024B1 | 3503 | 5870779 | AMERICAN STANDARD | 4A7A6024H1 | AC | Split System: Air-Cooled Condensing Unit, Coil with Blower | 4TTR6024B1 |  | 4TXCC044BC3 | 13 | 16 | Yes | Yes | 2015-03-13 |  | 2
FALSE | 4TTR6024B1 | 3503 | 5870782 | AMERICAN STANDARD | 4A7A6024H1 | AC | Split System: Air-Cooled Condensing Unit, Coil with Blower | 4TTR6024B1 |  | 4TXCC044BC3 | 13 | 16 | Yes | Yes | 2015-03-13 |  | 2
FALSE | 4TTR6030B1 | 3522 | 5871132 | AMERICAN STANDARD | 4A7A6030H1 | AC | Split System: Air-Cooled Condensing Unit, Coil with Blower | 4TTR6030B1 |  | 4CXCB036CC3 | 12.5 | 15 | Yes | Yes | 2015-03-13 |  | 1
FALSE | 4TTR6030B1 | 3522 | 5871112 | AMERICAN STANDARD | 4A7A6030H1 | AC | Split System: Air-Cooled Condensing Unit, Coil with Blower | 4TTR6030B1 |  | 4CXCB036CC3 | 12.5 | 15.5 | Yes | Yes | 2015-03-13 |  | 1
FALSE | 4TTR6030B1 | 3522 | 5871130 | AMERICAN STANDARD | 4A7A6030H1 | AC | Split System: Air-Cooled Condensing Unit, Coil with Blower | 4TTR6030B1 |  | 4CXCB036CC3 | 12.5 | 14.5 | Yes | Yes | 2015-03-13 |  | 0
FALSE | 4TTR6030B1 | 3522 | 5871128 | AMERICAN STANDARD | 4A7A6030H1 | AC | Split System: Air-Cooled Condensing Unit, Coil with Blower | 4TTR6030B1 |  | 4CXCB036CC3 | 12.5 | 14.5 | Yes | Yes | 2015-03-13 |  | 0
FALSE | 4TTR6030B1 | 3522 | 5871126 | AMERICAN STANDARD | 4A7A6030H1 | AC | Split System: Air-Cooled Condensing Unit, Coil with Blower | 4TTR6030B1 |  | 4CXCB036CC3 | 12.5 | 14.5 | Yes | Yes | 2015-03-13 |  | 0
FALSE | 4TTR6030B1 | 3522 | 5871123 | AMERICAN STANDARD | 4A7A6030H1 | AC | Split System: Air-Cooled Condensing Unit, Coil with Blower | 4TTR6030B1 |  | 4CXCB036CC3 | 12.5 | 15 | Yes | Yes | 2015-03-13 |  | 1
FALSE | 4TTR6030B1 | 3522 | 5871261 | AMERICAN STANDARD | 4A7A6030H1 | AC | Split System: Air-Cooled Condensing Unit, Coil with Blower | 4TTR6030B1 |  | 4CXCC043CC3 | 12.5 | 14.5 | Yes | Yes | 2015-03-13 |  | 0
FALSE | 4TTR6030B1 | 3522 | 5871256 | AMERICAN STANDARD | 4A7A6030H1 | AC | Split System: Air-Cooled Condensing Unit, Coil with Blower | 4TTR6030B1 |  | 4CXCC043CC3 | 12.5 | 14.5 | Yes | Yes | 2015-03-13 |  | 0
FALSE | 4TTR6030B1 | 3522 | 5871254 | AMERICAN STANDARD | 4A7A6030H1 | AC | Split System: Air-Cooled Condensing Unit, Coil with Blower | 4TTR6030B1 |  | 4CXCC043CC3 | 12.5 | 15 | Yes | Yes | 2015-03-13 |  | 1
FALSE | 4TTR6030B1 | 3522 | 5871247 | AMERICAN STANDARD | 4A7A6030H1 | AC | Split System: Air-Cooled Condensing Unit, Coil with Blower | 4TTR6030B1 |  | 4CXCC043CC3 | 12.5 | 15 | Yes | Yes | 2015-03-13 |  | 1
FALSE | 4TTR6018B1 | 3489 | 5869226 | AMERICAN STANDARD | 4A7A6018H1 | AC | Split System: Air-Cooled Condensing Unit, Coil with Blower | 4TTR6018B1 |  | 4TXAB025BC3 | 13 | 15.5 | Yes | Yes | 2015-03-13 |  | 1
FALSE | 4TTR6018B1 | 3489 | 5869228 | AMERICAN STANDARD | 4A7A6018H1 | AC | Split System: Air-Cooled Condensing Unit, Coil with Blower | 4TTR6018B1 |  | 4TXAB025BC3 | 13 | 16 | Yes | Yes | 2015-03-13 |  | 2
FALSE | 4TTR6018B1 | 3489 | 5869415 | AMERICAN STANDARD | 4A7A6018H1 | AC | Split System: Air-Cooled Condensing Unit, Coil Alone | 4TTR6018B1 |  | 4TXCB004CC3 | 12.2 | 14.5 | Yes | Yes | 2015-03-13 |  | 0
FALSE | 4TTR6018B1 | 3489 | 5869438 | AMERICAN STANDARD | 4A7A6018H1 | AC | Split System: Air-Cooled Condensing Unit, Coil with Blower | 4TTR6018B1 |  | 4TXCB025BC3 | 13 | 15.5 | Yes | Yes | 2015-03-13 |  | 1
FALSE | 4TTR6018B1 | 3489 | 5869609 | AMERICAN STANDARD | 4A7A6018H1 | AC | Split System: Air-Cooled Condensing Unit, Coil with Blower | 4TTR6018B1 |  | 4TXCC037BC3 | 13 | 16 | Yes | Yes | 2015-03-13 |  | 2
FALSE | 4TTR6018B1 | 3489 | 5869608 | AMERICAN STANDARD | 4A7A6018H1 | AC | Split System: Air-Cooled Condensing Unit, Coil with Blower | 4TTR6018B1 |  | 4TXCC037BC3 | 13 | 16 | Yes | Yes | 2015-03-13 |  | 2
FALSE | 4TTR6018B1 | 3489 | 5869607 | AMERICAN STANDARD | 4A7A6018H1 | AC | Split System: Air-Cooled Condensing Unit, Coil with Blower | 4TTR6018B1 |  | 4TXCC037BC3 | 13 | 16 | Yes | Yes | 2015-03-13 |  | 2
FALSE | 4TTR6030B1 | 3522 | 5872304 | AMERICAN STANDARD | 4A7A6030H1 | AC | Split System: Air-Cooled Condensing Unit, Coil with Blower | 4TTR6030B1 |  | 4TXFH041CC3 | 13 | 15 | Yes | Yes | 2015-03-13 |  | 1
FALSE | 4TTR6030B1 | 3522 | 5872306 | AMERICAN STANDARD | 4A7A6030H1 | AC | Split System: Air-Cooled Condensing Unit, Coil with Blower | 4TTR6030B1 |  | 4TXFH041CC3 | 13 | 15.5 | Yes | Yes | 2015-03-13 |  | 1
FALSE | 4TTR6030B1 | 3522 | 5872308 | AMERICAN STANDARD | 4A7A6030H1 | AC | Split System: Air-Cooled Condensing Unit, Coil with Blower | 4TTR6030B1 |  | 4TXFH041CC3 | 13 | 15 | Yes | Yes | 2015-03-13 |  | 1
FALSE | 4TTR6030B1 | 3522 | 5872311 | AMERICAN STANDARD | 4A7A6030H1 | AC | Split System: Air-Cooled Condensing Unit, Coil with Blower | 4TTR6030B1 |  | 4TXFH041CC3 | 13 | 15.5 | Yes | Yes | 2015-03-13 |  | 1
FALSE | 4TTR6030B1 | 3522 | 5871528 | AMERICAN STANDARD | 4A7A6030H1 | AC | Split System: Air-Cooled Condensing Unit, Coil with Blower | 4TTR6030B1 |  | 4TXAC044BC3 | 12.5 | 15.5 | Yes | Yes | 2015-03-13 |  | 1
FALSE | 4TTR6030B1 | 3522 | 5872325 | AMERICAN STANDARD | 4A7A6030H1 | AC | Split System: Air-Cooled Condensing Unit, Coil with Blower | 4TTR6030B1 |  | 4TXFH041CC3 | 12.5 | 15.25 | Yes | Yes | 2015-03-13 |  | 1
FALSE | 4TTR6030B1 | 3522 | 5872280 | AMERICAN STANDARD | 4A7A6030H1 | AC | Split System: Air-Cooled Condensing Unit, Coil with Blower | 4TTR6030B1 |  | 4TXFH041CC3 | 13 | 15 | Yes | Yes | 2015-03-13 |  | 1
FALSE | 4TTR6030B1 | 3522 | 5872334 | AMERICAN STANDARD | 4A7A6030H1 | AC | Split System: Air-Cooled Condensing Unit, Coil with Blower | 4TTR6030B1 |  | 4TXFH041CC3 | 13 | 15 | Yes | Yes | 2015-03-13 |  | 1
FALSE | 4TTR6036B1 | 3674 | 5872362 | AMERICAN STANDARD | 4A7A6036H1 | AC | Split System: Air-Cooled Condensing Unit, Coil with Blower | 4TTR6036B1 |  | *AM4A0B42S31+TDR | 12.2 | 14.5 | Yes | Yes | 2015-03-13 |  | 0
FALSE | 4TTR6036B1 | 3674 | 5872366 | AMERICAN STANDARD | 4A7A6036H1 | AC | Split System: Air-Cooled Condensing Unit, Coil with Blower | 4TTR6036B1 |  | *AM7A0C36H31 | 13 | 16 | Yes | Yes | 2015-03-13 |  | 2
FALSE | 4TTR6036B1 | 3674 | 5872368 | AMERICAN STANDARD | 4A7A6036H1 | AC | Split System: Air-Cooled Condensing Unit, Coil with Blower | 4TTR6036B1 |  | *AM7A0C42H31 | 13 | 16 | Yes | Yes | 2015-03-13 |  | 2
FALSE | 4TTR6036B1 | 3674 | 5872373 | AMERICAN STANDARD | 4A7A6036H1 | AC | Split System: Air-Cooled Condensing Unit, Coil with Blower | 4TTR6036B1 |  | *AM8A0C36V31+BAYCC24V | 13 | 16 | Yes | Yes | 2015-03-13 |  | 2
FALSE | 4TTR6036B1 | 3674 | 5872375 | AMERICAN STANDARD | 4A7A6036H1 | AC | Split System: Air-Cooled Condensing Unit, Coil with Blower | 4TTR6036B1 |  | *AM8A0C42V31+BAYCC24V | 13 | 16 | Yes | Yes | 2015-03-13 |  | 2
FALSE | 4TTR6036B1 | 3674 | 5872415 | AMERICAN STANDARD | 4A7A6036H1 | AC | Split System: Air-Cooled Condensing Unit, Coil with Blower | 4TTR6036B1 |  | 4CXCB031CC3 | 12 | 14.5 | Yes | Yes | 2015-03-13 |  | 0
FALSE | 4TTR6030B1 | 3522 | 5871870 | AMERICAN STANDARD | 4A7A6030H1 | AC | Split System: Air-Cooled Condensing Unit, Coil with Blower | 4TTR6030B1 |  | 4TXCC005CC3 | 12.5 | 14.75 | Yes | Yes | 2015-03-13 |  | 0
FALSE | 4TTR6036B1 | 3674 | 5872450 | AMERICAN STANDARD | 4A7A6036H1 | AC | Split System: Air-Cooled Condensing Unit, Coil with Blower | 4TTR6036B1 |  | 4CXCB036CC3 | 12 | 14.5 | Yes | Yes | 2015-03-13 |  | 0
FALSE | 4TTR6036B1 | 3674 | 5872445 | AMERICAN STANDARD | 4A7A6036H1 | AC | Split System: Air-Cooled Condensing Unit, Coil with Blower | 4TTR6036B1 |  | 4CXCB036CC3 | 12 | 14.5 | Yes | Yes | 2015-03-13 |  | 0
FALSE | 4TTR6036B1 | 3674 | 5872442 | AMERICAN STANDARD | 4A7A6036H1 | AC | Split System: Air-Cooled Condensing Unit, Coil with Blower | 4TTR6036B1 |  | 4CXCB036CC3 | 12 | 14.5 | Yes | Yes | 2015-03-13 |  | 0
FALSE | 4TTR6030B1 | 3522 | 5872183 | AMERICAN STANDARD | 4A7A6030H1 | AC | Split System: Air-Cooled Condensing Unit, Coil with Blower | 4TTR6030B1 |  | 4TXCC044BC3 | 12.5 | 15 | Yes | Yes | 2015-03-13 |  | 1
FALSE | 4TTR6036B1 | 3674 | 5873905 | AMERICAN STANDARD | 4A7A6036H1 | AC | Split System: Air-Cooled Condensing Unit, Coil with Blower | 4TTR6036B1 |  | 4TXFH041CC3 | 12.5 | 15 | Yes | Yes | 2015-03-13 |  | 1
FALSE | 4TTR6036B1 | 3674 | 5873908 | AMERICAN STANDARD | 4A7A6036H1 | AC | Split System: Air-Cooled Condensing Unit, Coil with Blower | 4TTR6036B1 |  | 4TXFH041CC3 | 12.5 | 15 | Yes | Yes | 2015-03-13 |  | 1
FALSE | 4TTR6042B1 | 3680 | 5874200 | AMERICAN STANDARD | 4A7A6042H1 | AC | Split System: Air-Cooled Condensing Unit, Coil with Blower | 4TTR6042B1 |  | 4TXAC044BC3 | 12 | 14.5 | Yes | Yes | 2015-03-13 |  | 0
FALSE | 4TTR6042B1 | 3680 | 5874204 | AMERICAN STANDARD | 4A7A6042H1 | AC | Split System: Air-Cooled Condensing Unit, Coil with Blower | 4TTR6042B1 |  | 4TXAC044BC3 | 12 | 14.5 | Yes | Yes | 2015-03-13 |  | 0
FALSE | 4TTR6042B1 | 3680 | 5874206 | AMERICAN STANDARD | 4A7A6042H1 | AC | Split System: Air-Cooled Condensing Unit, Coil with Blower | 4TTR6042B1 |  | 4TXAC044BC3 | 12.5 | 15 | Yes | Yes | 2015-03-13 |  | 1
FALSE | 4TTR6042B1 | 3680 | 5874209 | AMERICAN STANDARD | 4A7A6042H1 | AC | Split System: Air-Cooled Condensing Unit, Coil with Blower | 4TTR6042B1 |  | 4TXAC044BC3 | 12.5 | 15 | Yes | Yes | 2015-03-13 |  | 1
FALSE | 4TTR6042B1 | 3680 | 5874171 | AMERICAN STANDARD | 4A7A6042H1 | AC | Split System: Air-Cooled Condensing Unit, Coil with Blower | 4TTR6042B1 |  | 4TXAC044BC3 | 12 | 14.5 | Yes | Yes | 2015-03-13 |  | 0
FALSE | 4TTR6036B1 | 3674 | 5872605 | AMERICAN STANDARD | 4A7A6036H1 | AC | Split System: Air-Cooled Condensing Unit, Coil with Blower | 4TTR6036B1 |  | 4CXCC043CC3 | 12 | 14.5 | Yes | Yes | 2015-03-13 |  | 0
FALSE | 4TTR6036B1 | 3674 | 5872610 | AMERICAN STANDARD | 4A7A6036H1 | AC | Split System: Air-Cooled Condensing Unit, Coil with Blower | 4TTR6036B1 |  | 4CXCC043CC3 | 12.5 | 15 | Yes | Yes | 2015-03-13 |  | 1
FALSE | 4TTR6036B1 | 3674 | 5872612 | AMERICAN STANDARD | 4A7A6036H1 | AC | Split System: Air-Cooled Condensing Unit, Coil with Blower | 4TTR6036B1 |  | 4CXCC043CC3 | 12.5 | 15 | Yes | Yes | 2015-03-13 |  | 1
FALSE | 4TTR6036B1 | 3674 | 5872619 | AMERICAN STANDARD | 4A7A6036H1 | AC | Split System: Air-Cooled Condensing Unit, Coil with Blower | 4TTR6036B1 |  | 4CXCC043CC3 | 12.2 | 14.5 | Yes | Yes | 2015-03-13 |  | 0
FALSE | 4TTR6036B1 | 3674 | 5872621 | AMERICAN STANDARD | 4A7A6036H1 | AC | Split System: Air-Cooled Condensing Unit, Coil with Blower | 4TTR6036B1 |  | 4CXCC043CC3 | 12.2 | 14.5 | Yes | Yes | 2015-03-13 |  | 0
FALSE | 4TTR6036B1 | 3674 | 5872623 | AMERICAN STANDARD | 4A7A6036H1 | AC | Split System: Air-Cooled Condensing Unit, Coil with Blower | 4TTR6036B1 |  | 4CXCC043CC3 | 12.2 | 14.5 | Yes | Yes | 2015-03-13 |  | 0
FALSE | 4TTR6036B1 | 3674 | 5872910 | AMERICAN STANDARD | 4A7A6036H1 | AC | Split System: Air-Cooled Condensing Unit, Coil with Blower | 4TTR6036B1 |  | 4TXAB048BC3 | 12.2 | 14.5 | Yes | Yes | 2015-03-13 |  | 0
FALSE | 4TTR6036B1 | 3674 | 5872951 | AMERICAN STANDARD | 4A7A6036H1 | AC | Split System: Air-Cooled Condensing Unit, Coil with Blower | 4TTR6036B1 |  | 4TXAB048BC3 | 12.2 | 14.5 | Yes | Yes | 2015-03-13 |  | 0
FALSE | 4TTR6036B1 | 3674 | 5872960 | AMERICAN STANDARD | 4A7A6036H1 | AC | Split System: Air-Cooled Condensing Unit, Coil with Blower | 4TTR6036B1 |  | 4TXAC037BC3 | 12.2 | 14.5 | Yes | Yes | 2015-03-13 |  | 0
FALSE | 4TTR6036B1 | 3674 | 5872963 | AMERICAN STANDARD | 4A7A6036H1 | AC | Split System: Air-Cooled Condensing Unit, Coil with Blower | 4TTR6036B1 |  | 4TXAC037BC3 | 12.2 | 14.5 | Yes | Yes | 2015-03-13 |  | 0
FALSE | 4TTR6036B1 | 3674 | 5872969 | AMERICAN STANDARD | 4A7A6036H1 | AC | Split System: Air-Cooled Condensing Unit, Coil with Blower | 4TTR6036B1 |  | 4TXAC037BC3 | 12.2 | 14.5 | Yes | Yes | 2015-03-13 |  | 0
FALSE | 4TTR6036B1 | 3674 | 5872971 | AMERICAN STANDARD | 4A7A6036H1 | AC | Split System: Air-Cooled Condensing Unit, Coil with Blower | 4TTR6036B1 |  | 4TXAC037BC3 | 12.2 | 14.5 | Yes | Yes | 2015-03-13 |  | 0
FALSE | 4TTR6042B1 | 3680 | 5874140 | AMERICAN STANDARD | 4A7A6042H1 | AC | Split System: Air-Cooled Condensing Unit, Coil with Blower | 4TTR6042B1 |  | 4TXAC037BC3 | 12 | 14.5 | Yes | Yes | 2015-03-13 |  | 0
FALSE | 4TTR6042B1 | 3680 | 5874145 | AMERICAN STANDARD | 4A7A6042H1 | AC | Split System: Air-Cooled Condensing Unit, Coil with Blower | 4TTR6042B1 |  | 4TXAC043BC3 | 12.5 | 15 | Yes | Yes | 2015-03-13 |  | 1
FALSE | 4TTR6042B1 | 3680 | 5874151 | AMERICAN STANDARD | 4A7A6042H1 | AC | Split System: Air-Cooled Condensing Unit, Coil with Blower | 4TTR6042B1 |  | 4TXAC043BC3 | 12.5 | 15 | Yes | Yes | 2015-03-13 |  | 1
FALSE | 4TTR6042B1 | 3680 | 5874153 | AMERICAN STANDARD | 4A7A6042H1 | AC | Split System: Air-Cooled Condensing Unit, Coil with Blower | 4TTR6042B1 |  | 4TXAC043BC3 | 12 | 14.5 | Yes | Yes | 2015-03-13 |  | 0
FALSE | 4TTR6036B1 | 3674 | 5873051 | AMERICAN STANDARD | 4A7A6036H1 | AC | Split System: Air-Cooled Condensing Unit, Coil with Blower | 4TTR6036B1 |  | 4TXAC043BC3 | 12 | 14.5 | Yes | Yes | 2015-03-13 |  | 0
FALSE | 4TTR6036B1 | 3674 | 5873046 | AMERICAN STANDARD | 4A7A6036H1 | AC | Split System: Air-Cooled Condensing Unit, Coil with Blower | 4TTR6036B1 |  | 4TXAC043BC3 | 12.5 | 15 | Yes | Yes | 2015-03-13 |  | 1
FALSE | 4TTR6036B1 | 3674 | 5873044 | AMERICAN STANDARD | 4A7A6036H1 | AC | Split System: Air-Cooled Condensing Unit, Coil with Blower | 4TTR6036B1 |  | 4TXAC043BC3 | 12.5 | 15 | Yes | Yes | 2015-03-13 |  | 1
FALSE | 4TTR6036B1 | 3674 | 5873038 | AMERICAN STANDARD | 4A7A6036H1 | AC | Split System: Air-Cooled Condensing Unit, Coil with Blower | 4TTR6036B1 |  | 4TXAC043BC3 | 12.2 | 14.5 | Yes | Yes | 2015-03-13 |  | 0
FALSE | 4TTR6036B1 | 3674 | 5873035 | AMERICAN STANDARD | 4A7A6036H1 | AC | Split System: Air-Cooled Condensing Unit, Coil with Blower | 4TTR6036B1 |  | 4TXAC043BC3 | 12.2 | 14.5 | Yes | Yes | 2015-03-13 |  | 0
FALSE | 4TTR6036B1 | 3674 | 5873033 | AMERICAN STANDARD | 4A7A6036H1 | AC | Split System: Air-Cooled Condensing Unit, Coil with Blower | 4TTR6036B1 |  | 4TXAC043BC3 | 12.2 | 14.5 | Yes | Yes | 2015-03-13 |  | 0
FALSE | 4TTR6036B1 | 3674 | 5873464 | AMERICAN STANDARD | 4A7A6036H1 | AC | Split System: Air-Cooled Condensing Unit, Coil with Blower | 4TTR6036B1 |  | 4TXCB032BC3 | 12.2 | 14.5 | Yes | Yes | 2015-03-13 |  | 0
FALSE | 4TTR6036B1 | 3674 | 5873463 | AMERICAN STANDARD | 4A7A6036H1 | AC | Split System: Air-Cooled Condensing Unit, Coil with Blower | 4TTR6036B1 |  | 4TXCB032BC3 | 12.2 | 14.5 | Yes | Yes | 2015-03-13 |  | 0
FALSE | 4TTR6036B1 | 3674 | 5873462 | AMERICAN STANDARD | 4A7A6036H1 | AC | Split System: Air-Cooled Condensing Unit, Coil with Blower | 4TTR6036B1 |  | 4TXCB032BC3 | 12.2 | 14.5 | Yes | Yes | 2015-03-13 |  | 0
FALSE | 4TTR6036B1 | 3674 | 5873461 | AMERICAN STANDARD | 4A7A6036H1 | AC | Split System: Air-Cooled Condensing Unit, Coil with Blower | 4TTR6036B1 |  | 4TXCB032BC3 | 12.2 | 14.5 | Yes | Yes | 2015-03-13 |  | 0
FALSE | 4TTR6036B1 | 3674 | 5873460 | AMERICAN STANDARD | 4A7A6036H1 | AC | Split System: Air-Cooled Condensing Unit, Coil with Blower | 4TTR6036B1 |  | 4TXCB032BC3 | 12.2 | 14.5 | Yes | Yes | 2015-03-13 |  | 0
FALSE | 4TTR6036B1 | 3674 | 5873626 | AMERICAN STANDARD | 4A7A6036H1 | AC | Split System: Air-Cooled Condensing Unit, Coil with Blower | 4TTR6036B1 |  | 4TXCC037BC3 | 12.2 | 14.5 | Yes | Yes | 2015-03-13 |  | 0
FALSE | 4TTR6036B1 | 3674 | 5873630 | AMERICAN STANDARD | 4A7A6036H1 | AC | Split System: Air-Cooled Condensing Unit, Coil with Blower | 4TTR6036B1 |  | 4TXCC037BC3 | 12.5 | 15 | Yes | Yes | 2015-03-13 |  | 1
FALSE | 4TTR6036B1 | 3674 | 5873631 | AMERICAN STANDARD | 4A7A6036H1 | AC | Split System: Air-Cooled Condensing Unit, Coil with Blower | 4TTR6036B1 |  | 4TXCC037BC3 | 12.5 | 15 | Yes | Yes | 2015-03-13 |  | 1
FALSE | 4TTR6036B1 | 3674 | 5873632 | AMERICAN STANDARD | 4A7A6036H1 | AC | Split System: Air-Cooled Condensing Unit, Coil with Blower | 4TTR6036B1 |  | 4TXCC037BC3 | 12.2 | 14.5 | Yes | Yes | 2015-03-13 |  | 0
FALSE | 4TTR6036B1 | 3674 | 5873148 | AMERICAN STANDARD | 4A7A6036H1 | AC | Split System: Air-Cooled Condensing Unit, Coil with Blower | 4TTR6036B1 |  | 4TXAC049BC3 | 12.2 | 14.5 | Yes | Yes | 2015-03-13 |  | 0
FALSE | 4TTR6036B1 | 3674 | 5873492 | AMERICAN STANDARD | 4A7A6036H1 | AC | Split System: Air-Cooled Condensing Unit, Coil with Blower | 4TTR6036B1 |  | 4TXCB036BC3 | 12.2 | 14.5 | Yes | Yes | 2015-03-13 |  | 0
FALSE | 4TTR6036B1 | 3674 | 5873647 | AMERICAN STANDARD | 4A7A6036H1 | AC | Split System: Air-Cooled Condensing Unit, Coil with Blower | 4TTR6036B1 |  | 4TXCC043BC3 | 12.2 | 14.5 | Yes | Yes | 2015-03-13 |  | 0
FALSE | 4TTR6036B1 | 3674 | 5873648 | AMERICAN STANDARD | 4A7A6036H1 | AC | Split System: Air-Cooled Condensing Unit, Coil with Blower | 4TTR6036B1 |  | 4TXCC043BC3 | 12.2 | 14.5 | Yes | Yes | 2015-03-13 |  | 0
FALSE | 4TTR6036B1 | 3674 | 5873652 | AMERICAN STANDARD | 4A7A6036H1 | AC | Split System: Air-Cooled Condensing Unit, Coil with Blower | 4TTR6036B1 |  | 4TXCC043BC3 | 12.5 | 15 | Yes | Yes | 2015-03-13 |  | 1
FALSE | 4TTR6036B1 | 3674 | 5873653 | AMERICAN STANDARD | 4A7A6036H1 | AC | Split System: Air-Cooled Condensing Unit, Coil with Blower | 4TTR6036B1 |  | 4TXCC043BC3 | 12.2 | 14.5 | Yes | Yes | 2015-03-13 |  | 0
FALSE | 4TTR6036B1 | 3674 | 5873654 | AMERICAN STANDARD | 4A7A6036H1 | AC | Split System: Air-Cooled Condensing Unit, Coil with Blower | 4TTR6036B1 |  | 4TXCC043BC3 | 12.2 | 14.5 | Yes | Yes | 2015-03-13 |  | 0
FALSE | 4TTR6036B1 | 3674 | 5873655 | AMERICAN STANDARD | 4A7A6036H1 | AC | Split System: Air-Cooled Condensing Unit, Coil with Blower | 4TTR6036B1 |  | 4TXCC043BC3 | 12.2 | 14.5 | Yes | Yes | 2015-03-13 |  | 0
FALSE | 4TTR6036B1 | 3674 | 5873658 | AMERICAN STANDARD | 4A7A6036H1 | AC | Split System: Air-Cooled Condensing Unit, Coil with Blower | 4TTR6036B1 |  | 4TXCC043BC3 | 12 | 14.5 | Yes | Yes | 2015-03-13 |  | 0
FALSE | 4TTR6036B1 | 3674 | 5873828 | AMERICAN STANDARD | 4A7A6036H1 | AC | Split System: Air-Cooled Condensing Unit, Coil with Blower | 4TTR6036B1 |  | 4TXCD061BC3 | 12.5 | 15 | Yes | Yes | 2015-03-13 |  | 1
FALSE | 4TTR6042B1 | 3680 | 5874017 | AMERICAN STANDARD | 4A7A6042H1 | AC | Split System: Air-Cooled Condensing Unit, Coil with Blower | 4TTR6042B1 |  | 4CXCC037CC3 | 12 | 14.5 | Yes | Yes | 2015-03-13 |  | 0
FALSE | 4TTR6042B1 | 3680 | 5874099 | AMERICAN STANDARD | 4A7A6042H1 | AC | Split System: Air-Cooled Condensing Unit, Coil with Blower | 4TTR6042B1 |  | 4TXAB042BC3 | 12 | 14.5 | Yes | Yes | 2015-03-13 |  | 0
FALSE | 4TTR6042B1 | 3680 | 5874097 | AMERICAN STANDARD | 4A7A6042H1 | AC | Split System: Air-Cooled Condensing Unit, Coil with Blower | 4TTR6042B1 |  | 4TXAB042BC3 | 12 | 14.5 | Yes | Yes | 2015-03-13 |  | 0
FALSE | 4TTR6042B1 | 3680 | 5874106 | AMERICAN STANDARD | 4A7A6042H1 | AC | Split System: Air-Cooled Condensing Unit, Coil with Blower | 4TTR6042B1 |  | 4TXAB042BC3 | 12 | 14.5 | Yes | Yes | 2015-03-13 |  | 0
FALSE | 4TTR6036B1 | 3674 | 5872829 | AMERICAN STANDARD | 4A7A6036H1 | AC | Split System: Air-Cooled Condensing Unit, Coil with Blower | 4TTR6036B1 |  | 4TXAB036BC3 | 12.2 | 14.5 | Yes | Yes | 2015-03-13 |  | 0
FALSE | 4TTR6036B1 | 3674 | 5872822 | AMERICAN STANDARD | 4A7A6036H1 | AC | Split System: Air-Cooled Condensing Unit, Coil with Blower | 4TTR6036B1 |  | 4TXAB036BC3 | 12.2 | 14.5 | Yes | Yes | 2015-03-13 |  | 0
FALSE | 4TTR6036B1 | 3674 | 5872852 | AMERICAN STANDARD | 4A7A6036H1 | AC | Split System: Air-Cooled Condensing Unit, Coil with Blower | 4TTR6036B1 |  | 4TXAB036BC3 | 12.2 | 14.5 | Yes | Yes | 2015-03-13 |  | 0
FALSE | 4TTR6036B1 | 3674 | 5873153 | AMERICAN STANDARD | 4A7A6036H1 | AC | Split System: Air-Cooled Condensing Unit, Coil with Blower | 4TTR6036B1 |  | 4TXAC049BC3 | 12.2 | 14.5 | Yes | Yes | 2015-03-13 |  | 0
FALSE | 4TTR6036B1 | 3674 | 5873169 | AMERICAN STANDARD | 4A7A6036H1 | AC | Split System: Air-Cooled Condensing Unit, Coil with Blower | 4TTR6036B1 |  | 4TXAC049BC3 | 12.5 | 15 | Yes | Yes | 2015-03-13 |  | 1
FALSE | 4TTR6030B1 | 3522 | 5871930 | AMERICAN STANDARD | 4A7A6030H1 | AC | Split System: Air-Cooled Condensing Unit, Coil with Blower | 4TTR6030B1 |  | 4TXCC037BC3 | 13 | 15.25 | Yes | Yes | 2015-03-13 |  | 1
FALSE | 4TTR6030B1 | 3522 | 5871933 | AMERICAN STANDARD | 4A7A6030H1 | AC | Split System: Air-Cooled Condensing Unit, Coil with Blower | 4TTR6030B1 |  | 4TXCC037BC3 | 13 | 15.25 | Yes | Yes | 2015-03-13 |  | 1
FALSE | 4TTR6030B1 | 3522 | 5871940 | AMERICAN STANDARD | 4A7A6030H1 | AC | Split System: Air-Cooled Condensing Unit, Coil with Blower | 4TTR6030B1 |  | 4TXCC037BC3 | 13 | 15.25 | Yes | Yes | 2015-03-13 |  | 1
FALSE | 4TTR6030B1 | 3522 | 5871944 | AMERICAN STANDARD | 4A7A6030H1 | AC | Split System: Air-Cooled Condensing Unit, Coil with Blower | 4TTR6030B1 |  | 4TXCC037BC3 | 12.2 | 14.5 | Yes | Yes | 2015-03-13 |  | 0
FALSE | 4TTR6030B1 | 3522 | 5872133 | AMERICAN STANDARD | 4A7A6030H1 | AC | Split System: Air-Cooled Condensing Unit, Coil with Blower | 4TTR6030B1 |  | 4TXCC044BC3 | 12.5 | 14.75 | Yes | Yes | 2015-03-13 |  | 0
FALSE | 4TTR6030B1 | 3522 | 5872137 | AMERICAN STANDARD | 4A7A6030H1 | AC | Split System: Air-Cooled Condensing Unit, Coil with Blower | 4TTR6030B1 |  | 4TXCC044BC3 | 12.5 | 14.75 | Yes | Yes | 2015-03-13 |  | 0
FALSE | 4TTR6030B1 | 3522 | 5872174 | AMERICAN STANDARD | 4A7A6030H1 | AC | Split System: Air-Cooled Condensing Unit, Coil with Blower | 4TTR6030B1 |  | 4TXCC044BC3 | 13 | 16 | Yes | Yes | 2015-03-13 |  | 2
FALSE | 4TTR6030B1 | 3522 | 5872176 | AMERICAN STANDARD | 4A7A6030H1 | AC | Split System: Air-Cooled Condensing Unit, Coil with Blower | 4TTR6030B1 |  | 4TXCC044BC3 | 12.5 | 15 | Yes | Yes | 2015-03-13 |  | 1
FALSE | 4TTR6030B1 | 3522 | 5872178 | AMERICAN STANDARD | 4A7A6030H1 | AC | Split System: Air-Cooled Condensing Unit, Coil with Blower | 4TTR6030B1 |  | 4TXCC044BC3 | 12.5 | 15 | Yes | Yes | 2015-03-13 |  | 1
FALSE | 4TTR6030B1 | 3522 | 5872180 | AMERICAN STANDARD | 4A7A6030H1 | AC | Split System: Air-Cooled Condensing Unit, Coil with Blower | 4TTR6030B1 |  | 4TXCC044BC3 | 12.5 | 15 | Yes | Yes | 2015-03-13 |  | 1
FALSE | 4TTR6030B1 | 3522 | 5871391 | AMERICAN STANDARD | 4A7A6030H1 | AC | Split System: Air-Cooled Condensing Unit, Coil with Blower | 4TTR6030B1 |  | 4TXAB031BC3 | 12.5 | 14.5 | Yes | Yes | 2015-03-13 |  | 0
FALSE | 4TTR6030B1 | 3522 | 5871393 | AMERICAN STANDARD | 4A7A6030H1 | AC | Split System: Air-Cooled Condensing Unit, Coil with Blower | 4TTR6030B1 |  | 4TXAB031BC3 | 12.5 | 14.5 | Yes | Yes | 2015-03-13 |  | 0
FALSE | 4TTR6030B1 | 3522 | 5871395 | AMERICAN STANDARD | 4A7A6030H1 | AC | Split System: Air-Cooled Condensing Unit, Coil with Blower | 4TTR6030B1 |  | 4TXAB031BC3 | 12.5 | 15 | Yes | Yes | 2015-03-13 |  | 1
FALSE | 4TTR6030B1 | 3522 | 5871398 | AMERICAN STANDARD | 4A7A6030H1 | AC | Split System: Air-Cooled Condensing Unit, Coil with Blower | 4TTR6030B1 |  | 4TXAB031BC3 | 12.5 | 15 | Yes | Yes | 2015-03-13 |  | 1
FALSE | 4TTR6030B1 | 3522 | 5871360 | AMERICAN STANDARD | 4A7A6030H1 | AC | Split System: Air-Cooled Condensing Unit, Coil with Blower | 4TTR6030B1 |  | 4TXAB031BC3 | 12.5 | 15 | Yes | Yes | 2015-03-13 |  | 1
FALSE | 4TTR6030B1 | 3522 | 5871370 | AMERICAN STANDARD | 4A7A6030H1 | AC | Split System: Air-Cooled Condensing Unit, Coil with Blower | 4TTR6030B1 |  | 4TXAB031BC3 | 12.5 | 14.5 | Yes | Yes | 2015-03-13 |  | 0
FALSE | 4TTR6030B1 | 3522 | 5871477 | AMERICAN STANDARD | 4A7A6030H1 | AC | Split System: Air-Cooled Condensing Unit, Coil with Blower | 4TTR6030B1 |  | 4TXAC037BC3 | 12.5 | 15.5 | Yes | Yes | 2015-03-13 |  | 1
FALSE | 4TTR6030B1 | 3522 | 5871475 | AMERICAN STANDARD | 4A7A6030H1 | AC | Split System: Air-Cooled Condensing Unit, Coil with Blower | 4TTR6030B1 |  | 4TXAC037BC3 | 12.5 | 14.5 | Yes | Yes | 2015-03-13 |  | 0
FALSE | 4TTR6030B1 | 3522 | 5871473 | AMERICAN STANDARD | 4A7A6030H1 | AC | Split System: Air-Cooled Condensing Unit, Coil with Blower | 4TTR6030B1 |  | 4TXAC037BC3 | 12.5 | 14.5 | Yes | Yes | 2015-03-13 |  | 0
FALSE | 4TTR6030B1 | 3522 | 5871486 | AMERICAN STANDARD | 4A7A6030H1 | AC | Split System: Air-Cooled Condensing Unit, Coil with Blower | 4TTR6030B1 |  | 4TXAC043BC3 | 12.5 | 15 | Yes | Yes | 2015-03-13 |  | 1
FALSE | 4TTR6030B1 | 3522 | 5871483 | AMERICAN STANDARD | 4A7A6030H1 | AC | Split System: Air-Cooled Condensing Unit, Coil with Blower | 4TTR6030B1 |  | 4TXAC043BC3 | 12.5 | 15 | Yes | Yes | 2015-03-13 |  | 1
FALSE | 4TTR6030B1 | 3522 | 5871570 | AMERICAN STANDARD | 4A7A6030H1 | AC | Split System: Air-Cooled Condensing Unit, Coil with Blower | 4TTR6030B1 |  | 4TXCB025BC3 | 12.5 | 14.5 | Yes | Yes | 2015-03-13 |  | 0
FALSE | 4TTR6030B1 | 3522 | 5871582 | AMERICAN STANDARD | 4A7A6030H1 | AC | Split System: Air-Cooled Condensing Unit, Coil with Blower | 4TTR6030B1 |  | 4TXCB025BC3 | 12.5 | 14.5 | Yes | Yes | 2015-03-13 |  | 0
FALSE | 4TTR6030B1 | 3522 | 5871575 | AMERICAN STANDARD | 4A7A6030H1 | AC | Split System: Air-Cooled Condensing Unit, Coil with Blower | 4TTR6030B1 |  | 4TXCB025BC3 | 12.5 | 14.5 | Yes | Yes | 2015-03-13 |  | 0
FALSE | 4TTR6030B1 | 3522 | 5871644 | AMERICAN STANDARD | 4A7A6030H1 | AC | Split System: Air-Cooled Condensing Unit, Coil with Blower | 4TTR6030B1 |  | 4TXCB032BC3 | 12.5 | 14.5 | Yes | Yes | 2015-03-13 |  | 0
FALSE | 4TTR6030B1 | 3522 | 5871648 | AMERICAN STANDARD | 4A7A6030H1 | AC | Split System: Air-Cooled Condensing Unit, Coil with Blower | 4TTR6030B1 |  | 4TXCB032BC3 | 12.5 | 14.5 | Yes | Yes | 2015-03-13 |  | 0
FALSE | 4TTR6030B1 | 3522 | 5871637 | AMERICAN STANDARD | 4A7A6030H1 | AC | Split System: Air-Cooled Condensing Unit, Coil with Blower | 4TTR6030B1 |  | 4TXCB032BC3 | 12.5 | 15 | Yes | Yes | 2015-03-13 |  | 1
FALSE | 4TTR6030B1 | 3522 | 5871729 | AMERICAN STANDARD | 4A7A6030H1 | AC | Split System: Air-Cooled Condensing Unit, Coil with Blower | 4TTR6030B1 |  | 4TXCB042BC3 | 12.5 | 14.5 | Yes | Yes | 2015-03-13 |  | 0
FALSE | 4TTR6030B1 | 3522 | 5871752 | AMERICAN STANDARD | 4A7A6030H1 | AC | Split System: Air-Cooled Condensing Unit, Coil with Blower | 4TTR6030B1 |  | 4TXCB042BC3 | 12.5 | 15 | Yes | Yes | 2015-03-13 |  | 1
FALSE | 4TTR6030B1 | 3522 | 5871888 | AMERICAN STANDARD | 4A7A6030H1 | AC | Split System: Air-Cooled Condensing Unit, Coil with Blower | 4TTR6030B1 |  | 4TXCC007CC3 | 12.5 | 14.75 | Yes | Yes | 2015-03-13 |  | 0
FALSE | 4TTR6030B1 | 3522 | 5871895 | AMERICAN STANDARD | 4A7A6030H1 | AC | Split System: Air-Cooled Condensing Unit, Coil with Blower | 4TTR6030B1 |  | 4TXCC007CC3 | 12.5 | 14.75 | Yes | Yes | 2015-03-13 |  | 0
FALSE | 4TTR6030B1 | 3522 | 5871902 | AMERICAN STANDARD | 4A7A6030H1 | AC | Split System: Air-Cooled Condensing Unit, Coil with Blower | 4TTR6030B1 |  | 4TXCC007CC3 | 13 | 15 | Yes | Yes | 2015-03-13 |  | 1
FALSE | 4TTR6030B1 | 3522 | 5871904 | AMERICAN STANDARD | 4A7A6030H1 | AC | Split System: Air-Cooled Condensing Unit, Coil with Blower | 4TTR6030B1 |  | 4TXCC007CC3 | 13 | 15 | Yes | Yes | 2015-03-13 |  | 1
FALSE | 4TTR6030B1 | 3522 | 5871954 | AMERICAN STANDARD | 4A7A6030H1 | AC | Split System: Air-Cooled Condensing Unit, Coil with Blower | 4TTR6030B1 |  | 4TXCC037BC3 | 12.5 | 15 | Yes | Yes | 2015-03-13 |  | 1
FALSE | 4TTR6030B1 | 3522 | 5871956 | AMERICAN STANDARD | 4A7A6030H1 | AC | Split System: Air-Cooled Condensing Unit, Coil with Blower | 4TTR6030B1 |  | 4TXCC037BC3 | 12.5 | 15 | Yes | Yes | 2015-03-13 |  | 1
FALSE | 4TTR6030B1 | 3522 | 5871958 | AMERICAN STANDARD | 4A7A6030H1 | AC | Split System: Air-Cooled Condensing Unit, Coil with Blower | 4TTR6030B1 |  | 4TXCC037BC3 | 12.5 | 15 | Yes | Yes | 2015-03-13 |  | 1
FALSE | 4TTR6030B1 | 3522 | 5872035 | AMERICAN STANDARD | 4A7A6030H1 | AC | Split System: Air-Cooled Condensing Unit, Coil with Blower | 4TTR6030B1 |  | 4TXCC043BC3 | 12.5 | 14.5 | Yes | Yes | 2015-03-13 |  | 0
FALSE | 4TTR6030B1 | 3522 | 5872039 | AMERICAN STANDARD | 4A7A6030H1 | AC | Split System: Air-Cooled Condensing Unit, Coil with Blower | 4TTR6030B1 |  | 4TXCC043BC3 | 12.5 | 14.5 | Yes | Yes | 2015-03-13 |  | 0
FALSE | 4TTR6048B1 | 3695 | 5875968 | AMERICAN STANDARD | 4A7A6048H1 | AC | Split System: Air-Cooled Condensing Unit, Coil with Blower | 4TTR6048B1 |  | 4TXCC060BC3 | 12 | 14.5 | Yes | Yes | 2015-03-13 |  | 0
FALSE | 4TTR6048B1 | 3695 | 5875250 | AMERICAN STANDARD | 4A7A6048H1 | AC | Split System: Air-Cooled Condensing Unit, Coil with Blower | 4TTR6048B1 |  | 4TXAC044BC3 | 12 | 14.5 | Yes | Yes | 2015-03-13 |  | 0
FALSE | 4TTR6048B1 | 3695 | 5875978 | AMERICAN STANDARD | 4A7A6048H1 | AC | Split System: Air-Cooled Condensing Unit, Coil with Blower | 4TTR6048B1 |  | 4TXCC060BC3 | 12 | 14.5 | Yes | Yes | 2015-03-13 |  | 0
FALSE | 4TTR6048B1 | 3695 | 5875982 | AMERICAN STANDARD | 4A7A6048H1 | AC | Split System: Air-Cooled Condensing Unit, Coil with Blower | 4TTR6048B1 |  | 4TXCC060BC3 | 12 | 14.5 | Yes | Yes | 2015-03-13 |  | 0
FALSE | 4TTR6048B1 | 3695 | 5875985 | AMERICAN STANDARD | 4A7A6048H1 | AC | Split System: Air-Cooled Condensing Unit, Coil with Blower | 4TTR6048B1 |  | 4TXCC060BC3 | 12 | 14.5 | Yes | Yes | 2015-03-13 |  | 0
FALSE | 4TTR6048B1 | 3695 | 5876063 | AMERICAN STANDARD | 4A7A6048H1 | AC | Split System: Air-Cooled Condensing Unit, Coil with Blower | 4TTR6048B1 |  | 4TXCD050BC3 | 12.2 | 15 | Yes | Yes | 2015-03-13 |  | 0
FALSE | 4TTR6048B1 | 3695 | 5876066 | AMERICAN STANDARD | 4A7A6048H1 | AC | Split System: Air-Cooled Condensing Unit, Coil with Blower | 4TTR6048B1 |  | 4TXCD050BC3 | 12.2 | 15 | Yes | Yes | 2015-03-13 |  | 0
FALSE | 4TTR6049B1 | 3692 | 5876483 | AMERICAN STANDARD | 4A7A6049H1 | AC | Split System: Air-Cooled Condensing Unit, Coil with Blower | 4TTR6049B1 |  | 4TXAD064BC3 | 12.5 | 15 | Yes | Yes | 2015-03-13 |  | 1
FALSE | 4TTR6049B1 | 3692 | 5876484 | AMERICAN STANDARD | 4A7A6049H1 | AC | Split System: Air-Cooled Condensing Unit, Coil with Blower | 4TTR6049B1 |  | 4TXAD064BC3 | 12.5 | 15 | Yes | Yes | 2015-03-13 |  | 1
FALSE | 4TTR6049B1 | 3692 | 5876487 | AMERICAN STANDARD | 4A7A6049H1 | AC | Split System: Air-Cooled Condensing Unit, Coil Alone | 4TTR6049B1 |  | 4TXAD064BC3 | 12 | 14.5 | Yes | Yes | 2015-03-13 |  | 0
FALSE | 4TTR6048B1 | 3695 | 5875779 | AMERICAN STANDARD | 4A7A6048H1 | AC | Split System: Air-Cooled Condensing Unit, Coil with Blower | 4TTR6048B1 |  | 4TXCC044BC3 | 12.5 | 15 | Yes | Yes | 2015-03-13 |  | 1
FALSE | 4TTR6049B1 | 3692 | 5876677 | AMERICAN STANDARD | 4A7A6049H1 | AC | Split System: Air-Cooled Condensing Unit, Coil with Blower | 4TTR6049B1 |  | 4TXCD010CC3 | 13 | 16 | Yes | Yes | 2015-03-13 |  | 2
FALSE | 4TTR6049B1 | 3692 | 5876678 | AMERICAN STANDARD | 4A7A6049H1 | AC | Split System: Air-Cooled Condensing Unit, Coil with Blower | 4TTR6049B1 |  | 4TXCD010CC3 | 12.5 | 15 | Yes | Yes | 2015-03-13 |  | 1
FALSE | 4TTR6049B1 | 3692 | 5876679 | AMERICAN STANDARD | 4A7A6049H1 | AC | Split System: Air-Cooled Condensing Unit, Coil with Blower | 4TTR6049B1 |  | 4TXCD010CC3 | 12.5 | 15 | Yes | Yes | 2015-03-13 |  | 1
FALSE | 4TTR6049B1 | 3692 | 5876686 | AMERICAN STANDARD | 4A7A6049H1 | AC | Split System: Air-Cooled Condensing Unit, Coil with Blower | 4TTR6049B1 |  | 4TXCD010CC3 | 12 | 14.5 | Yes | Yes | 2015-03-13 |  | 0
FALSE | 4TTR6049B1 | 3692 | 5876687 | AMERICAN STANDARD | 4A7A6049H1 | AC | Split System: Air-Cooled Condensing Unit, Coil with Blower | 4TTR6049B1 |  | 4TXCD010CC3 | 12 | 14.5 | Yes | Yes | 2015-03-13 |  | 0
FALSE | 4TTR6049B1 | 3692 | 5876810 | AMERICAN STANDARD | 4A7A6049H1 | AC | Split System: Air-Cooled Condensing Unit, Coil with Blower | 4TTR6049B1 |  | 4TXCD064BC3 | 12.5 | 15 | Yes | Yes | 2015-03-13 |  | 1
FALSE | 4TTR6049B1 | 3692 | 5876811 | AMERICAN STANDARD | 4A7A6049H1 | AC | Split System: Air-Cooled Condensing Unit, Coil with Blower | 4TTR6049B1 |  | 4TXCD064BC3 | 12.5 | 15 | Yes | Yes | 2015-03-13 |  | 1
FALSE | 4TTR6049B1 | 3692 | 5876814 | AMERICAN STANDARD | 4A7A6049H1 | AC | Split System: Air-Cooled Condensing Unit, Coil Alone | 4TTR6049B1 |  | 4TXCD064BC3 | 12 | 14.5 | Yes | Yes | 2015-03-13 |  | 0
FALSE | 4A7A7048A1 | 288 | 5942720 | AMERICAN STANDARD | 4A7A7048A1 | AC | Split System: Air-Cooled Condensing Unit, Coil with Blower | 4A7A7048A1 |  | 4TXCC043BC3 | 12 | 15.5 | Yes | Yes | 2015-03-13 |  | 0
FALSE | 4A7A7048A1 | 288 | 5942719 | AMERICAN STANDARD | 4A7A7048A1 | AC | Split System: Air-Cooled Condensing Unit, Coil with Blower | 4A7A7048A1 |  | 4TXCC043BC3 | 12 | 15.5 | Yes | Yes | 2015-03-13 |  | 0
FALSE | 4A7A7048A1 | 288 | 5942718 | AMERICAN STANDARD | 4A7A7048A1 | AC | Split System: Air-Cooled Condensing Unit, Coil with Blower | 4A7A7048A1 |  | 4TXCC043BC3 | 12 | 15.5 | Yes | Yes | 2015-03-13 |  | 0
FALSE | 4A7A7048A1 | 288 | 5942717 | AMERICAN STANDARD | 4A7A7048A1 | AC | Split System: Air-Cooled Condensing Unit, Coil with Blower | 4A7A7048A1 |  | 4TXCC043BC3 | 12 | 15.5 | Yes | Yes | 2015-03-13 |  | 0
FALSE | 4A7A7048A1 | 288 | 5942716 | AMERICAN STANDARD | 4A7A7048A1 | AC | Split System: Air-Cooled Condensing Unit, Coil with Blower | 4A7A7048A1 |  | 4TXCC043BC3 | 12 | 15.5 | Yes | Yes | 2015-03-13 |  | 0
FALSE | 4TTR6048B1 | 3695 | 5876176 | AMERICAN STANDARD | 4A7A6048H1 | AC | Split System: Air-Cooled Condensing Unit, Coil with Blower | 4TTR6048B1 |  | 4TXCD061BC3 | 12 | 14.5 | Yes | Yes | 2015-03-13 |  | 0
FALSE | 4TTR6048B1 | 3695 | 5876172 | AMERICAN STANDARD | 4A7A6048H1 | AC | Split System: Air-Cooled Condensing Unit, Coil with Blower | 4TTR6048B1 |  | 4TXCD061BC3 | 12 | 14.5 | Yes | Yes | 2015-03-13 |  | 0
FALSE | 4TTR6049B1 | 3692 | 5876381 | AMERICAN STANDARD | 4A7A6049H1 | AC | Split System: Air-Cooled Condensing Unit, Coil with Blower | 4TTR6049B1 |  | 4TXAC049BC3 | 12.5 | 15 | Yes | Yes | 2015-03-13 |  | 1
FALSE | 4TTR6049B1 | 3692 | 5876374 | AMERICAN STANDARD | 4A7A6049H1 | AC | Split System: Air-Cooled Condensing Unit, Coil Alone | 4TTR6049B1 |  | 4TXAC049BC3 | 12 | 14.5 | Yes | Yes | 2015-03-13 |  | 0
FALSE | 4TTR6049B1 | 3692 | 5876398 | AMERICAN STANDARD | 4A7A6049H1 | AC | Split System: Air-Cooled Condensing Unit, Coil with Blower | 4TTR6049B1 |  | 4TXAC060BC3 | 13 | 16 | Yes | Yes | 2015-03-13 |  | 2
FALSE | 4TTR6049B1 | 3692 | 5876401 | AMERICAN STANDARD | 4A7A6049H1 | AC | Split System: Air-Cooled Condensing Unit, Coil with Blower | 4TTR6049B1 |  | 4TXAC060BC3 | 12.5 | 15 | Yes | Yes | 2015-03-13 |  | 1
FALSE | 4TTR6049B1 | 3692 | 5876547 | AMERICAN STANDARD | 4A7A6049H1 | AC | Split System: Air-Cooled Condensing Unit, Coil with Blower | 4TTR6049B1 |  | 4TXCC043BC3 | 12.5 | 15 | Yes | Yes | 2015-03-13 |  | 1
FALSE | 4TTR6049B1 | 3692 | 5876544 | AMERICAN STANDARD | 4A7A6049H1 | AC | Split System: Air-Cooled Condensing Unit, Coil with Blower | 4TTR6049B1 |  | 4TXCC043BC3 | 12 | 14.5 | Yes | Yes | 2015-03-13 |  | 0
FALSE | 4TTR6049B1 | 3692 | 5876567 | AMERICAN STANDARD | 4A7A6049H1 | AC | Split System: Air-Cooled Condensing Unit, Coil with Blower | 4TTR6049B1 |  | 4TXCC044BC3 | 12.5 | 15 | Yes | Yes | 2015-03-13 |  | 1
FALSE | 4TTR6049B1 | 3692 | 5876708 | AMERICAN STANDARD | 4A7A6049H1 | AC | Split System: Air-Cooled Condensing Unit, Coil with Blower | 4TTR6049B1 |  | 4TXCD050BC3 | 12 | 15 | Yes | Yes | 2015-03-13 |  | 0
FALSE | 4TTR6049B1 | 3692 | 5876709 | AMERICAN STANDARD | 4A7A6049H1 | AC | Split System: Air-Cooled Condensing Unit, Coil with Blower | 4TTR6049B1 |  | 4TXCD050BC3 | 12.5 | 15 | Yes | Yes | 2015-03-13 |  | 1
FALSE | 4TTR6049B1 | 3692 | 5876710 | AMERICAN STANDARD | 4A7A6049H1 | AC | Split System: Air-Cooled Condensing Unit, Coil with Blower | 4TTR6049B1 |  | 4TXCD050BC3 | 12 | 14.5 | Yes | Yes | 2015-03-13 |  | 0
FALSE | 4TTR6049B1 | 3692 | 5876712 | AMERICAN STANDARD | 4A7A6049H1 | AC | Split System: Air-Cooled Condensing Unit, Coil with Blower | 4TTR6049B1 |  | 4TXCD050BC3 | 12.5 | 15 | Yes | Yes | 2015-03-13 |  | 1
FALSE | 4TTR6049B1 | 3692 | 5876878 | AMERICAN STANDARD | 4A7A6049H1 | AC | Split System: Air-Cooled Condensing Unit, Coil with Blower | 4TTR6049B1 |  | 4TXFH063CZ3 | 13 | 16 | Yes | Yes | 2015-03-13 |  | 2
FALSE | 4TTR6049B1 | 3692 | 5876915 | AMERICAN STANDARD | 4A7A6049H1 | AC | Split System: Air-Cooled Condensing Unit, Coil with Blower | 4TTR6049B1 |  | 4TXFH063CZ3 | 13 | 16 | Yes | Yes | 2015-03-13 |  | 2
FALSE | 4TTR6049B1 | 3692 | 5876910 | AMERICAN STANDARD | 4A7A6049H1 | AC | Split System: Air-Cooled Condensing Unit, Coil with Blower | 4TTR6049B1 |  | 4TXFH063CZ3 | 12.5 | 15 | Yes | Yes | 2015-03-13 |  | 1
FALSE | 4TTR6049B1 | 3692 | 5876911 | AMERICAN STANDARD | 4A7A6049H1 | AC | Split System: Air-Cooled Condensing Unit, Coil with Blower | 4TTR6049B1 |  | 4TXFH063CZ3 | 12.5 | 15 | Yes | Yes | 2015-03-13 |  | 1
FALSE | 4TTR6049B1 | 3692 | 5876912 | AMERICAN STANDARD | 4A7A6049H1 | AC | Split System: Air-Cooled Condensing Unit, Coil with Blower | 4TTR6049B1 |  | 4TXFH063CZ3 | 13 | 16 | Yes | Yes | 2015-03-13 |  | 2
FALSE | 4TTR6049B1 | 3692 | 5876913 | AMERICAN STANDARD | 4A7A6049H1 | AC | Split System: Air-Cooled Condensing Unit, Coil with Blower | 4TTR6049B1 |  | 4TXFH063CZ3 | 13 | 16 | Yes | Yes | 2015-03-13 |  | 2
FALSE | 4TTR6049B1 | 3692 | 5876914 | AMERICAN STANDARD | 4A7A6049H1 | AC | Split System: Air-Cooled Condensing Unit, Coil with Blower | 4TTR6049B1 |  | 4TXFH063CZ3 | 13 | 16 | Yes | Yes | 2015-03-13 |  | 2
FALSE | 4TTR6049B1 | 3692 | 5876879 | AMERICAN STANDARD | 4A7A6049H1 | AC | Split System: Air-Cooled Condensing Unit, Coil with Blower | 4TTR6049B1 |  | 4TXFH063CZ3 | 13 | 16 | Yes | Yes | 2015-03-13 |  | 2
FALSE | 4TTR6048B1 | 3695 | 5876186 | AMERICAN STANDARD | 4A7A6048H1 | AC | Split System: Air-Cooled Condensing Unit, Coil with Blower | 4TTR6048B1 |  | 4TXCD063BC3 | 12 | 14.5 | Yes | Yes | 2015-03-13 |  | 0
FALSE | 4TTR6048B1 | 3695 | 5876208 | AMERICAN STANDARD | 4A7A6048H1 | AC | Split System: Air-Cooled Condensing Unit, Coil with Blower | 4TTR6048B1 |  | 4TXCD064BC3 | 12.2 | 15 | Yes | Yes | 2015-03-13 |  | 0
FALSE | 4TTR6048B1 | 3695 | 5876206 | AMERICAN STANDARD | 4A7A6048H1 | AC | Split System: Air-Cooled Condensing Unit, Coil with Blower | 4TTR6048B1 |  | 4TXCD064BC3 | 12 | 14.5 | Yes | Yes | 2015-03-13 |  | 0
FALSE | 4TTR6049B1 | 3692 | 5876402 | AMERICAN STANDARD | 4A7A6049H1 | AC | Split System: Air-Cooled Condensing Unit, Coil with Blower | 4TTR6049B1 |  | 4TXAC060BC3 | 12 | 14.5 | Yes | Yes | 2015-03-13 |  | 0
FALSE | 4TTR6049B1 | 3692 | 5876406 | AMERICAN STANDARD | 4A7A6049H1 | AC | Split System: Air-Cooled Condensing Unit, Coil with Blower | 4TTR6049B1 |  | 4TXAC060BC3 | 13 | 16 | Yes | Yes | 2015-03-13 |  | 2
FALSE | 4TTR6049B1 | 3692 | 5876395 | AMERICAN STANDARD | 4A7A6049H1 | AC | Split System: Air-Cooled Condensing Unit, Coil with Blower | 4TTR6049B1 |  | 4TXAC060BC3 | 12.5 | 15 | Yes | Yes | 2015-03-13 |  | 1
FALSE | 4TTR6049B1 | 3692 | 5876570 | AMERICAN STANDARD | 4A7A6049H1 | AC | Split System: Air-Cooled Condensing Unit, Coil with Blower | 4TTR6049B1 |  | 4TXCC044BC3 | 12 | 14.5 | Yes | Yes | 2015-03-13 |  | 0
FALSE | 4TTR6049B1 | 3692 | 5876571 | AMERICAN STANDARD | 4A7A6049H1 | AC | Split System: Air-Cooled Condensing Unit, Coil with Blower | 4TTR6049B1 |  | 4TXCC044BC3 | 12 | 14.5 | Yes | Yes | 2015-03-13 |  | 0
FALSE | 4TTR6049B1 | 3692 | 5876572 | AMERICAN STANDARD | 4A7A6049H1 | AC | Split System: Air-Cooled Condensing Unit, Coil with Blower | 4TTR6049B1 |  | 4TXCC044BC3 | 12 | 14.5 | Yes | Yes | 2015-03-13 |  | 0
FALSE | 4A7A7048A1 | 288 | 5942830 | AMERICAN STANDARD | 4A7A7048A1 | AC | Split System: Air-Cooled Condensing Unit, Coil with Blower | 4A7A7048A1 |  | 4TXCD050BC3 | 12 | 15 | Yes | Yes | 2015-03-13 |  | 0
FALSE | 4A7A7048A1 | 288 | 5942829 | AMERICAN STANDARD | 4A7A7048A1 | AC | Split System: Air-Cooled Condensing Unit, Coil with Blower | 4A7A7048A1 |  | 4TXCD050BC3 | 12 | 15 | Yes | Yes | 2015-03-13 |  | 0
FALSE | 4A7A7048A1 | 288 | 5942828 | AMERICAN STANDARD | 4A7A7048A1 | AC | Split System: Air-Cooled Condensing Unit, Coil with Blower | 4A7A7048A1 |  | 4TXCD050BC3 | 12 | 15 | Yes | Yes | 2015-03-13 |  | 0
FALSE | 4A7A7048A1 | 288 | 5942826 | AMERICAN STANDARD | 4A7A7048A1 | AC | Split System: Air-Cooled Condensing Unit, Coil with Blower | 4A7A7048A1 |  | 4TXCD050BC3 | 12 | 16 | Yes | Yes | 2015-03-13 |  | 0
FALSE | 4A7A7048A1 | 288 | 5942825 | AMERICAN STANDARD | 4A7A7048A1 | AC | Split System: Air-Cooled Condensing Unit, Coil with Blower | 4A7A7048A1 |  | 4TXCD050BC3 | 12.5 | 16 | Yes | Yes | 2015-03-13 |  | 1
FALSE | 4A7A7048A1 | 288 | 5942824 | AMERICAN STANDARD | 4A7A7048A1 | AC | Split System: Air-Cooled Condensing Unit, Coil with Blower | 4A7A7048A1 |  | 4TXCD050BC3 | 12.5 | 16 | Yes | Yes | 2015-03-13 |  | 1
FALSE | 4A7A7048A1 | 288 | 5942823 | AMERICAN STANDARD | 4A7A7048A1 | AC | Split System: Air-Cooled Condensing Unit, Coil with Blower | 4A7A7048A1 |  | 4TXCD050BC3 | 12.5 | 16 | Yes | Yes | 2015-03-13 |  | 1
FALSE | 4TTR6048B1 | 3695 | 5876226 | AMERICAN STANDARD | 4A7A6048H1 | AC | Split System: Air-Cooled Condensing Unit, Coil with Blower | 4TTR6048B1 |  | 4TXCD064BC3 | 12 | 14.5 | Yes | Yes | 2015-03-13 |  | 0
FALSE | 4TTR6048B1 | 3695 | 5876224 | AMERICAN STANDARD | 4A7A6048H1 | AC | Split System: Air-Cooled Condensing Unit, Coil with Blower | 4TTR6048B1 |  | 4TXCD064BC3 | 12.5 | 15 | Yes | Yes | 2015-03-13 |  | 1
FALSE | 4TTR6048B1 | 3695 | 5876222 | AMERICAN STANDARD | 4A7A6048H1 | AC | Split System: Air-Cooled Condensing Unit, Coil with Blower | 4TTR6048B1 |  | 4TXCD064BC3 | 12.2 | 15 | Yes | Yes | 2015-03-13 |  | 0
FALSE | 4TTR6048B1 | 3695 | 5876220 | AMERICAN STANDARD | 4A7A6048H1 | AC | Split System: Air-Cooled Condensing Unit, Coil with Blower | 4TTR6048B1 |  | 4TXCD064BC3 | 12 | 14.5 | Yes | Yes | 2015-03-13 |  | 0
FALSE | 4TTR6048B1 | 3695 | 5876212 | AMERICAN STANDARD | 4A7A6048H1 | AC | Split System: Air-Cooled Condensing Unit, Coil with Blower | 4TTR6048B1 |  | 4TXCD064BC3 | 12 | 14.5 | Yes | Yes | 2015-03-13 |  | 0
FALSE | 4TTR6049B1 | 3692 | 5876397 | AMERICAN STANDARD | 4A7A6049H1 | AC | Split System: Air-Cooled Condensing Unit, Coil Alone | 4TTR6049B1 |  | 4TXAC060BC3 | 12 | 14.5 | Yes | Yes | 2015-03-13 |  | 0
FALSE | 4TTR6049B1 | 3692 | 5876411 | AMERICAN STANDARD | 4A7A6049H1 | AC | Split System: Air-Cooled Condensing Unit, Coil with Blower | 4TTR6049B1 |  | 4TXAD050BC3 | 12.5 | 15 | Yes | Yes | 2015-03-13 |  | 1
FALSE | 4TTR6049B1 | 3692 | 5876441 | AMERICAN STANDARD | 4A7A6049H1 | AC | Split System: Air-Cooled Condensing Unit, Coil with Blower | 4TTR6049B1 |  | 4TXAD050BC3 | 12 | 14.5 | Yes | Yes | 2015-03-13 |  | 0
FALSE | 4TTR6049B1 | 3692 | 5876439 | AMERICAN STANDARD | 4A7A6049H1 | AC | Split System: Air-Cooled Condensing Unit, Coil with Blower | 4TTR6049B1 |  | 4TXAD050BC3 | 12 | 14.5 | Yes | Yes | 2015-03-13 |  | 0
FALSE | 4TTR6049B1 | 3692 | 5876438 | AMERICAN STANDARD | 4A7A6049H1 | AC | Split System: Air-Cooled Condensing Unit, Coil with Blower | 4TTR6049B1 |  | 4TXAD050BC3 | 12 | 14.5 | Yes | Yes | 2015-03-13 |  | 0
FALSE | 4TTR6049B1 | 3692 | 5876563 | AMERICAN STANDARD | 4A7A6049H1 | AC | Split System: Air-Cooled Condensing Unit, Coil with Blower | 4TTR6049B1 |  | 4TXCC044BC3 | 12.5 | 15 | Yes | Yes | 2015-03-13 |  | 1
FALSE | 4TTR6049B1 | 3692 | 5876564 | AMERICAN STANDARD | 4A7A6049H1 | AC | Split System: Air-Cooled Condensing Unit, Coil Alone | 4TTR6049B1 |  | 4TXCC044BC3 | 12 | 14.5 | Yes | Yes | 2015-03-13 |  | 0
FALSE | 4TTR6049B1 | 3692 | 5876586 | AMERICAN STANDARD | 4A7A6049H1 | AC | Split System: Air-Cooled Condensing Unit, Coil with Blower | 4TTR6049B1 |  | 4TXCC049BC3 | 12.5 | 15 | Yes | Yes | 2015-03-13 |  | 1
FALSE | 4TTR6049B1 | 3692 | 5876583 | AMERICAN STANDARD | 4A7A6049H1 | AC | Split System: Air-Cooled Condensing Unit, Coil with Blower | 4TTR6049B1 |  | 4TXCC049BC3 | 12 | 14.5 | Yes | Yes | 2015-03-13 |  | 0
FALSE | 4TTR6049B1 | 3692 | 5876582 | AMERICAN STANDARD | 4A7A6049H1 | AC | Split System: Air-Cooled Condensing Unit, Coil with Blower | 4TTR6049B1 |  | 4TXCC049BC3 | 12 | 14.5 | Yes | Yes | 2015-03-13 |  | 0
FALSE | 4TTR6049B1 | 3692 | 5876581 | AMERICAN STANDARD | 4A7A6049H1 | AC | Split System: Air-Cooled Condensing Unit, Coil with Blower | 4TTR6049B1 |  | 4TXCC049BC3 | 12 | 14.5 | Yes | Yes | 2015-03-13 |  | 0
FALSE | 4TTR6049B1 | 3692 | 5876732 | AMERICAN STANDARD | 4A7A6049H1 | AC | Split System: Air-Cooled Condensing Unit, Coil with Blower | 4TTR6049B1 |  | 4TXCD061BC3 | 13 | 16 | Yes | Yes | 2015-03-13 |  | 2
FALSE | 4TTR6049B1 | 3692 | 5876734 | AMERICAN STANDARD | 4A7A6049H1 | AC | Split System: Air-Cooled Condensing Unit, Coil with Blower | 4TTR6049B1 |  | 4TXCD061BC3 | 13 | 16 | Yes | Yes | 2015-03-13 |  | 2
FALSE | 4TTR6049B1 | 3692 | 5876882 | AMERICAN STANDARD | 4A7A6049H1 | AC | Split System: Air-Cooled Condensing Unit, Coil with Blower | 4TTR6049B1 |  | 4TXFH063CZ3 | 12.5 | 15 | Yes | Yes | 2015-03-13 |  | 1
FALSE | 4TTR6049B1 | 3692 | 5876916 | AMERICAN STANDARD | 4A7A6049H1 | AC | Split System: Air-Cooled Condensing Unit, Coil with Blower | 4TTR6049B1 |  | GAM2A0B42S31+TDR | 12.5 | 15 | Yes | Yes | 2015-03-13 |  | 1
FALSE | 4TTR6048B1 | 3695 | 5876194 | AMERICAN STANDARD | 4A7A6048H1 | AC | Split System: Air-Cooled Condensing Unit, Coil with Blower | 4TTR6048B1 |  | 4TXCD064BC3 | 12 | 14.5 | Yes | Yes | 2015-03-13 |  | 0
FALSE | 4TTR6048B1 | 3695 | 5876240 | AMERICAN STANDARD | 4A7A6048H1 | AC | Split System: Air-Cooled Condensing Unit, Coil with Blower | 4TTR6048B1 |  | 4TXCD064BC3 | 12 | 14.5 | Yes | Yes | 2015-03-13 |  | 0
FALSE | 4TTR6048B1 | 3695 | 5876242 | AMERICAN STANDARD | 4A7A6048H1 | AC | Split System: Air-Cooled Condensing Unit, Coil with Blower | 4TTR6048B1 |  | 4TXCD064BC3 | 12 | 14.75 | Yes | Yes | 2015-03-13 |  | 0
FALSE | 4TTR6048B1 | 3695 | 5876252 | AMERICAN STANDARD | 4A7A6048H1 | AC | Split System: Air-Cooled Condensing Unit, Coil with Blower | 4TTR6048B1 |  | 4TXFH054CC3 | 12.5 | 15 | Yes | Yes | 2015-03-13 |  | 1
FALSE | 4TTR6048B1 | 3695 | 5876258 | AMERICAN STANDARD | 4A7A6048H1 | AC | Split System: Air-Cooled Condensing Unit, Coil with Blower | 4TTR6048B1 |  | 4TXFH054CC3 | 12.5 | 15 | Yes | Yes | 2015-03-13 |  | 1
FALSE | 4A7A7048A1 | 288 | 5942844 | AMERICAN STANDARD | 4A7A7048A1 | AC | Split System: Air-Cooled Condensing Unit, Coil with Blower | 4A7A7048A1 |  | 4TXCD050BC3 | 12.5 | 16 | Yes | Yes | 2015-03-13 |  | 1
FALSE | 4A7A7048A1 | 288 | 5942843 | AMERICAN STANDARD | 4A7A7048A1 | AC | Split System: Air-Cooled Condensing Unit, Coil with Blower | 4A7A7048A1 |  | 4TXCD050BC3 | 12 | 15.5 | Yes | Yes | 2015-03-13 |  | 0
FALSE | 4A7A7048A1 | 288 | 5942841 | AMERICAN STANDARD | 4A7A7048A1 | AC | Split System: Air-Cooled Condensing Unit, Coil with Blower | 4A7A7048A1 |  | 4TXCD050BC3 | 12 | 15 | Yes | Yes | 2015-03-13 |  | 0
FALSE | 4A7A7048A1 | 288 | 5942839 | AMERICAN STANDARD | 4A7A7048A1 | AC | Split System: Air-Cooled Condensing Unit, Coil with Blower | 4A7A7048A1 |  | 4TXCD050BC3 | 12.5 | 16 | Yes | Yes | 2015-03-13 |  | 1
FALSE | 4A7A7048A1 | 288 | 5942838 | AMERICAN STANDARD | 4A7A7048A1 | AC | Split System: Air-Cooled Condensing Unit, Coil with Blower | 4A7A7048A1 |  | 4TXCD050BC3 | 12 | 15.5 | Yes | Yes | 2015-03-13 |  | 0
FALSE | 4TTR6048B1 | 3695 | 5876268 | AMERICAN STANDARD | 4A7A6048H1 | AC | Split System: Air-Cooled Condensing Unit, Coil with Blower | 4TTR6048B1 |  | 4TXFH054CC3 | 12.2 | 15 | Yes | Yes | 2015-03-13 |  | 0
FALSE | 4TTR6048B1 | 3695 | 5876272 | AMERICAN STANDARD | 4A7A6048H1 | AC | Split System: Air-Cooled Condensing Unit, Coil with Blower | 4TTR6048B1 |  | 4TXFH054CC3 | 12.2 | 15 | Yes | Yes | 2015-03-13 |  | 0
FALSE | 4TTR6048B1 | 3695 | 5876315 | AMERICAN STANDARD | 4A7A6048H1 | AC | Split System: Air-Cooled Condensing Unit, Coil with Blower | 4TTR6048B1 |  | 4TXFH063CZ3 | 12.5 | 15.25 | Yes | Yes | 2015-03-13 |  | 1
FALSE | 4TTR6049B1 | 3692 | 5876426 | AMERICAN STANDARD | 4A7A6049H1 | AC | Split System: Air-Cooled Condensing Unit, Coil with Blower | 4TTR6049B1 |  | 4TXAD050BC3 | 12.5 | 15 | Yes | Yes | 2015-03-13 |  | 1
FALSE | 4TTR6049B1 | 3692 | 5876423 | AMERICAN STANDARD | 4A7A6049H1 | AC | Split System: Air-Cooled Condensing Unit, Coil Alone | 4TTR6049B1 |  | 4TXAD050BC3 | 12 | 14.5 | Yes | Yes | 2015-03-13 |  | 0
FALSE | 4TTR6049B1 | 3692 | 5876606 | AMERICAN STANDARD | 4A7A6049H1 | AC | Split System: Air-Cooled Condensing Unit, Coil with Blower | 4TTR6049B1 |  | 4TXCC060BC3 | 13 | 16 | Yes | Yes | 2015-03-13 |  | 2
FALSE | 4TTR6049B1 | 3692 | 5876774 | AMERICAN STANDARD | 4A7A6049H1 | AC | Split System: Air-Cooled Condensing Unit, Coil with Blower | 4TTR6049B1 |  | 4TXCD063BC3 | 13 | 16 | Yes | Yes | 2015-03-13 |  | 2
FALSE | 4TTR6049B1 | 3692 | 5876775 | AMERICAN STANDARD | 4A7A6049H1 | AC | Split System: Air-Cooled Condensing Unit, Coil with Blower | 4TTR6049B1 |  | 4TXCD063BC3 | 13 | 16 | Yes | Yes | 2015-03-13 |  | 2
FALSE | 4TTR6049B1 | 3692 | 5876786 | AMERICAN STANDARD | 4A7A6049H1 | AC | Split System: Air-Cooled Condensing Unit, Coil with Blower | 4TTR6049B1 |  | 4TXCD063BC3 | 13 | 16 | Yes | Yes | 2015-03-13 |  | 2
FALSE | 4TTR6049B1 | 3692 | 5876787 | AMERICAN STANDARD | 4A7A6049H1 | AC | Split System: Air-Cooled Condensing Unit, Coil with Blower | 4TTR6049B1 |  | 4TXCD063BC3 | 13 | 16 | Yes | Yes | 2015-03-13 |  | 2
FALSE | 4TTR6049B1 | 3692 | 5876788 | AMERICAN STANDARD | 4A7A6049H1 | AC | Split System: Air-Cooled Condensing Unit, Coil with Blower | 4TTR6049B1 |  | 4TXCD063BC3 | 13 | 16 | Yes | Yes | 2015-03-13 |  | 2
FALSE | 4TTR6049B1 | 3692 | 5876789 | AMERICAN STANDARD | 4A7A6049H1 | AC | Split System: Air-Cooled Condensing Unit, Coil with Blower | 4TTR6049B1 |  | 4TXCD063BC3 | 13 | 16 | Yes | Yes | 2015-03-13 |  | 2
FALSE | 4TTR6048B1 | 3695 | 5876300 | AMERICAN STANDARD | 4A7A6048H1 | AC | Split System: Air-Cooled Condensing Unit, Coil with Blower | 4TTR6048B1 |  | 4TXFH063CZ3 | 12.5 | 15 | Yes | Yes | 2015-03-13 |  | 1
FALSE | 4TTR6048B1 | 3695 | 5876306 | AMERICAN STANDARD | 4A7A6048H1 | AC | Split System: Air-Cooled Condensing Unit, Coil with Blower | 4TTR6048B1 |  | 4TXFH063CZ3 | 12.5 | 15 | Yes | Yes | 2015-03-13 |  | 1
FALSE | 4TTR6048B1 | 3695 | 5876307 | AMERICAN STANDARD | 4A7A6048H1 | AC | Split System: Air-Cooled Condensing Unit, Coil with Blower | 4TTR6048B1 |  | 4TXFH063CZ3 | 12 | 15 | Yes | Yes | 2015-03-13 |  | 0
FALSE | 4TTR6048B1 | 3695 | 5876310 | AMERICAN STANDARD | 4A7A6048H1 | AC | Split System: Air-Cooled Condensing Unit, Coil with Blower | 4TTR6048B1 |  | 4TXFH063CZ3 | 12 | 14.5 | Yes | Yes | 2015-03-13 |  | 0
FALSE | 4TTR6049B1 | 3692 | 5876474 | AMERICAN STANDARD | 4A7A6049H1 | AC | Split System: Air-Cooled Condensing Unit, Coil with Blower | 4TTR6049B1 |  | 4TXAD061BC3 | 13 | 16 | Yes | Yes | 2015-03-13 |  | 2
FALSE | 4TTR6049B1 | 3692 | 5876470 | AMERICAN STANDARD | 4A7A6049H1 | AC | Split System: Air-Cooled Condensing Unit, Coil with Blower | 4TTR6049B1 |  | 4TXAD061BC3 | 13 | 16 | Yes | Yes | 2015-03-13 |  | 2
FALSE | 4TTR6049B1 | 3692 | 5876622 | AMERICAN STANDARD | 4A7A6049H1 | AC | Split System: Air-Cooled Condensing Unit, Coil with Blower | 4TTR6049B1 |  | 4TXCC060BC3 | 12 | 14.5 | Yes | Yes | 2015-03-13 |  | 0
FALSE | 4TTR6049B1 | 3692 | 5876621 | AMERICAN STANDARD | 4A7A6049H1 | AC | Split System: Air-Cooled Condensing Unit, Coil with Blower | 4TTR6049B1 |  | 4TXCC060BC3 | 12.5 | 15 | Yes | Yes | 2015-03-13 |  | 1
FALSE | 4TTR6049B1 | 3692 | 5876618 | AMERICAN STANDARD | 4A7A6049H1 | AC | Split System: Air-Cooled Condensing Unit, Coil Alone | 4TTR6049B1 |  | 4TXCC060BC3 | 12 | 14.5 | Yes | Yes | 2015-03-13 |  | 0
FALSE | 4TTR6049B1 | 3692 | 5876640 | AMERICAN STANDARD | 4A7A6049H1 | AC | Split System: Air-Cooled Condensing Unit, Coil with Blower | 4TTR6049B1 |  | 4TXCD009CC3 | 13 | 16 | Yes | Yes | 2015-03-13 |  | 2
FALSE | 4TTR6049B1 | 3692 | 5876641 | AMERICAN STANDARD | 4A7A6049H1 | AC | Split System: Air-Cooled Condensing Unit, Coil with Blower | 4TTR6049B1 |  | 4TXCD009CC3 | 13 | 16 | Yes | Yes | 2015-03-13 |  | 2
FALSE | 4TTR6049B1 | 3692 | 5876790 | AMERICAN STANDARD | 4A7A6049H1 | AC | Split System: Air-Cooled Condensing Unit, Coil with Blower | 4TTR6049B1 |  | 4TXCD063BC3 | 13 | 16 | Yes | Yes | 2015-03-13 |  | 2
FALSE | 4TTR6049B1 | 3692 | 5876791 | AMERICAN STANDARD | 4A7A6049H1 | AC | Split System: Air-Cooled Condensing Unit, Coil with Blower | 4TTR6049B1 |  | 4TXCD063BC3 | 13 | 16 | Yes | Yes | 2015-03-13 |  | 2
FALSE | 4TTR6049B1 | 3692 | 5876792 | AMERICAN STANDARD | 4A7A6049H1 | AC | Split System: Air-Cooled Condensing Unit, Coil with Blower | 4TTR6049B1 |  | 4TXCD063BC3 | 13 | 16 | Yes | Yes | 2015-03-13 |  | 2
FALSE | 4TTR6049B1 | 3692 | 5876793 | AMERICAN STANDARD | 4A7A6049H1 | AC | Split System: Air-Cooled Condensing Unit, Coil with Blower | 4TTR6049B1 |  | 4TXCD063BC3 | 13 | 16 | Yes | Yes | 2015-03-13 |  | 2
FALSE | 4TTR6049B1 | 3692 | 5876794 | AMERICAN STANDARD | 4A7A6049H1 | AC | Split System: Air-Cooled Condensing Unit, Coil with Blower | 4TTR6049B1 |  | 4TXCD063BC3 | 13 | 16 | Yes | Yes | 2015-03-13 |  | 2
FALSE | 4TTR6049B1 | 3692 | 5876795 | AMERICAN STANDARD | 4A7A6049H1 | AC | Split System: Air-Cooled Condensing Unit, Coil with Blower | 4TTR6049B1 |  | 4TXCD063BC3 | 13 | 16 | Yes | Yes | 2015-03-13 |  | 2
FALSE | 4TTR6049B1 | 3692 | 5876796 | AMERICAN STANDARD | 4A7A6049H1 | AC | Split System: Air-Cooled Condensing Unit, Coil with Blower | 4TTR6049B1 |  | 4TXCD063BC3 | 13 | 16 | Yes | Yes | 2015-03-13 |  | 2
FALSE | 4TTR6049B1 | 3692 | 5876797 | AMERICAN STANDARD | 4A7A6049H1 | AC | Split System: Air-Cooled Condensing Unit, Coil with Blower | 4TTR6049B1 |  | 4TXCD063BC3 | 13 | 16 | Yes | Yes | 2015-03-13 |  | 2
FALSE | 4TTR6049B1 | 3692 | 5876331 | AMERICAN STANDARD | 4A7A6049H1 | AC | Split System: Air-Cooled Condensing Unit, Coil with Blower | 4TTR6049B1 |  | 4TXAB048BC3 | 12 | 14.5 | Yes | Yes | 2015-03-13 |  | 0
FALSE | 4TTR6049B1 | 3692 | 5876334 | AMERICAN STANDARD | 4A7A6049H1 | AC | Split System: Air-Cooled Condensing Unit, Coil Alone | 4TTR6049B1 |  | 4TXAB048BC3 | 12 | 14.5 | Yes | Yes | 2015-03-13 |  | 0
FALSE | 4TTR6049B1 | 3692 | 5876342 | AMERICAN STANDARD | 4A7A6049H1 | AC | Split System: Air-Cooled Condensing Unit, Coil with Blower | 4TTR6049B1 |  | 4TXAC043BC3 | 12 | 14.5 | Yes | Yes | 2015-03-13 |  | 0
FALSE | 4TTR6049B1 | 3692 | 5876490 | AMERICAN STANDARD | 4A7A6049H1 | AC | Split System: Air-Cooled Condensing Unit, Coil with Blower | 4TTR6049B1 |  | 4TXAD064BC3 | 12.5 | 15 | Yes | Yes | 2015-03-13 |  | 1
FALSE | 4TTR6049B1 | 3692 | 5876492 | AMERICAN STANDARD | 4A7A6049H1 | AC | Split System: Air-Cooled Condensing Unit, Coil with Blower | 4TTR6049B1 |  | 4TXAD064BC3 | 12 | 14.5 | Yes | Yes | 2015-03-13 |  | 0
FALSE | 4TTR6049B1 | 3692 | 5876496 | AMERICAN STANDARD | 4A7A6049H1 | AC | Split System: Air-Cooled Condensing Unit, Coil with Blower | 4TTR6049B1 |  | 4TXAD064BC3 | 13 | 16 | Yes | Yes | 2015-03-13 |  | 2
FALSE | 4TTR6049B1 | 3692 | 5876498 | AMERICAN STANDARD | 4A7A6049H1 | AC | Split System: Air-Cooled Condensing Unit, Coil with Blower | 4TTR6049B1 |  | 4TXAD064BC3 | 13 | 16 | Yes | Yes | 2015-03-13 |  | 2
FALSE | 4TTR6049B1 | 3692 | 5876649 | AMERICAN STANDARD | 4A7A6049H1 | AC | Split System: Air-Cooled Condensing Unit, Coil with Blower | 4TTR6049B1 |  | 4TXCD009CC3 | 12 | 14.5 | Yes | Yes | 2015-03-13 |  | 0
FALSE | 4TTR6049B1 | 3692 | 5876650 | AMERICAN STANDARD | 4A7A6049H1 | AC | Split System: Air-Cooled Condensing Unit, Coil with Blower | 4TTR6049B1 |  | 4TXCD009CC3 | 12.5 | 15 | Yes | Yes | 2015-03-13 |  | 1
FALSE | 4TTR6049B1 | 3692 | 5876660 | AMERICAN STANDARD | 4A7A6049H1 | AC | Split System: Air-Cooled Condensing Unit, Coil with Blower | 4TTR6049B1 |  | 4TXCD010CC3 | 13 | 16 | Yes | Yes | 2015-03-13 |  | 2
FALSE | 4TTR6049B1 | 3692 | 5876825 | AMERICAN STANDARD | 4A7A6049H1 | AC | Split System: Air-Cooled Condensing Unit, Coil with Blower | 4TTR6049B1 |  | 4TXCD064BC3 | 12 | 14.5 | Yes | Yes | 2015-03-13 |  | 0
FALSE | 4TTR6049B1 | 3692 | 5876829 | AMERICAN STANDARD | 4A7A6049H1 | AC | Split System: Air-Cooled Condensing Unit, Coil with Blower | 4TTR6049B1 |  | 4TXCD064BC3 | 13 | 16 | Yes | Yes | 2015-03-13 |  | 2
FALSE | 4TTR6049B1 | 3692 | 5876831 | AMERICAN STANDARD | 4A7A6049H1 | AC | Split System: Air-Cooled Condensing Unit, Coil with Blower | 4TTR6049B1 |  | 4TXCD064BC3 | 13 | 16 | Yes | Yes | 2015-03-13 |  | 2
FALSE | 4TTR6042B1 | 3680 | 5874274 | AMERICAN STANDARD | 4A7A6042H1 | AC | Split System: Air-Cooled Condensing Unit, Coil with Blower | 4TTR6042B1 |  | 4TXAC049BC3 | 12.5 | 15 | Yes | Yes | 2015-03-13 |  | 1
FALSE | 4TTR6042B1 | 3680 | 5874234 | AMERICAN STANDARD | 4A7A6042H1 | AC | Split System: Air-Cooled Condensing Unit, Coil with Blower | 4TTR6042B1 |  | 4TXAC049BC3 | 12 | 14.5 | Yes | Yes | 2015-03-13 |  | 0
FALSE | 4TTR6042B1 | 3680 | 5874284 | AMERICAN STANDARD | 4A7A6042H1 | AC | Split System: Air-Cooled Condensing Unit, Coil with Blower | 4TTR6042B1 |  | 4TXAD050BC3 | 12.5 | 15 | Yes | Yes | 2015-03-13 |  | 1
FALSE | 4TTR6042B1 | 3680 | 5874294 | AMERICAN STANDARD | 4A7A6042H1 | AC | Split System: Air-Cooled Condensing Unit, Coil with Blower | 4TTR6042B1 |  | 4TXAD050BC3 | 12.5 | 15 | Yes | Yes | 2015-03-13 |  | 1
FALSE | 4TTR6042B1 | 3680 | 5874464 | AMERICAN STANDARD | 4A7A6042H1 | AC | Split System: Air-Cooled Condensing Unit, Coil with Blower | 4TTR6042B1 |  | 4TXCB048BC3 | 12.5 | 15 | Yes | Yes | 2015-03-13 |  | 1
FALSE | 4TTR6042B1 | 3680 | 5874478 | AMERICAN STANDARD | 4A7A6042H1 | AC | Split System: Air-Cooled Condensing Unit, Coil with Blower | 4TTR6042B1 |  | 4TXCB048BC3 | 12 | 14.5 | Yes | Yes | 2015-03-13 |  | 0
FALSE | 4TTR6042B1 | 3680 | 5874514 | AMERICAN STANDARD | 4A7A6042H1 | AC | Split System: Air-Cooled Condensing Unit, Coil with Blower | 4TTR6042B1 |  | 4TXCC037BC3 | 12.2 | 14.5 | Yes | Yes | 2015-03-13 |  | 0
FALSE | 4TTR6042B1 | 3680 | 5874555 | AMERICAN STANDARD | 4A7A6042H1 | AC | Split System: Air-Cooled Condensing Unit, Coil with Blower | 4TTR6042B1 |  | 4TXCC037BC3 | 12 | 14.5 | Yes | Yes | 2015-03-13 |  | 0
FALSE | 4TTR6042B1 | 3680 | 5874655 | AMERICAN STANDARD | 4A7A6042H1 | AC | Split System: Air-Cooled Condensing Unit, Coil with Blower | 4TTR6042B1 |  | 4TXCC044BC3 | 12.5 | 15 | Yes | Yes | 2015-03-13 |  | 1
FALSE | 4TTR6042B1 | 3680 | 5874660 | AMERICAN STANDARD | 4A7A6042H1 | AC | Split System: Air-Cooled Condensing Unit, Coil with Blower | 4TTR6042B1 |  | 4TXCC044BC3 | 12.5 | 15 | Yes | Yes | 2015-03-13 |  | 1
FALSE | 4TTR6042B1 | 3680 | 5874672 | AMERICAN STANDARD | 4A7A6042H1 | AC | Split System: Air-Cooled Condensing Unit, Coil with Blower | 4TTR6042B1 |  | 4TXCC044BC3 | 12 | 14.5 | Yes | Yes | 2015-03-13 |  | 0
FALSE | 4TTR6042B1 | 3680 | 5874777 | AMERICAN STANDARD | 4A7A6042H1 | AC | Split System: Air-Cooled Condensing Unit, Coil with Blower | 4TTR6042B1 |  | 4TXCD009CC3 | 12.5 | 15 | Yes | Yes | 2015-03-13 |  | 1
FALSE | 4TTR6042B1 | 3680 | 5874784 | AMERICAN STANDARD | 4A7A6042H1 | AC | Split System: Air-Cooled Condensing Unit, Coil with Blower | 4TTR6042B1 |  | 4TXCD009CC3 | 12 | 14.5 | Yes | Yes | 2015-03-13 |  | 0
FALSE | 4TTR6042B1 | 3680 | 5874765 | AMERICAN STANDARD | 4A7A6042H1 | AC | Split System: Air-Cooled Condensing Unit, Coil with Blower | 4TTR6042B1 |  | 4TXCD009CC3 | 12 | 14.5 | Yes | Yes | 2015-03-13 |  | 0
FALSE | 4TTR6042B1 | 3680 | 5874956 | AMERICAN STANDARD | 4A7A6042H1 | AC | Split System: Air-Cooled Condensing Unit, Coil with Blower | 4TTR6042B1 |  | 4TXFH054CC3 | 12.2 | 15 | Yes | Yes | 2015-03-13 |  | 0
FALSE | 4TTR6042B1 | 3680 | 5874940 | AMERICAN STANDARD | 4A7A6042H1 | AC | Split System: Air-Cooled Condensing Unit, Coil with Blower | 4TTR6042B1 |  | 4TXFH054CC3 | 12.5 | 15 | Yes | Yes | 2015-03-13 |  | 1
FALSE | 4TTR6042B1 | 3680 | 5874938 | AMERICAN STANDARD | 4A7A6042H1 | AC | Split System: Air-Cooled Condensing Unit, Coil with Blower | 4TTR6042B1 |  | 4TXFH054CC3 | 12.5 | 15.5 | Yes | Yes | 2015-03-13 |  | 1
FALSE | 4TTR6042B1 | 3680 | 5874930 | AMERICAN STANDARD | 4A7A6042H1 | AC | Split System: Air-Cooled Condensing Unit, Coil with Blower | 4TTR6042B1 |  | 4TXFH054CC3 | 12.5 | 15.5 | Yes | Yes | 2015-03-13 |  | 1
FALSE | 4TTR6042B1 | 3680 | 5874923 | AMERICAN STANDARD | 4A7A6042H1 | AC | Split System: Air-Cooled Condensing Unit, Coil with Blower | 4TTR6042B1 |  | 4TXFH054CC3 | 12.5 | 15 | Yes | Yes | 2015-03-13 |  | 1
FALSE | 4TTR6048B1 | 3695 | 5875130 | AMERICAN STANDARD | 4A7A6048H1 | AC | Split System: Air-Cooled Condensing Unit, Coil with Blower | 4TTR6048B1 |  | 4CXCD061CC3 | 12 | 15 | Yes | Yes | 2015-03-13 |  | 0
FALSE | 4TTR6048B1 | 3695 | 5875126 | AMERICAN STANDARD | 4A7A6048H1 | AC | Split System: Air-Cooled Condensing Unit, Coil with Blower | 4TTR6048B1 |  | 4CXCD061CC3 | 12 | 14.5 | Yes | Yes | 2015-03-13 |  | 0
FALSE | 4TTR6048B1 | 3695 | 5875123 | AMERICAN STANDARD | 4A7A6048H1 | AC | Split System: Air-Cooled Condensing Unit, Coil with Blower | 4TTR6048B1 |  | 4CXCD061CC3 | 12 | 14.5 | Yes | Yes | 2015-03-13 |  | 0
FALSE | 4TTR6048B1 | 3695 | 5875164 | AMERICAN STANDARD | 4A7A6048H1 | AC | Split System: Air-Cooled Condensing Unit, Coil with Blower | 4TTR6048B1 |  | 4TXAB042BC3 | 12 | 14.5 | Yes | Yes | 2015-03-13 |  | 0
FALSE | 4TTR6048B1 | 3695 | 5875426 | AMERICAN STANDARD | 4A7A6048H1 | AC | Split System: Air-Cooled Condensing Unit, Coil with Blower | 4TTR6048B1 |  | 4TXAC060BC3 | 12 | 14.5 | Yes | Yes | 2015-03-13 |  | 0
FALSE | 4TTR6048B1 | 3695 | 5875423 | AMERICAN STANDARD | 4A7A6048H1 | AC | Split System: Air-Cooled Condensing Unit, Coil with Blower | 4TTR6048B1 |  | 4TXAC060BC3 | 12.5 | 15 | Yes | Yes | 2015-03-13 |  | 1
FALSE | 4A7A7048A1 | 288 | 5942796 | AMERICAN STANDARD | 4A7A7048A1 | AC | Split System: Air-Cooled Condensing Unit, Coil with Blower | 4A7A7048A1 |  | 4TXCC049BC3 | 12 | 15 | Yes | Yes | 2015-03-13 |  | 0
FALSE | 4A7A7048A1 | 288 | 5942797 | AMERICAN STANDARD | 4A7A7048A1 | AC | Split System: Air-Cooled Condensing Unit, Coil with Blower | 4A7A7048A1 |  | 4TXCC049BC3 | 12.5 | 16 | Yes | Yes | 2015-03-13 |  | 1
FALSE | 4A7A7048A1 | 288 | 5942798 | AMERICAN STANDARD | 4A7A7048A1 | AC | Split System: Air-Cooled Condensing Unit, Coil with Blower | 4A7A7048A1 |  | 4TXCC049BC3 | 12 | 15 | Yes | Yes | 2015-03-13 |  | 0
FALSE | 4A7A7048A1 | 288 | 5942799 | AMERICAN STANDARD | 4A7A7048A1 | AC | Split System: Air-Cooled Condensing Unit, Coil with Blower | 4A7A7048A1 |  | 4TXCC049BC3 | 12 | 14.5 | Yes | Yes | 2015-03-13 |  | 0
FALSE | 4A7A7048A1 | 288 | 5942769 | AMERICAN STANDARD | 4A7A7048A1 | AC | Split System: Air-Cooled Condensing Unit, Coil with Blower | 4A7A7048A1 |  | 4TXCC049BC3 | 12 | 14.5 | Yes | Yes | 2015-03-13 |  | 0
FALSE | 4A7A7048A1 | 288 | 5942922 | AMERICAN STANDARD | 4A7A7048A1 | AC | Split System: Air-Cooled Condensing Unit, Coil with Blower | 4A7A7048A1 |  | 4TXCD063BC3 | 12.5 | 16.25 | Yes | Yes | 2015-03-13 |  | 1
FALSE | 4A7A7048A1 | 288 | 5942921 | AMERICAN STANDARD | 4A7A7048A1 | AC | Split System: Air-Cooled Condensing Unit, Coil with Blower | 4A7A7048A1 |  | 4TXCD063BC3 | 12.5 | 17 | Yes | Yes | 2015-03-13 |  | 1
FALSE | 4A7A7048A1 | 288 | 5942869 | AMERICAN STANDARD | 4A7A7048A1 | AC | Split System: Air-Cooled Condensing Unit, Coil with Blower | 4A7A7048A1 |  | 4TXFH054CC3 | 13 | 16.5 | Yes | Yes | 2015-03-13 |  | 2
FALSE | 4A7A7048A1 | 288 | 5942899 | AMERICAN STANDARD | 4A7A7048A1 | AC | Split System: Air-Cooled Condensing Unit, Coil with Blower | 4A7A7048A1 |  | 4TXFH054CC3 | 12.5 | 16.5 | Yes | Yes | 2015-03-13 |  | 1
FALSE | 4A7A7048A1 | 288 | 5942872 | AMERICAN STANDARD | 4A7A7048A1 | AC | Split System: Air-Cooled Condensing Unit, Coil with Blower | 4A7A7048A1 |  | 4TXFH054CC3 | 13 | 16.5 | Yes | Yes | 2015-03-13 |  | 2
FALSE | 4A7A7048A1 | 288 | 5942873 | AMERICAN STANDARD | 4A7A7048A1 | AC | Split System: Air-Cooled Condensing Unit, Coil with Blower | 4A7A7048A1 |  | 4TXFH054CC3 | 12 | 16 | Yes | Yes | 2015-03-13 |  | 0
FALSE | 4A7A7048A1 | 288 | 5942874 | AMERICAN STANDARD | 4A7A7048A1 | AC | Split System: Air-Cooled Condensing Unit, Coil with Blower | 4A7A7048A1 |  | 4TXFH054CC3 | 12 | 15.25 | Yes | Yes | 2015-03-13 |  | 0
FALSE | 4A7A7048A1 | 288 | 5942876 | AMERICAN STANDARD | 4A7A7048A1 | AC | Split System: Air-Cooled Condensing Unit, Coil with Blower | 4A7A7048A1 |  | 4TXFH054CC3 | 12.5 | 16 | Yes | Yes | 2015-03-13 |  | 1
FALSE | 4A7A7048A1 | 288 | 5942879 | AMERICAN STANDARD | 4A7A7048A1 | AC | Split System: Air-Cooled Condensing Unit, Coil with Blower | 4A7A7048A1 |  | 4TXFH054CC3 | 13 | 16 | Yes | Yes | 2015-03-13 |  | 2
FALSE | 4A7A7048A1 | 288 | 5942888 | AMERICAN STANDARD | 4A7A7048A1 | AC | Split System: Air-Cooled Condensing Unit, Coil with Blower | 4A7A7048A1 |  | 4TXFH054CC3 | 12.5 | 16.5 | Yes | Yes | 2015-03-13 |  | 1
FALSE | 4A7A7048A1 | 288 | 5942889 | AMERICAN STANDARD | 4A7A7048A1 | AC | Split System: Air-Cooled Condensing Unit, Coil with Blower | 4A7A7048A1 |  | 4TXFH054CC3 | 13 | 16.5 | Yes | Yes | 2015-03-13 |  | 2
FALSE | 4A7A7048A1 | 288 | 5942890 | AMERICAN STANDARD | 4A7A7048A1 | AC | Split System: Air-Cooled Condensing Unit, Coil with Blower | 4A7A7048A1 |  | 4TXFH054CC3 | 13 | 16 | Yes | Yes | 2015-03-13 |  | 2
FALSE | 4A7A7048A1 | 288 | 5942891 | AMERICAN STANDARD | 4A7A7048A1 | AC | Split System: Air-Cooled Condensing Unit, Coil with Blower | 4A7A7048A1 |  | 4TXFH054CC3 | 13 | 16 | Yes | Yes | 2015-03-13 |  | 2
FALSE | 4A7A7048A1 | 288 | 5942892 | AMERICAN STANDARD | 4A7A7048A1 | AC | Split System: Air-Cooled Condensing Unit, Coil with Blower | 4A7A7048A1 |  | 4TXFH054CC3 | 13 | 16 | Yes | Yes | 2015-03-13 |  | 2
FALSE | 4A7A7048A1 | 288 | 5942808 | AMERICAN STANDARD | 4A7A7048A1 | AC | Split System: Air-Cooled Condensing Unit, Coil with Blower | 4A7A7048A1 |  | 4TXCC060BC3 | 12.5 | 16 | Yes | Yes | 2015-03-13 |  | 1
FALSE | 4TTR6024B1 | 3503 | 5874014 | AMERICAN STANDARD | 4A7A6024H1 | AC | Split System: Air-Cooled Condensing Unit, Coil with Blower | 4TTR6024B1 |  | GAM5B0A24M21 | 13.5 | 16.25 | Yes | Yes | 2015-03-13 |  | 2
FALSE | 4TTR6024B1 | 3503 | 5874016 | AMERICAN STANDARD | 4A7A6024H1 | AC | Split System: Air-Cooled Condensing Unit, Coil with Blower | 4TTR6024B1 |  | GAM5B0B30M21 | 14 | 17 | Yes | Yes | 2015-03-13 |  | 2
FALSE | 4TTR6030B1 | 3522 | 5874020 | AMERICAN STANDARD | 4A7A6030H1 | AC | Split System: Air-Cooled Condensing Unit, Coil with Blower | 4TTR6030B1 |  | GAM5B0B30M21 | 13.5 | 16 | Yes | Yes | 2015-03-13 |  | 2
FALSE | 4A7A7048A1 | 288 | 5942893 | AMERICAN STANDARD | 4A7A7048A1 | AC | Split System: Air-Cooled Condensing Unit, Coil with Blower | 4A7A7048A1 |  | 4TXFH054CC3 | 12 | 16.25 | Yes | Yes | 2015-03-13 |  | 0
FALSE | 4A7A7048A1 | 288 | 5942895 | AMERICAN STANDARD | 4A7A7048A1 | AC | Split System: Air-Cooled Condensing Unit, Coil with Blower | 4A7A7048A1 |  | 4TXFH054CC3 | 12 | 16 | Yes | Yes | 2015-03-13 |  | 0
FALSE | 4A7A7048A1 | 288 | 5942896 | AMERICAN STANDARD | 4A7A7048A1 | AC | Split System: Air-Cooled Condensing Unit, Coil with Blower | 4A7A7048A1 |  | 4TXFH054CC3 | 12 | 16 | Yes | Yes | 2015-03-13 |  | 0
FALSE | 4A7A7048A1 | 288 | 5942897 | AMERICAN STANDARD | 4A7A7048A1 | AC | Split System: Air-Cooled Condensing Unit, Coil with Blower | 4A7A7048A1 |  | 4TXFH054CC3 | 12.5 | 16 | Yes | Yes | 2015-03-13 |  | 1
FALSE | 4A7A7048A1 | 288 | 5942898 | AMERICAN STANDARD | 4A7A7048A1 | AC | Split System: Air-Cooled Condensing Unit, Coil with Blower | 4A7A7048A1 |  | 4TXFH054CC3 | 13 | 16 | Yes | Yes | 2015-03-13 |  | 2
FALSE | 4A7A7048A1 | 288 | 5942900 | AMERICAN STANDARD | 4A7A7048A1 | AC | Split System: Air-Cooled Condensing Unit, Coil with Blower | 4A7A7048A1 |  | *AM7A0C42H31 | 13 | 17 | Yes | Yes | 2015-03-13 |  | 2
FALSE | 4A7A7048A1 | 288 | 5942902 | AMERICAN STANDARD | 4A7A7048A1 | AC | Split System: Air-Cooled Condensing Unit, Coil with Blower | 4A7A7048A1 |  | *AM7B0C60H51 | 13 | 17 | Yes | Yes | 2015-03-13 |  | 2
FALSE | 4A7A7048A1 | 288 | 5942903 | AMERICAN STANDARD | 4A7A7048A1 | AC | Split System: Air-Cooled Condensing Unit, Coil with Blower | 4A7A7048A1 |  | *AM8A0C42V31+BAYCC24V | 13 | 17 | Yes | Yes | 2015-03-13 |  | 2
FALSE | 4A7A7048A1 | 288 | 5942904 | AMERICAN STANDARD | 4A7A7048A1 | AC | Split System: Air-Cooled Condensing Unit, Coil with Blower | 4A7A7048A1 |  | *AM8A0C48V41+BAYCC24V | 13 | 17 | Yes | Yes | 2015-03-13 |  | 2
FALSE | 4A7A7048A1 | 288 | 5942907 | AMERICAN STANDARD | 4A7A7048A1 | AC | Split System: Air-Cooled Condensing Unit, Coil with Blower | 4A7A7048A1 |  | 4TXCC060BC3 | 12.5 | 16 | Yes | Yes | 2015-03-13 |  | 1
FALSE | 4A7A7048A1 | 288 | 5942909 | AMERICAN STANDARD | 4A7A7048A1 | AC | Split System: Air-Cooled Condensing Unit, Coil with Blower | 4A7A7048A1 |  | 4TXCC060BC3 | 12.5 | 16 | Yes | Yes | 2015-03-13 |  | 1
FALSE | 4TTR6042B1 | 3680 | 5874034 | AMERICAN STANDARD | 4A7A6042H1 | AC | Split System: Air-Cooled Condensing Unit, Coil with Blower | 4TTR6042B1 |  | GAM5B0C48M41 | 13 | 15.75 | Yes | Yes | 2015-03-13 |  | 1
FALSE | 4TTR6049B1 | 3692 | 5874045 | AMERICAN STANDARD | 4A7A6049H1 | AC | Split System: Air-Cooled Condensing Unit, Coil with Blower | 4TTR6049B1 |  | GAM5B0C60M51 | 12.5 | 15.25 | Yes | Yes | 2015-03-13 |  | 1
FALSE | 4A7A7048A1 | 288 | 5942906 | AMERICAN STANDARD | 4A7A7048A1 | AC | Split System: Air-Cooled Condensing Unit, Coil with Blower | 4A7A7048A1 |  | *AM8B0C60V51+BAYCC24V | 13 | 17.5 | Yes | Yes | 2015-03-13 |  | 2
FALSE | 4A7A7048A1 | 288 | 5942913 | AMERICAN STANDARD | 4A7A7048A1 | AC | Split System: Air-Cooled Condensing Unit, Coil with Blower | 4A7A7048A1 |  | 4TXCC060BC3 | 12 | 15.25 | Yes | Yes | 2015-03-13 |  | 0
FALSE | 4A7A7048A1 | 288 | 5942914 | AMERICAN STANDARD | 4A7A7048A1 | AC | Split System: Air-Cooled Condensing Unit, Coil with Blower | 4A7A7048A1 |  | 4TXCC060BC3 | 12 | 15.5 | Yes | Yes | 2015-03-13 |  | 0
FALSE | 4A7A7048A1 | 288 | 5942848 | AMERICAN STANDARD | 4A7A7048A1 | AC | Split System: Air-Cooled Condensing Unit, Coil with Blower | 4A7A7048A1 |  | 4TXCD050BC3 | 12.5 | 16.25 | Yes | Yes | 2015-03-13 |  | 1
FALSE | 4A7A7048A1 | 288 | 5942837 | AMERICAN STANDARD | 4A7A7048A1 | AC | Split System: Air-Cooled Condensing Unit, Coil with Blower | 4A7A7048A1 |  | 4TXCD050BC3 | 12 | 15 | Yes | Yes | 2015-03-13 |  | 0
FALSE | 4A7A7048A1 | 288 | 5942861 | AMERICAN STANDARD | 4A7A7048A1 | AC | Split System: Air-Cooled Condensing Unit, Coil with Blower | 4A7A7048A1 |  | 4TXCD063BC3 | 12.5 | 16.75 | Yes | Yes | 2015-03-13 |  | 1
FALSE | 4TTR6042B1 | 3680 | 5918971 | AMERICAN STANDARD | 4A7A6042H1 | AC | Split System: Air-Cooled Condensing Unit, Coil with Blower | 4TTR6042B1 |  | TEM3A0C42S41+TDR | 12.2 | 14.5 | Yes | Yes | 2015-03-13 |  | 0
FALSE | 4TTR6042B1 | 3680 | 5918972 | AMERICAN STANDARD | 4A7A6042H1 | AC | Split System: Air-Cooled Condensing Unit, Coil with Blower | 4TTR6042B1 |  | TEM3A0C48S41+TDR | 12.2 | 14.5 | Yes | Yes | 2015-03-13 |  | 0
FALSE | 4TTR6049B1 | 3692 | 5918974 | AMERICAN STANDARD | 4A7A6049H1 | AC | Split System: Air-Cooled Condensing Unit, Coil with Blower | 4TTR6049B1 |  | TEM3A0C48S41+TDR | 12.2 | 14.5 | Yes | Yes | 2015-03-13 |  | 0
FALSE | 4A7A7048A1 | 288 | 5942705 | AMERICAN STANDARD | 4A7A7048A1 | AC | Split System: Air-Cooled Condensing Unit, Coil with Blower | 4A7A7048A1 |  | 4TXCB048BC3 | 12 | 15 | Yes | Yes | 2015-03-13 |  | 0
FALSE | 4A7A7048A1 | 288 | 5942700 | AMERICAN STANDARD | 4A7A7048A1 | AC | Split System: Air-Cooled Condensing Unit, Coil with Blower | 4A7A7048A1 |  | 4TXCB048BC3 | 12.5 | 15.5 | Yes | Yes | 2015-03-13 |  | 1
FALSE | 4A7A7048A1 | 288 | 5942707 | AMERICAN STANDARD | 4A7A7048A1 | AC | Split System: Air-Cooled Condensing Unit, Coil with Blower | 4A7A7048A1 |  | 4TXCC043BC3 | 12 | 15.5 | Yes | Yes | 2015-03-13 |  | 0
FALSE | 4A7A7048A1 | 288 | 5942736 | AMERICAN STANDARD | 4A7A7048A1 | AC | Split System: Air-Cooled Condensing Unit, Coil with Blower | 4A7A7048A1 |  | 4TXCC043BC3 | 12.5 | 15.5 | Yes | Yes | 2015-03-13 |  | 1
FALSE | 4A7A7048A1 | 288 | 5942735 | AMERICAN STANDARD | 4A7A7048A1 | AC | Split System: Air-Cooled Condensing Unit, Coil with Blower | 4A7A7048A1 |  | 4TXCC043BC3 | 12 | 14.5 | Yes | Yes | 2015-03-13 |  | 0
FALSE | 4A7A7048A1 | 288 | 5942733 | AMERICAN STANDARD | 4A7A7048A1 | AC | Split System: Air-Cooled Condensing Unit, Coil with Blower | 4A7A7048A1 |  | 4TXCC043BC3 | 12 | 15.25 | Yes | Yes | 2015-03-13 |  | 0
FALSE | 4A7A7048A1 | 288 | 5942732 | AMERICAN STANDARD | 4A7A7048A1 | AC | Split System: Air-Cooled Condensing Unit, Coil with Blower | 4A7A7048A1 |  | 4TXCC043BC3 | 12 | 15.25 | Yes | Yes | 2015-03-13 |  | 0
FALSE | 4A7A7048A1 | 288 | 5942730 | AMERICAN STANDARD | 4A7A7048A1 | AC | Split System: Air-Cooled Condensing Unit, Coil with Blower | 4A7A7048A1 |  | 4TXCC043BC3 | 12 | 14.75 | Yes | Yes | 2015-03-13 |  | 0
FALSE | 4A7A7048A1 | 288 | 5942729 | AMERICAN STANDARD | 4A7A7048A1 | AC | Split System: Air-Cooled Condensing Unit, Coil with Blower | 4A7A7048A1 |  | 4TXCC043BC3 | 12 | 15.25 | Yes | Yes | 2015-03-13 |  | 0
FALSE | 4TTR6049B1 | 3692 | 5995265 | AMERICAN STANDARD | 4A7A6049H1 | AC | Split System: Air-Cooled Condensing Unit, Coil with Blower | 4TTR6049B1 |  | 4NXCD063BC3 | 12.5 | 15.5 | Yes | Yes | 2015-03-13 |  | 1
FALSE | 4TTR6049B1 | 3692 | 5981806 | AMERICAN STANDARD | 4A7A6049H1 | AC | Split System: Air-Cooled Condensing Unit, Coil with Blower | 4TTR6049B1 |  | 4NXCD063BC3 | 13 | 16.25 | Yes | Yes | 2015-03-13 |  | 2
FALSE | 4TTR6049B1 | 3692 | 5995264 | AMERICAN STANDARD | 4A7A6049H1 | AC | Split System: Air-Cooled Condensing Unit, Coil with Blower | 4TTR6049B1 |  | 4NXCD063BC3 | 12.5 | 15.5 | Yes | Yes | 2015-03-13 |  | 1
FALSE | 4TTR6049B1 | 3692 | 5995263 | AMERICAN STANDARD | 4A7A6049H1 | AC | Split System: Air-Cooled Condensing Unit, Coil with Blower | 4TTR6049B1 |  | 4NXCD063BC3 | 12.5 | 15 | Yes | Yes | 2015-03-13 |  | 1
FALSE | 4TTR6049B1 | 3692 | 5995262 | AMERICAN STANDARD | 4A7A6049H1 | AC | Split System: Air-Cooled Condensing Unit, Coil with Blower | 4TTR6049B1 |  | 4NXCD063BC3 | 12.5 | 15.5 | Yes | Yes | 2015-03-13 |  | 1
FALSE | 4TTR6049B1 | 3692 | 5981816 | AMERICAN STANDARD | 4A7A6049H1 | AC | Split System: Air-Cooled Condensing Unit, Coil with Blower | 4TTR6049B1 |  | 4NXCD063BC3 | 12.5 | 15.5 | Yes | Yes | 2015-03-13 |  | 1
FALSE | 4TTR6049B1 | 3692 | 5981818 | AMERICAN STANDARD | 4A7A6049H1 | AC | Split System: Air-Cooled Condensing Unit, Coil with Blower | 4TTR6049B1 |  | 4NXCD063BC3 | 12.5 | 15 | Yes | Yes | 2015-03-13 |  | 1
FALSE | 4TTR6049B1 | 3692 | 5981821 | AMERICAN STANDARD | 4A7A6049H1 | AC | Split System: Air-Cooled Condensing Unit, Coil with Blower | 4TTR6049B1 |  | 4NXCD063BC3 | 12.5 | 15 | Yes | Yes | 2015-03-13 |  | 1
FALSE | 4TTR6049B1 | 3692 | 5981798 | AMERICAN STANDARD | 4A7A6049H1 | AC | Split System: Air-Cooled Condensing Unit, Coil with Blower | 4TTR6049B1 |  | 4NXCD063BC3 | 12.5 | 15.25 | Yes | Yes | 2015-03-13 |  | 1
FALSE | 4TTR6024B1 | 3503 | 5979463 | AMERICAN STANDARD | 4A7A6024H1 | AC | Split System: Air-Cooled Condensing Unit, Coil with Blower | 4TTR6024B1 |  | 4NXCB031AC3 | 13 | 16 | Yes | Yes | 2015-03-13 |  | 2
FALSE | 4TTR6024B1 | 3503 | 5979507 | AMERICAN STANDARD | 4A7A6024H1 | AC | Split System: Air-Cooled Condensing Unit, Coil with Blower | 4TTR6024B1 |  | 4NXCB032AC3 | 13 | 16 | Yes | Yes | 2015-03-13 |  | 2
FALSE | 4TTR6024B1 | 3503 | 5979505 | AMERICAN STANDARD | 4A7A6024H1 | AC | Split System: Air-Cooled Condensing Unit, Coil with Blower | 4TTR6024B1 |  | 4NXCB032AC3 | 13 | 16.25 | Yes | Yes | 2015-03-13 |  | 2
FALSE | 4TTR6036B1 | 3674 | 5980970 | AMERICAN STANDARD | 4A7A6036H1 | AC | Split System: Air-Cooled Condensing Unit, Coil with Blower | 4TTR6036B1 |  | 4NXCB031AC3 | 12.2 | 14.5 | Yes | Yes | 2015-03-13 |  | 0
FALSE | 4TTR6036B1 | 3674 | 5980974 | AMERICAN STANDARD | 4A7A6036H1 | AC | Split System: Air-Cooled Condensing Unit, Coil with Blower | 4TTR6036B1 |  | 4NXCB031AC3 | 12 | 14.75 | Yes | Yes | 2015-03-13 |  | 0
FALSE | 4TTR6036B1 | 3674 | 5980965 | AMERICAN STANDARD | 4A7A6036H1 | AC | Split System: Air-Cooled Condensing Unit, Coil with Blower | 4TTR6036B1 |  | 4NXCB031AC3 | 12.5 | 15 | Yes | Yes | 2015-03-13 |  | 1
FALSE | 4TTR6049B1 | 3692 | 5995261 | AMERICAN STANDARD | 4A7A6049H1 | AC | Split System: Air-Cooled Condensing Unit, Coil with Blower | 4TTR6049B1 |  | 4NXCD063BC3 | 12.2 | 14.5 | Yes | Yes | 2015-03-13 |  | 0
FALSE | 4TTR6049B1 | 3692 | 5981800 | AMERICAN STANDARD | 4A7A6049H1 | AC | Split System: Air-Cooled Condensing Unit, Coil with Blower | 4TTR6049B1 |  | 4NXCD063BC3 | 12.2 | 14.75 | Yes | Yes | 2015-03-13 |  | 0
FALSE | 4TTR6049B1 | 3692 | 5981801 | AMERICAN STANDARD | 4A7A6049H1 | AC | Split System: Air-Cooled Condensing Unit, Coil with Blower | 4TTR6049B1 |  | 4NXCD063BC3 | 12.5 | 15 | Yes | Yes | 2015-03-13 |  | 1
FALSE | 4TTR6049B1 | 3692 | 5981803 | AMERICAN STANDARD | 4A7A6049H1 | AC | Split System: Air-Cooled Condensing Unit, Coil with Blower | 4TTR6049B1 |  | 4NXCD063BC3 | 12.5 | 15.5 | Yes | Yes | 2015-03-13 |  | 1
FALSE | 4TTR6036B1 | 3674 | 5980997 | AMERICAN STANDARD | 4A7A6036H1 | AC | Split System: Air-Cooled Condensing Unit, Coil with Blower | 4TTR6036B1 |  | 4NXCB036AC3 | 12.5 | 15.5 | Yes | Yes | 2015-03-13 |  | 1
FALSE | 4TTR6036B1 | 3674 | 5979807 | AMERICAN STANDARD | 4A7A6036H1 | AC | Split System: Air-Cooled Condensing Unit, Coil with Blower | 4TTR6036B1 |  | 4NXCB036AC3 | 12.5 | 15 | Yes | Yes | 2015-03-13 |  | 1
FALSE | 4TTR6036B1 | 3674 | 5979805 | AMERICAN STANDARD | 4A7A6036H1 | AC | Split System: Air-Cooled Condensing Unit, Coil with Blower | 4TTR6036B1 |  | 4NXCB036AC3 | 12.5 | 15 | Yes | Yes | 2015-03-13 |  | 1
FALSE | 4TTR6036B1 | 3674 | 5979802 | AMERICAN STANDARD | 4A7A6036H1 | AC | Split System: Air-Cooled Condensing Unit, Coil with Blower | 4TTR6036B1 |  | 4NXCB036AC3 | 12.5 | 15 | Yes | Yes | 2015-03-13 |  | 1
FALSE | 4TTR6036B1 | 3674 | 5980984 | AMERICAN STANDARD | 4A7A6036H1 | AC | Split System: Air-Cooled Condensing Unit, Coil with Blower | 4TTR6036B1 |  | 4NXCB036AC3 | 12.5 | 15.25 | Yes | Yes | 2015-03-13 |  | 1
FALSE | 4TTR6030B1 | 3522 | 5980892 | AMERICAN STANDARD | 4A7A6030H1 | AC | Split System: Air-Cooled Condensing Unit, Coil with Blower | 4TTR6030B1 |  | 4NXCB031AC3 | 12.5 | 15 | Yes | Yes | 2015-03-13 |  | 1
FALSE | 4TTR6030B1 | 3522 | 5980893 | AMERICAN STANDARD | 4A7A6030H1 | AC | Split System: Air-Cooled Condensing Unit, Coil with Blower | 4TTR6030B1 |  | 4NXCB031AC3 | 12.5 | 15 | Yes | Yes | 2015-03-13 |  | 1
FALSE | 4TTR6030B1 | 3522 | 5980896 | AMERICAN STANDARD | 4A7A6030H1 | AC | Split System: Air-Cooled Condensing Unit, Coil with Blower | 4TTR6030B1 |  | 4NXCB031AC3 | 12.5 | 15 | Yes | Yes | 2015-03-13 |  | 1
FALSE | 4TTR6036B1 | 3674 | 5979796 | AMERICAN STANDARD | 4A7A6036H1 | AC | Split System: Air-Cooled Condensing Unit, Coil with Blower | 4TTR6036B1 |  | 4NXCB036AC3 | 12.2 | 14.75 | Yes | Yes | 2015-03-13 |  | 0
FALSE | 4TTR6036B1 | 3674 | 5979790 | AMERICAN STANDARD | 4A7A6036H1 | AC | Split System: Air-Cooled Condensing Unit, Coil with Blower | 4TTR6036B1 |  | 4NXCB036AC3 | 12.2 | 14.75 | Yes | Yes | 2015-03-13 |  | 0
FALSE | 4TTR6036B1 | 3674 | 5979788 | AMERICAN STANDARD | 4A7A6036H1 | AC | Split System: Air-Cooled Condensing Unit, Coil with Blower | 4TTR6036B1 |  | 4NXCB036AC3 | 12.2 | 14.75 | Yes | Yes | 2015-03-13 |  | 0
FALSE | 4TTR6036B1 | 3674 | 5979787 | AMERICAN STANDARD | 4A7A6036H1 | AC | Split System: Air-Cooled Condensing Unit, Coil with Blower | 4TTR6036B1 |  | 4NXCB036AC3 | 12.5 | 15 | Yes | Yes | 2015-03-13 |  | 1
FALSE | 4TTR6036B1 | 3674 | 5980976 | AMERICAN STANDARD | 4A7A6036H1 | AC | Split System: Air-Cooled Condensing Unit, Coil with Blower | 4TTR6036B1 |  | 4NXCB036AC3 | 12.2 | 14.5 | Yes | Yes | 2015-03-13 |  | 0
FALSE | 4TTR6036B1 | 3674 | 5979827 | AMERICAN STANDARD | 4A7A6036H1 | AC | Split System: Air-Cooled Condensing Unit, Coil with Blower | 4TTR6036B1 |  | 4NXCB036AC3 | 12 | 14.75 | Yes | Yes | 2015-03-13 |  | 0
FALSE | 4TTR6036B1 | 3674 | 5979770 | AMERICAN STANDARD | 4A7A6036H1 | AC | Split System: Air-Cooled Condensing Unit, Coil with Blower | 4TTR6036B1 |  | 4NXCB036AC3 | 12.5 | 15 | Yes | Yes | 2015-03-13 |  | 1
FALSE | 4TTR6036B1 | 3674 | 5979772 | AMERICAN STANDARD | 4A7A6036H1 | AC | Split System: Air-Cooled Condensing Unit, Coil with Blower | 4TTR6036B1 |  | 4NXCB036AC3 | 12.5 | 15 | Yes | Yes | 2015-03-13 |  | 1
FALSE | 4TTR6030B1 | 3522 | 5979590 | AMERICAN STANDARD | 4A7A6030H1 | AC | Split System: Air-Cooled Condensing Unit, Coil with Blower | 4TTR6030B1 |  | 4NXCB032AC3 | 12.5 | 15 | Yes | Yes | 2015-03-13 |  | 1
FALSE | 4TTR6030B1 | 3522 | 5980905 | AMERICAN STANDARD | 4A7A6030H1 | AC | Split System: Air-Cooled Condensing Unit, Coil with Blower | 4TTR6030B1 |  | 4NXCB032AC3 | 12.5 | 15 | Yes | Yes | 2015-03-13 |  | 1
FALSE | 4TTR6042B1 | 3680 | 5979855 | AMERICAN STANDARD | 4A7A6042H1 | AC | Split System: Air-Cooled Condensing Unit, Coil with Blower | 4TTR6042B1 |  | 4NXCB036AC3 | 12.2 | 14.5 | Yes | Yes | 2015-03-13 |  | 0
FALSE | 4TTR6048B1 | 3695 | 5981753 | AMERICAN STANDARD | 4A7A6048H1 | AC | Split System: Air-Cooled Condensing Unit, Coil with Blower | 4TTR6048B1 |  | 4NXCD063BC3 | 12.5 | 15 | Yes | Yes | 2015-03-13 |  | 1
FALSE | 4TTR6048B1 | 3695 | 5981755 | AMERICAN STANDARD | 4A7A6048H1 | AC | Split System: Air-Cooled Condensing Unit, Coil with Blower | 4TTR6048B1 |  | 4NXCD063BC3 | 12.5 | 15 | Yes | Yes | 2015-03-13 |  | 1
FALSE | 4TTR6048B1 | 3695 | 5981756 | AMERICAN STANDARD | 4A7A6048H1 | AC | Split System: Air-Cooled Condensing Unit, Coil with Blower | 4TTR6048B1 |  | 4NXCD063BC3 | 12.2 | 14.75 | Yes | Yes | 2015-03-13 |  | 0
FALSE | 4TTR6048B1 | 3695 | 5981758 | AMERICAN STANDARD | 4A7A6048H1 | AC | Split System: Air-Cooled Condensing Unit, Coil with Blower | 4TTR6048B1 |  | 4NXCD063BC3 | 12.2 | 14.5 | Yes | Yes | 2015-03-13 |  | 0
FALSE | 4TTR6048B1 | 3695 | 5981759 | AMERICAN STANDARD | 4A7A6048H1 | AC | Split System: Air-Cooled Condensing Unit, Coil with Blower | 4TTR6048B1 |  | 4NXCD063BC3 | 12.5 | 15 | Yes | Yes | 2015-03-13 |  | 1
FALSE | 4TTR6048B1 | 3695 | 5981761 | AMERICAN STANDARD | 4A7A6048H1 | AC | Split System: Air-Cooled Condensing Unit, Coil with Blower | 4TTR6048B1 |  | 4NXCD063BC3 | 12.2 | 14.75 | Yes | Yes | 2015-03-13 |  | 0
FALSE | 4TTR6048B1 | 3695 | 5981766 | AMERICAN STANDARD | 4A7A6048H1 | AC | Split System: Air-Cooled Condensing Unit, Coil with Blower | 4TTR6048B1 |  | 4NXCD063BC3 | 12.2 | 14.5 | Yes | Yes | 2015-03-13 |  | 0
FALSE | 4TTR6024B1 | 3503 | 5979459 | AMERICAN STANDARD | 4A7A6024H1 | AC | Split System: Air-Cooled Condensing Unit, Coil with Blower | 4TTR6024B1 |  | 4NXCB025AC3 | 12.5 | 15.75 | Yes | Yes | 2015-03-13 |  | 1
FALSE | 4TTR6024B1 | 3503 | 5980823 | AMERICAN STANDARD | 4A7A6024H1 | AC | Split System: Air-Cooled Condensing Unit, Coil with Blower | 4TTR6024B1 |  | 4NXCB025AC3 | 12.5 | 15 | Yes | Yes | 2015-03-13 |  | 1
FALSE | 4TTR6024B1 | 3503 | 5980836 | AMERICAN STANDARD | 4A7A6024H1 | AC | Split System: Air-Cooled Condensing Unit, Coil with Blower | 4TTR6024B1 |  | 4NXCB025AC3 | 12.5 | 15.75 | Yes | Yes | 2015-03-13 |  | 1
FALSE | 4TTR6024B1 | 3503 | 5979455 | AMERICAN STANDARD | 4A7A6024H1 | AC | Split System: Air-Cooled Condensing Unit, Coil with Blower | 4TTR6024B1 |  | 4NXCB025AC3 | 12.5 | 15.5 | Yes | Yes | 2015-03-13 |  | 1
FALSE | 4TTR6024B1 | 3503 | 5980831 | AMERICAN STANDARD | 4A7A6024H1 | AC | Split System: Air-Cooled Condensing Unit, Coil with Blower | 4TTR6024B1 |  | 4NXCB025AC3 | 13 | 16 | Yes | Yes | 2015-03-13 |  | 2
FALSE | 4TTR6030B1 | 3522 | 5980932 | AMERICAN STANDARD | 4A7A6030H1 | AC | Split System: Air-Cooled Condensing Unit, Coil with Blower | 4TTR6030B1 |  | 4NXCB036AC3 | 12.5 | 15.25 | Yes | Yes | 2015-03-13 |  | 1
FALSE | 4TTR6048B1 | 3695 | 5981769 | AMERICAN STANDARD | 4A7A6048H1 | AC | Split System: Air-Cooled Condensing Unit, Coil with Blower | 4TTR6048B1 |  | 4NXCD063BC3 | 12.2 | 14.5 | Yes | Yes | 2015-03-13 |  | 0
FALSE | 4TTR6048B1 | 3695 | 5981771 | AMERICAN STANDARD | 4A7A6048H1 | AC | Split System: Air-Cooled Condensing Unit, Coil with Blower | 4TTR6048B1 |  | 4NXCD063BC3 | 12.2 | 14.75 | Yes | Yes | 2015-03-13 |  | 0
FALSE | 4TTR6048B1 | 3695 | 5981776 | AMERICAN STANDARD | 4A7A6048H1 | AC | Split System: Air-Cooled Condensing Unit, Coil with Blower | 4TTR6048B1 |  | 4NXCD063BC3 | 12 | 14.5 | Yes | Yes | 2015-03-13 |  | 0
FALSE | 4TTR6048B1 | 3695 | 5981712 | AMERICAN STANDARD | 4A7A6048H1 | AC | Split System: Air-Cooled Condensing Unit, Coil with Blower | 4TTR6048B1 |  | 4NXCD063BC3 | 12 | 14.75 | Yes | Yes | 2015-03-13 |  | 0
FALSE | 4TTR6049B1 | 3692 | 5995266 | AMERICAN STANDARD | 4A7A6049H1 | AC | Split System: Air-Cooled Condensing Unit, Coil with Blower | 4TTR6049B1 |  | 4NXCD063BC3 | 12.5 | 15 | Yes | Yes | 2015-03-13 |  | 1
FALSE | 4TTR6049B1 | 3692 | 5981823 | AMERICAN STANDARD | 4A7A6049H1 | AC | Split System: Air-Cooled Condensing Unit, Coil with Blower | 4TTR6049B1 |  | 4NXCD063BC3 | 13 | 16.5 | Yes | Yes | 2015-03-13 |  | 2
FALSE | 4A7A7024A1 | 4200 | 5969949 | AMERICAN STANDARD | 4A7A7024A1 | AC | Split System: Air-Cooled Condensing Unit, Coil with Blower | 4A7A7024A1 |  | 4NXCB032AC3 | 13 | 16.5 | Yes | Yes | 2015-03-13 |  | 2
FALSE | 4A7A7024A1 | 4200 | 5969950 | AMERICAN STANDARD | 4A7A7024A1 | AC | Split System: Air-Cooled Condensing Unit, Coil with Blower | 4A7A7024A1 |  | 4NXCB032AC3 | 13 | 16.75 | Yes | Yes | 2015-03-13 |  | 2
FALSE | 4A7A7024A1 | 4200 | 5969952 | AMERICAN STANDARD | 4A7A7024A1 | AC | Split System: Air-Cooled Condensing Unit, Coil with Blower | 4A7A7024A1 |  | 4NXCB032AC3 | 13 | 16.5 | Yes | Yes | 2015-03-13 |  | 2
FALSE | 4A7A7024A1 | 4200 | 5969953 | AMERICAN STANDARD | 4A7A7024A1 | AC | Split System: Air-Cooled Condensing Unit, Coil with Blower | 4A7A7024A1 |  | 4NXCB032AC3 | 13 | 16 | Yes | Yes | 2015-03-13 |  | 2
FALSE | 4A7A7024A1 | 4200 | 5969954 | AMERICAN STANDARD | 4A7A7024A1 | AC | Split System: Air-Cooled Condensing Unit, Coil with Blower | 4A7A7024A1 |  | 4NXCB032AC3 | 13 | 16.5 | Yes | Yes | 2015-03-13 |  | 2
FALSE | 4A7A7024A1 | 4200 | 5969955 | AMERICAN STANDARD | 4A7A7024A1 | AC | Split System: Air-Cooled Condensing Unit, Coil with Blower | 4A7A7024A1 |  | 4NXCB032AC3 | 12.5 | 16.25 | Yes | Yes | 2015-03-13 |  | 1
FALSE | 4A7A7024A1 | 4200 | 5969956 | AMERICAN STANDARD | 4A7A7024A1 | AC | Split System: Air-Cooled Condensing Unit, Coil with Blower | 4A7A7024A1 |  | 4NXCB032AC3 | 12.5 | 15.75 | Yes | Yes | 2015-03-13 |  | 1
FALSE | 4A7A7024A1 | 4200 | 5969957 | AMERICAN STANDARD | 4A7A7024A1 | AC | Split System: Air-Cooled Condensing Unit, Coil with Blower | 4A7A7024A1 |  | 4NXCB032AC3 | 13 | 16 | Yes | Yes | 2015-03-13 |  | 2
FALSE | 4A7A7024A1 | 4200 | 5969958 | AMERICAN STANDARD | 4A7A7024A1 | AC | Split System: Air-Cooled Condensing Unit, Coil with Blower | 4A7A7024A1 |  | 4NXCB032AC3 | 12.5 | 15.75 | Yes | Yes | 2015-03-13 |  | 1
FALSE | 4A7A7036A1 | 4207 | 5970005 | AMERICAN STANDARD | 4A7A7036A1 | AC | Split System: Air-Cooled Condensing Unit, Coil with Blower | 4A7A7036A1 |  | 4NXCB031AC3 | 12 | 15.75 | Yes | Yes | 2015-03-13 |  | 0
FALSE | 4A7A7036A1 | 4207 | 5969960 | AMERICAN STANDARD | 4A7A7036A1 | AC | Split System: Air-Cooled Condensing Unit, Coil with Blower | 4A7A7036A1 |  | 4NXCB031AC3 | 12 | 16 | Yes | Yes | 2015-03-13 |  | 0
FALSE | 4A7A7036A1 | 4207 | 5969961 | AMERICAN STANDARD | 4A7A7036A1 | AC | Split System: Air-Cooled Condensing Unit, Coil with Blower | 4A7A7036A1 |  | 4NXCB031AC3 | 12 | 15.5 | Yes | Yes | 2015-03-13 |  | 0
FALSE | 4A7A7036A1 | 4207 | 5969962 | AMERICAN STANDARD | 4A7A7036A1 | AC | Split System: Air-Cooled Condensing Unit, Coil with Blower | 4A7A7036A1 |  | 4NXCB031AC3 | 12 | 16 | Yes | Yes | 2015-03-13 |  | 0
FALSE | 4A7A7036A1 | 4207 | 5969963 | AMERICAN STANDARD | 4A7A7036A1 | AC | Split System: Air-Cooled Condensing Unit, Coil with Blower | 4A7A7036A1 |  | 4NXCB031AC3 | 12.2 | 16.25 | Yes | Yes | 2015-03-13 |  | 0
FALSE | 4A7A7036A1 | 4207 | 5969965 | AMERICAN STANDARD | 4A7A7036A1 | AC | Split System: Air-Cooled Condensing Unit, Coil with Blower | 4A7A7036A1 |  | 4NXCB031AC3 | 12.2 | 16.25 | Yes | Yes | 2015-03-13 |  | 0
FALSE | 4A7A7036A1 | 4207 | 5969966 | AMERICAN STANDARD | 4A7A7036A1 | AC | Split System: Air-Cooled Condensing Unit, Coil with Blower | 4A7A7036A1 |  | 4NXCB031AC3 | 12 | 15.5 | Yes | Yes | 2015-03-13 |  | 0
FALSE | 4A7A7036A1 | 4207 | 5969969 | AMERICAN STANDARD | 4A7A7036A1 | AC | Split System: Air-Cooled Condensing Unit, Coil with Blower | 4A7A7036A1 |  | 4NXCB031AC3 | 12 | 15.5 | Yes | Yes | 2015-03-13 |  | 0
FALSE | 4A7A7036A1 | 4207 | 5969971 | AMERICAN STANDARD | 4A7A7036A1 | AC | Split System: Air-Cooled Condensing Unit, Coil with Blower | 4A7A7036A1 |  | 4NXCB031AC3 | 12 | 16 | Yes | Yes | 2015-03-13 |  | 0
FALSE | 4A7A7036A1 | 4207 | 5969984 | AMERICAN STANDARD | 4A7A7036A1 | AC | Split System: Air-Cooled Condensing Unit, Coil with Blower | 4A7A7036A1 |  | 4NXCB031AC3 | 12.2 | 16 | Yes | Yes | 2015-03-13 |  | 0
FALSE | 4A7A7036A1 | 4207 | 5970051 | AMERICAN STANDARD | 4A7A7036A1 | AC | Split System: Air-Cooled Condensing Unit, Coil with Blower | 4A7A7036A1 |  | 4NXCB036AC3 | 12.5 | 17 | Yes | Yes | 2015-03-13 |  | 1
FALSE | 4A7A7036A1 | 4207 | 5970052 | AMERICAN STANDARD | 4A7A7036A1 | AC | Split System: Air-Cooled Condensing Unit, Coil with Blower | 4A7A7036A1 |  | 4NXCB036AC3 | 12.5 | 17 | Yes | Yes | 2015-03-13 |  | 1
FALSE | 4A7A7036A1 | 4207 | 5970007 | AMERICAN STANDARD | 4A7A7036A1 | AC | Split System: Air-Cooled Condensing Unit, Coil with Blower | 4A7A7036A1 |  | 4NXCB036AC3 | 12.5 | 17 | Yes | Yes | 2015-03-13 |  | 1
FALSE | 4A7A7036A1 | 4207 | 5970010 | AMERICAN STANDARD | 4A7A7036A1 | AC | Split System: Air-Cooled Condensing Unit, Coil with Blower | 4A7A7036A1 |  | 4NXCB036AC3 | 12.5 | 17 | Yes | Yes | 2015-03-13 |  | 1
FALSE | 4A7A7036A1 | 4207 | 5970011 | AMERICAN STANDARD | 4A7A7036A1 | AC | Split System: Air-Cooled Condensing Unit, Coil with Blower | 4A7A7036A1 |  | 4NXCB036AC3 | 12.2 | 16.5 | Yes | Yes | 2015-03-13 |  | 0
FALSE | 4A7A7036A1 | 4207 | 5970012 | AMERICAN STANDARD | 4A7A7036A1 | AC | Split System: Air-Cooled Condensing Unit, Coil with Blower | 4A7A7036A1 |  | 4NXCB036AC3 | 12.2 | 16.5 | Yes | Yes | 2015-03-13 |  | 0
FALSE | 4A7A7036A1 | 4207 | 5970014 | AMERICAN STANDARD | 4A7A7036A1 | AC | Split System: Air-Cooled Condensing Unit, Coil with Blower | 4A7A7036A1 |  | 4NXCB036AC3 | 12.5 | 16.25 | Yes | Yes | 2015-03-13 |  | 1
FALSE | 4A7A7036A1 | 4207 | 5970015 | AMERICAN STANDARD | 4A7A7036A1 | AC | Split System: Air-Cooled Condensing Unit, Coil with Blower | 4A7A7036A1 |  | 4NXCB036AC3 | 12.2 | 16.5 | Yes | Yes | 2015-03-13 |  | 0
FALSE | 4A7A7036A1 | 4207 | 5970016 | AMERICAN STANDARD | 4A7A7036A1 | AC | Split System: Air-Cooled Condensing Unit, Coil with Blower | 4A7A7036A1 |  | 4NXCB036AC3 | 12.2 | 16.75 | Yes | Yes | 2015-03-13 |  | 0
FALSE | 4A7A7036A1 | 4207 | 5970017 | AMERICAN STANDARD | 4A7A7036A1 | AC | Split System: Air-Cooled Condensing Unit, Coil with Blower | 4A7A7036A1 |  | 4NXCB036AC3 | 12.2 | 16 | Yes | Yes | 2015-03-13 |  | 0
FALSE | 4A7A7036A1 | 4207 | 5970018 | AMERICAN STANDARD | 4A7A7036A1 | AC | Split System: Air-Cooled Condensing Unit, Coil with Blower | 4A7A7036A1 |  | 4NXCB036AC3 | 12.2 | 16.25 | Yes | Yes | 2015-03-13 |  | 0
FALSE | 4A7A7036A1 | 4207 | 5970019 | AMERICAN STANDARD | 4A7A7036A1 | AC | Split System: Air-Cooled Condensing Unit, Coil with Blower | 4A7A7036A1 |  | 4NXCB036AC3 | 12.5 | 16.5 | Yes | Yes | 2015-03-13 |  | 1
FALSE | 4A7A7036A1 | 4207 | 5970020 | AMERICAN STANDARD | 4A7A7036A1 | AC | Split System: Air-Cooled Condensing Unit, Coil with Blower | 4A7A7036A1 |  | 4NXCB036AC3 | 12.2 | 16 | Yes | Yes | 2015-03-13 |  | 0
FALSE | 4A7A7036A1 | 4207 | 5970022 | AMERICAN STANDARD | 4A7A7036A1 | AC | Split System: Air-Cooled Condensing Unit, Coil with Blower | 4A7A7036A1 |  | 4NXCB036AC3 | 12.2 | 16 | Yes | Yes | 2015-03-13 |  | 0
FALSE | 4A7A7036A1 | 4207 | 5970024 | AMERICAN STANDARD | 4A7A7036A1 | AC | Split System: Air-Cooled Condensing Unit, Coil with Blower | 4A7A7036A1 |  | 4NXCB036AC3 | 12.2 | 16.25 | Yes | Yes | 2015-03-13 |  | 0
FALSE | 4A7A7036A1 | 4207 | 5970025 | AMERICAN STANDARD | 4A7A7036A1 | AC | Split System: Air-Cooled Condensing Unit, Coil with Blower | 4A7A7036A1 |  | 4NXCB036AC3 | 12.2 | 16.25 | Yes | Yes | 2015-03-13 |  | 0
FALSE | 4A7A7036A1 | 4207 | 5970026 | AMERICAN STANDARD | 4A7A7036A1 | AC | Split System: Air-Cooled Condensing Unit, Coil with Blower | 4A7A7036A1 |  | 4NXCB036AC3 | 12.5 | 16.25 | Yes | Yes | 2015-03-13 |  | 1
FALSE | 4A7A7036A1 | 4207 | 5970027 | AMERICAN STANDARD | 4A7A7036A1 | AC | Split System: Air-Cooled Condensing Unit, Coil with Blower | 4A7A7036A1 |  | 4NXCB036AC3 | 12.2 | 16 | Yes | Yes | 2015-03-13 |  | 0
FALSE | 4A7A7036A1 | 4207 | 5970028 | AMERICAN STANDARD | 4A7A7036A1 | AC | Split System: Air-Cooled Condensing Unit, Coil with Blower | 4A7A7036A1 |  | 4NXCB036AC3 | 12.2 | 16 | Yes | Yes | 2015-03-13 |  | 0
FALSE | 4A7A7036A1 | 4207 | 6452320 | AMERICAN STANDARD | 4A7A7036A1 | AC | Split System: Air-Cooled Condensing Unit, Coil with Blower | 4A7A7036A1 |  | 4CXCB036DC3 | 12.2 | 16.5 | Yes | Yes | 2015-03-13 |  | 0
FALSE | 4A7A7024A1 | 4200 | 6452272 | AMERICAN STANDARD | 4A7A7024A1 | AC | Split System: Air-Cooled Condensing Unit, Coil with Blower | 4A7A7024A1 |  | 4CXCB025DC3 | 12.5 | 16 | Yes | Yes | 2015-03-13 |  | 1
FALSE | 4A7A7036A1 | 4207 | 6452349 | AMERICAN STANDARD | 4A7A7036A1 | AC | Split System: Air-Cooled Condensing Unit, Coil with Blower | 4A7A7036A1 |  | 4CXCB036DC3 | 12.2 | 16.5 | Yes | Yes | 2015-03-13 |  | 0
FALSE | 4A7A7036A1 | 4207 | 6452322 | AMERICAN STANDARD | 4A7A7036A1 | AC | Split System: Air-Cooled Condensing Unit, Coil with Blower | 4A7A7036A1 |  | 4CXCB036DC3 | 12.2 | 16.75 | Yes | Yes | 2015-03-13 |  | 0
FALSE | 4TTR6036B1 | 3674 | 6027299 | AMERICAN STANDARD | 4A7A6036H1 | AC | Split System: Air-Cooled Condensing Unit, Coil with Blower | 4TTR6036B1 |  | 4CXCB031DC3 | 12.2 | 14.5 | Yes | Yes | 2015-03-13 |  | 0
FALSE | 4A7A7024A1 | 4200 | 6452271 | AMERICAN STANDARD | 4A7A7024A1 | AC | Split System: Air-Cooled Condensing Unit, Coil with Blower | 4A7A7024A1 |  | 4CXCB025DC3 | 13 | 16.5 | Yes | Yes | 2015-03-13 |  | 2
FALSE | 4TTR6036B1 | 3674 | 6027317 | AMERICAN STANDARD | 4A7A6036H1 | AC | Split System: Air-Cooled Condensing Unit, Coil with Blower | 4TTR6036B1 |  | 4CXCB036DC3 | 12.5 | 15.5 | Yes | Yes | 2015-03-13 |  | 1
FALSE | 4TTR6018B1 | 3489 | 6026073 | AMERICAN STANDARD | 4A7A6018H1 | AC | Split System: Air-Cooled Condensing Unit, Coil with Blower | 4TTR6018B1 |  | 4CXCB025DC3 | 12.5 | 15.25 | Yes | Yes | 2015-03-13 |  | 1
FALSE | 4TTR6024B1 | 3503 | 6026078 | AMERICAN STANDARD | 4A7A6024H1 | AC | Split System: Air-Cooled Condensing Unit, Coil with Blower | 4TTR6024B1 |  | 4CXCB025DC3 | 12.5 | 15.25 | Yes | Yes | 2015-03-13 |  | 1
FALSE | 4A7A7024A1 | 4200 | 6452288 | AMERICAN STANDARD | 4A7A7024A1 | AC | Split System: Air-Cooled Condensing Unit, Coil with Blower | 4A7A7024A1 |  | 4CXCB032DC3 | 13 | 17 | Yes | Yes | 2015-03-13 |  | 2
FALSE | 4TTR6036B1 | 3674 | 6027334 | AMERICAN STANDARD | 4A7A6036H1 | AC | Split System: Air-Cooled Condensing Unit, Coil with Blower | 4TTR6036B1 |  | 4CXCB036DC3 | 12.5 | 15.5 | Yes | Yes | 2015-03-13 |  | 1
FALSE | 4TTR6042B1 | 3680 | 6027350 | AMERICAN STANDARD | 4A7A6042H1 | AC | Split System: Air-Cooled Condensing Unit, Coil with Blower | 4TTR6042B1 |  | 4CXCB036DC3 | 12.5 | 15.25 | Yes | Yes | 2015-03-13 |  | 1
FALSE | 4TTR6024B1 | 3503 | 6026077 | AMERICAN STANDARD | 4A7A6024H1 | AC | Split System: Air-Cooled Condensing Unit, Coil with Blower | 4TTR6024B1 |  | 4CXCB025DC3 | 12.5 | 15.5 | Yes | Yes | 2015-03-13 |  | 1
FALSE | 4A7A7024A1 | 4200 | 6452284 | AMERICAN STANDARD | 4A7A7024A1 | AC | Split System: Air-Cooled Condensing Unit, Coil with Blower | 4A7A7024A1 |  | 4CXCB032DC3 | 13 | 16 | Yes | Yes | 2015-03-13 |  | 2
FALSE | 4A7A7024A1 | 4200 | 6452282 | AMERICAN STANDARD | 4A7A7024A1 | AC | Split System: Air-Cooled Condensing Unit, Coil with Blower | 4A7A7024A1 |  | 4CXCB032DC3 | 13 | 17 | Yes | Yes | 2015-03-13 |  | 2
FALSE | 4TTR6036B1 | 3674 | 6027335 | AMERICAN STANDARD | 4A7A6036H1 | AC | Split System: Air-Cooled Condensing Unit, Coil with Blower | 4TTR6036B1 |  | 4CXCB036DC3 | 12.5 | 15 | Yes | Yes | 2015-03-13 |  | 1
FALSE | 4TTR6036B1 | 3674 | 6026248 | AMERICAN STANDARD | 4A7A6036H1 | AC | Split System: Air-Cooled Condensing Unit, Coil with Blower | 4TTR6036B1 |  | 4CXCB031DC3 | 12.2 | 14.5 | Yes | Yes | 2015-03-13 |  | 0
FALSE | 4A7A7036A1 | 4207 | 6452299 | AMERICAN STANDARD | 4A7A7036A1 | AC | Split System: Air-Cooled Condensing Unit, Coil with Blower | 4A7A7036A1 |  | 4CXCB031DC3 | 12 | 15.75 | Yes | Yes | 2015-03-13 |  | 0
FALSE | 4TTR6024B1 | 3503 | 6026091 | AMERICAN STANDARD | 4A7A6024H1 | AC | Split System: Air-Cooled Condensing Unit, Coil with Blower | 4TTR6024B1 |  | 4CXCB032DC3 | 13 | 16 | Yes | Yes | 2015-03-13 |  | 2
FALSE | 4TTR6036B1 | 3674 | 6027329 | AMERICAN STANDARD | 4A7A6036H1 | AC | Split System: Air-Cooled Condensing Unit, Coil with Blower | 4TTR6036B1 |  | 4CXCB036DC3 | 12.5 | 15.5 | Yes | Yes | 2015-03-13 |  | 1
FALSE | 4TTR6030B1 | 3522 | 6026190 | AMERICAN STANDARD | 4A7A6030H1 | AC | Split System: Air-Cooled Condensing Unit, Coil with Blower | 4TTR6030B1 |  | 4CXCB036DC3 | 12.5 | 15.5 | Yes | Yes | 2015-03-13 |  | 1
FALSE | 4TTR6024B1 | 3503 | 6026111 | AMERICAN STANDARD | 4A7A6024H1 | AC | Split System: Air-Cooled Condensing Unit, Coil with Blower | 4TTR6024B1 |  | 4CXCB036DC3 | 13 | 16.25 | Yes | Yes | 2015-03-13 |  | 2
FALSE | 4TTR6036B1 | 3674 | 6027328 | AMERICAN STANDARD | 4A7A6036H1 | AC | Split System: Air-Cooled Condensing Unit, Coil with Blower | 4TTR6036B1 |  | 4CXCB036DC3 | 12.5 | 15.25 | Yes | Yes | 2015-03-13 |  | 1
FALSE | 4A7A7036A1 | 4207 | 6452327 | AMERICAN STANDARD | 4A7A7036A1 | AC | Split System: Air-Cooled Condensing Unit, Coil with Blower | 4A7A7036A1 |  | 4CXCB036DC3 | 12.2 | 16.5 | Yes | Yes | 2015-03-13 |  | 0
FALSE | 4TTR6036B1 | 3674 | 6026272 | AMERICAN STANDARD | 4A7A6036H1 | AC | Split System: Air-Cooled Condensing Unit, Coil with Blower | 4TTR6036B1 |  | 4CXCB036DC3 | 12.5 | 15.75 | Yes | Yes | 2015-03-13 |  | 1
FALSE | 4TTR6042B1 | 3680 | 6027338 | AMERICAN STANDARD | 4A7A6042H1 | AC | Split System: Air-Cooled Condensing Unit, Coil with Blower | 4TTR6042B1 |  | 4CXCB036DC3 | 12.5 | 15.25 | Yes | Yes | 2015-03-13 |  | 1
FALSE | 4A7A7024A1 | 4200 | 6452280 | AMERICAN STANDARD | 4A7A7024A1 | AC | Split System: Air-Cooled Condensing Unit, Coil with Blower | 4A7A7024A1 |  | 4CXCB032DC3 | 13 | 17.25 | Yes | Yes | 2015-03-13 |  | 2
FALSE | 4TTR6036B1 | 3674 | 6026238 | AMERICAN STANDARD | 4A7A6036H1 | AC | Split System: Air-Cooled Condensing Unit, Coil with Blower | 4TTR6036B1 |  | 4CXCB031DC3 | 12.2 | 14.5 | Yes | Yes | 2015-03-13 |  | 0
FALSE | 4A7A7036A1 | 4207 | 6452300 | AMERICAN STANDARD | 4A7A7036A1 | AC | Split System: Air-Cooled Condensing Unit, Coil with Blower | 4A7A7036A1 |  | 4CXCB031DC3 | 12 | 15.5 | Yes | Yes | 2015-03-13 |  | 0
FALSE | 4A7A7036A1 | 4207 | 6452329 | AMERICAN STANDARD | 4A7A7036A1 | AC | Split System: Air-Cooled Condensing Unit, Coil with Blower | 4A7A7036A1 |  | 4CXCB036DC3 | 12 | 16 | Yes | Yes | 2015-03-13 |  | 0
FALSE | 4TTR6030B1 | 3522 | 6027288 | AMERICAN STANDARD | 4A7A6030H1 | AC | Split System: Air-Cooled Condensing Unit, Coil with Blower | 4TTR6030B1 |  | 4CXCB036DC3 | 12.5 | 15 | Yes | Yes | 2015-03-13 |  | 1
FALSE | 4TTR6042B1 | 3680 | 6026300 | AMERICAN STANDARD | 4A7A6042H1 | AC | Split System: Air-Cooled Condensing Unit, Coil with Blower | 4TTR6042B1 |  | 4CXCB036DC3 | 12.2 | 14.5 | Yes | Yes | 2015-03-13 |  | 0
FALSE | 4TTR6036B1 | 3674 | 6027332 | AMERICAN STANDARD | 4A7A6036H1 | AC | Split System: Air-Cooled Condensing Unit, Coil with Blower | 4TTR6036B1 |  | 4CXCB036DC3 | 12.5 | 15.75 | Yes | Yes | 2015-03-13 |  | 1
FALSE | 4TTR6042B1 | 3680 | 6027339 | AMERICAN STANDARD | 4A7A6042H1 | AC | Split System: Air-Cooled Condensing Unit, Coil with Blower | 4TTR6042B1 |  | 4CXCB036DC3 | 12.5 | 15.25 | Yes | Yes | 2015-03-13 |  | 1
FALSE | 4TTR6036B1 | 3674 | 6027331 | AMERICAN STANDARD | 4A7A6036H1 | AC | Split System: Air-Cooled Condensing Unit, Coil with Blower | 4TTR6036B1 |  | 4CXCB036DC3 | 12.5 | 15.5 | Yes | Yes | 2015-03-13 |  | 1
FALSE | 4TTR6042B1 | 3680 | 6027337 | AMERICAN STANDARD | 4A7A6042H1 | AC | Split System: Air-Cooled Condensing Unit, Coil with Blower | 4TTR6042B1 |  | 4CXCB036DC3 | 12.5 | 15.25 | Yes | Yes | 2015-03-13 |  | 1
FALSE | 4A7A7036A1 | 4207 | 6452305 | AMERICAN STANDARD | 4A7A7036A1 | AC | Split System: Air-Cooled Condensing Unit, Coil with Blower | 4A7A7036A1 |  | 4CXCB031DC3 | 12.2 | 16 | Yes | Yes | 2015-03-13 |  | 0
FALSE | 4A7A7036A1 | 4207 | 6452335 | AMERICAN STANDARD | 4A7A7036A1 | AC | Split System: Air-Cooled Condensing Unit, Coil with Blower | 4A7A7036A1 |  | 4CXCB036DC3 | 12.5 | 17 | Yes | Yes | 2015-03-13 |  | 1
FALSE | 4TTR6042B1 | 3680 | 6027344 | AMERICAN STANDARD | 4A7A6042H1 | AC | Split System: Air-Cooled Condensing Unit, Coil with Blower | 4TTR6042B1 |  | 4CXCB036DC3 | 12.5 | 15.25 | Yes | Yes | 2015-03-13 |  | 1
FALSE | 4TTR6036B1 | 3674 | 6026230 | AMERICAN STANDARD | 4A7A6036H1 | AC | Split System: Air-Cooled Condensing Unit, Coil with Blower | 4TTR6036B1 |  | 4CXCB031DC3 | 12.2 | 14.75 | Yes | Yes | 2015-03-13 |  | 0
FALSE | 4TTR6042B1 | 3680 | 6027343 | AMERICAN STANDARD | 4A7A6042H1 | AC | Split System: Air-Cooled Condensing Unit, Coil with Blower | 4TTR6042B1 |  | 4CXCB036DC3 | 12.5 | 15 | Yes | Yes | 2015-03-13 |  | 1
FALSE | 4A7A7036A1 | 4207 | 6452336 | AMERICAN STANDARD | 4A7A7036A1 | AC | Split System: Air-Cooled Condensing Unit, Coil with Blower | 4A7A7036A1 |  | 4CXCB036DC3 | 12.2 | 16.5 | Yes | Yes | 2015-03-13 |  | 0
FALSE | 4A7A7024A1 | 4200 | 6452277 | AMERICAN STANDARD | 4A7A7024A1 | AC | Split System: Air-Cooled Condensing Unit, Coil with Blower | 4A7A7024A1 |  | 4CXCB025DC3 | 13 | 16.5 | Yes | Yes | 2015-03-13 |  | 2
FALSE | 4A7A7036A1 | 4207 | 6452337 | AMERICAN STANDARD | 4A7A7036A1 | AC | Split System: Air-Cooled Condensing Unit, Coil with Blower | 4A7A7036A1 |  | 4CXCB036DC3 | 12.5 | 16.25 | Yes | Yes | 2015-03-13 |  | 1
FALSE | 4TTR6042B1 | 3680 | 6026308 | AMERICAN STANDARD | 4A7A6042H1 | AC | Split System: Air-Cooled Condensing Unit, Coil with Blower | 4TTR6042B1 |  | 4CXCB036DC3 | 12.2 | 14.5 | Yes | Yes | 2015-03-13 |  | 0
FALSE | 4TTR6024B1 | 3503 | 6027226 | AMERICAN STANDARD | 4A7A6024H1 | AC | Split System: Air-Cooled Condensing Unit, Coil with Blower | 4TTR6024B1 |  | 4CXCB031DC3 | 12.5 | 15.75 | Yes | Yes | 2015-03-13 |  | 1
FALSE | 4TTR6036B1 | 3674 | 6027315 | AMERICAN STANDARD | 4A7A6036H1 | AC | Split System: Air-Cooled Condensing Unit, Coil with Blower | 4TTR6036B1 |  | 4CXCB031DC3 | 12.2 | 14.5 | Yes | Yes | 2015-03-13 |  | 0
FALSE | 4TTR6036B1 | 3674 | 6027316 | AMERICAN STANDARD | 4A7A6036H1 | AC | Split System: Air-Cooled Condensing Unit, Coil with Blower | 4TTR6036B1 |  | 4CXCB031DC3 | 12.2 | 14.75 | Yes | Yes | 2015-03-13 |  | 0
FALSE | 4A7A7036A1 | 4207 | 6452306 | AMERICAN STANDARD | 4A7A7036A1 | AC | Split System: Air-Cooled Condensing Unit, Coil with Blower | 4A7A7036A1 |  | 4CXCB031DC3 | 12 | 16 | Yes | Yes | 2015-03-13 |  | 0
FALSE | 4A7A7036A1 | 4207 | 6452307 | AMERICAN STANDARD | 4A7A7036A1 | AC | Split System: Air-Cooled Condensing Unit, Coil with Blower | 4A7A7036A1 |  | 4CXCB031DC3 | 12 | 16 | Yes | Yes | 2015-03-13 |  | 0
FALSE | 4TTR6036B1 | 3674 | 6026226 | AMERICAN STANDARD | 4A7A6036H1 | AC | Split System: Air-Cooled Condensing Unit, Coil with Blower | 4TTR6036B1 |  | 4CXCB031DC3 | 12.2 | 14.5 | Yes | Yes | 2015-03-13 |  | 0
FALSE | 4TTR6030B1 | 3522 | 6026192 | AMERICAN STANDARD | 4A7A6030H1 | AC | Split System: Air-Cooled Condensing Unit, Coil with Blower | 4TTR6030B1 |  | 4CXCB036DC3 | 12.5 | 15 | Yes | Yes | 2015-03-13 |  | 1
FALSE | 4TTR6042B1 | 3680 | 6026298 | AMERICAN STANDARD | 4A7A6042H1 | AC | Split System: Air-Cooled Condensing Unit, Coil with Blower | 4TTR6042B1 |  | 4CXCB036DC3 | 12.2 | 14.5 | Yes | Yes | 2015-03-13 |  | 0
FALSE | 4A7A7036A1 | 4207 | 6452338 | AMERICAN STANDARD | 4A7A7036A1 | AC | Split System: Air-Cooled Condensing Unit, Coil with Blower | 4A7A7036A1 |  | 4CXCB036DC3 | 12 | 16 | Yes | Yes | 2015-03-13 |  | 0
FALSE | 4A7A7036A1 | 4207 | 6452311 | AMERICAN STANDARD | 4A7A7036A1 | AC | Split System: Air-Cooled Condensing Unit, Coil with Blower | 4A7A7036A1 |  | 4CXCB031DC3 | 12 | 15.5 | Yes | Yes | 2015-03-13 |  | 0
FALSE | 4TTR6042B1 | 3680 | 6026290 | AMERICAN STANDARD | 4A7A6042H1 | AC | Split System: Air-Cooled Condensing Unit, Coil with Blower | 4TTR6042B1 |  | 4CXCB036DC3 | 12.2 | 14.5 | Yes | Yes | 2015-03-13 |  | 0
FALSE | 4TTR6030B1 | 3522 | 6027275 | AMERICAN STANDARD | 4A7A6030H1 | AC | Split System: Air-Cooled Condensing Unit, Coil with Blower | 4TTR6030B1 |  | 4CXCB032DC3 | 12.5 | 15 | Yes | Yes | 2015-03-13 |  | 1
FALSE | 4TTR6042B1 | 3680 | 6027352 | AMERICAN STANDARD | 4A7A6042H1 | AC | Split System: Air-Cooled Condensing Unit, Coil with Blower | 4TTR6042B1 |  | 4CXCB036DC3 | 12.5 | 15 | Yes | Yes | 2015-03-13 |  | 1
FALSE | 4A7A7024A1 | 4200 | 6452276 | AMERICAN STANDARD | 4A7A7024A1 | AC | Split System: Air-Cooled Condensing Unit, Coil with Blower | 4A7A7024A1 |  | 4CXCB025DC3 | 13 | 16 | Yes | Yes | 2015-03-13 |  | 2
FALSE | 4TTR6036B1 | 3674 | 6026256 | AMERICAN STANDARD | 4A7A6036H1 | AC | Split System: Air-Cooled Condensing Unit, Coil with Blower | 4TTR6036B1 |  | 4CXCB031DC3 | 12.5 | 15 | Yes | Yes | 2015-03-13 |  | 1
FALSE | 4A7A7036A1 | 4207 | 6452313 | AMERICAN STANDARD | 4A7A7036A1 | AC | Split System: Air-Cooled Condensing Unit, Coil with Blower | 4A7A7036A1 |  | 4CXCB031DC3 | 12.2 | 16.25 | Yes | Yes | 2015-03-13 |  | 0
FALSE | 4TTR6030B1 | 3522 | 6027252 | AMERICAN STANDARD | 4A7A6030H1 | AC | Split System: Air-Cooled Condensing Unit, Coil with Blower | 4TTR6030B1 |  | 4CXCB031DC3 | 12.5 | 15 | Yes | Yes | 2015-03-13 |  | 1
FALSE | 4TTR6036B1 | 3674 | 6027313 | AMERICAN STANDARD | 4A7A6036H1 | AC | Split System: Air-Cooled Condensing Unit, Coil with Blower | 4TTR6036B1 |  | 4CXCB031DC3 | 12.5 | 15 | Yes | Yes | 2015-03-13 |  | 1
FALSE | 4TTR6036B1 | 3674 | 6026264 | AMERICAN STANDARD | 4A7A6036H1 | AC | Split System: Air-Cooled Condensing Unit, Coil with Blower | 4TTR6036B1 |  | 4CXCB036DC3 | 12.5 | 15.25 | Yes | Yes | 2015-03-13 |  | 1
FALSE | 4TTR6042B1 | 3680 | 6026293 | AMERICAN STANDARD | 4A7A6042H1 | AC | Split System: Air-Cooled Condensing Unit, Coil with Blower | 4TTR6042B1 |  | 4CXCB036DC3 | 12.2 | 14.75 | Yes | Yes | 2015-03-13 |  | 0
FALSE | 4A7A7036A1 | 4207 | 6452345 | AMERICAN STANDARD | 4A7A7036A1 | AC | Split System: Air-Cooled Condensing Unit, Coil with Blower | 4A7A7036A1 |  | 4CXCB036DC3 | 12.2 | 16.25 | Yes | Yes | 2015-03-13 |  | 0
FALSE | 4TTR6036B1 | 3674 | 6027323 | AMERICAN STANDARD | 4A7A6036H1 | AC | Split System: Air-Cooled Condensing Unit, Coil with Blower | 4TTR6036B1 |  | 4CXCB036DC3 | 12.5 | 15.5 | Yes | Yes | 2015-03-13 |  | 1
FALSE | 4A7A7024A1 | 4200 | 6452275 | AMERICAN STANDARD | 4A7A7024A1 | AC | Split System: Air-Cooled Condensing Unit, Coil with Blower | 4A7A7024A1 |  | 4CXCB025DC3 | 13 | 16 | Yes | Yes | 2015-03-13 |  | 2
FALSE | 4A7A7036A1 | 4207 | 6452346 | AMERICAN STANDARD | 4A7A7036A1 | AC | Split System: Air-Cooled Condensing Unit, Coil with Blower | 4A7A7036A1 |  | 4CXCB036DC3 | 12.2 | 16.25 | Yes | Yes | 2015-03-13 |  | 0
FALSE | 4A7A7036A1 | 4207 | 6452315 | AMERICAN STANDARD | 4A7A7036A1 | AC | Split System: Air-Cooled Condensing Unit, Coil with Blower | 4A7A7036A1 |  | 4CXCB031DC3 | 12.2 | 16.25 | Yes | Yes | 2015-03-13 |  | 0
FALSE | 4A7A7036A1 | 4207 | 6452321 | AMERICAN STANDARD | 4A7A7036A1 | AC | Split System: Air-Cooled Condensing Unit, Coil with Blower | 4A7A7036A1 |  | 4CXCB036DC3 | 12.2 | 16 | Yes | Yes | 2015-03-13 |  | 0
FALSE | 4TTR6042B1 | 3680 | 6027353 | AMERICAN STANDARD | 4A7A6042H1 | AC | Split System: Air-Cooled Condensing Unit, Coil with Blower | 4TTR6042B1 |  | 4CXCB036DC3 | 12.2 | 14.75 | Yes | Yes | 2015-03-13 |  | 0
FALSE | 4A7A7024A1 | 4200 | 6452273 | AMERICAN STANDARD | 4A7A7024A1 | AC | Split System: Air-Cooled Condensing Unit, Coil with Blower | 4A7A7024A1 |  | 4CXCB025DC3 | 12.5 | 16 | Yes | Yes | 2015-03-13 |  | 1
FALSE | 4A7A7048A1 | 288 | 6463600 | AMERICAN STANDARD | 4A7A7048A1 | AC | Split System: Air-Cooled Condensing Unit, Coil with Blower | 4A7A7048A1 |  | 4TXFH063CZ3 | 13 | 17 | Yes | Yes | 2015-03-13 |  | 2
FALSE | 4A7A7048A1 | 288 | 6465450 | AMERICAN STANDARD | 4A7A7048A1 | AC | Split System: Air-Cooled Condensing Unit, Coil with Blower | 4A7A7048A1 |  | 4TXCD061BC3 | 13 | 16 | Yes | Yes | 2015-03-13 |  | 2
FALSE | 4A7A7048A1 | 288 | 6468735 | AMERICAN STANDARD | 4A7A7048A1 | AC | Split System: Air-Cooled Condensing Unit, Coil with Blower | 4A7A7048A1 |  | 4NXCD063BC3 | 13 | 16 | Yes | Yes | 2015-03-13 |  | 2
FALSE | 4A7A7048A1 | 288 | 6468707 | AMERICAN STANDARD | 4A7A7048A1 | AC | Split System: Air-Cooled Condensing Unit, Coil with Blower | 4A7A7048A1 |  | 4NXCD063BC3 | 12 | 15 | Yes | Yes | 2015-03-13 |  | 0
FALSE | 4A7A7048A1 | 288 | 6468709 | AMERICAN STANDARD | 4A7A7048A1 | AC | Split System: Air-Cooled Condensing Unit, Coil with Blower | 4A7A7048A1 |  | 4NXCD063BC3 | 12 | 15 | Yes | Yes | 2015-03-13 |  | 0
FALSE | 4A7A7048A1 | 288 | 6468712 | AMERICAN STANDARD | 4A7A7048A1 | AC | Split System: Air-Cooled Condensing Unit, Coil with Blower | 4A7A7048A1 |  | 4NXCD063BC3 | 13 | 16.5 | Yes | Yes | 2015-03-13 |  | 2
FALSE | 4A7A7048A1 | 288 | 6468714 | AMERICAN STANDARD | 4A7A7048A1 | AC | Split System: Air-Cooled Condensing Unit, Coil with Blower | 4A7A7048A1 |  | 4NXCD063BC3 | 13 | 16.5 | Yes | Yes | 2015-03-13 |  | 2
FALSE | 4A7A7048A1 | 288 | 6468715 | AMERICAN STANDARD | 4A7A7048A1 | AC | Split System: Air-Cooled Condensing Unit, Coil with Blower | 4A7A7048A1 |  | 4NXCD063BC3 | 13 | 16.5 | Yes | Yes | 2015-03-13 |  | 2
FALSE | 4A7A7048A1 | 288 | 6468716 | AMERICAN STANDARD | 4A7A7048A1 | AC | Split System: Air-Cooled Condensing Unit, Coil with Blower | 4A7A7048A1 |  | 4NXCD063BC3 | 12.5 | 16 | Yes | Yes | 2015-03-13 |  | 1
FALSE | 4A7A7048A1 | 288 | 6468717 | AMERICAN STANDARD | 4A7A7048A1 | AC | Split System: Air-Cooled Condensing Unit, Coil with Blower | 4A7A7048A1 |  | 4NXCD063BC3 | 13 | 16.25 | Yes | Yes | 2015-03-13 |  | 2
FALSE | 4A7A7048A1 | 288 | 6468718 | AMERICAN STANDARD | 4A7A7048A1 | AC | Split System: Air-Cooled Condensing Unit, Coil with Blower | 4A7A7048A1 |  | 4NXCD063BC3 | 13 | 16 | Yes | Yes | 2015-03-13 |  | 2
FALSE | 4A7A7048A1 | 288 | 6468719 | AMERICAN STANDARD | 4A7A7048A1 | AC | Split System: Air-Cooled Condensing Unit, Coil with Blower | 4A7A7048A1 |  | 4NXCD063BC3 | 13 | 16 | Yes | Yes | 2015-03-13 |  | 2
FALSE | 4A7A7048A1 | 288 | 6468722 | AMERICAN STANDARD | 4A7A7048A1 | AC | Split System: Air-Cooled Condensing Unit, Coil with Blower | 4A7A7048A1 |  | 4NXCD063BC3 | 12.5 | 16 | Yes | Yes | 2015-03-13 |  | 1
FALSE | 4A7A7048A1 | 288 | 6603288 | AMERICAN STANDARD | 4A7A7048A1 | AC | Split System: Air-Cooled Condensing Unit, Coil with Blower | 4A7A7048A1 |  | 4TXFH063CZ3 | 12 | 16 | Yes | Yes | 2015-03-13 |  | 0
FALSE | 4TTR6030B1 | 3522 | 7014379 | AMERICAN STANDARD | 4A7A6030H1 | AC | Split System: Air-Cooled Condensing Unit, Coil with Blower | 4TTR6030B1 |  | 4CXCA024DC3 | 12.2 | 14.75 | Yes | Yes | 2015-03-13 |  | 0
FALSE | 4TTR6030B1 | 3522 | 7014380 | AMERICAN STANDARD | 4A7A6030H1 | AC | Split System: Air-Cooled Condensing Unit, Coil with Blower | 4TTR6030B1 |  | 4CXCA024DC3 | 12.2 | 14.5 | Yes | Yes | 2015-03-13 |  | 0
FALSE | 4A7A7024A1 | 4200 | 7013640 | AMERICAN STANDARD | 4A7A7024A1 | AC | Split System: Air-Cooled Condensing Unit, Coil with Blower | 4A7A7024A1 |  | 4CXCA024DC3 | 12.2 | 15 | Yes | Yes | 2015-03-13 |  | 0
FALSE | 4TTR6036B1 | 3674 | 6740669 | AMERICAN STANDARD | 4A7A6036H1 | AC | Split System: Air-Cooled Condensing Unit, Coil with Blower | 4TTR6036B1 |  | 4TXCD063BC3 | 13 | 16 | Yes | Yes | 2015-03-13 |  | 2
FALSE | 4TTR6030B1 | 3522 | 7014381 | AMERICAN STANDARD | 4A7A6030H1 | AC | Split System: Air-Cooled Condensing Unit, Coil with Blower | 4TTR6030B1 |  | 4CXCA024DC3 | 12.2 | 15 | Yes | Yes | 2015-03-13 |  | 0
FALSE | 4TTR6018B1 | 3489 | 6807619 | AMERICAN STANDARD | 4A7A6018H1 | AC | Split System: Air-Cooled Condensing Unit, Coil with Blower | 4TTR6018B1 |  | 4TXCA018BC3 | 13 | 15 | Yes | Yes | 2015-03-13 |  | 1
FALSE | 4TTR6018B1 | 3489 | 6807621 | AMERICAN STANDARD | 4A7A6018H1 | AC | Split System: Air-Cooled Condensing Unit, Coil with Blower | 4TTR6018B1 |  | 4TXCA018BC3 | 13 | 15 | Yes | Yes | 2015-03-13 |  | 1
FALSE | 4A7A7024A1 | 4200 | 7013658 | AMERICAN STANDARD | 4A7A7024A1 | AC | Split System: Air-Cooled Condensing Unit, Coil with Blower | 4A7A7024A1 |  | 4NXCA024AC3 | 12.2 | 15 | Yes | Yes | 2015-03-13 |  | 0
FALSE | 4TTR6018B1 | 3489 | 7006208 | AMERICAN STANDARD | 4A7A6018H1 | AC | Split System: Air-Cooled Condensing Unit, Coil with Blower | 4TTR6018B1 |  | 4NXCA018AC3 | 12.5 | 15 | Yes | Yes | 2015-03-13 |  | 1
FALSE | 4TTR6036B1 | 3674 | 6808032 | AMERICAN STANDARD | 4A7A6036H1 | AC | Split System: Air-Cooled Condensing Unit, Coil with Blower | 4TTR6036B1 |  | 4TXCB048BC3 | 12.5 | 15 | Yes | Yes | 2015-03-13 |  | 1
FALSE | 4TTR6036B1 | 3674 | 6808035 | AMERICAN STANDARD | 4A7A6036H1 | AC | Split System: Air-Cooled Condensing Unit, Coil with Blower | 4TTR6036B1 |  | 4TXCB048BC3 | 12.2 | 14.5 | Yes | Yes | 2015-03-13 |  | 0
FALSE | 4TTR6036B1 | 3674 | 6808037 | AMERICAN STANDARD | 4A7A6036H1 | AC | Split System: Air-Cooled Condensing Unit, Coil with Blower | 4TTR6036B1 |  | 4TXCB048BC3 | 12.5 | 15 | Yes | Yes | 2015-03-13 |  | 1
FALSE | 4TTR6036B1 | 3674 | 6808034 | AMERICAN STANDARD | 4A7A6036H1 | AC | Split System: Air-Cooled Condensing Unit, Coil with Blower | 4TTR6036B1 |  | 4TXCB048BC3 | 12.5 | 15 | Yes | Yes | 2015-03-13 |  | 1
FALSE | 4TTR6048B1 | 3695 | 6808296 | AMERICAN STANDARD | 4A7A6048H1 | AC | Split System: Air-Cooled Condensing Unit, Coil with Blower | 4TTR6048B1 |  | 4TXCC060BC3 | 12 | 15 | Yes | Yes | 2015-03-13 |  | 0
FALSE | 4TTR6048B1 | 3695 | 6808305 | AMERICAN STANDARD | 4A7A6048H1 | AC | Split System: Air-Cooled Condensing Unit, Coil with Blower | 4TTR6048B1 |  | 4TXCC060BC3 | 12 | 14.5 | Yes | Yes | 2015-03-13 |  | 0
FALSE | 4TTR6048B1 | 3695 | 6808298 | AMERICAN STANDARD | 4A7A6048H1 | AC | Split System: Air-Cooled Condensing Unit, Coil with Blower | 4TTR6048B1 |  | 4TXCC060BC3 | 12 | 14.5 | Yes | Yes | 2015-03-13 |  | 0
FALSE | 4A7A7036A1 | 4207 | 6970537 | AMERICAN STANDARD | 4A7A7036A1 | AC | Split System: Air-Cooled Condensing Unit, Coil with Blower | 4A7A7036A1 |  | *AM8C0C36V31+BAYCC24V | 13 | 18 | Yes | Yes | 2015-03-13 |  | 3
FALSE | 4A7A7024A1 | 4200 | 6970535 | AMERICAN STANDARD | 4A7A7024A1 | AC | Split System: Air-Cooled Condensing Unit, Coil with Blower | 4A7A7024A1 |  | *AM8C0B30V21+BAYCC24V | 13.5 | 18 | Yes | Yes | 2015-03-13 |  | 3
FALSE | 4TTR6036B1 | 3674 | 6808073 | AMERICAN STANDARD | 4A7A6036H1 | AC | Split System: Air-Cooled Condensing Unit, Coil with Blower | 4TTR6036B1 |  | 4TXCC044BC3 | 13 | 15.5 | Yes | Yes | 2015-03-13 |  | 1
FALSE | 4TTR6036B1 | 3674 | 6808074 | AMERICAN STANDARD | 4A7A6036H1 | AC | Split System: Air-Cooled Condensing Unit, Coil with Blower | 4TTR6036B1 |  | 4TXCC044BC3 | 12.2 | 14.5 | Yes | Yes | 2015-03-13 |  | 0
FALSE | 4TTR6036B1 | 3674 | 6808072 | AMERICAN STANDARD | 4A7A6036H1 | AC | Split System: Air-Cooled Condensing Unit, Coil with Blower | 4TTR6036B1 |  | 4TXCC044BC3 | 12.2 | 14.5 | Yes | Yes | 2015-03-13 |  | 0
FALSE | 4TTR6036B1 | 3674 | 6808084 | AMERICAN STANDARD | 4A7A6036H1 | AC | Split System: Air-Cooled Condensing Unit, Coil with Blower | 4TTR6036B1 |  | 4TXCC049BC3 | 13 | 15.5 | Yes | Yes | 2015-03-13 |  | 1
FALSE | 4TTR6048B1 | 3695 | 6808341 | AMERICAN STANDARD | 4A7A6048H1 | AC | Split System: Air-Cooled Condensing Unit, Coil with Blower | 4TTR6048B1 |  | 4TXCD064BC3 | 12 | 14.5 | Yes | Yes | 2015-03-13 |  | 0
FALSE | 4TTR6049B1 | 3692 | 6808347 | AMERICAN STANDARD | 4A7A6049H1 | AC | Split System: Air-Cooled Condensing Unit, Coil with Blower | 4TTR6049B1 |  | 4TXCC008CC3 | 13 | 16 | Yes | Yes | 2015-03-13 |  | 2
FALSE | 4TTR6048B1 | 3695 | 6991389 | AMERICAN STANDARD | 4A7A6048H1 | AC | Split System: Air-Cooled Condensing Unit, Coil with Blower | 4TTR6048B1 |  | 4TXCD063BC3 | 12.25 | 14.5 | Yes | Yes | 2015-03-13 |  | 0
FALSE | 4TTR6048B1 | 3695 | 6873307 | AMERICAN STANDARD | 4A7A6048H1 | AC | Split System: Air-Cooled Condensing Unit, Coil with Blower | 4TTR6048B1 |  | 4TXCD050BC3 | 12 | 14.5 | Yes | Yes | 2015-03-13 |  | 0
FALSE | 4TTR6048B1 | 3695 | 6873309 | AMERICAN STANDARD | 4A7A6048H1 | AC | Split System: Air-Cooled Condensing Unit, Coil with Blower | 4TTR6048B1 |  | 4TXCD064BC3 | 12 | 14.5 | Yes | Yes | 2015-03-13 |  | 0
FALSE | 4TTR6049B1 | 3692 | 6873314 | AMERICAN STANDARD | 4A7A6049H1 | AC | Split System: Air-Cooled Condensing Unit, Coil with Blower | 4TTR6049B1 |  | 4TXCD063BC3 | 13 | 16 | Yes | Yes | 2015-03-13 |  | 2
FALSE | 4TTR6018B1 | 3489 | 7014335 | AMERICAN STANDARD | 4A7A6018H1 | AC | Split System: Air-Cooled Condensing Unit, Coil with Blower | 4TTR6018B1 |  | 4CXCA018DC3 | 12 | 15 | Yes | Yes | 2015-03-13 |  | 0
FALSE | 4TTR6018B1 | 3489 | 7014334 | AMERICAN STANDARD | 4A7A6018H1 | AC | Split System: Air-Cooled Condensing Unit, Coil with Blower | 4TTR6018B1 |  | 4CXCA018DC3 | 12.5 | 15 | Yes | Yes | 2015-03-13 |  | 1
FALSE | 4TTR6018B1 | 3489 | 7014345 | AMERICAN STANDARD | 4A7A6018H1 | AC | Split System: Air-Cooled Condensing Unit, Coil with Blower | 4TTR6018B1 |  | 4CXCA024DC3 | 12.5 | 15 | Yes | Yes | 2015-03-13 |  | 1
FALSE | 4TTR6018B1 | 3489 | 7014344 | AMERICAN STANDARD | 4A7A6018H1 | AC | Split System: Air-Cooled Condensing Unit, Coil with Blower | 4TTR6018B1 |  | 4CXCA024DC3 | 12 | 15 | Yes | Yes | 2015-03-13 |  | 0
FALSE | 4A7A7024A1 | 4200 | 7013648 | AMERICAN STANDARD | 4A7A7024A1 | AC | Split System: Air-Cooled Condensing Unit, Coil with Blower | 4A7A7024A1 |  | 4NXCA024AC3 | 13 | 16 | Yes | Yes | 2015-03-13 |  | 2
FALSE | 4A7A7024A1 | 4200 | 7013650 | AMERICAN STANDARD | 4A7A7024A1 | AC | Split System: Air-Cooled Condensing Unit, Coil with Blower | 4A7A7024A1 |  | 4NXCA024AC3 | 13 | 16 | Yes | Yes | 2015-03-13 |  | 2
FALSE | 4TTR6018B1 | 3489 | 6970381 | AMERICAN STANDARD | 4A7A6018H1 | AC | Split System: Air-Cooled Condensing Unit, Coil with Blower | 4TTR6018B1 |  | *AM8C0A24V21+BAYCC24V | 13 | 16 | Yes | Yes | 2015-03-13 |  | 2
FALSE | 4TTR6024B1 | 3503 | 6970382 | AMERICAN STANDARD | 4A7A6024H1 | AC | Split System: Air-Cooled Condensing Unit, Coil with Blower | 4TTR6024B1 |  | *AM8C0A24V21+BAYCC24V | 13 | 16 | Yes | Yes | 2015-03-13 |  | 2
FALSE | 4TTR6024B1 | 3503 | 6970383 | AMERICAN STANDARD | 4A7A6024H1 | AC | Split System: Air-Cooled Condensing Unit, Coil with Blower | 4TTR6024B1 |  | *AM8C0B30V21+BAYCC24V | 13 | 16 | Yes | Yes | 2015-03-13 |  | 2
FALSE | 4TTR6036B1 | 3674 | 6808088 | AMERICAN STANDARD | 4A7A6036H1 | AC | Split System: Air-Cooled Condensing Unit, Coil with Blower | 4TTR6036B1 |  | 4TXCC049BC3 | 12.2 | 14.5 | Yes | Yes | 2015-03-13 |  | 0
FALSE | 4TTR6036B1 | 3674 | 6808086 | AMERICAN STANDARD | 4A7A6036H1 | AC | Split System: Air-Cooled Condensing Unit, Coil with Blower | 4TTR6036B1 |  | 4TXCC049BC3 | 12.2 | 14.5 | Yes | Yes | 2015-03-13 |  | 0
FALSE | 4TTR6036B1 | 3674 | 6994796 | AMERICAN STANDARD | 4A7A6036H1 | AC | Split System: Air-Cooled Condensing Unit, Coil with Blower | 4TTR6036B1 |  | 4TXCB004CC3 | 12.2 | 14.5 | Yes | Yes | 2015-03-13 |  | 0
FALSE | 4TTR6030B1 | 3522 | 6807837 | AMERICAN STANDARD | 4A7A6030H1 | AC | Split System: Air-Cooled Condensing Unit, Coil with Blower | 4TTR6030B1 |  | 4TXCB025BC3 | 12.5 | 14.5 | Yes | Yes | 2015-03-13 |  | 0
FALSE | 4TTR6036B1 | 3674 | 6808109 | AMERICAN STANDARD | 4A7A6036H1 | AC | Split System: Air-Cooled Condensing Unit, Coil with Blower | 4TTR6036B1 |  | 4TXCD063BC3 | 13 | 16 | Yes | Yes | 2015-03-13 |  | 2
FALSE | 4TTR6042B1 | 3680 | 6808113 | AMERICAN STANDARD | 4A7A6042H1 | AC | Split System: Air-Cooled Condensing Unit, Coil with Blower | 4TTR6042B1 |  | 4TXCB036BC3 | 12 | 14.5 | Yes | Yes | 2015-03-13 |  | 0
FALSE | 4TTR6042B1 | 3680 | 6808119 | AMERICAN STANDARD | 4A7A6042H1 | AC | Split System: Air-Cooled Condensing Unit, Coil with Blower | 4TTR6042B1 |  | 4TXCB036BC3 | 12 | 14.5 | Yes | Yes | 2015-03-13 |  | 0
FALSE | 4TTR6042B1 | 3680 | 6808126 | AMERICAN STANDARD | 4A7A6042H1 | AC | Split System: Air-Cooled Condensing Unit, Coil with Blower | 4TTR6042B1 |  | 4TXCB042BC3 | 12 | 14.5 | Yes | Yes | 2015-03-13 |  | 0
FALSE | 4A7A7024A1 | 4200 | 7013652 | AMERICAN STANDARD | 4A7A7024A1 | AC | Split System: Air-Cooled Condensing Unit, Coil with Blower | 4A7A7024A1 |  | 4NXCA024AC3 | 12.2 | 15 | Yes | Yes | 2015-03-13 |  | 0
FALSE | 4TTR6030B1 | 3522 | 7006347 | AMERICAN STANDARD | 4A7A6030H1 | AC | Split System: Air-Cooled Condensing Unit, Coil with Blower | 4TTR6030B1 |  | 4NXCA024AC3 | 12.2 | 14.5 | Yes | Yes | 2015-03-13 |  | 0
FALSE | 4TTR6030B1 | 3522 | 6807830 | AMERICAN STANDARD | 4A7A6030H1 | AC | Split System: Air-Cooled Condensing Unit, Coil with Blower | 4TTR6030B1 |  | 4TXCB025BC3 | 12.5 | 15 | Yes | Yes | 2015-03-13 |  | 1
FALSE | 4TTR6030B1 | 3522 | 6807835 | AMERICAN STANDARD | 4A7A6030H1 | AC | Split System: Air-Cooled Condensing Unit, Coil with Blower | 4TTR6030B1 |  | 4TXCB025BC3 | 12.5 | 15 | Yes | Yes | 2015-03-13 |  | 1
FALSE | 4TTR6030B1 | 3522 | 6807834 | AMERICAN STANDARD | 4A7A6030H1 | AC | Split System: Air-Cooled Condensing Unit, Coil with Blower | 4TTR6030B1 |  | 4TXCB025BC3 | 12.5 | 15 | Yes | Yes | 2015-03-13 |  | 1
FALSE | 4TTR6030B1 | 3522 | 6807826 | AMERICAN STANDARD | 4A7A6030H1 | AC | Split System: Air-Cooled Condensing Unit, Coil with Blower | 4TTR6030B1 |  | 4TXCB025BC3 | 12.5 | 14.5 | Yes | Yes | 2015-03-13 |  | 0
FALSE | 4TTR6030B1 | 3522 | 6807841 | AMERICAN STANDARD | 4A7A6030H1 | AC | Split System: Air-Cooled Condensing Unit, Coil with Blower | 4TTR6030B1 |  | 4TXCB031BC3 | 12.5 | 14.5 | Yes | Yes | 2015-03-13 |  | 0
FALSE | 4TTR6030B1 | 3522 | 7006351 | AMERICAN STANDARD | 4A7A6030H1 | AC | Split System: Air-Cooled Condensing Unit, Coil with Blower | 4TTR6030B1 |  | 4NXCA024AC3 | 12.2 | 14.5 | Yes | Yes | 2015-03-13 |  | 0
FALSE | 4TTR6018B1 | 3489 | 7006232 | AMERICAN STANDARD | 4A7A6018H1 | AC | Split System: Air-Cooled Condensing Unit, Coil with Blower | 4TTR6018B1 |  | 4NXCA018AC3 | 12.5 | 15 | Yes | Yes | 2015-03-13 |  | 1
FALSE | 4TTR6030B1 | 3522 | 7014389 | AMERICAN STANDARD | 4A7A6030H1 | AC | Split System: Air-Cooled Condensing Unit, Coil with Blower | 4TTR6030B1 |  | 4CXCA024DC3 | 12 | 14.5 | Yes | Yes | 2015-03-13 |  | 0
FALSE | 4TTR6030B1 | 3522 | 7014388 | AMERICAN STANDARD | 4A7A6030H1 | AC | Split System: Air-Cooled Condensing Unit, Coil with Blower | 4TTR6030B1 |  | 4CXCA024DC3 | 12 | 14.5 | Yes | Yes | 2015-03-13 |  | 0
FALSE | 4TTR6030B1 | 3522 | 7014365 | AMERICAN STANDARD | 4A7A6030H1 | AC | Split System: Air-Cooled Condensing Unit, Coil with Blower | 4TTR6030B1 |  | 4CXCA024DC3 | 12.2 | 14.5 | Yes | Yes | 2015-03-13 |  | 0
FALSE | 4TTR6030B1 | 3522 | 6807879 | AMERICAN STANDARD | 4A7A6030H1 | AC | Split System: Air-Cooled Condensing Unit, Coil with Blower | 4TTR6030B1 |  | 4TXCB036BC3 | 12.5 | 14.5 | Yes | Yes | 2015-03-13 |  | 0
FALSE | 4TTR6030B1 | 3522 | 6807881 | AMERICAN STANDARD | 4A7A6030H1 | AC | Split System: Air-Cooled Condensing Unit, Coil with Blower | 4TTR6030B1 |  | 4TXCB036BC3 | 12.5 | 14.5 | Yes | Yes | 2015-03-13 |  | 0
FALSE | 4TTR6030B1 | 3522 | 6807885 | AMERICAN STANDARD | 4A7A6030H1 | AC | Split System: Air-Cooled Condensing Unit, Coil with Blower | 4TTR6030B1 |  | 4TXCB036BC3 | 12.5 | 14.5 | Yes | Yes | 2015-03-13 |  | 0
FALSE | 4TTR6030B1 | 3522 | 6807883 | AMERICAN STANDARD | 4A7A6030H1 | AC | Split System: Air-Cooled Condensing Unit, Coil with Blower | 4TTR6030B1 |  | 4TXCB036BC3 | 12.5 | 15 | Yes | Yes | 2015-03-13 |  | 1
FALSE | 4TTR6024B1 | 3503 | 7014351 | AMERICAN STANDARD | 4A7A6024H1 | AC | Split System: Air-Cooled Condensing Unit, Coil with Blower | 4TTR6024B1 |  | 4CXCA024DC3 | 12.2 | 15 | Yes | Yes | 2015-03-13 |  | 0
FALSE | 4TTR6030B1 | 3522 | 6807960 | AMERICAN STANDARD | 4A7A6030H1 | AC | Split System: Air-Cooled Condensing Unit, Coil with Blower | 4TTR6030B1 |  | 4TXCC043BC3 | 12.5 | 14.5 | Yes | Yes | 2015-03-13 |  | 0
FALSE | 4TTR6030B1 | 3522 | 6807956 | AMERICAN STANDARD | 4A7A6030H1 | AC | Split System: Air-Cooled Condensing Unit, Coil with Blower | 4TTR6030B1 |  | 4TXCC043BC3 | 12.5 | 14.5 | Yes | Yes | 2015-03-13 |  | 0
FALSE | 4TTR6030B1 | 3522 | 6807955 | AMERICAN STANDARD | 4A7A6030H1 | AC | Split System: Air-Cooled Condensing Unit, Coil with Blower | 4TTR6030B1 |  | 4TXCC043BC3 | 12.5 | 15 | Yes | Yes | 2015-03-13 |  | 1
FALSE | 4TTR6030B1 | 3522 | 6807962 | AMERICAN STANDARD | 4A7A6030H1 | AC | Split System: Air-Cooled Condensing Unit, Coil with Blower | 4TTR6030B1 |  | 4TXCC043BC3 | 13 | 15.25 | Yes | Yes | 2015-03-13 |  | 1
FALSE | 4TTR6030B1 | 3522 | 6807951 | AMERICAN STANDARD | 4A7A6030H1 | AC | Split System: Air-Cooled Condensing Unit, Coil with Blower | 4TTR6030B1 |  | 4TXCC043BC3 | 13 | 15.25 | Yes | Yes | 2015-03-13 |  | 1
FALSE | 4TTR6030B1 | 3522 | 6807971 | AMERICAN STANDARD | 4A7A6030H1 | AC | Split System: Air-Cooled Condensing Unit, Coil with Blower | 4TTR6030B1 |  | 4TXCC044BC3 | 13 | 16 | Yes | Yes | 2015-03-13 |  | 2
FALSE | 4TTR6030B1 | 3522 | 6807973 | AMERICAN STANDARD | 4A7A6030H1 | AC | Split System: Air-Cooled Condensing Unit, Coil with Blower | 4TTR6030B1 |  | 4TXCC044BC3 | 12.5 | 15 | Yes | Yes | 2015-03-13 |  | 1
FALSE | 4TTR6042B1 | 3680 | 6808199 | AMERICAN STANDARD | 4A7A6042H1 | AC | Split System: Air-Cooled Condensing Unit, Coil with Blower | 4TTR6042B1 |  | 4TXCD050BC3 | 12.5 | 15 | Yes | Yes | 2015-03-13 |  | 1
FALSE | 4TTR6042B1 | 3680 | 6808204 | AMERICAN STANDARD | 4A7A6042H1 | AC | Split System: Air-Cooled Condensing Unit, Coil with Blower | 4TTR6042B1 |  | 4TXCD050BC3 | 12.5 | 15 | Yes | Yes | 2015-03-13 |  | 1
FALSE | 4TTR6049B1 | 3692 | 7019166 | AMERICAN STANDARD | 4A7A6049H1 | AC | Split System: Air-Cooled Condensing Unit, Coil with Blower | 4TTR6049B1 |  | 4NXCD063BC3 | 13 | 16 | Yes | Yes | 2015-03-13 |  | 2
FALSE | 4TTR6049B1 | 3692 | 7019163 | AMERICAN STANDARD | 4A7A6049H1 | AC | Split System: Air-Cooled Condensing Unit, Coil with Blower | 4TTR6049B1 |  | 4NXCD063BC3 | 13 | 16 | Yes | Yes | 2015-03-13 |  | 2
FALSE | 4TTR6049B1 | 3692 | 7019164 | AMERICAN STANDARD | 4A7A6049H1 | AC | Split System: Air-Cooled Condensing Unit, Coil with Blower | 4TTR6049B1 |  | 4NXCD063BC3 | 13 | 16 | Yes | Yes | 2015-03-13 |  | 2
FALSE | 4TTR6049B1 | 3692 | 7019170 | AMERICAN STANDARD | 4A7A6049H1 | AC | Split System: Air-Cooled Condensing Unit, Coil with Blower | 4TTR6049B1 |  | 4NXCD063BC3 | 13 | 16.25 | Yes | Yes | 2015-03-13 |  | 2
FALSE | 4A7A7024A1 | 4200 | 7014428 | AMERICAN STANDARD | 4A7A7024A1 | AC | Split System: Air-Cooled Condensing Unit, Coil with Blower | 4A7A7024A1 |  | 4TXFH041CC3 | 13 | 17 | Yes | Yes | 2015-03-13 |  | 2
FALSE | 4A7A7024A1 | 4200 | 7014429 | AMERICAN STANDARD | 4A7A7024A1 | AC | Split System: Air-Cooled Condensing Unit, Coil with Blower | 4A7A7024A1 |  | 4TXFH041CC3 | 13 | 17 | Yes | Yes | 2015-03-13 |  | 2
FALSE | 4A7A7036A1 | 4207 | 7014437 | AMERICAN STANDARD | 4A7A7036A1 | AC | Split System: Air-Cooled Condensing Unit, Coil with Blower | 4A7A7036A1 |  | 4TXCB032BC3 | 12 | 16 | Yes | Yes | 2015-03-13 |  | 0
FALSE | 4A7A7036A1 | 4207 | 7014438 | AMERICAN STANDARD | 4A7A7036A1 | AC | Split System: Air-Cooled Condensing Unit, Coil with Blower | 4A7A7036A1 |  | 4TXCB032BC3 | 12 | 16 | Yes | Yes | 2015-03-13 |  | 0
FALSE | 4A7A7036A1 | 4207 | 7014440 | AMERICAN STANDARD | 4A7A7036A1 | AC | Split System: Air-Cooled Condensing Unit, Coil with Blower | 4A7A7036A1 |  | 4TXCB036BC3 | 12 | 16 | Yes | Yes | 2015-03-13 |  | 0
FALSE | 4A7A7036A1 | 4207 | 7014441 | AMERICAN STANDARD | 4A7A7036A1 | AC | Split System: Air-Cooled Condensing Unit, Coil with Blower | 4A7A7036A1 |  | 4TXCB036BC3 | 12 | 16 | Yes | Yes | 2015-03-13 |  | 0
FALSE | 4A7A7036A1 | 4207 | 7014449 | AMERICAN STANDARD | 4A7A7036A1 | AC | Split System: Air-Cooled Condensing Unit, Coil with Blower | 4A7A7036A1 |  | 4TXCC005CC3 | 12.5 | 17.25 | Yes | Yes | 2015-03-13 |  | 1
FALSE | 4A7A7024A1 | 4200 | 7019180 | AMERICAN STANDARD | 4A7A7024A1 | AC | Split System: Air-Cooled Condensing Unit, Coil with Blower | 4A7A7024A1 |  | 4NXCB025AC3 | 13 | 16 | Yes | Yes | 2015-03-13 |  | 2
FALSE | 4A7A7024A1 | 4200 | 7019181 | AMERICAN STANDARD | 4A7A7024A1 | AC | Split System: Air-Cooled Condensing Unit, Coil with Blower | 4A7A7024A1 |  | 4NXCB025AC3 | 13 | 16 | Yes | Yes | 2015-03-13 |  | 2
FALSE | 4A7A7024A1 | 4200 | 7019182 | AMERICAN STANDARD | 4A7A7024A1 | AC | Split System: Air-Cooled Condensing Unit, Coil with Blower | 4A7A7024A1 |  | 4NXCB025AC3 | 13 | 16 | Yes | Yes | 2015-03-13 |  | 2
FALSE | 4A7A7036A1 | 4207 | 7019186 | AMERICAN STANDARD | 4A7A7036A1 | AC | Split System: Air-Cooled Condensing Unit, Coil with Blower | 4A7A7036A1 |  | 4NXCB036AC3 | 12.2 | 16.25 | Yes | Yes | 2015-03-13 |  | 0
FALSE | 4A7A7036A1 | 4207 | 7019187 | AMERICAN STANDARD | 4A7A7036A1 | AC | Split System: Air-Cooled Condensing Unit, Coil with Blower | 4A7A7036A1 |  | 4NXCB036AC3 | 12.2 | 16.25 | Yes | Yes | 2015-03-13 |  | 0
FALSE | 4A7A7036A1 | 4207 | 7019188 | AMERICAN STANDARD | 4A7A7036A1 | AC | Split System: Air-Cooled Condensing Unit, Coil with Blower | 4A7A7036A1 |  | 4NXCB036AC3 | 12.2 | 16.25 | Yes | Yes | 2015-03-13 |  | 0
FALSE | 4A7A7048A1 | 288 | 7019194 | AMERICAN STANDARD | 4A7A7048A1 | AC | Split System: Air-Cooled Condensing Unit, Coil with Blower | 4A7A7048A1 |  | 4NXCD063BC3 | 13 | 16.5 | Yes | Yes | 2015-03-13 |  | 2
FALSE | 4TTR6018B1 | 3489 | 7016532 | AMERICAN STANDARD | 4A7A6018H1 | AC | Split System: Air-Cooled Condensing Unit, Coil with Blower | 4TTR6018B1 |  | 4TXFH033CC3 | 13 | 15.5 | Yes | Yes | 2015-03-13 |  | 1
FALSE | 4A7A7036A1 | 4207 | 7014459 | AMERICAN STANDARD | 4A7A7036A1 | AC | Split System: Air-Cooled Condensing Unit, Coil with Blower | 4A7A7036A1 |  | 4TXCC007CC3 | 12.5 | 17.25 | Yes | Yes | 2015-03-13 |  | 1
FALSE | 4A7A7036A1 | 4207 | 7014461 | AMERICAN STANDARD | 4A7A7036A1 | AC | Split System: Air-Cooled Condensing Unit, Coil with Blower | 4A7A7036A1 |  | 4TXCC037BC3 | 12 | 16 | Yes | Yes | 2015-03-13 |  | 0
FALSE | 4A7A7060A1 | 289 | 7019196 | AMERICAN STANDARD | 4A7A7060A1 | AC | Split System: Air-Cooled Condensing Unit, Coil with Blower | 4A7A7060A1 |  | 4NXCD063BC3 | 12 | 15.75 | Yes | Yes | 2015-03-13 |  | 0
FALSE | 4TTR6018B1 | 3489 | 7016535 | AMERICAN STANDARD | 4A7A6018H1 | AC | Split System: Air-Cooled Condensing Unit, Coil with Blower | 4TTR6018B1 |  | 4TXFH036CZ3 | 13 | 16 | Yes | Yes | 2015-03-13 |  | 2
FALSE | 4TTR6036B1 | 3674 | 7016563 | AMERICAN STANDARD | 4A7A6036H1 | AC | Split System: Air-Cooled Condensing Unit, Coil with Blower | 4TTR6036B1 |  | 4TXFH036CZ3 | 12.5 | 15.5 | Yes | Yes | 2015-03-13 |  | 1
FALSE | 4TTR6036B1 | 3674 | 7016578 | AMERICAN STANDARD | 4A7A6036H1 | AC | Split System: Air-Cooled Condensing Unit, Coil with Blower | 4TTR6036B1 |  | 4TXFH041CC3 | 12.5 | 15 | Yes | Yes | 2015-03-13 |  | 1
FALSE | 4A7A7036A1 | 4207 | 7014496 | AMERICAN STANDARD | 4A7A7036A1 | AC | Split System: Air-Cooled Condensing Unit, Coil with Blower | 4A7A7036A1 |  | 4TXFH033CC3 | 12 | 16.25 | Yes | Yes | 2015-03-13 |  | 0
FALSE | 4A7A7036A1 | 4207 | 7014506 | AMERICAN STANDARD | 4A7A7036A1 | AC | Split System: Air-Cooled Condensing Unit, Coil with Blower | 4A7A7036A1 |  | 4TXFH041CC3 | 12 | 16.25 | Yes | Yes | 2015-03-13 |  | 0
FALSE | 4TTR6030B1 | 3522 | 7014371 | AMERICAN STANDARD | 4A7A6030H1 | AC | Split System: Air-Cooled Condensing Unit, Coil with Blower | 4TTR6030B1 |  | 4CXCA024DC3 | 12.2 | 14.5 | Yes | Yes | 2015-03-13 |  | 0
FALSE | 4TTR6036B1 | 3674 | 7016573 | AMERICAN STANDARD | 4A7A6036H1 | AC | Split System: Air-Cooled Condensing Unit, Coil with Blower | 4TTR6036B1 |  | 4TXFH041CC3 | 12.5 | 15 | Yes | Yes | 2015-03-13 |  | 1
FALSE | 4TTR6036B1 | 3674 | 7016574 | AMERICAN STANDARD | 4A7A6036H1 | AC | Split System: Air-Cooled Condensing Unit, Coil with Blower | 4TTR6036B1 |  | 4TXFH041CC3 | 13 | 15.5 | Yes | Yes | 2015-03-13 |  | 1
FALSE | 4TTR6036B1 | 3674 | 7016575 | AMERICAN STANDARD | 4A7A6036H1 | AC | Split System: Air-Cooled Condensing Unit, Coil with Blower | 4TTR6036B1 |  | 4TXFH041CC3 | 13 | 15.5 | Yes | Yes | 2015-03-13 |  | 1
FALSE | 4TTR6036B1 | 3674 | 7016587 | AMERICAN STANDARD | 4A7A6036H1 | AC | Split System: Air-Cooled Condensing Unit, Coil with Blower | 4TTR6036B1 |  | 4TXFH054CC3 | 13 | 16 | Yes | Yes | 2015-03-13 |  | 2
FALSE | 4TTR6036B1 | 3674 | 7016581 | AMERICAN STANDARD | 4A7A6036H1 | AC | Split System: Air-Cooled Condensing Unit, Coil with Blower | 4TTR6036B1 |  | 4TXFH054CC3 | 12.2 | 15 | Yes | Yes | 2015-03-13 |  | 0
FALSE | 4TTR6036B1 | 3674 | 7016582 | AMERICAN STANDARD | 4A7A6036H1 | AC | Split System: Air-Cooled Condensing Unit, Coil with Blower | 4TTR6036B1 |  | 4TXFH054CC3 | 12.5 | 15 | Yes | Yes | 2015-03-13 |  | 1
FALSE | 4TTR6036B1 | 3674 | 7016583 | AMERICAN STANDARD | 4A7A6036H1 | AC | Split System: Air-Cooled Condensing Unit, Coil with Blower | 4TTR6036B1 |  | 4TXFH054CC3 | 12.2 | 15 | Yes | Yes | 2015-03-13 |  | 0
FALSE | 4TTR6036B1 | 3674 | 7016585 | AMERICAN STANDARD | 4A7A6036H1 | AC | Split System: Air-Cooled Condensing Unit, Coil with Blower | 4TTR6036B1 |  | 4TXFH054CC3 | 12.5 | 15.5 | Yes | Yes | 2015-03-13 |  | 1
FALSE | 4TTR6036B1 | 3674 | 7016584 | AMERICAN STANDARD | 4A7A6036H1 | AC | Split System: Air-Cooled Condensing Unit, Coil with Blower | 4TTR6036B1 |  | 4TXFH054CC3 | 13 | 15.5 | Yes | Yes | 2015-03-13 |  | 1
FALSE | 4A7A7048A1 | 288 | 7014509 | AMERICAN STANDARD | 4A7A7048A1 | AC | Split System: Air-Cooled Condensing Unit, Coil with Blower | 4A7A7048A1 |  | 4TXCB042BC3 | 12 | 15 | Yes | Yes | 2015-03-13 |  | 0
FALSE | 4A7A7048A1 | 288 | 7014510 | AMERICAN STANDARD | 4A7A7048A1 | AC | Split System: Air-Cooled Condensing Unit, Coil with Blower | 4A7A7048A1 |  | 4TXCB042BC3 | 12 | 15 | Yes | Yes | 2015-03-13 |  | 0
FALSE | 4A7A7048A1 | 288 | 7014511 | AMERICAN STANDARD | 4A7A7048A1 | AC | Split System: Air-Cooled Condensing Unit, Coil with Blower | 4A7A7048A1 |  | 4TXCB042BC3 | 12 | 15 | Yes | Yes | 2015-03-13 |  | 0
FALSE | 4A7A7048A1 | 288 | 7014512 | AMERICAN STANDARD | 4A7A7048A1 | AC | Split System: Air-Cooled Condensing Unit, Coil with Blower | 4A7A7048A1 |  | 4TXCB048BC3 | 12.5 | 15.75 | Yes | Yes | 2015-03-13 |  | 1
FALSE | 4A7A7048A1 | 288 | 7014513 | AMERICAN STANDARD | 4A7A7048A1 | AC | Split System: Air-Cooled Condensing Unit, Coil with Blower | 4A7A7048A1 |  | 4TXCB048BC3 | 12.5 | 15.75 | Yes | Yes | 2015-03-13 |  | 1
FALSE | 4A7A7048A1 | 288 | 7014516 | AMERICAN STANDARD | 4A7A7048A1 | AC | Split System: Air-Cooled Condensing Unit, Coil with Blower | 4A7A7048A1 |  | 4TXCC043BC3 | 12 | 15.5 | Yes | Yes | 2015-03-13 |  | 0
FALSE | 4A7A7048A1 | 288 | 7014518 | AMERICAN STANDARD | 4A7A7048A1 | AC | Split System: Air-Cooled Condensing Unit, Coil with Blower | 4A7A7048A1 |  | 4TXCC043BC3 | 12 | 15.5 | Yes | Yes | 2015-03-13 |  | 0
FALSE | 4TTR6036B1 | 3674 | 7016590 | AMERICAN STANDARD | 4A7A6036H1 | AC | Split System: Air-Cooled Condensing Unit, Coil with Blower | 4TTR6036B1 |  | 4TXFH063CZ3 | 13 | 16 | Yes | Yes | 2015-03-13 |  | 2
FALSE | 4TTR6042B1 | 3680 | 7016600 | AMERICAN STANDARD | 4A7A6042H1 | AC | Split System: Air-Cooled Condensing Unit, Coil with Blower | 4TTR6042B1 |  | 4TXFH041CC3 | 12.5 | 15 | Yes | Yes | 2015-03-13 |  | 1
FALSE | 4TTR6042B1 | 3680 | 7016601 | AMERICAN STANDARD | 4A7A6042H1 | AC | Split System: Air-Cooled Condensing Unit, Coil with Blower | 4TTR6042B1 |  | 4TXFH041CC3 | 12.5 | 15 | Yes | Yes | 2015-03-13 |  | 1
FALSE | 4A7A7048A1 | 288 | 7014534 | AMERICAN STANDARD | 4A7A7048A1 | AC | Split System: Air-Cooled Condensing Unit, Coil with Blower | 4A7A7048A1 |  | 4TXCC060BC3 | 12.5 | 16 | Yes | Yes | 2015-03-13 |  | 1
FALSE | 4A7A7048A1 | 288 | 7014537 | AMERICAN STANDARD | 4A7A7048A1 | AC | Split System: Air-Cooled Condensing Unit, Coil with Blower | 4A7A7048A1 |  | 4TXCC060BC3 | 12.5 | 16 | Yes | Yes | 2015-03-13 |  | 1
FALSE | 4A7A7048A1 | 288 | 7014533 | AMERICAN STANDARD | 4A7A7048A1 | AC | Split System: Air-Cooled Condensing Unit, Coil with Blower | 4A7A7048A1 |  | 4TXCC060BC3 | 12.5 | 16 | Yes | Yes | 2015-03-13 |  | 1
FALSE | 4A7A7048A1 | 288 | 7014540 | AMERICAN STANDARD | 4A7A7048A1 | AC | Split System: Air-Cooled Condensing Unit, Coil with Blower | 4A7A7048A1 |  | 4TXCD050BC3 | 12.5 | 16 | Yes | Yes | 2015-03-13 |  | 1
FALSE | 4A7A7048A1 | 288 | 7014538 | AMERICAN STANDARD | 4A7A7048A1 | AC | Split System: Air-Cooled Condensing Unit, Coil with Blower | 4A7A7048A1 |  | 4TXCD050BC3 | 12.5 | 16 | Yes | Yes | 2015-03-13 |  | 1
FALSE | 4A7A7048A1 | 288 | 7014543 | AMERICAN STANDARD | 4A7A7048A1 | AC | Split System: Air-Cooled Condensing Unit, Coil with Blower | 4A7A7048A1 |  | 4TXCD050BC3 | 12.5 | 16 | Yes | Yes | 2015-03-13 |  | 1
FALSE | 4TTR6048B1 | 3695 | 7016618 | AMERICAN STANDARD | 4A7A6048H1 | AC | Split System: Air-Cooled Condensing Unit, Coil with Blower | 4TTR6048B1 |  | 4TXFH063CZ3 | 12.5 | 15.25 | Yes | Yes | 2015-03-13 |  | 1
FALSE | 4TTR6048B1 | 3695 | 7016623 | AMERICAN STANDARD | 4A7A6048H1 | AC | Split System: Air-Cooled Condensing Unit, Coil with Blower | 4TTR6048B1 |  | 4TXFH063CZ3 | 12.5 | 15 | Yes | Yes | 2015-03-13 |  | 1
FALSE | 4TTR6049B1 | 3692 | 7016630 | AMERICAN STANDARD | 4A7A6049H1 | AC | Split System: Air-Cooled Condensing Unit, Coil with Blower | 4TTR6049B1 |  | 4TXFH054CC3 | 13 | 16 | Yes | Yes | 2015-03-13 |  | 2
FALSE | 4A7A7048A1 | 288 | 7014541 | AMERICAN STANDARD | 4A7A7048A1 | AC | Split System: Air-Cooled Condensing Unit, Coil with Blower | 4A7A7048A1 |  | 4TXCD050BC3 | 13 | 16 | Yes | Yes | 2015-03-13 |  | 2
FALSE | 4A7A7048A1 | 288 | 7014544 | AMERICAN STANDARD | 4A7A7048A1 | AC | Split System: Air-Cooled Condensing Unit, Coil with Blower | 4A7A7048A1 |  | 4TXCD061BC3 | 13 | 16 | Yes | Yes | 2015-03-13 |  | 2
FALSE | 4A7A7048A1 | 288 | 7014550 | AMERICAN STANDARD | 4A7A7048A1 | AC | Split System: Air-Cooled Condensing Unit, Coil with Blower | 4A7A7048A1 |  | 4TXCD063BC3 | 13 | 17.5 | Yes | Yes | 2015-03-13 |  | 2
FALSE | 4A7A7048A1 | 288 | 7014547 | AMERICAN STANDARD | 4A7A7048A1 | AC | Split System: Air-Cooled Condensing Unit, Coil with Blower | 4A7A7048A1 |  | 4TXCD063BC3 | 13 | 17.5 | Yes | Yes | 2015-03-13 |  | 2
FALSE | 4A7A7048A1 | 288 | 7014556 | AMERICAN STANDARD | 4A7A7048A1 | AC | Split System: Air-Cooled Condensing Unit, Coil with Blower | 4A7A7048A1 |  | 4TXFH054CC3 | 13 | 16 | Yes | Yes | 2015-03-13 |  | 2
FALSE | 4A7A7048A1 | 288 | 7014555 | AMERICAN STANDARD | 4A7A7048A1 | AC | Split System: Air-Cooled Condensing Unit, Coil with Blower | 4A7A7048A1 |  | 4TXFH054CC3 | 13 | 16.5 | Yes | Yes | 2015-03-13 |  | 2
FALSE | 4A7A7060A1 | 289 | 7014581 | AMERICAN STANDARD | 4A7A7060A1 | AC | Split System: Air-Cooled Condensing Unit, Coil with Blower | 4A7A7060A1 |  | 4TXCD063BC3 | 12 | 16 | Yes | Yes | 2015-03-13 |  | 0
FALSE | 4A7A7060A1 | 289 | 7014585 | AMERICAN STANDARD | 4A7A7060A1 | AC | Split System: Air-Cooled Condensing Unit, Coil with Blower | 4A7A7060A1 |  | 4TXCD063BC3 | 12 | 16 | Yes | Yes | 2015-03-13 |  | 0
FALSE | 4TTR6036B1 | 3674 | 7019146 | AMERICAN STANDARD | 4A7A6036H1 | AC | Split System: Air-Cooled Condensing Unit, Coil with Blower | 4TTR6036B1 |  | 4NXCB031AC3 | 12.5 | 15 | Yes | Yes | 2015-03-13 |  | 1
FALSE | 4TTR6036B1 | 3674 | 7019144 | AMERICAN STANDARD | 4A7A6036H1 | AC | Split System: Air-Cooled Condensing Unit, Coil with Blower | 4TTR6036B1 |  | 4NXCB031AC3 | 12.5 | 15 | Yes | Yes | 2015-03-13 |  | 1
FALSE | 4TTR6036B1 | 3674 | 7019142 | AMERICAN STANDARD | 4A7A6036H1 | AC | Split System: Air-Cooled Condensing Unit, Coil with Blower | 4TTR6036B1 |  | 4NXCB031AC3 | 12.2 | 14.5 | Yes | Yes | 2015-03-13 |  | 0
FALSE | 4A7A7036A1 | 4207 | 7118784 | AMERICAN STANDARD | 4A7A7036A1 | AC | Split System: Air-Cooled Condensing Unit, Coil with Blower | 4A7A7036A1 |  | *AM8C0C42V31+BAYCC24V | 13 | 18 | Yes | Yes | 2015-03-13 |  | 3
FALSE | 4A7A7024A1 | 4200 | 7050701 | AMERICAN STANDARD | 4A7A7024A1 | AC | Split System: Air-Cooled Condensing Unit, Coil with Blower | 4A7A7024A1 |  | 4NXAA024AC3 | 13 | 16 | Yes | Yes | 2015-03-13 |  | 2
FALSE | 4A7A7024A1 | 4200 | 7050665 | AMERICAN STANDARD | 4A7A7024A1 | AC | Split System: Air-Cooled Condensing Unit, Coil with Blower | 4A7A7024A1 |  | 4NXAA024AC3 | 13 | 16 | Yes | Yes | 2015-03-13 |  | 2
FALSE | 4A7A7024A1 | 4200 | 7050663 | AMERICAN STANDARD | 4A7A7024A1 | AC | Split System: Air-Cooled Condensing Unit, Coil with Blower | 4A7A7024A1 |  | 4NXAA024AC3 | 13 | 16 | Yes | Yes | 2015-03-13 |  | 2
FALSE | 4A7A7024A1 | 4200 | 7050698 | AMERICAN STANDARD | 4A7A7024A1 | AC | Split System: Air-Cooled Condensing Unit, Coil with Blower | 4A7A7024A1 |  | 4NXAA024AC3 | 13 | 16 | Yes | Yes | 2015-03-13 |  | 2
FALSE | 4A7A7024A1 | 4200 | 7050667 | AMERICAN STANDARD | 4A7A7024A1 | AC | Split System: Air-Cooled Condensing Unit, Coil with Blower | 4A7A7024A1 |  | 4NXAA024AC3 | 13 | 16 | Yes | Yes | 2015-03-13 |  | 2
FALSE | 4A7A7024A1 | 4200 | 7050669 | AMERICAN STANDARD | 4A7A7024A1 | AC | Split System: Air-Cooled Condensing Unit, Coil with Blower | 4A7A7024A1 |  | 4NXAA024AC3 | 13 | 16 | Yes | Yes | 2015-03-13 |  | 2
FALSE | 4A7A7024A1 | 4200 | 7050671 | AMERICAN STANDARD | 4A7A7024A1 | AC | Split System: Air-Cooled Condensing Unit, Coil with Blower | 4A7A7024A1 |  | 4NXAA024AC3 | 13 | 16 | Yes | Yes | 2015-03-13 |  | 2
FALSE | 4A7A7024A1 | 4200 | 7050673 | AMERICAN STANDARD | 4A7A7024A1 | AC | Split System: Air-Cooled Condensing Unit, Coil with Blower | 4A7A7024A1 |  | 4NXAA024AC3 | 13 | 16 | Yes | Yes | 2015-03-13 |  | 2
FALSE | 4A7A7024A1 | 4200 | 7050678 | AMERICAN STANDARD | 4A7A7024A1 | AC | Split System: Air-Cooled Condensing Unit, Coil with Blower | 4A7A7024A1 |  | 4NXAA024AC3 | 13 | 16 | Yes | Yes | 2015-03-13 |  | 2
FALSE | 4A7A7024A1 | 4200 | 7050680 | AMERICAN STANDARD | 4A7A7024A1 | AC | Split System: Air-Cooled Condensing Unit, Coil with Blower | 4A7A7024A1 |  | 4NXAA024AC3 | 13 | 16 | Yes | Yes | 2015-03-13 |  | 2
FALSE | 4A7A7024A1 | 4200 | 7050682 | AMERICAN STANDARD | 4A7A7024A1 | AC | Split System: Air-Cooled Condensing Unit, Coil with Blower | 4A7A7024A1 |  | 4NXAA024AC3 | 12.2 | 15 | Yes | Yes | 2015-03-13 |  | 0
FALSE | 4A7A7024A1 | 4200 | 7050684 | AMERICAN STANDARD | 4A7A7024A1 | AC | Split System: Air-Cooled Condensing Unit, Coil with Blower | 4A7A7024A1 |  | 4NXAA024AC3 | 13 | 16 | Yes | Yes | 2015-03-13 |  | 2
FALSE | 4A7A7024A1 | 4200 | 7050694 | AMERICAN STANDARD | 4A7A7024A1 | AC | Split System: Air-Cooled Condensing Unit, Coil with Blower | 4A7A7024A1 |  | 4NXAA024AC3 | 12.2 | 15 | Yes | Yes | 2015-03-13 |  | 0
FALSE | 4A7A7024A1 | 4200 | 7050696 | AMERICAN STANDARD | 4A7A7024A1 | AC | Split System: Air-Cooled Condensing Unit, Coil with Blower | 4A7A7024A1 |  | 4NXAA024AC3 | 12.2 | 15 | Yes | Yes | 2015-03-13 |  | 0
FALSE | 4A7A7024A1 | 4200 | 7050712 | AMERICAN STANDARD | 4A7A7024A1 | AC | Split System: Air-Cooled Condensing Unit, Coil with Blower | 4A7A7024A1 |  | 4NXAB025AC3 | 12.5 | 15.5 | Yes | Yes | 2015-03-13 |  | 1
FALSE | 4A7A7024A1 | 4200 | 7050737 | AMERICAN STANDARD | 4A7A7024A1 | AC | Split System: Air-Cooled Condensing Unit, Coil with Blower | 4A7A7024A1 |  | 4NXAB025AC3 | 13 | 16.25 | Yes | Yes | 2015-03-13 |  | 2
FALSE | 4A7A7024A1 | 4200 | 7050739 | AMERICAN STANDARD | 4A7A7024A1 | AC | Split System: Air-Cooled Condensing Unit, Coil with Blower | 4A7A7024A1 |  | 4NXAB025AC3 | 12.5 | 16.25 | Yes | Yes | 2015-03-13 |  | 1
FALSE | 4A7A7024A1 | 4200 | 7050741 | AMERICAN STANDARD | 4A7A7024A1 | AC | Split System: Air-Cooled Condensing Unit, Coil with Blower | 4A7A7024A1 |  | 4NXAB025AC3 | 12.5 | 15.5 | Yes | Yes | 2015-03-13 |  | 1
FALSE | 4TTR6030B1 | 3522 | 7054608 | AMERICAN STANDARD | 4A7A6030H1 | AC | Split System: Air-Cooled Condensing Unit, Coil with Blower | 4TTR6030B1 |  | 4NXAA024AC3 | 12.2 | 14.5 | Yes | Yes | 2015-03-13 |  | 0
FALSE | 4TTR6030B1 | 3522 | 7054596 | AMERICAN STANDARD | 4A7A6030H1 | AC | Split System: Air-Cooled Condensing Unit, Coil with Blower | 4TTR6030B1 |  | 4NXAA024AC3 | 12.2 | 14.5 | Yes | Yes | 2015-03-13 |  | 0
FALSE | 4TTR6030B1 | 3522 | 7054609 | AMERICAN STANDARD | 4A7A6030H1 | AC | Split System: Air-Cooled Condensing Unit, Coil with Blower | 4TTR6030B1 |  | 4NXAA024AC3 | 12 | 14.5 | Yes | Yes | 2015-03-13 |  | 0
FALSE | 4TTR6030B1 | 3522 | 7054597 | AMERICAN STANDARD | 4A7A6030H1 | AC | Split System: Air-Cooled Condensing Unit, Coil with Blower | 4TTR6030B1 |  | 4NXAA024AC3 | 12 | 14.5 | Yes | Yes | 2015-03-13 |  | 0
FALSE | 4TTR6030B1 | 3522 | 7054598 | AMERICAN STANDARD | 4A7A6030H1 | AC | Split System: Air-Cooled Condensing Unit, Coil with Blower | 4TTR6030B1 |  | 4NXAA024AC3 | 12.2 | 14.5 | Yes | Yes | 2015-03-13 |  | 0
FALSE | 4TTR6030B1 | 3522 | 7054599 | AMERICAN STANDARD | 4A7A6030H1 | AC | Split System: Air-Cooled Condensing Unit, Coil with Blower | 4TTR6030B1 |  | 4NXAA024AC3 | 12.2 | 14.5 | Yes | Yes | 2015-03-13 |  | 0
FALSE | 4A7A7048A1 | 288 | 7086506 | AMERICAN STANDARD | 4A7A7048A1 | AC | Split System: Air-Cooled Condensing Unit, Coil with Blower | 4A7A7048A1 |  | 4TXAC043BC3 | 12 | 15 | Yes | Yes | 2015-03-13 |  | 0
FALSE | 4TTR6018B1 | 3489 | 7054514 | AMERICAN STANDARD | 4A7A6018H1 | AC | Split System: Air-Cooled Condensing Unit, Coil with Blower | 4TTR6018B1 |  | 4NXAA018AC3 | 12.5 | 15 | Yes | Yes | 2015-03-13 |  | 1
FALSE | 4TTR6018B1 | 3489 | 7054515 | AMERICAN STANDARD | 4A7A6018H1 | AC | Split System: Air-Cooled Condensing Unit, Coil with Blower | 4TTR6018B1 |  | 4NXAA018AC3 | 12.5 | 15 | Yes | Yes | 2015-03-13 |  | 1
FALSE | 4TTR6030B1 | 3522 | 7054603 | AMERICAN STANDARD | 4A7A6030H1 | AC | Split System: Air-Cooled Condensing Unit, Coil with Blower | 4TTR6030B1 |  | 4NXAA024AC3 | 12.2 | 14.5 | Yes | Yes | 2015-03-13 |  | 0
FALSE | 4TTR6030B1 | 3522 | 7054604 | AMERICAN STANDARD | 4A7A6030H1 | AC | Split System: Air-Cooled Condensing Unit, Coil with Blower | 4TTR6030B1 |  | 4NXAA024AC3 | 12.2 | 14.5 | Yes | Yes | 2015-03-13 |  | 0
FALSE | 4TTR6030B1 | 3522 | 7054605 | AMERICAN STANDARD | 4A7A6030H1 | AC | Split System: Air-Cooled Condensing Unit, Coil with Blower | 4TTR6030B1 |  | 4NXAA024AC3 | 12.2 | 14.5 | Yes | Yes | 2015-03-13 |  | 0
FALSE | 4A7A7024A1 | 4200 | 7050707 | AMERICAN STANDARD | 4A7A7024A1 | AC | Split System: Air-Cooled Condensing Unit, Coil with Blower | 4A7A7024A1 |  | 4NXAA024AC3 | 12.2 | 15 | Yes | Yes | 2015-03-13 |  | 0
FALSE | 4A7A7024A1 | 4200 | 7050705 | AMERICAN STANDARD | 4A7A7024A1 | AC | Split System: Air-Cooled Condensing Unit, Coil with Blower | 4A7A7024A1 |  | 4NXAA024AC3 | 12.2 | 15 | Yes | Yes | 2015-03-13 |  | 0
FALSE | 4A7A7024A1 | 4200 | 7050703 | AMERICAN STANDARD | 4A7A7024A1 | AC | Split System: Air-Cooled Condensing Unit, Coil with Blower | 4A7A7024A1 |  | 4NXAA024AC3 | 12.2 | 15 | Yes | Yes | 2015-03-13 |  | 0
FALSE | 4A7A7024A1 | 4200 | 7050752 | AMERICAN STANDARD | 4A7A7024A1 | AC | Split System: Air-Cooled Condensing Unit, Coil with Blower | 4A7A7024A1 |  | 4NXAB025AC3 | 13 | 16.5 | Yes | Yes | 2015-03-13 |  | 2
FALSE | 4TTR6018B1 | 3489 | 7054510 | AMERICAN STANDARD | 4A7A6018H1 | AC | Split System: Air-Cooled Condensing Unit, Coil with Blower | 4TTR6018B1 |  | 4NXAA018AC3 | 12.2 | 15 | Yes | Yes | 2015-03-13 |  | 0
FALSE | 4TTR6018B1 | 3489 | 7054511 | AMERICAN STANDARD | 4A7A6018H1 | AC | Split System: Air-Cooled Condensing Unit, Coil with Blower | 4TTR6018B1 |  | 4NXAA018AC3 | 12.5 | 15 | Yes | Yes | 2015-03-13 |  | 1
FALSE | 4TTR6036B1 | 3674 | 7054682 | AMERICAN STANDARD | 4A7A6036H1 | AC | Split System: Air-Cooled Condensing Unit, Coil with Blower | 4TTR6036B1 |  | 4NXAB031AC3 | 12.5 | 15 | Yes | Yes | 2015-03-13 |  | 1
FALSE | 4TTR6036B1 | 3674 | 7054683 | AMERICAN STANDARD | 4A7A6036H1 | AC | Split System: Air-Cooled Condensing Unit, Coil with Blower | 4TTR6036B1 |  | 4NXAB031AC3 | 12.2 | 14.75 | Yes | Yes | 2015-03-13 |  | 0
FALSE | 4TTR6036B1 | 3674 | 7054684 | AMERICAN STANDARD | 4A7A6036H1 | AC | Split System: Air-Cooled Condensing Unit, Coil with Blower | 4TTR6036B1 |  | 4NXAB031AC3 | 12.2 | 14.5 | Yes | Yes | 2015-03-13 |  | 0
FALSE | 4TTR6036B1 | 3674 | 7054685 | AMERICAN STANDARD | 4A7A6036H1 | AC | Split System: Air-Cooled Condensing Unit, Coil with Blower | 4TTR6036B1 |  | 4NXAB031AC3 | 12.2 | 14.5 | Yes | Yes | 2015-03-13 |  | 0
FALSE | 4TTR6036B1 | 3674 | 7054686 | AMERICAN STANDARD | 4A7A6036H1 | AC | Split System: Air-Cooled Condensing Unit, Coil with Blower | 4TTR6036B1 |  | 4NXAB031AC3 | 12.5 | 15 | Yes | Yes | 2015-03-13 |  | 1
FALSE | 4TTR6036B1 | 3674 | 7054688 | AMERICAN STANDARD | 4A7A6036H1 | AC | Split System: Air-Cooled Condensing Unit, Coil with Blower | 4TTR6036B1 |  | 4NXAB031AC3 | 12.5 | 15 | Yes | Yes | 2015-03-13 |  | 1
FALSE | 4TTR6036B1 | 3674 | 7054689 | AMERICAN STANDARD | 4A7A6036H1 | AC | Split System: Air-Cooled Condensing Unit, Coil with Blower | 4TTR6036B1 |  | 4NXAB031AC3 | 12.2 | 14.5 | Yes | Yes | 2015-03-13 |  | 0
FALSE | 4A7A7024A1 | 4200 | 7050746 | AMERICAN STANDARD | 4A7A7024A1 | AC | Split System: Air-Cooled Condensing Unit, Coil with Blower | 4A7A7024A1 |  | 4NXAB025AC3 | 13 | 16 | Yes | Yes | 2015-03-13 |  | 2
FALSE | 4A7A7024A1 | 4200 | 7050748 | AMERICAN STANDARD | 4A7A7024A1 | AC | Split System: Air-Cooled Condensing Unit, Coil with Blower | 4A7A7024A1 |  | 4NXAB025AC3 | 13 | 16 | Yes | Yes | 2015-03-13 |  | 2
FALSE | 4A7A7024A1 | 4200 | 7050750 | AMERICAN STANDARD | 4A7A7024A1 | AC | Split System: Air-Cooled Condensing Unit, Coil with Blower | 4A7A7024A1 |  | 4NXAB025AC3 | 13 | 16 | Yes | Yes | 2015-03-13 |  | 2
FALSE | 4TTR6036B1 | 3674 | 7054698 | AMERICAN STANDARD | 4A7A6036H1 | AC | Split System: Air-Cooled Condensing Unit, Coil with Blower | 4TTR6036B1 |  | 4NXAB031AC3 | 12.2 | 14.5 | Yes | Yes | 2015-03-13 |  | 0
FALSE | 4TTR6036B1 | 3674 | 7054699 | AMERICAN STANDARD | 4A7A6036H1 | AC | Split System: Air-Cooled Condensing Unit, Coil with Blower | 4TTR6036B1 |  | 4NXAB031AC3 | 12.2 | 14.75 | Yes | Yes | 2015-03-13 |  | 0
FALSE | 4TTR6036B1 | 3674 | 7054700 | AMERICAN STANDARD | 4A7A6036H1 | AC | Split System: Air-Cooled Condensing Unit, Coil with Blower | 4TTR6036B1 |  | 4NXAB031AC3 | 12.5 | 15 | Yes | Yes | 2015-03-13 |  | 1
FALSE | 4TTR6036B1 | 3674 | 7054702 | AMERICAN STANDARD | 4A7A6036H1 | AC | Split System: Air-Cooled Condensing Unit, Coil with Blower | 4TTR6036B1 |  | 4NXAB031AC3 | 12.2 | 14.5 | Yes | Yes | 2015-03-13 |  | 0
FALSE | 4TTR6036B1 | 3674 | 7054678 | AMERICAN STANDARD | 4A7A6036H1 | AC | Split System: Air-Cooled Condensing Unit, Coil with Blower | 4TTR6036B1 |  | 4NXAB031AC3 | 12.2 | 14.5 | Yes | Yes | 2015-03-13 |  | 0
FALSE | 4TTR6024B1 | 3503 | 7054572 | AMERICAN STANDARD | 4A7A6024H1 | AC | Split System: Air-Cooled Condensing Unit, Coil with Blower | 4TTR6024B1 |  | 4NXAB031AC3 | 12.5 | 15.75 | Yes | Yes | 2015-03-13 |  | 1
FALSE | 4TTR6024B1 | 3503 | 7054573 | AMERICAN STANDARD | 4A7A6024H1 | AC | Split System: Air-Cooled Condensing Unit, Coil with Blower | 4TTR6024B1 |  | 4NXAB031AC3 | 13 | 16 | Yes | Yes | 2015-03-13 |  | 2
FALSE | 4TTR6024B1 | 3503 | 7054554 | AMERICAN STANDARD | 4A7A6024H1 | AC | Split System: Air-Cooled Condensing Unit, Coil with Blower | 4TTR6024B1 |  | 4NXAB025AC3 | 12.5 | 15.5 | Yes | Yes | 2015-03-13 |  | 1
FALSE | 4TTR6024B1 | 3503 | 7054555 | AMERICAN STANDARD | 4A7A6024H1 | AC | Split System: Air-Cooled Condensing Unit, Coil with Blower | 4TTR6024B1 |  | 4NXAB025AC3 | 12.5 | 15.75 | Yes | Yes | 2015-03-13 |  | 1
FALSE | 4A7A7036A1 | 4207 | 7050928 | AMERICAN STANDARD | 4A7A7036A1 | AC | Split System: Air-Cooled Condensing Unit, Coil with Blower | 4A7A7036A1 |  | 4NXAB036AC3 | 12.2 | 16.5 | Yes | Yes | 2015-03-13 |  | 0
FALSE | 4A7A7036A1 | 4207 | 7050929 | AMERICAN STANDARD | 4A7A7036A1 | AC | Split System: Air-Cooled Condensing Unit, Coil with Blower | 4A7A7036A1 |  | 4NXAB036AC3 | 12.2 | 16.5 | Yes | Yes | 2015-03-13 |  | 0
FALSE | 4TTR6030B1 | 3522 | 7054649 | AMERICAN STANDARD | 4A7A6030H1 | AC | Split System: Air-Cooled Condensing Unit, Coil with Blower | 4TTR6030B1 |  | 4NXAB036AC3 | 12.5 | 15 | Yes | Yes | 2015-03-13 |  | 1
FALSE | 4TTR6030B1 | 3522 | 7054650 | AMERICAN STANDARD | 4A7A6030H1 | AC | Split System: Air-Cooled Condensing Unit, Coil with Blower | 4TTR6030B1 |  | 4NXAB036AC3 | 12.5 | 15.5 | Yes | Yes | 2015-03-13 |  | 1
FALSE | 4A7A7036A1 | 4207 | 7050933 | AMERICAN STANDARD | 4A7A7036A1 | AC | Split System: Air-Cooled Condensing Unit, Coil with Blower | 4A7A7036A1 |  | 4NXAB036AC3 | 12.5 | 16.25 | Yes | Yes | 2015-03-13 |  | 1
FALSE | 4A7A7036A1 | 4207 | 7050935 | AMERICAN STANDARD | 4A7A7036A1 | AC | Split System: Air-Cooled Condensing Unit, Coil with Blower | 4A7A7036A1 |  | 4NXAB036AC3 | 12.2 | 16.5 | Yes | Yes | 2015-03-13 |  | 0
FALSE | 4A7A7036A1 | 4207 | 7050937 | AMERICAN STANDARD | 4A7A7036A1 | AC | Split System: Air-Cooled Condensing Unit, Coil with Blower | 4A7A7036A1 |  | 4NXAB036AC3 | 12.2 | 16.75 | Yes | Yes | 2015-03-13 |  | 0
FALSE | 4A7A7036A1 | 4207 | 7050939 | AMERICAN STANDARD | 4A7A7036A1 | AC | Split System: Air-Cooled Condensing Unit, Coil with Blower | 4A7A7036A1 |  | 4NXAB036AC3 | 12.2 | 16 | Yes | Yes | 2015-03-13 |  | 0
FALSE | 4A7A7036A1 | 4207 | 7050941 | AMERICAN STANDARD | 4A7A7036A1 | AC | Split System: Air-Cooled Condensing Unit, Coil with Blower | 4A7A7036A1 |  | 4NXAB036AC3 | 12.2 | 16.25 | Yes | Yes | 2015-03-13 |  | 0
FALSE | 4A7A7036A1 | 4207 | 7050979 | AMERICAN STANDARD | 4A7A7036A1 | AC | Split System: Air-Cooled Condensing Unit, Coil with Blower | 4A7A7036A1 |  | 4NXAB036AC3 | 12.5 | 16.5 | Yes | Yes | 2015-03-13 |  | 1
FALSE | 4A7A7036A1 | 4207 | 7050980 | AMERICAN STANDARD | 4A7A7036A1 | AC | Split System: Air-Cooled Condensing Unit, Coil with Blower | 4A7A7036A1 |  | 4NXAB036AC3 | 12.2 | 16.25 | Yes | Yes | 2015-03-13 |  | 0
FALSE | 4A7A7036A1 | 4207 | 7050981 | AMERICAN STANDARD | 4A7A7036A1 | AC | Split System: Air-Cooled Condensing Unit, Coil with Blower | 4A7A7036A1 |  | 4NXAB036AC3 | 12.2 | 16.25 | Yes | Yes | 2015-03-13 |  | 0
FALSE | 4A7A7036A1 | 4207 | 7050982 | AMERICAN STANDARD | 4A7A7036A1 | AC | Split System: Air-Cooled Condensing Unit, Coil with Blower | 4A7A7036A1 |  | 4NXAB036AC3 | 12 | 16 | Yes | Yes | 2015-03-13 |  | 0
FALSE | 4A7A7036A1 | 4207 | 7050983 | AMERICAN STANDARD | 4A7A7036A1 | AC | Split System: Air-Cooled Condensing Unit, Coil with Blower | 4A7A7036A1 |  | 4NXAB036AC3 | 12 | 16 | Yes | Yes | 2015-03-13 |  | 0
FALSE | 4A7A7036A1 | 4207 | 7050984 | AMERICAN STANDARD | 4A7A7036A1 | AC | Split System: Air-Cooled Condensing Unit, Coil with Blower | 4A7A7036A1 |  | 4NXAB036AC3 | 12 | 16 | Yes | Yes | 2015-03-13 |  | 0
FALSE | 4A7A7036A1 | 4207 | 7050986 | AMERICAN STANDARD | 4A7A7036A1 | AC | Split System: Air-Cooled Condensing Unit, Coil with Blower | 4A7A7036A1 |  | 4NXAB036AC3 | 12.2 | 16.25 | Yes | Yes | 2015-03-13 |  | 0
FALSE | 4TTR6024B1 | 3503 | 7054584 | AMERICAN STANDARD | 4A7A6024H1 | AC | Split System: Air-Cooled Condensing Unit, Coil with Blower | 4TTR6024B1 |  | 4NXAB032AC3 | 13 | 16 | Yes | Yes | 2015-03-13 |  | 2
FALSE | 4A7A7036A1 | 4207 | 7050988 | AMERICAN STANDARD | 4A7A7036A1 | AC | Split System: Air-Cooled Condensing Unit, Coil with Blower | 4A7A7036A1 |  | 4NXAB036AC3 | 12.2 | 16.25 | Yes | Yes | 2015-03-13 |  | 0
FALSE | 4A7A7036A1 | 4207 | 7050990 | AMERICAN STANDARD | 4A7A7036A1 | AC | Split System: Air-Cooled Condensing Unit, Coil with Blower | 4A7A7036A1 |  | 4NXAB036AC3 | 12.2 | 16.25 | Yes | Yes | 2015-03-13 |  | 0
FALSE | 4A7A7036A1 | 4207 | 7050991 | AMERICAN STANDARD | 4A7A7036A1 | AC | Split System: Air-Cooled Condensing Unit, Coil with Blower | 4A7A7036A1 |  | 4NXAB036AC3 | 12.2 | 16.5 | Yes | Yes | 2015-03-13 |  | 0
FALSE | 4TTR6030B1 | 3522 | 7054639 | AMERICAN STANDARD | 4A7A6030H1 | AC | Split System: Air-Cooled Condensing Unit, Coil with Blower | 4TTR6030B1 |  | 4NXAB032AC3 | 12.5 | 15 | Yes | Yes | 2015-03-13 |  | 1
FALSE | 4A7A7024A1 | 4200 | 7050775 | AMERICAN STANDARD | 4A7A7024A1 | AC | Split System: Air-Cooled Condensing Unit, Coil with Blower | 4A7A7024A1 |  | 4NXAB032AC3 | 13 | 16.5 | Yes | Yes | 2015-03-13 |  | 2
FALSE | 4A7A7024A1 | 4200 | 7050777 | AMERICAN STANDARD | 4A7A7024A1 | AC | Split System: Air-Cooled Condensing Unit, Coil with Blower | 4A7A7024A1 |  | 4NXAB032AC3 | 13 | 16.75 | Yes | Yes | 2015-03-13 |  | 2
FALSE | 4A7A7024A1 | 4200 | 7050781 | AMERICAN STANDARD | 4A7A7024A1 | AC | Split System: Air-Cooled Condensing Unit, Coil with Blower | 4A7A7024A1 |  | 4NXAB032AC3 | 13 | 16.5 | Yes | Yes | 2015-03-13 |  | 2
FALSE | 4A7A7024A1 | 4200 | 7050783 | AMERICAN STANDARD | 4A7A7024A1 | AC | Split System: Air-Cooled Condensing Unit, Coil with Blower | 4A7A7024A1 |  | 4NXAB032AC3 | 13 | 16 | Yes | Yes | 2015-03-13 |  | 2
FALSE | 4A7A7024A1 | 4200 | 7050785 | AMERICAN STANDARD | 4A7A7024A1 | AC | Split System: Air-Cooled Condensing Unit, Coil with Blower | 4A7A7024A1 |  | 4NXAB032AC3 | 13 | 16.5 | Yes | Yes | 2015-03-13 |  | 2
FALSE | 4A7A7024A1 | 4200 | 7050787 | AMERICAN STANDARD | 4A7A7024A1 | AC | Split System: Air-Cooled Condensing Unit, Coil with Blower | 4A7A7024A1 |  | 4NXAB032AC3 | 12.5 | 16.25 | Yes | Yes | 2015-03-13 |  | 1
FALSE | 4A7A7024A1 | 4200 | 7050789 | AMERICAN STANDARD | 4A7A7024A1 | AC | Split System: Air-Cooled Condensing Unit, Coil with Blower | 4A7A7024A1 |  | 4NXAB032AC3 | 12.5 | 15.75 | Yes | Yes | 2015-03-13 |  | 1
FALSE | 4A7A7024A1 | 4200 | 7050792 | AMERICAN STANDARD | 4A7A7024A1 | AC | Split System: Air-Cooled Condensing Unit, Coil with Blower | 4A7A7024A1 |  | 4NXAB032AC3 | 13 | 16 | Yes | Yes | 2015-03-13 |  | 2
FALSE | 4A7A7024A1 | 4200 | 7050794 | AMERICAN STANDARD | 4A7A7024A1 | AC | Split System: Air-Cooled Condensing Unit, Coil with Blower | 4A7A7024A1 |  | 4NXAB032AC3 | 12.5 | 15.75 | Yes | Yes | 2015-03-13 |  | 1
FALSE | 4A7A7036A1 | 4207 | 7050978 | AMERICAN STANDARD | 4A7A7036A1 | AC | Split System: Air-Cooled Condensing Unit, Coil with Blower | 4A7A7036A1 |  | 4NXAB036AC3 | 12.2 | 16.25 | Yes | Yes | 2015-03-13 |  | 0
FALSE | 4A7A7036A1 | 4207 | 7050948 | AMERICAN STANDARD | 4A7A7036A1 | AC | Split System: Air-Cooled Condensing Unit, Coil with Blower | 4A7A7036A1 |  | 4NXAB036AC3 | 12.2 | 16 | Yes | Yes | 2015-03-13 |  | 0
FALSE | 4A7A7036A1 | 4207 | 7050952 | AMERICAN STANDARD | 4A7A7036A1 | AC | Split System: Air-Cooled Condensing Unit, Coil with Blower | 4A7A7036A1 |  | 4NXAB036AC3 | 12.2 | 16 | Yes | Yes | 2015-03-13 |  | 0
FALSE | 4A7A7036A1 | 4207 | 7050956 | AMERICAN STANDARD | 4A7A7036A1 | AC | Split System: Air-Cooled Condensing Unit, Coil with Blower | 4A7A7036A1 |  | 4NXAB036AC3 | 12.2 | 16.25 | Yes | Yes | 2015-03-13 |  | 0
FALSE | 4A7A7036A1 | 4207 | 7050958 | AMERICAN STANDARD | 4A7A7036A1 | AC | Split System: Air-Cooled Condensing Unit, Coil with Blower | 4A7A7036A1 |  | 4NXAB036AC3 | 12.2 | 16.25 | Yes | Yes | 2015-03-13 |  | 0
FALSE | 4A7A7036A1 | 4207 | 7050960 | AMERICAN STANDARD | 4A7A7036A1 | AC | Split System: Air-Cooled Condensing Unit, Coil with Blower | 4A7A7036A1 |  | 4NXAB036AC3 | 12.5 | 16.25 | Yes | Yes | 2015-03-13 |  | 1
FALSE | 4TTR6036B1 | 3674 | 7054715 | AMERICAN STANDARD | 4A7A6036H1 | AC | Split System: Air-Cooled Condensing Unit, Coil with Blower | 4TTR6036B1 |  | 4NXAB036AC3 | 12.5 | 15.25 | Yes | Yes | 2015-03-13 |  | 1
FALSE | 4TTR6036B1 | 3674 | 7054716 | AMERICAN STANDARD | 4A7A6036H1 | AC | Split System: Air-Cooled Condensing Unit, Coil with Blower | 4TTR6036B1 |  | 4NXAB036AC3 | 12.5 | 15 | Yes | Yes | 2015-03-13 |  | 1
FALSE | 4TTR6036B1 | 3674 | 7054726 | AMERICAN STANDARD | 4A7A6036H1 | AC | Split System: Air-Cooled Condensing Unit, Coil with Blower | 4TTR6036B1 |  | 4NXAB036AC3 | 12.5 | 15 | Yes | Yes | 2015-03-13 |  | 1
FALSE | 4TTR6042B1 | 3680 | 7054747 | AMERICAN STANDARD | 4A7A6042H1 | AC | Split System: Air-Cooled Condensing Unit, Coil with Blower | 4TTR6042B1 |  | 4NXAB036AC3 | 12.2 | 14.75 | Yes | Yes | 2015-03-13 |  | 0
FALSE | 4TTR6042B1 | 3680 | 7054748 | AMERICAN STANDARD | 4A7A6042H1 | AC | Split System: Air-Cooled Condensing Unit, Coil with Blower | 4TTR6042B1 |  | 4NXAB036AC3 | 12.2 | 14.75 | Yes | Yes | 2015-03-13 |  | 0
FALSE | 4TTR6042B1 | 3680 | 7054750 | AMERICAN STANDARD | 4A7A6042H1 | AC | Split System: Air-Cooled Condensing Unit, Coil with Blower | 4TTR6042B1 |  | 4NXAB036AC3 | 12.5 | 15 | Yes | Yes | 2015-03-13 |  | 1
FALSE | 4TTR6042B1 | 3680 | 7054751 | AMERICAN STANDARD | 4A7A6042H1 | AC | Split System: Air-Cooled Condensing Unit, Coil with Blower | 4TTR6042B1 |  | 4NXAB036AC3 | 12.2 | 14.75 | Yes | Yes | 2015-03-13 |  | 0
FALSE | 4TTR6036B1 | 3674 | 7054727 | AMERICAN STANDARD | 4A7A6036H1 | AC | Split System: Air-Cooled Condensing Unit, Coil with Blower | 4TTR6036B1 |  | 4NXAB036AC3 | 12.5 | 15.5 | Yes | Yes | 2015-03-13 |  | 1
FALSE | 4TTR6036B1 | 3674 | 7054728 | AMERICAN STANDARD | 4A7A6036H1 | AC | Split System: Air-Cooled Condensing Unit, Coil with Blower | 4TTR6036B1 |  | 4NXAB036AC3 | 12.5 | 15.5 | Yes | Yes | 2015-03-13 |  | 1
FALSE | 4TTR6036B1 | 3674 | 7054729 | AMERICAN STANDARD | 4A7A6036H1 | AC | Split System: Air-Cooled Condensing Unit, Coil with Blower | 4TTR6036B1 |  | 4NXAB036AC3 | 12.5 | 15.5 | Yes | Yes | 2015-03-13 |  | 1
FALSE | 4A7A7024A1 | 4200 | 7067461 | AMERICAN STANDARD | 4A7A7024A1 | AC | Split System: Air-Cooled Condensing Unit, Coil with Blower | 4A7A7024A1 |  | 4NXCB003AS3 | 12.5 | 16.25 | Yes | Yes | 2015-03-13 |  | 1
FALSE | 4A7A7024A1 | 4200 | 7067460 | AMERICAN STANDARD | 4A7A7024A1 | AC | Split System: Air-Cooled Condensing Unit, Coil with Blower | 4A7A7024A1 |  | 4NXCB003AS3 | 12.5 | 16.25 | Yes | Yes | 2015-03-13 |  | 1
FALSE | 4A7A7024A1 | 4200 | 7067459 | AMERICAN STANDARD | 4A7A7024A1 | AC | Split System: Air-Cooled Condensing Unit, Coil with Blower | 4A7A7024A1 |  | 4NXCB003AS3 | 12.5 | 16.25 | Yes | Yes | 2015-03-13 |  | 1
FALSE | 4A7A7024A1 | 4200 | 7067469 | AMERICAN STANDARD | 4A7A7024A1 | AC | Split System: Air-Cooled Condensing Unit, Coil with Blower | 4A7A7024A1 |  | 4NXCB003AS3+HORIZ-RT | 12.5 | 16 | Yes | Yes | 2015-03-13 |  | 1
FALSE | 4A7A7024A1 | 4200 | 7067468 | AMERICAN STANDARD | 4A7A7024A1 | AC | Split System: Air-Cooled Condensing Unit, Coil with Blower | 4A7A7024A1 |  | 4NXCB003AS3+HORIZ-RT | 12.5 | 16.5 | Yes | Yes | 2015-03-13 |  | 1
FALSE | 4A7A7024A1 | 4200 | 7067466 | AMERICAN STANDARD | 4A7A7024A1 | AC | Split System: Air-Cooled Condensing Unit, Coil with Blower | 4A7A7024A1 |  | 4NXCB003AS3+HORIZ-RT | 12.5 | 16 | Yes | Yes | 2015-03-13 |  | 1
FALSE | 4A7A7024A1 | 4200 | 7067465 | AMERICAN STANDARD | 4A7A7024A1 | AC | Split System: Air-Cooled Condensing Unit, Coil with Blower | 4A7A7024A1 |  | 4NXCB003AS3+HORIZ-RT | 12.2 | 16 | Yes | Yes | 2015-03-13 |  | 0
FALSE | 4A7A7024A1 | 4200 | 7067471 | AMERICAN STANDARD | 4A7A7024A1 | AC | Split System: Air-Cooled Condensing Unit, Coil with Blower | 4A7A7024A1 |  | 4NXCB003AS3+HORIZ-RT | 12.5 | 16 | Yes | Yes | 2015-03-13 |  | 1
FALSE | 4A7A7024A1 | 4200 | 7067478 | AMERICAN STANDARD | 4A7A7024A1 | AC | Split System: Air-Cooled Condensing Unit, Coil with Blower | 4A7A7024A1 |  | 4NXCB003AS3+HORIZ-RT | 12.5 | 16 | Yes | Yes | 2015-03-13 |  | 1
FALSE | 4A7A7024A1 | 4200 | 7067479 | AMERICAN STANDARD | 4A7A7024A1 | AC | Split System: Air-Cooled Condensing Unit, Coil with Blower | 4A7A7024A1 |  | 4NXCB003AS3+HORIZ-RT | 12.5 | 16.25 | Yes | Yes | 2015-03-13 |  | 1
FALSE | 4A7A7024A1 | 4200 | 7067481 | AMERICAN STANDARD | 4A7A7024A1 | AC | Split System: Air-Cooled Condensing Unit, Coil with Blower | 4A7A7024A1 |  | 4NXCB003AS3+HORIZ-RT | 12.5 | 16 | Yes | Yes | 2015-03-13 |  | 1
FALSE | 4A7A7024A1 | 4200 | 7067482 | AMERICAN STANDARD, INC. | 4A7A7024A1 | AC | Split System: Air-Cooled Condensing Unit, Coil Alone | 4A7A7024A1 |  | 4NXCB004AS3 | 12.2 | 15.25 | Yes | Yes | 2015-03-13 |  | 0
FALSE | 4A7A7024A1 | 4200 | 7067484 | AMERICAN STANDARD, INC. | 4A7A7024A1 | AC | Split System: Air-Cooled Condensing Unit, Coil Alone | 4A7A7024A1 |  | 4NXCB004AS3+HORIZ-RT | 12.2 | 15.25 | Yes | Yes | 2015-03-13 |  | 0
FALSE | 4A7A7024A1 | 4200 | 7067486 | AMERICAN STANDARD, INC. | 4A7A7024A1 | AC | Split System: Air-Cooled Condensing Unit, Coil Alone | 4A7A7024A1 |  | 4NXCC005AS3 | 12.5 | 15.25 | Yes | Yes | 2015-03-13 |  | 1
FALSE | 4A7A7024A1 | 4200 | 7067487 | AMERICAN STANDARD, INC. | 4A7A7024A1 | AC | Split System: Air-Cooled Condensing Unit, Coil Alone | 4A7A7024A1 |  | 4NXCC005AS3+HORIZ-RT | 12.5 | 15.25 | Yes | Yes | 2015-03-13 |  | 1
FALSE | 4A7A7036A1 | 4207 | 7067510 | AMERICAN STANDARD | 4A7A7036A1 | AC | Split System: Air-Cooled Condensing Unit, Coil with Blower | 4A7A7036A1 |  | 4NXCB004AS3+HORIZ-RT | 12.2 | 16.5 | Yes | Yes | 2015-03-13 |  | 0
FALSE | 4A7A7036A1 | 4207 | 7067512 | AMERICAN STANDARD | 4A7A7036A1 | AC | Split System: Air-Cooled Condensing Unit, Coil with Blower | 4A7A7036A1 |  | 4NXCB004AS3+HORIZ-RT | 12.2 | 17 | Yes | Yes | 2015-03-13 |  | 0
FALSE | 4A7A7036A1 | 4207 | 7067505 | AMERICAN STANDARD | 4A7A7036A1 | AC | Split System: Air-Cooled Condensing Unit, Coil with Blower | 4A7A7036A1 |  | 4NXCB004AS3+HORIZ-RT | 12.2 | 16.5 | Yes | Yes | 2015-03-13 |  | 0
FALSE | 4A7A7036A1 | 4207 | 7067539 | AMERICAN STANDARD | 4A7A7036A1 | AC | Split System: Air-Cooled Condensing Unit, Coil with Blower | 4A7A7036A1 |  | 4NXCC005AS3+HORIZ-RT | 12.5 | 17.25 | Yes | Yes | 2015-03-13 |  | 1
FALSE | 4A7A7036A1 | 4207 | 7067541 | AMERICAN STANDARD | 4A7A7036A1 | AC | Split System: Air-Cooled Condensing Unit, Coil with Blower | 4A7A7036A1 |  | 4NXCC005AS3+HORIZ-RT | 12.5 | 17.25 | Yes | Yes | 2015-03-13 |  | 1
FALSE | 4A7A7048A1 | 288 | 7067571 | AMERICAN STANDARD | 4A7A7048A1 | AC | Split System: Air-Cooled Condensing Unit, Coil with Blower | 4A7A7048A1 |  | 4NXCC008AS3 | 12.5 | 16.25 | Yes | Yes | 2015-03-13 |  | 1
FALSE | 4A7A7048A1 | 288 | 7067573 | AMERICAN STANDARD | 4A7A7048A1 | AC | Split System: Air-Cooled Condensing Unit, Coil with Blower | 4A7A7048A1 |  | 4NXCC008AS3 | 12 | 15.25 | Yes | Yes | 2015-03-13 |  | 0
FALSE | 4A7A7048A1 | 288 | 7067578 | AMERICAN STANDARD | 4A7A7048A1 | AC | Split System: Air-Cooled Condensing Unit, Coil with Blower | 4A7A7048A1 |  | 4NXCC008AS3+HORIZ-RT | 12.5 | 16 | Yes | Yes | 2015-03-13 |  | 1
FALSE | 4A7A7048A1 | 288 | 7067581 | AMERICAN STANDARD | 4A7A7048A1 | AC | Split System: Air-Cooled Condensing Unit, Coil with Blower | 4A7A7048A1 |  | 4NXCC008AS3+HORIZ-RT | 12.5 | 16 | Yes | Yes | 2015-03-13 |  | 1
FALSE | 4A7A7048A1 | 288 | 7067579 | AMERICAN STANDARD | 4A7A7048A1 | AC | Split System: Air-Cooled Condensing Unit, Coil with Blower | 4A7A7048A1 |  | 4NXCC008AS3+HORIZ-RT | 12.5 | 16.25 | Yes | Yes | 2015-03-13 |  | 1
FALSE | 4A7A7048A1 | 288 | 7067583 | AMERICAN STANDARD | 4A7A7048A1 | AC | Split System: Air-Cooled Condensing Unit, Coil with Blower | 4A7A7048A1 |  | 4NXCC008AS3+HORIZ-RT | 12.5 | 16 | Yes | Yes | 2015-03-13 |  | 1
FALSE | 4A7A7048A1 | 288 | 7067584 | AMERICAN STANDARD | 4A7A7048A1 | AC | Split System: Air-Cooled Condensing Unit, Coil with Blower | 4A7A7048A1 |  | 4NXCC008AS3+HORIZ-RT | 12.5 | 16.25 | Yes | Yes | 2015-03-13 |  | 1
FALSE | 4A7A7048A1 | 288 | 7067586 | AMERICAN STANDARD | 4A7A7048A1 | AC | Split System: Air-Cooled Condensing Unit, Coil with Blower | 4A7A7048A1 |  | 4NXCC008AS3+HORIZ-RT | 12.5 | 16 | Yes | Yes | 2015-03-13 |  | 1
FALSE | 4A7A7048A1 | 288 | 7067597 | AMERICAN STANDARD | 4A7A7048A1 | AC | Split System: Air-Cooled Condensing Unit, Coil with Blower | 4A7A7048A1 |  | 4NXCC008AS3+HORIZ-RT | 12.5 | 16.25 | Yes | Yes | 2015-03-13 |  | 1
FALSE | 4A7A7036A1 | 4207 | 7067495 | AMERICAN STANDARD | 4A7A7036A1 | AC | Split System: Air-Cooled Condensing Unit, Coil with Blower | 4A7A7036A1 |  | 4NXCB004AS3 | 12.2 | 17 | Yes | Yes | 2015-03-13 |  | 0
FALSE | 4A7A7036A1 | 4207 | 7067492 | AMERICAN STANDARD | 4A7A7036A1 | AC | Split System: Air-Cooled Condensing Unit, Coil with Blower | 4A7A7036A1 |  | 4NXCB004AS3 | 12.2 | 16.75 | Yes | Yes | 2015-03-13 |  | 0
FALSE | 4A7A7048A1 | 288 | 7067594 | AMERICAN STANDARD | 4A7A7048A1 | AC | Split System: Air-Cooled Condensing Unit, Coil with Blower | 4A7A7048A1 |  | 4NXCC008AS3+HORIZ-RT | 12.5 | 16 | Yes | Yes | 2015-03-13 |  | 1
FALSE | 4A7A7048A1 | 288 | 7067599 | AMERICAN STANDARD | 4A7A7048A1 | AC | Split System: Air-Cooled Condensing Unit, Coil with Blower | 4A7A7048A1 |  | 4NXCD009AS3 | 12.5 | 16.5 | Yes | Yes | 2015-03-13 |  | 1
FALSE | 4A7A7048A1 | 288 | 7067602 | AMERICAN STANDARD | 4A7A7048A1 | AC | Split System: Air-Cooled Condensing Unit, Coil with Blower | 4A7A7048A1 |  | 4NXCD009AS3 | 12.5 | 16.25 | Yes | Yes | 2015-03-13 |  | 1
FALSE | 4A7A7048A1 | 288 | 7067603 | AMERICAN STANDARD | 4A7A7048A1 | AC | Split System: Air-Cooled Condensing Unit, Coil with Blower | 4A7A7048A1 |  | 4NXCD009AS3 | 12.5 | 16.25 | Yes | Yes | 2015-03-13 |  | 1
FALSE | 4A7A7060A1 | 289 | 7067610 | AMERICAN STANDARD | 4A7A7060A1 | AC | Split System: Air-Cooled Condensing Unit, Coil with Blower | 4A7A7060A1 |  | 4NXCD009AS3 | 12.5 | 16 | Yes | Yes | 2015-03-13 |  | 1
FALSE | 4A7A7060A1 | 289 | 7067605 | AMERICAN STANDARD | 4A7A7060A1 | AC | Split System: Air-Cooled Condensing Unit, Coil with Blower | 4A7A7060A1 |  | 4NXCD009AS3 | 12 | 15.5 | Yes | Yes | 2015-03-13 |  | 0
FALSE | 4A7V0036A1 | 4448 | 6751148 | AMERICAN STANDARD | 4A7V0036A1 | AC | Split System: Air-Cooled Condensing Unit, Coil with Blower | 4A7V0036A1 |  | 4TXFH036CZ3 | 12.5 | 20 | Yes | Yes | 2015-03-20 |  | 1
FALSE | 4A7V0036A1 | 4448 | 6751152 | AMERICAN STANDARD | 4A7V0036A1 | AC | Split System: Air-Cooled Condensing Unit, Coil with Blower | 4A7V0036A1 |  | 4TXFH036CZ3 | 13 | 20 | Yes | Yes | 2015-03-20 |  | 3
FALSE | 4A7V0036A1 | 4448 | 6751154 | AMERICAN STANDARD | 4A7V0036A1 | AC | Split System: Air-Cooled Condensing Unit, Coil with Blower | 4A7V0036A1 |  | 4TXFH036CZ3 | 12.5 | 18.75 | Yes | Yes | 2015-03-20 |  | 1
FALSE | 4A7V0036A1 | 4448 | 6751151 | AMERICAN STANDARD | 4A7V0036A1 | AC | Split System: Air-Cooled Condensing Unit, Coil with Blower | 4A7V0036A1 |  | 4TXFH036CZ3 | 12.5 | 19.25 | Yes | Yes | 2015-03-20 |  | 1
FALSE | 4A7V0036A1 | 4448 | 6751122 | AMERICAN STANDARD | 4A7V0036A1 | AC | Split System: Air-Cooled Condensing Unit, Coil with Blower | 4A7V0036A1 |  | *AM8C0B30V21 | 13 | 20 | Yes | Yes | 2015-03-20 |  | 3
FALSE | 4A7V0048A1 | 4450 | 7035786 | AMERICAN STANDARD | 4A7V0048A1 | AC | Split System: Air-Cooled Condensing Unit, Coil with Blower | 4A7V0048A1 |  | 4NXCC008AS3 | 12 | 17.5 | Yes | Yes | 2015-03-13 |  | 0
FALSE | 4A7V0048A1 | 4450 | 7066736 | AMERICAN STANDARD | 4A7V0048A1 | AC | Split System: Air-Cooled Condensing Unit, Coil with Blower | 4A7V0048A1 |  | 4NXCC008AS3+HORIZ-RT | 12 | 19.5 | Yes | Yes | 2015-03-20 |  | 0
FALSE | 4A7V0048A1 | 4450 | 7066738 | AMERICAN STANDARD | 4A7V0048A1 | AC | Split System: Air-Cooled Condensing Unit, Coil with Blower | 4A7V0048A1 |  | 4NXCC008AS3+HORIZ-RT | 12.5 | 19.75 | Yes | Yes | 2015-03-20 |  | 1
FALSE | 4A7V0048A1 | 4450 | 7035678 | AMERICAN STANDARD | 4A7V0048A1 | AC | Split System: Air-Cooled Condensing Unit, Coil with Blower | 4A7V0048A1 |  | 4NXCD009AS3 | 13 | 19.5 | Yes | Yes | 2015-03-20 |  | 3
FALSE | 4A7V0048A1 | 4450 | 6994680 | AMERICAN STANDARD | 4A7V0048A1 | AC | Split System: Air-Cooled Condensing Unit, Coil with Blower | 4A7V0048A1 |  | 4NXCD063BC3 | 13 | 19.5 | Yes | Yes | 2015-03-20 |  | 3
FALSE | 4A7V0048A1 | 4450 | 6994657 | AMERICAN STANDARD | 4A7V0048A1 | AC | Split System: Air-Cooled Condensing Unit, Coil with Blower | 4A7V0048A1 |  | 4NXCD063BC3 | 12.2 | 18.5 | Yes | Yes | 2015-03-20 |  | 0
FALSE | 4A7V0048A1 | 4450 | 6751167 | AMERICAN STANDARD | 4A7V0048A1 | AC | Split System: Air-Cooled Condensing Unit, Coil with Blower | 4A7V0048A1 |  | 4TXCC008CC3 | 12.5 | 19.25 | Yes | Yes | 2015-03-20 |  | 1
FALSE | 4A7V0048A1 | 4450 | 6751166 | AMERICAN STANDARD | 4A7V0048A1 | AC | Split System: Air-Cooled Condensing Unit, Coil with Blower | 4A7V0048A1 |  | 4TXCC008CC3 | 12.5 | 18.5 | Yes | Yes | 2015-03-20 |  | 1
FALSE | 4A7V0048A1 | 4450 | 6751180 | AMERICAN STANDARD | 4A7V0048A1 | AC | Split System: Air-Cooled Condensing Unit, Coil with Blower | 4A7V0048A1 |  | 4TXCD063BC3 | 13 | 20 | Yes | Yes | 2015-03-20 |  | 3
FALSE | 4A7V0048A1 | 4450 | 6751182 | AMERICAN STANDARD | 4A7V0048A1 | AC | Split System: Air-Cooled Condensing Unit, Coil with Blower | 4A7V0048A1 |  | 4TXCD063BC3 | 13 | 20 | Yes | Yes | 2015-03-20 |  | 3
FALSE | 4A7V0048A1 | 4450 | 6835181 | AMERICAN STANDARD | 4A7V0048A1 | AC | Split System: Air-Cooled Condensing Unit, Coil with Blower | 4A7V0048A1 |  | 4TXFH063CZ3 | 12.5 | 19.5 | Yes | Yes | 2015-03-20 |  | 1
FALSE | 4A7V0048A1 | 4450 | 6751188 | AMERICAN STANDARD | 4A7V0048A1 | AC | Split System: Air-Cooled Condensing Unit, Coil with Blower | 4A7V0048A1 |  | 4TXFH063CZ3 | 12.5 | 19.5 | Yes | Yes | 2015-03-20 |  | 1
FALSE | 4A7V0048A1 | 4450 | 6751160 | AMERICAN STANDARD | 4A7V0048A1 | AC | Split System: Air-Cooled Condensing Unit, Coil with Blower | 4A7V0048A1 |  | *AM8C0C42V31 | 13 | 20 | Yes | Yes | 2015-03-20 |  | 3
FALSE | 4A7V8024A1 | 4577 | 6751106 | AMERICAN STANDARD | 4A7V8024A1 | AC | Split System: Air-Cooled Condensing Unit, Coil with Blower | 4A7V8024A1 |  | *AM8C0C36V31 | 13 | 18 | Yes | Yes | 2015-03-20 |  | 3
FALSE | 4A7V8036A1 | 4485 | 7125549 | AMERICAN STANDARD | 4A7V8036A1 | AC | Split System: Air-Cooled Condensing Unit, Coil with Blower | 4A7V8036A1 |  | 4NXCB004AS3 | 12.5 | 18 | Yes | Yes | 2015-03-20 |  | 1
FALSE | 4A7V8036A1 | 4485 | 7035683 | AMERICAN STANDARD | 4A7V8036A1 | AC | Split System: Air-Cooled Condensing Unit, Coil with Blower | 4A7V8036A1 |  | 4NXCB004AS3 | 12.5 | 18 | Yes | Yes | 2015-03-20 |  | 1
FALSE | 4A7V8036A1 | 4485 | 7066749 | AMERICAN STANDARD | 4A7V8036A1 | AC | Split System: Air-Cooled Condensing Unit, Coil with Blower | 4A7V8036A1 |  | 4NXCB004AS3+HORIZ-RT | 12.5 | 18 | Yes | Yes | 2015-03-20 |  | 1
FALSE | 4A7V8036A1 | 4485 | 7066753 | AMERICAN STANDARD | 4A7V8036A1 | AC | Split System: Air-Cooled Condensing Unit, Coil with Blower | 4A7V8036A1 |  | 4NXCB004AS3+HORIZ-RT | 12.5 | 18 | Yes | Yes | 2015-03-20 |  | 1
FALSE | 4A7V8036A1 | 4485 | 7035685 | AMERICAN STANDARD | 4A7V8036A1 | AC | Split System: Air-Cooled Condensing Unit, Coil with Blower | 4A7V8036A1 |  | 4NXCC005AS3 | 13 | 18 | Yes | Yes | 2015-03-20 |  | 3
FALSE | 4A7V8036A1 | 4485 | 7035686 | AMERICAN STANDARD | 4A7V8036A1 | AC | Split System: Air-Cooled Condensing Unit, Coil with Blower | 4A7V8036A1 |  | 4NXCC005AS3 | 12.2 | 17 | Yes | Yes | 2015-03-20 |  | 0
FALSE | 4A7V8036A1 | 4485 | 7066755 | AMERICAN STANDARD | 4A7V8036A1 | AC | Split System: Air-Cooled Condensing Unit, Coil with Blower | 4A7V8036A1 |  | 4NXCC005AS3+HORIZ-RT | 13 | 18 | Yes | Yes | 2015-03-20 |  | 3
FALSE | 4A7V8036A1 | 4485 | 7066757 | AMERICAN STANDARD | 4A7V8036A1 | AC | Split System: Air-Cooled Condensing Unit, Coil with Blower | 4A7V8036A1 |  | 4NXCC005AS3+HORIZ-RT | 13 | 18 | Yes | Yes | 2015-03-20 |  | 3
FALSE | 4A7V8036A1 | 4485 | 7066759 | AMERICAN STANDARD | 4A7V8036A1 | AC | Split System: Air-Cooled Condensing Unit, Coil with Blower | 4A7V8036A1 |  | 4NXCC005AS3+HORIZ-RT | 12.5 | 18 | Yes | Yes | 2015-03-20 |  | 1
FALSE | 4A7V8036A1 | 4485 | 7066760 | AMERICAN STANDARD | 4A7V8036A1 | AC | Split System: Air-Cooled Condensing Unit, Coil with Blower | 4A7V8036A1 |  | 4NXCC005AS3+HORIZ-RT | 13 | 18 | Yes | Yes | 2015-03-20 |  | 3
FALSE | 4A7V8036A1 | 4485 | 7066762 | AMERICAN STANDARD | 4A7V8036A1 | AC | Split System: Air-Cooled Condensing Unit, Coil with Blower | 4A7V8036A1 |  | 4NXCC005AS3+HORIZ-RT | 13 | 18 | Yes | Yes | 2015-03-20 |  | 3
FALSE | 4A7V8036A1 | 4485 | 7091975 | AMERICAN STANDARD | 4A7V8036A1 | AC | Split System: Air-Cooled Condensing Unit, Coil with Blower | 4A7V8036A1 |  | 4TXCB004CC3 | 12.5 | 18 | Yes | Yes | 2015-03-20 |  | 1
FALSE | 4A7V8036A1 | 4485 | 6751127 | AMERICAN STANDARD | 4A7V8036A1 | AC | Split System: Air-Cooled Condensing Unit, Coil with Blower | 4A7V8036A1 |  | 4TXCB004CC3 | 12.5 | 18 | Yes | Yes | 2015-03-20 |  | 1
FALSE | 4A7V8036A1 | 4485 | 6751128 | AMERICAN STANDARD | 4A7V8036A1 | AC | Split System: Air-Cooled Condensing Unit, Coil with Blower | 4A7V8036A1 |  | 4TXCB004CC3 | 12.5 | 18 | Yes | Yes | 2015-03-20 |  | 1
FALSE | 4A7V8036A1 | 4485 | 6751129 | AMERICAN STANDARD | 4A7V8036A1 | AC | Split System: Air-Cooled Condensing Unit, Coil with Blower | 4A7V8036A1 |  | 4TXCB004CC3 | 12.2 | 18 | Yes | Yes | 2015-03-20 |  | 0
FALSE | 4A7V8036A1 | 4485 | 6751140 | AMERICAN STANDARD | 4A7V8036A1 | AC | Split System: Air-Cooled Condensing Unit, Coil with Blower | 4A7V8036A1 |  | 4TXCC007CC3 | 12.5 | 18 | Yes | Yes | 2015-03-20 |  | 1
FALSE | 4A7V8036A1 | 4485 | 6751133 | AMERICAN STANDARD | 4A7V8036A1 | AC | Split System: Air-Cooled Condensing Unit, Coil with Blower | 4A7V8036A1 |  | 4TXCC007CC3 | 12.5 | 18 | Yes | Yes | 2015-03-20 |  | 1
FALSE | 4A7V8036A1 | 4485 | 6751141 | AMERICAN STANDARD | 4A7V8036A1 | AC | Split System: Air-Cooled Condensing Unit, Coil with Blower | 4A7V8036A1 |  | 4TXCC007CC3 | 12.2 | 18 | Yes | Yes | 2015-03-20 |  | 0
FALSE | 4A7V8048A1 | 4490 | 7035689 | AMERICAN STANDARD | 4A7V8048A1 | AC | Split System: Air-Cooled Condensing Unit, Coil with Blower | 4A7V8048A1 |  | 4NXCD009AS3 | 12 | 17 | Yes | Yes | 2015-03-20 |  | 0
FALSE | 4A7V8048A1 | 4490 | 7035690 | AMERICAN STANDARD | 4A7V8048A1 | AC | Split System: Air-Cooled Condensing Unit, Coil with Blower | 4A7V8048A1 |  | 4NXCD009AS3 | 13 | 18 | Yes | Yes | 2015-03-20 |  | 3
FALSE | 4A7V8048A1 | 4490 | 6994681 | AMERICAN STANDARD | 4A7V8048A1 | AC | Split System: Air-Cooled Condensing Unit, Coil with Blower | 4A7V8048A1 |  | 4NXCD063BC3 | 13 | 18 | Yes | Yes | 2015-03-20 |  | 3
FALSE | 4A7V8048A1 | 4490 | 6994661 | AMERICAN STANDARD | 4A7V8048A1 | AC | Split System: Air-Cooled Condensing Unit, Coil with Blower | 4A7V8048A1 |  | 4NXCD063BC3 | 12 | 18 | Yes | Yes | 2015-03-20 |  | 0
FALSE | 4A7V8048A1 | 4490 | 6994662 | AMERICAN STANDARD | 4A7V8048A1 | AC | Split System: Air-Cooled Condensing Unit, Coil with Blower | 4A7V8048A1 |  | 4NXCD063BC3 | 12.5 | 18 | Yes | Yes | 2015-03-20 |  | 1
FALSE | 4A7V8048A1 | 4490 | 6994663 | AMERICAN STANDARD | 4A7V8048A1 | AC | Split System: Air-Cooled Condensing Unit, Coil with Blower | 4A7V8048A1 |  | 4NXCD063BC3 | 12 | 17 | Yes | Yes | 2015-03-20 |  | 0
FALSE | 4A7V8048A1 | 4490 | 6751165 | AMERICAN STANDARD | 4A7V8048A1 | AC | Split System: Air-Cooled Condensing Unit, Coil with Blower | 4A7V8048A1 |  | 4TXCC008CC3 | 12.2 | 18 | Yes | Yes | 2015-03-20 |  | 0
FALSE | 4A7V8048A1 | 4490 | 6751168 | AMERICAN STANDARD | 4A7V8048A1 | AC | Split System: Air-Cooled Condensing Unit, Coil with Blower | 4A7V8048A1 |  | 4TXCC008CC3 | 12.5 | 18 | Yes | Yes | 2015-03-20 |  | 1
FALSE | 4A7V8048A1 | 4490 | 6751164 | AMERICAN STANDARD | 4A7V8048A1 | AC | Split System: Air-Cooled Condensing Unit, Coil with Blower | 4A7V8048A1 |  | 4TXCC008CC3 | 12.2 | 18 | Yes | Yes | 2015-03-20 |  | 0
FALSE | 4A7V8048A1 | 4490 | 6751170 | AMERICAN STANDARD | 4A7V8048A1 | AC | Split System: Air-Cooled Condensing Unit, Coil with Blower | 4A7V8048A1 |  | 4TXCD010CC3 | 12 | 18 | Yes | Yes | 2015-03-20 |  | 0
FALSE | 4A7V8048A1 | 4490 | 6751171 | AMERICAN STANDARD | 4A7V8048A1 | AC | Split System: Air-Cooled Condensing Unit, Coil with Blower | 4A7V8048A1 |  | 4TXCD010CC3 | 12 | 18 | Yes | Yes | 2015-03-20 |  | 0
FALSE | 4A7V8048A1 | 4490 | 6751176 | AMERICAN STANDARD | 4A7V8048A1 | AC | Split System: Air-Cooled Condensing Unit, Coil with Blower | 4A7V8048A1 |  | 4TXCD063BC3 | 13 | 18 | Yes | Yes | 2015-03-20 |  | 3
FALSE | 4A7V8048A1 | 4490 | 6751177 | AMERICAN STANDARD | 4A7V8048A1 | AC | Split System: Air-Cooled Condensing Unit, Coil with Blower | 4A7V8048A1 |  | 4TXCD063BC3 | 13 | 18 | Yes | Yes | 2015-03-20 |  | 3
FALSE | 4A7V8048A1 | 4490 | 6751178 | AMERICAN STANDARD | 4A7V8048A1 | AC | Split System: Air-Cooled Condensing Unit, Coil with Blower | 4A7V8048A1 |  | 4TXCD063BC3 | 13 | 18 | Yes | Yes | 2015-03-20 |  | 3
FALSE | 4A7V8048A1 | 4490 | 6751179 | AMERICAN STANDARD | 4A7V8048A1 | AC | Split System: Air-Cooled Condensing Unit, Coil with Blower | 4A7V8048A1 |  | 4TXCD063BC3 | 12.5 | 18 | Yes | Yes | 2015-03-20 |  | 1
FALSE | 4A7V8048A1 | 4490 | 7159566 | AMERICAN STANDARD | 4A7V8048A1 | AC | Split System: Air-Cooled Condensing Unit, Coil with Blower | 4A7V8048A1 |  | 4TXFH054CC3 | 12.2 | 18 | Yes | Yes | 2015-03-20 |  | 0
FALSE | 4A7V0024A1 | 4446 | 7035670 | AMERICAN STANDARD | 4A7V0024A1 | AC | Split System: Air-Cooled Condensing Unit, Coil with Blower | 4A7V0024A1 |  | 4NXCB003AS3 | 12.5 | 18 | Yes | Yes | 2015-03-13 |  | 1
FALSE | 4A7V0024A1 | 4446 | 6751117 | AMERICAN STANDARD | 4A7V0024A1 | AC | Split System: Air-Cooled Condensing Unit, Coil with Blower | 4A7V0024A1 |  | 4TXFH024CZ3 | 12.2 | 17.25 | Yes | Yes | 2015-03-20 |  | 0
FALSE | 4A7V0024A1 | 4446 | 6751118 | AMERICAN STANDARD | 4A7V0024A1 | AC | Split System: Air-Cooled Condensing Unit, Coil with Blower | 4A7V0024A1 |  | 4TXFH024CZ3 | 12.5 | 17 | Yes | Yes | 2015-03-20 |  | 1
FALSE | 4A7V8060A1 | 4492 | 7066770 | AMERICAN STANDARD | 4A7V8060A1 | AC | Split System: Air-Cooled Condensing Unit, Coil with Blower | 4A7V8060A1 |  | 4NXCD009AS3+HORIZ-RT | 12 | 18 | Yes | Yes | 2015-03-20 |  | 0
FALSE | 4A7V8060A1 | 4492 | 6994664 | AMERICAN STANDARD | 4A7V8060A1 | AC | Split System: Air-Cooled Condensing Unit, Coil with Blower | 4A7V8060A1 |  | 4NXCD063BC3 | 12 | 17.5 | Yes | Yes | 2015-03-20 |  | 0
FALSE | 4A7V8060A1 | 4492 | 6994665 | AMERICAN STANDARD | 4A7V8060A1 | AC | Split System: Air-Cooled Condensing Unit, Coil with Blower | 4A7V8060A1 |  | 4NXCD063BC3 | 12 | 17.5 | Yes | Yes | 2015-03-20 |  | 0
FALSE | 4A7V0036A1 | 4448 | 7035673 | AMERICAN STANDARD | 4A7V0036A1 | AC | Split System: Air-Cooled Condensing Unit, Coil with Blower | 4A7V0036A1 |  | 4NXCC005AS3 | 13 | 20 | Yes | Yes | 2015-03-20 |  | 3
FALSE | 4A7V0036A1 | 4448 | 7066731 | AMERICAN STANDARD | 4A7V0036A1 | AC | Split System: Air-Cooled Condensing Unit, Coil with Blower | 4A7V0036A1 |  | 4NXCC005AS3+HORIZ-RT | 13 | 20 | Yes | Yes | 2015-03-20 |  | 3
FALSE | 4A7V0036A1 | 4448 | 7066729 | AMERICAN STANDARD | 4A7V0036A1 | AC | Split System: Air-Cooled Condensing Unit, Coil with Blower | 4A7V0036A1 |  | 4NXCC005AS3+HORIZ-RT | 13 | 20 | Yes | Yes | 2015-03-20 |  | 3
FALSE | 4A7V0036A1 | 4448 | 7066733 | AMERICAN STANDARD | 4A7V0036A1 | AC | Split System: Air-Cooled Condensing Unit, Coil with Blower | 4A7V0036A1 |  | 4NXCC005AS3+HORIZ-RT | 13 | 20.25 | Yes | Yes | 2015-03-20 |  | 3
FALSE | 4A7V8037A1 | 4845 | 7549298 | TRANE | 4TTV8037A1 | AC | Split System: Air-Cooled Condensing Unit, Coil with Blower | 4A7V8037A1 |  | 4TXFH036CZ3 | 13 | 18 | Yes | Yes | 2015-03-20 |  | 3
FALSE | 4A7V8037A1 | 4845 | 7549297 | TRANE | 4TTV8037A1 | AC | Split System: Air-Cooled Condensing Unit, Coil with Blower | 4A7V8037A1 |  | 4TXFH036CZ3 | 13 | 18 | Yes | Yes | 2015-03-20 |  | 3
FALSE | 4A7V8037A1 | 4845 | 7549291 | TRANE | 4TTV8037A1 | AC | Split System: Air-Cooled Condensing Unit, Coil with Blower | 4A7V8037A1 |  | 4TXFH036CZ3 | 13.5 | 18 | Yes | Yes | 2015-03-20 |  | 3
FALSE | 4A7V8037A1 | 4845 | 7549292 | TRANE | 4TTV8037A1 | AC | Split System: Air-Cooled Condensing Unit, Coil with Blower | 4A7V8037A1 |  | 4TXFH036CZ3 | 13.5 | 18 | Yes | Yes | 2015-03-20 |  | 3
FALSE | 4A7V8037A1 | 4845 | 7549293 | TRANE | 4TTV8037A1 | AC | Split System: Air-Cooled Condensing Unit, Coil with Blower | 4A7V8037A1 |  | 4TXFH036CZ3 | 13.5 | 18 | Yes | Yes | 2015-03-20 |  | 3
FALSE | 4A7V8037A1 | 4845 | 7549294 | TRANE | 4TTV8037A1 | AC | Split System: Air-Cooled Condensing Unit, Coil with Blower | 4A7V8037A1 |  | 4TXFH036CZ3 | 13 | 18 | Yes | Yes | 2015-03-20 |  | 3
FALSE | 4A7V8037A1 | 4845 | 7549295 | TRANE | 4TTV8037A1 | AC | Split System: Air-Cooled Condensing Unit, Coil with Blower | 4A7V8037A1 |  | 4TXFH036CZ3 | 13 | 18 | Yes | Yes | 2015-03-20 |  | 3
FALSE | 4A7V8037A1 | 4845 | 7549296 | TRANE | 4TTV8037A1 | AC | Split System: Air-Cooled Condensing Unit, Coil with Blower | 4A7V8037A1 |  | 4TXFH036CZ3 | 13 | 18 | Yes | Yes | 2015-03-20 |  | 3
FALSE | 4A7V8037A1 | 4845 | 7549304 | TRANE | 4TTV8037A1 | AC | Split System: Air-Cooled Condensing Unit, Coil with Blower | 4A7V8037A1 |  | 4TXFH041CC3 | 13.5 | 18 | Yes | Yes | 2015-03-20 |  | 3
FALSE | 4A7V8037A1 | 4845 | 7549305 | TRANE | 4TTV8037A1 | AC | Split System: Air-Cooled Condensing Unit, Coil with Blower | 4A7V8037A1 |  | 4TXFH041CC3 | 13.5 | 18 | Yes | Yes | 2015-03-20 |  | 3
FALSE | 4A7V8037A1 | 4845 | 7549261 | TRANE | 4TTV8037A1 | AC | Split System: Air-Cooled Condensing Unit, Coil with Blower | 4A7V8037A1 |  | *AM8C0B30V21 | 13.5 | 18 | Yes | Yes | 2015-03-20 |  | 3
TRUE | 4A7V8037A1 | 4845 | 7549262 | TRANE | 4TTV8037A1 | AC | Split System: Air-Cooled Condensing Unit, Coil with Blower | 4A7V8037A1 |  | *AM8C0C36V31 | 13.75 | 18 | Yes | Yes | 2015-03-20 |  | 3
FALSE | 4A7V8037A1 | 4845 | 7549263 | TRANE | 4TTV8037A1 | AC | Split System: Air-Cooled Condensing Unit, Coil with Blower | 4A7V8037A1 |  | *AM8C0C42V31 | 14.5 | 18 | Yes | Yes | 2015-03-20 |  | 3
FALSE | 4A7V8048A1 | 4490 | 7066844 | TRANE | 4TTV8048A1 | AC | Split System: Air-Cooled Condensing Unit, Coil with Blower | 4A7V8048A1 |  | 4NXCC008AS3+HORIZ-RT | 12 | 18 | Yes | Yes | 2015-03-20 |  | 0
FALSE | 4A7V8048A1 | 4490 | 7066845 | TRANE | 4TTV8048A1 | AC | Split System: Air-Cooled Condensing Unit, Coil with Blower | 4A7V8048A1 |  | 4NXCC008AS3+HORIZ-RT | 12.5 | 18 | Yes | Yes | 2015-03-20 |  | 1
FALSE | 4A7V8048A1 | 4490 | 7035746 | TRANE | 4TTV8048A1 | AC | Split System: Air-Cooled Condensing Unit, Coil with Blower | 4A7V8048A1 |  | 4NXCD009AS3 | 12.5 | 18 | Yes | Yes | 2015-03-20 |  | 1
FALSE | 4A7V8048A1 | 4490 | 7035749 | TRANE | 4TTV8048A1 | AC | Split System: Air-Cooled Condensing Unit, Coil with Blower | 4A7V8048A1 |  | 4NXCD009AS3 | 13 | 18 | Yes | Yes | 2015-03-20 |  | 3
FALSE | 4A7V8048A1 | 4490 | 7035751 | TRANE | 4TTV8048A1 | AC | Split System: Air-Cooled Condensing Unit, Coil with Blower | 4A7V8048A1 |  | 4NXCD009AS3 | 12 | 17 | Yes | Yes | 2015-03-20 |  | 0
FALSE | 4A7V8048A1 | 4490 | 7035752 | TRANE | 4TTV8048A1 | AC | Split System: Air-Cooled Condensing Unit, Coil with Blower | 4A7V8048A1 |  | 4NXCD009AS3 | 13 | 18 | Yes | Yes | 2015-03-20 |  | 3
FALSE | 4A7V8048A1 | 4490 | 6994683 | TRANE | 4TTV8048A1 | AC | Split System: Air-Cooled Condensing Unit, Coil with Blower | 4A7V8048A1 |  | 4NXCD063BC3 | 13 | 18 | Yes | Yes | 2015-03-20 |  | 3
FALSE | 4A7V8037A1 | 4845 | 7549171 | AMERICAN STANDARD | 4A7V8037A1 | AC | Split System: Air-Cooled Condensing Unit, Coil with Blower | 4A7V8037A1 |  | 4TXCB004CC3 | 13 | 18 | Yes | Yes | 2015-03-20 |  | 3
FALSE | 4A7V8037A1 | 4845 | 7549170 | AMERICAN STANDARD | 4A7V8037A1 | AC | Split System: Air-Cooled Condensing Unit, Coil with Blower | 4A7V8037A1 |  | 4TXCB004CC3 | 13 | 18 | Yes | Yes | 2015-03-20 |  | 3
FALSE | 4A7V8037A1 | 4845 | 7549169 | AMERICAN STANDARD | 4A7V8037A1 | AC | Split System: Air-Cooled Condensing Unit, Coil with Blower | 4A7V8037A1 |  | 4TXCB004CC3 | 13 | 18 | Yes | Yes | 2015-03-20 |  | 3
FALSE | 4A7V8037A1 | 4845 | 7549173 | AMERICAN STANDARD | 4A7V8037A1 | AC | Split System: Air-Cooled Condensing Unit, Coil with Blower | 4A7V8037A1 |  | 4TXCB004CC3 | 13 | 18 | Yes | Yes | 2015-03-20 |  | 3
FALSE | 4A7V8037A1 | 4845 | 7549168 | AMERICAN STANDARD | 4A7V8037A1 | AC | Split System: Air-Cooled Condensing Unit, Coil with Blower | 4A7V8037A1 |  | 4TXCB004CC3 | 13 | 18 | Yes | Yes | 2015-03-20 |  | 3
FALSE | 4A7V8037A1 | 4845 | 7549179 | AMERICAN STANDARD | 4A7V8037A1 | AC | Split System: Air-Cooled Condensing Unit, Coil with Blower | 4A7V8037A1 |  | 4TXCC007CC3 | 13.5 | 18 | Yes | Yes | 2015-03-20 |  | 3
FALSE | 4A7V8037A1 | 4845 | 7549178 | AMERICAN STANDARD | 4A7V8037A1 | AC | Split System: Air-Cooled Condensing Unit, Coil with Blower | 4A7V8037A1 |  | 4TXCC007CC3 | 13 | 18 | Yes | Yes | 2015-03-20 |  | 3
FALSE | 4A7V8037A1 | 4845 | 7549174 | AMERICAN STANDARD | 4A7V8037A1 | AC | Split System: Air-Cooled Condensing Unit, Coil with Blower | 4A7V8037A1 |  | 4TXCC007CC3 | 13.5 | 18 | Yes | Yes | 2015-03-20 |  | 3
FALSE | 4A7V8037A1 | 4845 | 7549175 | AMERICAN STANDARD | 4A7V8037A1 | AC | Split System: Air-Cooled Condensing Unit, Coil with Blower | 4A7V8037A1 |  | 4TXCC007CC3 | 13.5 | 18 | Yes | Yes | 2015-03-20 |  | 3
FALSE | 4A7V8037A1 | 4845 | 7549176 | AMERICAN STANDARD | 4A7V8037A1 | AC | Split System: Air-Cooled Condensing Unit, Coil with Blower | 4A7V8037A1 |  | 4TXCC007CC3 | 13 | 18 | Yes | Yes | 2015-03-20 |  | 3
FALSE | 4A7V8037A1 | 4845 | 7549177 | AMERICAN STANDARD | 4A7V8037A1 | AC | Split System: Air-Cooled Condensing Unit, Coil with Blower | 4A7V8037A1 |  | 4TXCC007CC3 | 13.5 | 18 | Yes | Yes | 2015-03-20 |  | 3
FALSE | 4A7V8037A1 | 4845 | 7549190 | AMERICAN STANDARD | 4A7V8037A1 | AC | Split System: Air-Cooled Condensing Unit, Coil with Blower | 4A7V8037A1 |  | 4TXFH036CZ3 | 13.5 | 18 | Yes | Yes | 2015-03-20 |  | 3
FALSE | 4A7V8037A1 | 4845 | 7549191 | AMERICAN STANDARD | 4A7V8037A1 | AC | Split System: Air-Cooled Condensing Unit, Coil with Blower | 4A7V8037A1 |  | 4TXFH036CZ3 | 13.5 | 18 | Yes | Yes | 2015-03-20 |  | 3
FALSE | 4A7V8037A1 | 4845 | 7549192 | AMERICAN STANDARD | 4A7V8037A1 | AC | Split System: Air-Cooled Condensing Unit, Coil with Blower | 4A7V8037A1 |  | 4TXFH036CZ3 | 13.5 | 18 | Yes | Yes | 2015-03-20 |  | 3
FALSE | 4A7V8037A1 | 4845 | 7549189 | AMERICAN STANDARD | 4A7V8037A1 | AC | Split System: Air-Cooled Condensing Unit, Coil with Blower | 4A7V8037A1 |  | 4TXFH036CZ3 | 13.5 | 18 | Yes | Yes | 2015-03-20 |  | 3
FALSE | 4A7V8037A1 | 4845 | 7549188 | AMERICAN STANDARD | 4A7V8037A1 | AC | Split System: Air-Cooled Condensing Unit, Coil with Blower | 4A7V8037A1 |  | 4TXFH036CZ3 | 13.5 | 18 | Yes | Yes | 2015-03-20 |  | 3
FALSE | 4A7V8036A1 | 4485 | 7066838 | TRANE | 4TTV8036A1 | AC | Split System: Air-Cooled Condensing Unit, Coil with Blower | 4A7V8036A1 |  | 4NXCB004AS3+HORIZ-RT | 12.5 | 18 | Yes | Yes | 2015-03-20 |  | 1
FALSE | 4A7V8036A1 | 4485 | 7035741 | TRANE | 4TTV8036A1 | AC | Split System: Air-Cooled Condensing Unit, Coil with Blower | 4A7V8036A1 |  | 4NXCC005AS3 | 13 | 18 | Yes | Yes | 2015-03-20 |  | 3
FALSE | 4A7V8036A1 | 4485 | 7035742 | TRANE | 4TTV8036A1 | AC | Split System: Air-Cooled Condensing Unit, Coil with Blower | 4A7V8036A1 |  | 4NXCC005AS3 | 12.2 | 17 | Yes | Yes | 2015-03-20 |  | 0
FALSE | 4A7V8036A1 | 4485 | 7066839 | TRANE | 4TTV8036A1 | AC | Split System: Air-Cooled Condensing Unit, Coil with Blower | 4A7V8036A1 |  | 4NXCC005AS3+HORIZ-RT | 13 | 18 | Yes | Yes | 2015-03-20 |  | 3
FALSE | 4A7V8036A1 | 4485 | 7066840 | TRANE | 4TTV8036A1 | AC | Split System: Air-Cooled Condensing Unit, Coil with Blower | 4A7V8036A1 |  | 4NXCC005AS3+HORIZ-RT | 13 | 18 | Yes | Yes | 2015-03-20 |  | 3
FALSE | 4A7V8036A1 | 4485 | 7066841 | TRANE | 4TTV8036A1 | AC | Split System: Air-Cooled Condensing Unit, Coil with Blower | 4A7V8036A1 |  | 4NXCC005AS3+HORIZ-RT | 12.5 | 18 | Yes | Yes | 2015-03-20 |  | 1
FALSE | 4A7V8036A1 | 4485 | 7066842 | TRANE | 4TTV8036A1 | AC | Split System: Air-Cooled Condensing Unit, Coil with Blower | 4A7V8036A1 |  | 4NXCC005AS3+HORIZ-RT | 13 | 18 | Yes | Yes | 2015-03-20 |  | 3
FALSE | 4A7V8036A1 | 4485 | 7066843 | TRANE | 4TTV8036A1 | AC | Split System: Air-Cooled Condensing Unit, Coil with Blower | 4A7V8036A1 |  | 4NXCC005AS3+HORIZ-RT | 13 | 18 | Yes | Yes | 2015-03-20 |  | 3
FALSE | 4A7V8037A1 | 4845 | 7549303 | TRANE | 4TTV8037A1 | AC | Split System: Air-Cooled Condensing Unit, Coil with Blower | 4A7V8037A1 |  | 4TXFH036CZ3 | 13.5 | 18 | Yes | Yes | 2015-03-20 |  | 3
FALSE | 4A7V8037A1 | 4845 | 7549300 | TRANE | 4TTV8037A1 | AC | Split System: Air-Cooled Condensing Unit, Coil with Blower | 4A7V8037A1 |  | 4TXFH036CZ3 | 13.5 | 18 | Yes | Yes | 2015-03-20 |  | 3
FALSE | 4A7V8037A1 | 4845 | 7549299 | TRANE | 4TTV8037A1 | AC | Split System: Air-Cooled Condensing Unit, Coil with Blower | 4A7V8037A1 |  | 4TXFH036CZ3 | 13.5 | 18 | Yes | Yes | 2015-03-20 |  | 3
FALSE | 4A7V8037A1 | 4845 | 7549111 | AMERICAN STANDARD | 4A7V0036B1 | AC | Split System: Air-Cooled Condensing Unit, Coil with Blower | 4A7V0036B1 |  | 4TXCC007CC3 | 13 | 20 | Yes | Yes | 2015-03-20 |  | 3
FALSE | 4A7V8037A1 | 4845 | 7549110 | AMERICAN STANDARD | 4A7V0036B1 | AC | Split System: Air-Cooled Condensing Unit, Coil with Blower | 4A7V0036B1 |  | 4TXCC007CC3 | 13 | 20.5 | Yes | Yes | 2015-03-20 |  | 3
FALSE | 4A7V8037A1 | 4845 | 7549108 | AMERICAN STANDARD | 4A7V0036B1 | AC | Split System: Air-Cooled Condensing Unit, Coil with Blower | 4A7V0036B1 |  | 4TXCC007CC3 | 13 | 19 | Yes | Yes | 2015-03-20 |  | 3
FALSE | 4A7V8037A1 | 4845 | 7549113 | AMERICAN STANDARD | 4A7V0036B1 | AC | Split System: Air-Cooled Condensing Unit, Coil with Blower | 4A7V0036B1 |  | 4TXCC007CC3 | 13 | 20 | Yes | Yes | 2015-03-20 |  | 3
FALSE | 4A7V8037A1 | 4845 | 7549114 | AMERICAN STANDARD | 4A7V0036B1 | AC | Split System: Air-Cooled Condensing Unit, Coil with Blower | 4A7V0036B1 |  | 4TXFH036CZ3 | 13 | 20.5 | Yes | Yes | 2015-03-20 |  | 3
FALSE | 4A7V8037A1 | 4845 | 7549120 | AMERICAN STANDARD | 4A7V0036B1 | AC | Split System: Air-Cooled Condensing Unit, Coil with Blower | 4A7V0036B1 |  | 4TXFH036CZ3 | 13 | 20.5 | Yes | Yes | 2015-03-20 |  | 3
FALSE | 4A7V8037A1 | 4845 | 7549125 | AMERICAN STANDARD | 4A7V0036B1 | AC | Split System: Air-Cooled Condensing Unit, Coil with Blower | 4A7V0036B1 |  | 4TXFH036CZ3 | 13 | 20.5 | Yes | Yes | 2015-03-20 |  | 3
FALSE | 4A7V8037A1 | 4845 | 7549116 | AMERICAN STANDARD | 4A7V0036B1 | AC | Split System: Air-Cooled Condensing Unit, Coil with Blower | 4A7V0036B1 |  | 4TXFH036CZ3 | 13 | 21 | Yes | Yes | 2015-03-20 |  | 3
FALSE | 4A7V8037A1 | 4845 | 7549119 | AMERICAN STANDARD | 4A7V0036B1 | AC | Split System: Air-Cooled Condensing Unit, Coil with Blower | 4A7V0036B1 |  | 4TXFH036CZ3 | 13.5 | 20 | Yes | Yes | 2015-03-20 |  | 3
FALSE | 4A7V8037A1 | 4845 | 7549123 | AMERICAN STANDARD | 4A7V0036B1 | AC | Split System: Air-Cooled Condensing Unit, Coil with Blower | 4A7V0036B1 |  | 4TXFH036CZ3 | 13 | 20 | Yes | Yes | 2015-03-20 |  | 3
FALSE | 4A7V8037A1 | 4845 | 7549127 | AMERICAN STANDARD | 4A7V0036B1 | AC | Split System: Air-Cooled Condensing Unit, Coil with Blower | 4A7V0036B1 |  | 4TXFH041CC3 | 13 | 20.5 | Yes | Yes | 2015-03-20 |  | 3
FALSE | 4A7V8037A1 | 4845 | 7549085 | AMERICAN STANDARD | 4A7V0036B1 | AC | Split System: Air-Cooled Condensing Unit, Coil with Blower | 4A7V0036B1 |  | *AM8C0C36V31 | 13.75 | 21.05 | Yes | Yes | 2015-03-20 |  | 3
FALSE | 4A7V0048A1 | 4450 | 7819182 | AMERICAN STANDARD | 4A7V0048A1 | AC | Split System: Air-Cooled Condensing Unit, Coil with Blower | 4A7V0048A1 |  | 4TXCC008CC3 | 12 | 18.5 | Yes | Yes | 2015-03-20 |  | 0
FALSE | 4A7V0061A1 | 4846 | 7549131 | AMERICAN STANDARD | 4A7V0061A1 | AC | Split System: Air-Cooled Condensing Unit, Coil with Blower | 4A7V0061A1 |  | 4NXCD009AS3 | 12.5 | 19 | Yes | Yes | 2015-03-20 |  | 1
FALSE | 4A7V0061A1 | 4846 | 7549134 | AMERICAN STANDARD | 4A7V0061A1 | AC | Split System: Air-Cooled Condensing Unit, Coil with Blower | 4A7V0061A1 |  | 4NXCD009AS3+HORIZ-RT | 12.5 | 19 | Yes | Yes | 2015-03-20 |  | 1
FALSE | 4A7V0061A1 | 4846 | 7549137 | AMERICAN STANDARD | 4A7V0061A1 | AC | Split System: Air-Cooled Condensing Unit, Coil with Blower | 4A7V0061A1 |  | 4NXCD063BC3 | 12 | 18 | Yes | Yes | 2015-03-20 |  | 0
FALSE | 4A7V0061A1 | 4846 | 7549138 | AMERICAN STANDARD | 4A7V0061A1 | AC | Split System: Air-Cooled Condensing Unit, Coil with Blower | 4A7V0061A1 |  | 4TXCC008CC3 | 12 | 18.5 | Yes | Yes | 2015-03-20 |  | 0
FALSE | 4A7V0061A1 | 4846 | 7549141 | AMERICAN STANDARD | 4A7V0061A1 | AC | Split System: Air-Cooled Condensing Unit, Coil with Blower | 4A7V0061A1 |  | 4TXCD010CC3 | 12 | 18.5 | Yes | Yes | 2015-03-20 |  | 0
FALSE | 4A7V0061A1 | 4846 | 7549248 | TRANE | 4TTV0061A1 | AC | Split System: Air-Cooled Condensing Unit, Coil with Blower | 4A7V0061A1 |  | 4NXCD063BC3 | 12 | 18 | Yes | Yes | 2015-03-20 |  | 0
FALSE | 4A7V0061A1 | 4846 | 7549249 | TRANE | 4TTV0061A1 | AC | Split System: Air-Cooled Condensing Unit, Coil with Blower | 4A7V0061A1 |  | 4TXCC008CC3 | 12 | 18.5 | Yes | Yes | 2015-03-20 |  | 0
FALSE | 4A7V0061A1 | 4846 | 7549252 | TRANE | 4TTV0061A1 | AC | Split System: Air-Cooled Condensing Unit, Coil with Blower | 4A7V0061A1 |  | 4TXCD010CC3 | 12 | 18.5 | Yes | Yes | 2015-03-20 |  | 0
FALSE | 4A7V0061A1 | 4846 | 7549253 | TRANE | 4TTV0061A1 | AC | Split System: Air-Cooled Condensing Unit, Coil with Blower | 4A7V0061A1 |  | 4TXCD010CC3 | 12 | 18 | Yes | Yes | 2015-03-20 |  | 0
FALSE | 4A7V0061A1 | 4846 | 7549250 | TRANE | 4TTV0061A1 | AC | Split System: Air-Cooled Condensing Unit, Coil with Blower | 4A7V0061A1 |  | 4TXCD010CC3 | 12 | 18 | Yes | Yes | 2015-03-20 |  | 0
FALSE | 4A7V0061A1 | 4846 | 7549256 | TRANE | 4TTV0061A1 | AC | Split System: Air-Cooled Condensing Unit, Coil with Blower | 4A7V0061A1 |  | 4TXFH063CZ3 | 12.5 | 19 | Yes | Yes | 2015-03-20 |  | 1
FALSE | 4A7V0061A1 | 4846 | 7549255 | TRANE | 4TTV0061A1 | AC | Split System: Air-Cooled Condensing Unit, Coil with Blower | 4A7V0061A1 |  | 4TXFH063CZ3 | 12.5 | 19 | Yes | Yes | 2015-03-20 |  | 1
FALSE | 4A7V0061A1 | 4846 | 7549258 | TRANE | 4TTV0061A1 | AC | Split System: Air-Cooled Condensing Unit, Coil with Blower | 4A7V0061A1 |  | 4TXFH063CZ3 | 12.5 | 19 | Yes | Yes | 2015-03-20 |  | 1
TRUE | 4A7V0061A1 | 4846 | 7549240 | TRANE | 4TTV0061A1 | AC | Split System: Air-Cooled Condensing Unit, Coil with Blower | 4A7V0061A1 |  | *AM8C0C60V51 | 13 | 19.75 | Yes | Yes | 2015-03-20 |  | 3
FALSE | 4A7V8024A1 | 4577 | 7035738 | TRANE | 4TTV8024A1 | AC | Split System: Air-Cooled Condensing Unit, Coil with Blower | 4A7V8024A1 |  | 4NXCB003AS3 | 12.5 | 17 | Yes | Yes | 2015-03-20 |  | 1
FALSE | 4A7V8024A1 | 4577 | 7066835 | TRANE | 4TTV8024A1 | AC | Split System: Air-Cooled Condensing Unit, Coil with Blower | 4A7V8024A1 |  | 4NXCB003AS3+HORIZ-RT | 12.5 | 17 | Yes | Yes | 2015-03-20 |  | 1
FALSE | 4A7V8024A1 | 4577 | 6751276 | TRANE | 4TTV8024A1 | AC | Split System: Air-Cooled Condensing Unit, Coil with Blower | 4A7V8024A1 |  | 4TXCB003CC3 | 13 | 18 | Yes | Yes | 2015-03-20 |  | 3
FALSE | 4A7V8024A1 | 4577 | 7039508 | TRANE | 4TTV8024A1 | AC | Split System: Air-Cooled Condensing Unit, Coil with Blower | 4A7V8024A1 |  | 4TXCB003CC3 | 13 | 17.5 | Yes | Yes | 2015-03-20 |  | 2
FALSE | 4A7V8024A1 | 4577 | 6751279 | TRANE | 4TTV8024A1 | AC | Split System: Air-Cooled Condensing Unit, Coil with Blower | 4A7V8024A1 |  | 4TXFH024CZ3 | 13 | 18 | Yes | Yes | 2015-03-20 |  | 3
FALSE | 4A7V8024A1 | 4577 | 6751278 | TRANE | 4TTV8024A1 | AC | Split System: Air-Cooled Condensing Unit, Coil with Blower | 4A7V8024A1 |  | 4TXFH024CZ3 | 12.2 | 17 | Yes | Yes | 2015-03-20 |  | 0
FALSE | 4A7V8024A1 | 4577 | 6751280 | TRANE | 4TTV8024A1 | AC | Split System: Air-Cooled Condensing Unit, Coil with Blower | 4A7V8024A1 |  | 4TXFH024CZ3 | 13 | 18 | Yes | Yes | 2015-03-20 |  | 3
FALSE | 4A7V8024A1 | 4577 | 6751281 | TRANE | 4TTV8024A1 | AC | Split System: Air-Cooled Condensing Unit, Coil with Blower | 4A7V8024A1 |  | 4TXFH024CZ3 | 13 | 18 | Yes | Yes | 2015-03-20 |  | 3
FALSE | 4A7V8024A1 | 4577 | 7125561 | TRANE | 4TTV8024A1 | AC | Split System: Air-Cooled Condensing Unit, Coil with Blower | 4A7V8024A1 |  | 4TXFH024CZ3 | 12.5 | 16.5 | Yes | Yes | 2015-03-20 |  | 1
FALSE | 4A7V8024A1 | 4577 | 7159576 | TRANE | 4TTV8024A1 | AC | Split System: Air-Cooled Condensing Unit, Coil with Blower | 4A7V8024A1 |  | 4TXFH033CC3 | 13 | 18 | Yes | Yes | 2015-03-20 |  | 3
FALSE | 4A7V8024A1 | 4577 | 6751274 | TRANE | 4TTV8024A1 | AC | Split System: Air-Cooled Condensing Unit, Coil with Blower | 4A7V8024A1 |  | *AM8C0A24V21 | 13 | 18 | Yes | Yes | 2015-03-20 |  | 3
TRUE | CZH02412 | 4589 | 7030171 | COLEMAN BY JOHNSON CONTROLS | AC8B024F4 | AC | Split System: Air-Cooled Condensing Unit, Coil with Blower | CZH02412 |  | FC/MC48D+MV12D+TXV | 14.5 | 18.25 | Yes | Yes | 2015-03-26 |  | 3
TRUE | CZH03612 | 4590 | 7030255 | COLEMAN BY JOHNSON CONTROLS | AC8B036F4 | AC | Split System: Air-Cooled Condensing Unit, Coil with Blower | CZH03612 |  | FC/MC62D+MV12D+TXV | 14.25 | 18.5 | Yes | Yes | 2015-03-26 |  | 3
TRUE | CZH02412 | 4589 | 7032550 | FRASER-JOHNSTON BY JOHNSON CONTROLS | AL8B024F4 | AC | Split System: Air-Cooled Condensing Unit, Coil with Blower | CZH02412 |  | FC/MC48D+MV12D+TXV | 14.5 | 18.25 | Yes | Yes | 2015-03-26 |  | 3
TRUE | CZH03612 | 4590 | 7032748 | FRASER-JOHNSTON BY JOHNSON CONTROLS | AL8B036F4 | AC | Split System: Air-Cooled Condensing Unit, Coil with Blower | CZH03612 |  | FC/MC62D+MV12D+TXV | 14.25 | 18.5 | Yes | Yes | 2015-03-26 |  | 3
TRUE | CZH02412 | 4589 | 7031083 | LUXAIRE BY JOHNSON CONTROLS | AL8B024F4 | AC | Split System: Air-Cooled Condensing Unit, Coil with Blower | CZH02412 |  | FC/MC48D+MV12D+TXV | 14.5 | 18.25 | Yes | Yes | 2015-03-26 |  | 3
TRUE | CZH03612 | 4590 | 7031282 | LUXAIRE BY JOHNSON CONTROLS | AL8B036F4 | AC | Split System: Air-Cooled Condensing Unit, Coil with Blower | CZH03612 |  | FC/MC62D+MV12D+TXV | 14.25 | 18.5 | Yes | Yes | 2015-03-26 |  | 3
FALSE | SL18XC1-024-230A** | 4990 | 8110672 | LENNOX INDUSTRIES, INC. | SL18XC1-024-230A** | AC | Split System: Air-Cooled Condensing Unit, Coil with Blower | SL18XC1-024-230A** |  | CX34-38+TDR | 15 | 18 | Yes | Yes | 2015-09-01 |  | 3
FALSE | SL18XC1-024-230A** | 4990 | 8110673 | LENNOX INDUSTRIES, INC. | SL18XC1-024-230A** | AC | Split System: Air-Cooled Condensing Unit, Coil with Blower | SL18XC1-024-230A** |  | CX34-38+TDR | 15 | 18 | Yes | Yes | 2015-09-01 |  | 3
FALSE | SL18XC1-024-230A** | 4990 | 8111346 | LENNOX INDUSTRIES, INC. | SL18XC1-024-230A** | AC | Split System: Air-Cooled Condensing Unit, Coil with Blower | SL18XC1-024-230A** |  | CH33-36C+TDR+TXV | 15 | 18 | Yes | Yes | 2015-09-01 |  | 3
FALSE | SL18XC1-024-230A** | 4990 | 8110380 | LENNOX INDUSTRIES, INC. | SL18XC1-024-230A** | AC | Split System: Air-Cooled Condensing Unit, Coil with Blower | SL18XC1-024-230A** |  | C33-31+TDR+TXV | 15 | 18 | Yes | Yes | 2015-09-01 |  | 3
FALSE | SL18XC1-024-230A** | 4990 | 8110381 | LENNOX INDUSTRIES, INC. | SL18XC1-024-230A** | AC | Split System: Air-Cooled Condensing Unit, Coil with Blower | SL18XC1-024-230A** |  | C33-31+TDR+TXV | 15 | 18 | Yes | Yes | 2015-09-01 |  | 3
FALSE | SL18XC1-024-230A** | 4990 | 8110384 | LENNOX INDUSTRIES, INC. | SL18XC1-024-230A** | AC | Split System: Air-Cooled Condensing Unit, Coil with Blower | SL18XC1-024-230A** |  | C33-31B+TDR+TXV | 15 | 18 | Yes | Yes | 2015-09-01 |  | 3
FALSE | SL18XC1-024-230A** | 4990 | 8110385 | LENNOX INDUSTRIES, INC. | SL18XC1-024-230A** | AC | Split System: Air-Cooled Condensing Unit, Coil with Blower | SL18XC1-024-230A** |  | C33-31B+TDR+TXV | 15 | 18 | Yes | Yes | 2015-09-01 |  | 3
FALSE | SL18XC1-024-230A** | 4990 | 8110386 | LENNOX INDUSTRIES, INC. | SL18XC1-024-230A** | AC | Split System: Air-Cooled Condensing Unit, Coil with Blower | SL18XC1-024-230A** |  | C33-31B+TDR+TXV | 15 | 18 | Yes | Yes | 2015-09-01 |  | 3
FALSE | SL18XC1-024-230A** | 4990 | 8110387 | LENNOX INDUSTRIES, INC. | SL18XC1-024-230A** | AC | Split System: Air-Cooled Condensing Unit, Coil with Blower | SL18XC1-024-230A** |  | C33-31B+TDR+TXV | 15 | 18 | Yes | Yes | 2015-09-01 |  | 3
FALSE | SL18XC1-024-230A** | 4990 | 8110388 | LENNOX INDUSTRIES, INC. | SL18XC1-024-230A** | AC | Split System: Air-Cooled Condensing Unit, Coil with Blower | SL18XC1-024-230A** |  | C33-31B+TDR+TXV | 15 | 18 | Yes | Yes | 2015-09-01 |  | 3
FALSE | SL18XC1-024-230A** | 4990 | 8110389 | LENNOX INDUSTRIES, INC. | SL18XC1-024-230A** | AC | Split System: Air-Cooled Condensing Unit, Coil with Blower | SL18XC1-024-230A** |  | C33-31B+TDR+TXV | 15 | 18 | Yes | Yes | 2015-09-01 |  | 3
FALSE | SL18XC1-024-230A** | 4990 | 8110390 | LENNOX INDUSTRIES, INC. | SL18XC1-024-230A** | AC | Split System: Air-Cooled Condensing Unit, Coil with Blower | SL18XC1-024-230A** |  | C33-31B+TDR+TXV | 15 | 18 | Yes | Yes | 2015-09-01 |  | 3
FALSE | SL18XC1-024-230A** | 4990 | 8110411 | LENNOX INDUSTRIES, INC. | SL18XC1-024-230A** | AC | Split System: Air-Cooled Condensing Unit, Coil with Blower | SL18XC1-024-230A** |  | C33-38+TDR+TXV | 15 | 18 | Yes | Yes | 2015-09-01 |  | 3
FALSE | SL18XC1-024-230A** | 4990 | 8110412 | LENNOX INDUSTRIES, INC. | SL18XC1-024-230A** | AC | Split System: Air-Cooled Condensing Unit, Coil with Blower | SL18XC1-024-230A** |  | C33-38+TDR+TXV | 15 | 18 | Yes | Yes | 2015-09-01 |  | 3
FALSE | SL18XC1-024-230A** | 4990 | 8110416 | LENNOX INDUSTRIES, INC. | SL18XC1-024-230A** | AC | Split System: Air-Cooled Condensing Unit, Coil with Blower | SL18XC1-024-230A** |  | C33-38+TDR+TXV | 15 | 18 | Yes | Yes | 2015-09-01 |  | 3
FALSE | SL18XC1-024-230A** | 4990 | 8110417 | LENNOX INDUSTRIES, INC. | SL18XC1-024-230A** | AC | Split System: Air-Cooled Condensing Unit, Coil with Blower | SL18XC1-024-230A** |  | C33-38+TDR+TXV | 15 | 18 | Yes | Yes | 2015-09-01 |  | 3
FALSE | SL18XC1-024-230A** | 4990 | 8110513 | LENNOX INDUSTRIES, INC. | SL18XC1-024-230A** | AC | Split System: Air-Cooled Condensing Unit, Coil with Blower | SL18XC1-024-230A** |  | CH35-30A+TDR+TXV | 15 | 18 | Yes | Yes | 2015-09-01 |  | 3
FALSE | SL18XC1-024-230A** | 4990 | 8110514 | LENNOX INDUSTRIES, INC. | SL18XC1-024-230A** | AC | Split System: Air-Cooled Condensing Unit, Coil with Blower | SL18XC1-024-230A** |  | CH35-30A+TDR+TXV | 15 | 18 | Yes | Yes | 2015-09-01 |  | 3
FALSE | SL18XC1-024-230A** | 4990 | 8110518 | LENNOX INDUSTRIES, INC. | SL18XC1-024-230A** | AC | Split System: Air-Cooled Condensing Unit, Coil with Blower | SL18XC1-024-230A** |  | CH35-30B+TDR+TXV | 15 | 18 | Yes | Yes | 2015-09-01 |  | 3
FALSE | SL18XC1-024-230A** | 4990 | 8110519 | LENNOX INDUSTRIES, INC. | SL18XC1-024-230A** | AC | Split System: Air-Cooled Condensing Unit, Coil with Blower | SL18XC1-024-230A** |  | CH35-30B+TDR+TXV | 15 | 18 | Yes | Yes | 2015-09-01 |  | 3
FALSE | SL18XC1-024-230A** | 4990 | 8110520 | LENNOX INDUSTRIES, INC. | SL18XC1-024-230A** | AC | Split System: Air-Cooled Condensing Unit, Coil with Blower | SL18XC1-024-230A** |  | CH35-30B+TDR+TXV | 15 | 18 | Yes | Yes | 2015-09-01 |  | 3
FALSE | SL18XC1-024-230A** | 4990 | 8110521 | LENNOX INDUSTRIES, INC. | SL18XC1-024-230A** | AC | Split System: Air-Cooled Condensing Unit, Coil with Blower | SL18XC1-024-230A** |  | CH35-30B+TDR+TXV | 15 | 18 | Yes | Yes | 2015-09-01 |  | 3
FALSE | SL18XC1-024-230A** | 4990 | 8110522 | LENNOX INDUSTRIES, INC. | SL18XC1-024-230A** | AC | Split System: Air-Cooled Condensing Unit, Coil with Blower | SL18XC1-024-230A** |  | CH35-30B+TDR+TXV | 15 | 18 | Yes | Yes | 2015-09-01 |  | 3
FALSE | SL18XC1-024-230A** | 4990 | 8110523 | LENNOX INDUSTRIES, INC. | SL18XC1-024-230A** | AC | Split System: Air-Cooled Condensing Unit, Coil with Blower | SL18XC1-024-230A** |  | CH35-30B+TDR+TXV | 15 | 18 | Yes | Yes | 2015-09-01 |  | 3
FALSE | SL18XC1-024-230A** | 4990 | 8110524 | LENNOX INDUSTRIES, INC. | SL18XC1-024-230A** | AC | Split System: Air-Cooled Condensing Unit, Coil with Blower | SL18XC1-024-230A** |  | CH35-30B+TDR+TXV | 15 | 18 | Yes | Yes | 2015-09-01 |  | 3
FALSE | SL18XC1-024-230A** | 4990 | 8110525 | LENNOX INDUSTRIES, INC. | SL18XC1-024-230A** | AC | Split System: Air-Cooled Condensing Unit, Coil with Blower | SL18XC1-024-230A** |  | CH35-30B+TDR+TXV | 15 | 18 | Yes | Yes | 2015-09-01 |  | 3
FALSE | SL18XC1-024-230A** | 4990 | 8110543 | LENNOX INDUSTRIES, INC. | SL18XC1-024-230A** | AC | Split System: Air-Cooled Condensing Unit, Coil with Blower | SL18XC1-024-230A** |  | CH35-36C+TDR+TXV | 15 | 18 | Yes | Yes | 2015-09-01 |  | 3
FALSE | SL18XC1-024-230A** | 4990 | 8110544 | LENNOX INDUSTRIES, INC. | SL18XC1-024-230A** | AC | Split System: Air-Cooled Condensing Unit, Coil with Blower | SL18XC1-024-230A** |  | CH35-36C+TDR+TXV | 15 | 18 | Yes | Yes | 2015-09-01 |  | 3
FALSE | SL18XC1-024-230A** | 4990 | 8110558 | LENNOX INDUSTRIES, INC. | SL18XC1-024-230A** | AC | Split System: Air-Cooled Condensing Unit, Coil with Blower | SL18XC1-024-230A** |  | CR33-30/36+TDR+TXV | 15 | 18 | Yes | Yes | 2015-09-01 |  | 3
FALSE | SL18XC1-024-230A** | 4990 | 8110566 | LENNOX INDUSTRIES, INC. | SL18XC1-024-230A** | AC | Split System: Air-Cooled Condensing Unit, Coil with Blower | SL18XC1-024-230A** |  | CR33-30/36+TDR+TXV | 15 | 18 | Yes | Yes | 2015-09-01 |  | 3
FALSE | SL18XC1-024-230A** | 4990 | 8110627 | LENNOX INDUSTRIES, INC. | SL18XC1-024-230A** | AC | Split System: Air-Cooled Condensing Unit, Coil with Blower | SL18XC1-024-230A** |  | CX34-31+TDR | 15 | 18 | Yes | Yes | 2015-09-01 |  | 3
FALSE | SL18XC1-024-230A** | 4990 | 8110628 | LENNOX INDUSTRIES, INC. | SL18XC1-024-230A** | AC | Split System: Air-Cooled Condensing Unit, Coil with Blower | SL18XC1-024-230A** |  | CX34-31+TDR | 15 | 18 | Yes | Yes | 2015-09-01 |  | 3
FALSE | SL18XC1-024-230A** | 4990 | 8110631 | LENNOX INDUSTRIES, INC. | SL18XC1-024-230A** | AC | Split System: Air-Cooled Condensing Unit, Coil with Blower | SL18XC1-024-230A** |  | CX34-31+TDR | 15 | 18 | Yes | Yes | 2015-09-01 |  | 3
FALSE | SL18XC1-024-230A** | 4990 | 8110632 | LENNOX INDUSTRIES, INC. | SL18XC1-024-230A** | AC | Split System: Air-Cooled Condensing Unit, Coil with Blower | SL18XC1-024-230A** |  | CX34-31+TDR | 15 | 18 | Yes | Yes | 2015-09-01 |  | 3
FALSE | SL18XC1-024-230A** | 4990 | 8110633 | LENNOX INDUSTRIES, INC. | SL18XC1-024-230A** | AC | Split System: Air-Cooled Condensing Unit, Coil with Blower | SL18XC1-024-230A** |  | CX34-31+TDR | 15 | 18 | Yes | Yes | 2015-09-01 |  | 3
FALSE | SL18XC1-024-230A** | 4990 | 8110634 | LENNOX INDUSTRIES, INC. | SL18XC1-024-230A** | AC | Split System: Air-Cooled Condensing Unit, Coil with Blower | SL18XC1-024-230A** |  | CX34-31+TDR | 15 | 18 | Yes | Yes | 2015-09-01 |  | 3
FALSE | SL18XC1-024-230A** | 4990 | 8110635 | LENNOX INDUSTRIES, INC. | SL18XC1-024-230A** | AC | Split System: Air-Cooled Condensing Unit, Coil with Blower | SL18XC1-024-230A** |  | CX34-31+TDR | 15 | 18 | Yes | Yes | 2015-09-01 |  | 3
FALSE | SL18XC1-024-230A** | 4990 | 8110636 | LENNOX INDUSTRIES, INC. | SL18XC1-024-230A** | AC | Split System: Air-Cooled Condensing Unit, Coil with Blower | SL18XC1-024-230A** |  | CX34-31+TDR | 15 | 18 | Yes | Yes | 2015-09-01 |  | 3
FALSE | SL18XC1-024-230A** | 4990 | 8110637 | LENNOX INDUSTRIES, INC. | SL18XC1-024-230A** | AC | Split System: Air-Cooled Condensing Unit, Coil with Blower | SL18XC1-024-230A** |  | CX34-31+TDR | 15 | 18 | Yes | Yes | 2015-09-01 |  | 3
FALSE | SL18XC1-024-230A** | 4990 | 8110638 | LENNOX INDUSTRIES, INC. | SL18XC1-024-230A** | AC | Split System: Air-Cooled Condensing Unit, Coil with Blower | SL18XC1-024-230A** |  | CX34-31+TDR | 15 | 18 | Yes | Yes | 2015-09-01 |  | 3
FALSE | SL18XC1-024-230A** | 4990 | 8110662 | LENNOX INDUSTRIES, INC. | SL18XC1-024-230A** | AC | Split System: Air-Cooled Condensing Unit, Coil with Blower | SL18XC1-024-230A** |  | CX34-38+TDR | 15 | 18 | Yes | Yes | 2015-09-01 |  | 3
FALSE | SL18XC1-024-230A** | 4990 | 8110663 | LENNOX INDUSTRIES, INC. | SL18XC1-024-230A** | AC | Split System: Air-Cooled Condensing Unit, Coil with Blower | SL18XC1-024-230A** |  | CX34-38+TDR | 15 | 18 | Yes | Yes | 2015-09-01 |  | 3
FALSE | XC20-024-230A** | 4979 | 8085735 | LENNOX INDUSTRIES, INC. | XC20-024-230A** | AC | Split System: Air-Cooled Condensing Unit, Coil with Blower | XC20-024-230A** |  | CR33-48B*+TDR+TXV | 14 | 20 | Yes | Yes | 2015-04-28 |  | 3
FALSE | XC20-024-230A** | 4979 | 8085736 | LENNOX INDUSTRIES, INC. | XC20-024-230A** | AC | Split System: Air-Cooled Condensing Unit, Coil with Blower | XC20-024-230A** |  | CR33-48C*+TDR+TXV | 14 | 20 | Yes | Yes | 2015-04-28 |  | 3
FALSE | XC20-024-230A** | 4979 | 8085738 | LENNOX INDUSTRIES, INC. | XC20-024-230A** | AC | Split System: Air-Cooled Condensing Unit, Coil with Blower | XC20-024-230A** |  | CX34-31A*+TDR | 14 | 20 | Yes | Yes | 2015-04-28 |  | 3
FALSE | XC20-024-230A** | 4979 | 8085739 | LENNOX INDUSTRIES, INC. | XC20-024-230A** | AC | Split System: Air-Cooled Condensing Unit, Coil with Blower | XC20-024-230A** |  | CX34-31A*+TDR | 14 | 20 | Yes | Yes | 2015-04-28 |  | 3
FALSE | XC20-024-230A** | 4979 | 8085741 | LENNOX INDUSTRIES, INC. | XC20-024-230A** | AC | Split System: Air-Cooled Condensing Unit, Coil with Blower | XC20-024-230A** |  | CX34-31A*+TDR | 14 | 20 | Yes | Yes | 2015-04-28 |  | 3
FALSE | XC20-024-230A** | 4979 | 8085701 | LENNOX INDUSTRIES, INC. | XC20-024-230A** | AC | Split System: Air-Cooled Condensing Unit, Coil with Blower | XC20-024-230A** |  | CH33-19+TDR+TXV | 13.5 | 20 | Yes | Yes | 2015-04-28 |  | 3
FALSE | XC20-024-230A** | 4979 | 8085723 | LENNOX INDUSTRIES, INC. | XC20-024-230A** | AC | Split System: Air-Cooled Condensing Unit, Coil with Blower | XC20-024-230A** |  | CH35-30B+TDR+TXV | 14.5 | 20 | Yes | Yes | 2015-04-28 |  | 3
FALSE | XC20-024-230A** | 4979 | 8085725 | LENNOX INDUSTRIES, INC. | XC20-024-230A** | AC | Split System: Air-Cooled Condensing Unit, Coil with Blower | XC20-024-230A** |  | CH35-30B+TDR+TXV | 14.5 | 20 | Yes | Yes | 2015-04-28 |  | 3
FALSE | XC20-024-230A** | 4979 | 8085727 | LENNOX INDUSTRIES, INC. | XC20-024-230A** | AC | Split System: Air-Cooled Condensing Unit, Coil with Blower | XC20-024-230A** |  | CH35-42C+TDR+TXV | 14.5 | 20 | Yes | Yes | 2015-04-28 |  | 3
FALSE | XC20-024-230A** | 4979 | 8085728 | LENNOX INDUSTRIES, INC. | XC20-024-230A** | AC | Split System: Air-Cooled Condensing Unit, Coil with Blower | XC20-024-230A** |  | CH35-42C+TDR+TXV | 14.5 | 20 | Yes | Yes | 2015-04-28 |  | 3
FALSE | XC20-024-230A** | 4979 | 8085742 | LENNOX INDUSTRIES, INC. | XC20-024-230A** | AC | Split System: Air-Cooled Condensing Unit, Coil with Blower | XC20-024-230A** |  | CX34-31A*+TDR | 14.5 | 20 | Yes | Yes | 2015-04-28 |  | 3
FALSE | XC20-024-230A** | 4979 | 8085747 | LENNOX INDUSTRIES, INC. | XC20-024-230A** | AC | Split System: Air-Cooled Condensing Unit, Coil with Blower | XC20-024-230A** |  | CX34-31B*+TDR | 14.5 | 20 | Yes | Yes | 2015-04-28 |  | 3
FALSE | XC20-024-230A** | 4979 | 8085749 | LENNOX INDUSTRIES, INC. | XC20-024-230A** | AC | Split System: Air-Cooled Condensing Unit, Coil with Blower | XC20-024-230A** |  | CX34-31B*+TDR | 14.5 | 20 | Yes | Yes | 2015-04-28 |  | 3
FALSE | XC20-024-230A** | 4979 | 8085750 | LENNOX INDUSTRIES, INC. | XC20-024-230A** | AC | Split System: Air-Cooled Condensing Unit, Coil with Blower | XC20-024-230A** |  | CX34-31B*+TDR | 14.5 | 20 | Yes | Yes | 2015-04-28 |  | 3
FALSE | XC20-024-230A** | 4979 | 8085754 | LENNOX INDUSTRIES, INC. | XC20-024-230A** | AC | Split System: Air-Cooled Condensing Unit, Coil with Blower | XC20-024-230A** |  | CX34-38A*+TDR | 14.5 | 20 | Yes | Yes | 2015-04-28 |  | 3
FALSE | XC20-024-230A** | 4979 | 8085755 | LENNOX INDUSTRIES, INC. | XC20-024-230A** | AC | Split System: Air-Cooled Condensing Unit, Coil with Blower | XC20-024-230A** |  | CX34-38A*+TDR | 14.5 | 20 | Yes | Yes | 2015-04-28 |  | 3
FALSE | XC20-024-230A** | 4979 | 8085757 | LENNOX INDUSTRIES, INC. | XC20-024-230A** | AC | Split System: Air-Cooled Condensing Unit, Coil with Blower | XC20-024-230A** |  | CX34-38A*+TDR | 14.5 | 20 | Yes | Yes | 2015-04-28 |  | 3
FALSE | XC20-024-230A** | 4979 | 8085758 | LENNOX INDUSTRIES, INC. | XC20-024-230A** | AC | Split System: Air-Cooled Condensing Unit, Coil with Blower | XC20-024-230A** |  | CX34-38A*+TDR | 14.5 | 20 | Yes | Yes | 2015-04-28 |  | 3
FALSE | XC20-024-230A** | 4979 | 8085760 | LENNOX INDUSTRIES, INC. | XC20-024-230A** | AC | Split System: Air-Cooled Condensing Unit, Coil with Blower | XC20-024-230A** |  | CX34-38A*+TDR | 14.5 | 20 | Yes | Yes | 2015-04-28 |  | 3
FALSE | XC20-024-230A** | 4979 | 8085762 | LENNOX INDUSTRIES, INC. | XC20-024-230A** | AC | Split System: Air-Cooled Condensing Unit, Coil with Blower | XC20-024-230A** |  | CX34-38B*+TDR | 14.5 | 20 | Yes | Yes | 2015-04-28 |  | 3
FALSE | XC20-024-230A** | 4979 | 8085763 | LENNOX INDUSTRIES, INC. | XC20-024-230A** | AC | Split System: Air-Cooled Condensing Unit, Coil with Blower | XC20-024-230A** |  | CX34-38B*+TDR | 14.5 | 20 | Yes | Yes | 2015-04-28 |  | 3
FALSE | XC20-024-230A** | 4979 | 8085765 | LENNOX INDUSTRIES, INC. | XC20-024-230A** | AC | Split System: Air-Cooled Condensing Unit, Coil with Blower | XC20-024-230A** |  | CX34-38B*+TDR | 14.5 | 20 | Yes | Yes | 2015-04-28 |  | 3
FALSE | XC20-024-230A** | 4979 | 8085766 | LENNOX INDUSTRIES, INC. | XC20-024-230A** | AC | Split System: Air-Cooled Condensing Unit, Coil with Blower | XC20-024-230A** |  | CX34-38B*+TDR | 14.5 | 20 | Yes | Yes | 2015-04-28 |  | 3
FALSE | XC20-024-230A** | 4979 | 8085672 | LENNOX INDUSTRIES, INC. | XC20-024-230A** | AC | Split System: Air-Cooled Condensing Unit, Coil with Blower | XC20-024-230A** |  | C33-38A*+TDR+TXV | 14.5 | 20 | Yes | Yes | 2015-04-28 |  | 3
FALSE | XC20-024-230A** | 4979 | 8085674 | LENNOX INDUSTRIES, INC. | XC20-024-230A** | AC | Split System: Air-Cooled Condensing Unit, Coil with Blower | XC20-024-230A** |  | C33-38A*+TDR+TXV | 14.5 | 20 | Yes | Yes | 2015-04-28 |  | 3
FALSE | XC20-024-230A** | 4979 | 8085719 | LENNOX INDUSTRIES, INC. | XC20-024-230A** | AC | Split System: Air-Cooled Condensing Unit, Coil with Blower | XC20-024-230A** |  | CH33-43C+TDR+TXV | 14.5 | 20 | Yes | Yes | 2015-04-28 |  | 3
FALSE | XC20-024-230A** | 4979 | 8085720 | LENNOX INDUSTRIES, INC. | XC20-024-230A** | AC | Split System: Air-Cooled Condensing Unit, Coil with Blower | XC20-024-230A** |  | CH35-30B+TDR+TXV | 14.5 | 20 | Yes | Yes | 2015-04-28 |  | 3
FALSE | XC20-024-230A** | 4979 | 8085722 | LENNOX INDUSTRIES, INC. | XC20-024-230A** | AC | Split System: Air-Cooled Condensing Unit, Coil with Blower | XC20-024-230A** |  | CH35-30B+TDR+TXV | 14.5 | 20 | Yes | Yes | 2015-04-28 |  | 3
FALSE | XC20-024-230A** | 4979 | 8085715 | LENNOX INDUSTRIES, INC. | XC20-024-230A** | AC | Split System: Air-Cooled Condensing Unit, Coil with Blower | XC20-024-230A** |  | CH33-42B*+TDR+TXV | 14 | 20 | Yes | Yes | 2015-04-28 |  | 3
FALSE | XC20-024-230A** | 4979 | 8085663 | LENNOX INDUSTRIES, INC. | XC20-024-230A** | AC | Split System: Air-Cooled Condensing Unit, Coil with Blower | XC20-024-230A** |  | C33-31A*+TDR+TXV | 14 | 20 | Yes | Yes | 2015-04-28 |  | 3
FALSE | XC20-024-230A** | 4979 | 8085664 | LENNOX INDUSTRIES, INC. | XC20-024-230A** | AC | Split System: Air-Cooled Condensing Unit, Coil with Blower | XC20-024-230A** |  | C33-31B*+TDR+TXV | 14 | 20 | Yes | Yes | 2015-04-28 |  | 3
FALSE | XC20-024-230A** | 4979 | 8085710 | LENNOX INDUSTRIES, INC. | XC20-024-230A** | AC | Split System: Air-Cooled Condensing Unit, Coil with Blower | XC20-024-230A** |  | CH33-42B*+TDR+TXV | 14 | 20 | Yes | Yes | 2015-04-28 |  | 3
FALSE | XC20-024-230A** | 4979 | 8085711 | LENNOX INDUSTRIES, INC. | XC20-024-230A** | AC | Split System: Air-Cooled Condensing Unit, Coil with Blower | XC20-024-230A** |  | CH33-42B*+TDR+TXV | 14 | 20 | Yes | Yes | 2015-04-28 |  | 3
FALSE | XC20-024-230A** | 4979 | 8085671 | LENNOX INDUSTRIES, INC. | XC20-024-230A** | AC | Split System: Air-Cooled Condensing Unit, Coil with Blower | XC20-024-230A** |  | C33-36+TDR+TXV | 14 | 20 | Yes | Yes | 2015-04-28 |  | 3
FALSE | XC20-024-230A** | 4979 | 8085690 | LENNOX INDUSTRIES, INC. | XC20-024-230A** | AC | Split System: Air-Cooled Condensing Unit, Coil with Blower | XC20-024-230A** |  | CBX40UHV-024*+TDR | 14 | 20 | Yes | Yes | 2015-04-28 |  | 3
FALSE | XC20-024-230A** | 4979 | 8085691 | LENNOX INDUSTRIES, INC. | XC20-024-230A** | AC | Split System: Air-Cooled Condensing Unit, Coil with Blower | XC20-024-230A** |  | CBX40UHV-030*+TDR | 14 | 20 | Yes | Yes | 2015-04-28 |  | 3
FALSE | XC20-024-230A** | 4979 | 8085693 | LENNOX INDUSTRIES, INC. | XC20-024-230A** | AC | Split System: Air-Cooled Condensing Unit, Coil with Blower | XC20-024-230A** |  | CH23-51+TDR+TXV | 14 | 20 | Yes | Yes | 2015-04-28 |  | 3
FALSE | XC20-024-230A** | 4979 | 8085694 | LENNOX INDUSTRIES, INC. | XC20-024-230A** | AC | Split System: Air-Cooled Condensing Unit, Coil with Blower | XC20-024-230A** |  | CH23-51+TDR+TXV | 14 | 20 | Yes | Yes | 2015-04-28 |  | 3
FALSE | XC20-024-230A** | 4979 | 8085696 | LENNOX INDUSTRIES, INC. | XC20-024-230A** | AC | Split System: Air-Cooled Condensing Unit, Coil with Blower | XC20-024-230A** |  | CH23-51+TDR+TXV | 14 | 20 | Yes | Yes | 2015-04-28 |  | 3
FALSE | XC20-024-230A** | 4979 | 8085698 | LENNOX INDUSTRIES, INC. | XC20-024-230A** | AC | Split System: Air-Cooled Condensing Unit, Coil with Blower | XC20-024-230A** |  | CH23-51+TDR+TXV | 14 | 20 | Yes | Yes | 2015-04-28 |  | 3
FALSE | XC20-024-230A** | 4979 | 8085699 | LENNOX INDUSTRIES, INC. | XC20-024-230A** | AC | Split System: Air-Cooled Condensing Unit, Coil with Blower | XC20-024-230A** |  | CH23-51+TDR+TXV | 14 | 20 | Yes | Yes | 2015-04-28 |  | 3
TRUE | XC20-024-230A** | 4979 | 8085686 | LENNOX INDUSTRIES, INC. | XC20-024-230A** | AC | Split System: Air-Cooled Condensing Unit, Coil with Blower | XC20-024-230A** |  | CBX32MV-024/030*+TDR | 14 | 20 | Yes | Yes | 2015-04-28 |  | 3
FALSE | XC20-036-230A** | 4980 | 8086464 | LENNOX INDUSTRIES, INC. | XC20-036-230A** | AC | Split System: Air-Cooled Condensing Unit, Coil with Blower | XC20-036-230A** |  | CR33-48+TDR+TXV | 13 | 20 | Yes | Yes | 2015-04-28 |  | 3
FALSE | XC20-036-230A** | 4980 | 8086466 | LENNOX INDUSTRIES, INC. | XC20-036-230A** | AC | Split System: Air-Cooled Condensing Unit, Coil with Blower | XC20-036-230A** |  | CX34-36+TDR | 13 | 20 | Yes | Yes | 2015-04-28 |  | 3
FALSE | XC20-036-230A** | 4980 | 8086467 | LENNOX INDUSTRIES, INC. | XC20-036-230A** | AC | Split System: Air-Cooled Condensing Unit, Coil with Blower | XC20-036-230A** |  | CX34-38+TDR | 13 | 20 | Yes | Yes | 2015-04-28 |  | 3
FALSE | XC20-036-230A** | 4980 | 8086468 | LENNOX INDUSTRIES, INC. | XC20-036-230A** | AC | Split System: Air-Cooled Condensing Unit, Coil with Blower | XC20-036-230A** |  | CX34-38+TDR | 13 | 20 | Yes | Yes | 2015-04-28 |  | 3
FALSE | XC20-036-230A** | 4980 | 8086469 | LENNOX INDUSTRIES, INC. | XC20-036-230A** | AC | Split System: Air-Cooled Condensing Unit, Coil with Blower | XC20-036-230A** |  | CX34-38+TDR | 13 | 20 | Yes | Yes | 2015-04-28 |  | 3
FALSE | XC20-036-230A** | 4980 | 8086470 | LENNOX INDUSTRIES, INC. | XC20-036-230A** | AC | Split System: Air-Cooled Condensing Unit, Coil with Blower | XC20-036-230A** |  | CX34-38+TDR | 13 | 20 | Yes | Yes | 2015-04-28 |  | 3
FALSE | XC20-036-230A** | 4980 | 8086471 | LENNOX INDUSTRIES, INC. | XC20-036-230A** | AC | Split System: Air-Cooled Condensing Unit, Coil with Blower | XC20-036-230A** |  | CX34-38+TDR | 13.5 | 20 | Yes | Yes | 2015-04-28 |  | 3
FALSE | XC20-036-230A** | 4980 | 8086472 | LENNOX INDUSTRIES, INC. | XC20-036-230A** | AC | Split System: Air-Cooled Condensing Unit, Coil with Blower | XC20-036-230A** |  | CX34-38+TDR | 13.5 | 20 | Yes | Yes | 2015-04-28 |  | 3
FALSE | XC20-036-230A** | 4980 | 8086473 | LENNOX INDUSTRIES, INC. | XC20-036-230A** | AC | Split System: Air-Cooled Condensing Unit, Coil with Blower | XC20-036-230A** |  | CX34-38+TDR | 13.5 | 20 | Yes | Yes | 2015-04-28 |  | 3
FALSE | XC20-036-230A** | 4980 | 8086474 | LENNOX INDUSTRIES, INC. | XC20-036-230A** | AC | Split System: Air-Cooled Condensing Unit, Coil with Blower | XC20-036-230A** |  | CX34-38+TDR | 13 | 20 | Yes | Yes | 2015-04-28 |  | 3
FALSE | XC20-036-230A** | 4980 | 8086475 | LENNOX INDUSTRIES, INC. | XC20-036-230A** | AC | Split System: Air-Cooled Condensing Unit, Coil with Blower | XC20-036-230A** |  | CX34-43+TDR | 13 | 20 | Yes | Yes | 2015-04-28 |  | 3
FALSE | XC20-036-230A** | 4980 | 8086476 | LENNOX INDUSTRIES, INC. | XC20-036-230A** | AC | Split System: Air-Cooled Condensing Unit, Coil with Blower | XC20-036-230A** |  | CX34-43+TDR | 13 | 20 | Yes | Yes | 2015-04-28 |  | 3
FALSE | XC20-036-230A** | 4980 | 8086477 | LENNOX INDUSTRIES, INC. | XC20-036-230A** | AC | Split System: Air-Cooled Condensing Unit, Coil with Blower | XC20-036-230A** |  | CX34-43+TDR | 14 | 20 | Yes | Yes | 2015-04-28 |  | 3
FALSE | XC20-036-230A** | 4980 | 8086478 | LENNOX INDUSTRIES, INC. | XC20-036-230A** | AC | Split System: Air-Cooled Condensing Unit, Coil with Blower | XC20-036-230A** |  | CX34-43+TDR | 14 | 20 | Yes | Yes | 2015-04-28 |  | 3
FALSE | XC20-036-230A** | 4980 | 8086479 | LENNOX INDUSTRIES, INC. | XC20-036-230A** | AC | Split System: Air-Cooled Condensing Unit, Coil with Blower | XC20-036-230A** |  | CX34-43+TDR | 14 | 20 | Yes | Yes | 2015-04-28 |  | 3
FALSE | XC20-036-230A** | 4980 | 8086480 | LENNOX INDUSTRIES, INC. | XC20-036-230A** | AC | Split System: Air-Cooled Condensing Unit, Coil with Blower | XC20-036-230A** |  | CX34-43+TDR | 13.5 | 20 | Yes | Yes | 2015-04-28 |  | 3
FALSE | XC20-036-230A** | 4980 | 8086481 | LENNOX INDUSTRIES, INC. | XC20-036-230A** | AC | Split System: Air-Cooled Condensing Unit, Coil with Blower | XC20-036-230A** |  | CX34-43+TDR | 13.5 | 20 | Yes | Yes | 2015-04-28 |  | 3
FALSE | XC20-036-230A** | 4980 | 8086482 | LENNOX INDUSTRIES, INC. | XC20-036-230A** | AC | Split System: Air-Cooled Condensing Unit, Coil with Blower | XC20-036-230A** |  | CX34-43+TDR | 14 | 20 | Yes | Yes | 2015-04-28 |  | 3
FALSE | XC20-036-230A** | 4980 | 8086501 | LENNOX INDUSTRIES, INC. | XC20-036-230A** | AC | Split System: Air-Cooled Condensing Unit, Coil with Blower | XC20-036-230A** |  | CX34-50/60C+TDR | 13.5 | 20 | Yes | Yes | 2015-04-28 |  | 3
FALSE | XC20-036-230A** | 4980 | 8086502 | LENNOX INDUSTRIES, INC. | XC20-036-230A** | AC | Split System: Air-Cooled Condensing Unit, Coil with Blower | XC20-036-230A** |  | CH35-42C+TDR+TXV | 14 | 20 | Yes | Yes | 2015-04-28 |  | 3
FALSE | XC20-036-230A** | 4980 | 8086503 | LENNOX INDUSTRIES, INC. | XC20-036-230A** | AC | Split System: Air-Cooled Condensing Unit, Coil with Blower | XC20-036-230A** |  | CH35-42C+TDR+TXV | 14 | 20 | Yes | Yes | 2015-04-28 |  | 3
FALSE | XC20-036-230A** | 4980 | 8086504 | LENNOX INDUSTRIES, INC. | XC20-036-230A** | AC | Split System: Air-Cooled Condensing Unit, Coil with Blower | XC20-036-230A** |  | CH35-42C+TDR+TXV | 14 | 20 | Yes | Yes | 2015-04-28 |  | 3
FALSE | XC20-036-230A** | 4980 | 8086505 | LENNOX INDUSTRIES, INC. | XC20-036-230A** | AC | Split System: Air-Cooled Condensing Unit, Coil with Blower | XC20-036-230A** |  | CH35-42C+TDR+TXV | 14 | 20 | Yes | Yes | 2015-04-28 |  | 3
FALSE | XC20-036-230A** | 4980 | 8086506 | LENNOX INDUSTRIES, INC. | XC20-036-230A** | AC | Split System: Air-Cooled Condensing Unit, Coil with Blower | XC20-036-230A** |  | CH35-48B+TDR+TXV | 13 | 20 | Yes | Yes | 2015-04-28 |  | 3
FALSE | XC20-036-230A** | 4980 | 8086507 | LENNOX INDUSTRIES, INC. | XC20-036-230A** | AC | Split System: Air-Cooled Condensing Unit, Coil with Blower | XC20-036-230A** |  | CH35-48B+TDR+TXV | 13.5 | 20 | Yes | Yes | 2015-04-28 |  | 3
FALSE | XC20-036-230A** | 4980 | 8086508 | LENNOX INDUSTRIES, INC. | XC20-036-230A** | AC | Split System: Air-Cooled Condensing Unit, Coil with Blower | XC20-036-230A** |  | CH35-48B+TDR+TXV | 14 | 20 | Yes | Yes | 2015-04-28 |  | 3
FALSE | XC20-036-230A** | 4980 | 8086509 | LENNOX INDUSTRIES, INC. | XC20-036-230A** | AC | Split System: Air-Cooled Condensing Unit, Coil with Blower | XC20-036-230A** |  | CH35-48B+TDR+TXV | 14 | 20 | Yes | Yes | 2015-04-28 |  | 3
FALSE | XC20-036-230A** | 4980 | 8086510 | LENNOX INDUSTRIES, INC. | XC20-036-230A** | AC | Split System: Air-Cooled Condensing Unit, Coil with Blower | XC20-036-230A** |  | CH35-48B+TDR+TXV | 14 | 20 | Yes | Yes | 2015-04-28 |  | 3
FALSE | XC20-036-230A** | 4980 | 8086511 | LENNOX INDUSTRIES, INC. | XC20-036-230A** | AC | Split System: Air-Cooled Condensing Unit, Coil with Blower | XC20-036-230A** |  | CH35-48B+TDR+TXV | 13.5 | 20 | Yes | Yes | 2015-04-28 |  | 3
FALSE | XC20-036-230A** | 4980 | 8086512 | LENNOX INDUSTRIES, INC. | XC20-036-230A** | AC | Split System: Air-Cooled Condensing Unit, Coil with Blower | XC20-036-230A** |  | CH35-48C+TDR+TXV | 13.5 | 20 | Yes | Yes | 2015-04-28 |  | 3
FALSE | XC20-036-230A** | 4980 | 8086513 | LENNOX INDUSTRIES, INC. | XC20-036-230A** | AC | Split System: Air-Cooled Condensing Unit, Coil with Blower | XC20-036-230A** |  | CH35-48C+TDR+TXV | 14 | 20 | Yes | Yes | 2015-04-28 |  | 3
FALSE | XC20-036-230A** | 4980 | 8086514 | LENNOX INDUSTRIES, INC. | XC20-036-230A** | AC | Split System: Air-Cooled Condensing Unit, Coil with Blower | XC20-036-230A** |  | CH35-48C+TDR+TXV | 13.5 | 20 | Yes | Yes | 2015-04-28 |  | 3
FALSE | XC20-036-230A** | 4980 | 8086515 | LENNOX INDUSTRIES, INC. | XC20-036-230A** | AC | Split System: Air-Cooled Condensing Unit, Coil with Blower | XC20-036-230A** |  | CH35-48C+TDR+TXV | 14 | 20 | Yes | Yes | 2015-04-28 |  | 3
FALSE | XC20-036-230A** | 4980 | 8087921 | LENNOX INDUSTRIES, INC. | XC20-036-230A** | AC | Split System: Air-Cooled Condensing Unit, Coil with Blower | XC20-036-230A** |  | CX34-49+TDR | 13.5 | 20 | Yes | Yes | 2015-04-28 |  | 3
FALSE | XC20-036-230A** | 4980 | 8087922 | LENNOX INDUSTRIES, INC. | XC20-036-230A** | AC | Split System: Air-Cooled Condensing Unit, Coil with Blower | XC20-036-230A** |  | CX34-49+TDR | 13.5 | 20 | Yes | Yes | 2015-04-28 |  | 3
FALSE | XC20-036-230A** | 4980 | 8100046 | LENNOX INDUSTRIES, INC. | XC20-036-230A** | AC | Split System: Air-Cooled Condensing Unit, Coil with Blower | XC20-036-230A** |  | C33-43C+TDR+TXV | 14 | 20 | Yes | Yes | 2015-04-28 |  | 3
FALSE | XC20-036-230A** | 4980 | 8100048 | LENNOX INDUSTRIES, INC. | XC20-036-230A** | AC | Split System: Air-Cooled Condensing Unit, Coil with Blower | XC20-036-230A** |  | C33-43C+TDR+TXV | 13.5 | 20 | Yes | Yes | 2015-04-28 |  | 3
FALSE | XC20-036-230A** | 4980 | 8100050 | LENNOX INDUSTRIES, INC. | XC20-036-230A** | AC | Split System: Air-Cooled Condensing Unit, Coil with Blower | XC20-036-230A** |  | C33-43C+TDR+TXV | 14 | 20 | Yes | Yes | 2015-04-28 |  | 3
FALSE | XC20-036-230A** | 4980 | 8100052 | LENNOX INDUSTRIES, INC. | XC20-036-230A** | AC | Split System: Air-Cooled Condensing Unit, Coil with Blower | XC20-036-230A** |  | C33-43C+TDR+TXV | 14 | 20 | Yes | Yes | 2015-04-28 |  | 3
FALSE | XC20-036-230A** | 4980 | 8100054 | LENNOX INDUSTRIES, INC. | XC20-036-230A** | AC | Split System: Air-Cooled Condensing Unit, Coil with Blower | XC20-036-230A** |  | C33-48+TDR+TXV | 13 | 20 | Yes | Yes | 2015-04-28 |  | 3
FALSE | XC20-036-230A** | 4980 | 8100056 | LENNOX INDUSTRIES, INC. | XC20-036-230A** | AC | Split System: Air-Cooled Condensing Unit, Coil with Blower | XC20-036-230A** |  | C33-48+TDR+TXV | 13 | 20 | Yes | Yes | 2015-04-28 |  | 3
FALSE | XC20-036-230A** | 4980 | 8100058 | LENNOX INDUSTRIES, INC. | XC20-036-230A** | AC | Split System: Air-Cooled Condensing Unit, Coil with Blower | XC20-036-230A** |  | C33-48+TDR+TXV | 13.5 | 20 | Yes | Yes | 2015-04-28 |  | 3
FALSE | XC20-036-230A** | 4980 | 8100060 | LENNOX INDUSTRIES, INC. | XC20-036-230A** | AC | Split System: Air-Cooled Condensing Unit, Coil with Blower | XC20-036-230A** |  | C33-48+TDR+TXV | 13.5 | 20 | Yes | Yes | 2015-04-28 |  | 3
FALSE | XC20-036-230A** | 4980 | 8100062 | LENNOX INDUSTRIES, INC. | XC20-036-230A** | AC | Split System: Air-Cooled Condensing Unit, Coil with Blower | XC20-036-230A** |  | C33-48+TDR+TXV | 13.5 | 20 | Yes | Yes | 2015-04-28 |  | 3
FALSE | XC20-036-230A** | 4980 | 8100063 | LENNOX INDUSTRIES, INC. | XC20-036-230A** | AC | Split System: Air-Cooled Condensing Unit, Coil with Blower | XC20-036-230A** |  | C33-48+TDR+TXV | 13 | 20 | Yes | Yes | 2015-04-28 |  | 3
FALSE | XC20-036-230A** | 4980 | 8100065 | LENNOX INDUSTRIES, INC. | XC20-036-230A** | AC | Split System: Air-Cooled Condensing Unit, Coil with Blower | XC20-036-230A** |  | C33-48+TDR+TXV | 13.5 | 20 | Yes | Yes | 2015-04-28 |  | 3
FALSE | XC20-036-230A** | 4980 | 8100068 | LENNOX INDUSTRIES, INC. | XC20-036-230A** | AC | Split System: Air-Cooled Condensing Unit, Coil with Blower | XC20-036-230A** |  | C33-48+TDR+TXV | 13.5 | 20 | Yes | Yes | 2015-04-28 |  | 3
FALSE | XC20-036-230A** | 4980 | 8100070 | LENNOX INDUSTRIES, INC. | XC20-036-230A** | AC | Split System: Air-Cooled Condensing Unit, Coil with Blower | XC20-036-230A** |  | C33-43+TDR+TXV | 13.5 | 20 | Yes | Yes | 2015-04-28 |  | 3
FALSE | XC20-036-230A** | 4980 | 8100072 | LENNOX INDUSTRIES, INC. | XC20-036-230A** | AC | Split System: Air-Cooled Condensing Unit, Coil with Blower | XC20-036-230A** |  | C33-48+TDR+TXV | 13.5 | 20 | Yes | Yes | 2015-04-28 |  | 3
FALSE | XC20-036-230A** | 4980 | 8100074 | LENNOX INDUSTRIES, INC. | XC20-036-230A** | AC | Split System: Air-Cooled Condensing Unit, Coil with Blower | XC20-036-230A** |  | C33-48+TDR+TXV | 13.5 | 20 | Yes | Yes | 2015-04-28 |  | 3
FALSE | XC20-036-230A** | 4980 | 8100076 | LENNOX INDUSTRIES, INC. | XC20-036-230A** | AC | Split System: Air-Cooled Condensing Unit, Coil with Blower | XC20-036-230A** |  | C33-48+TDR+TXV | 13.5 | 20 | Yes | Yes | 2015-04-28 |  | 3
FALSE | XC20-036-230A** | 4980 | 8100078 | LENNOX INDUSTRIES, INC. | XC20-036-230A** | AC | Split System: Air-Cooled Condensing Unit, Coil with Blower | XC20-036-230A** |  | C33-50/60C+TDR+TXV | 13.5 | 20 | Yes | Yes | 2015-04-28 |  | 3
FALSE | XC20-036-230A** | 4980 | 8100112 | LENNOX INDUSTRIES, INC. | XC20-036-230A** | AC | Split System: Air-Cooled Condensing Unit, Coil with Blower | XC20-036-230A** |  | CH33-42+TDR+TXV | 13 | 20 | Yes | Yes | 2015-04-28 |  | 3
FALSE | XC20-036-230A** | 4980 | 8100114 | LENNOX INDUSTRIES, INC. | XC20-036-230A** | AC | Split System: Air-Cooled Condensing Unit, Coil with Blower | XC20-036-230A** |  | CH33-42+TDR+TXV | 13 | 20 | Yes | Yes | 2015-04-28 |  | 3
FALSE | XC20-036-230A** | 4980 | 8100116 | LENNOX INDUSTRIES, INC. | XC20-036-230A** | AC | Split System: Air-Cooled Condensing Unit, Coil with Blower | XC20-036-230A** |  | CH33-42+TDR+TXV | 13 | 20 | Yes | Yes | 2015-04-28 |  | 3
FALSE | XC20-036-230A** | 4980 | 8100118 | LENNOX INDUSTRIES, INC. | XC20-036-230A** | AC | Split System: Air-Cooled Condensing Unit, Coil with Blower | XC20-036-230A** |  | CH33-43+TDR+TXV | 13.5 | 20 | Yes | Yes | 2015-04-28 |  | 3
FALSE | XC20-036-230A** | 4980 | 8100119 | LENNOX INDUSTRIES, INC. | XC20-036-230A** | AC | Split System: Air-Cooled Condensing Unit, Coil with Blower | XC20-036-230A** |  | CH33-43+TDR+TXV | 14 | 20 | Yes | Yes | 2015-04-28 |  | 3
FALSE | XC20-036-230A** | 4980 | 8100121 | LENNOX INDUSTRIES, INC. | XC20-036-230A** | AC | Split System: Air-Cooled Condensing Unit, Coil with Blower | XC20-036-230A** |  | CH33-43+TDR+TXV | 13.5 | 20 | Yes | Yes | 2015-04-28 |  | 3
FALSE | XC20-036-230A** | 4980 | 8100123 | LENNOX INDUSTRIES, INC. | XC20-036-230A** | AC | Split System: Air-Cooled Condensing Unit, Coil with Blower | XC20-036-230A** |  | CH33-43+TDR+TXV | 14 | 20 | Yes | Yes | 2015-04-28 |  | 3
FALSE | XC20-036-230A** | 4980 | 8100125 | LENNOX INDUSTRIES, INC. | XC20-036-230A** | AC | Split System: Air-Cooled Condensing Unit, Coil with Blower | XC20-036-230A** |  | CH33-44/48+TDR+TXV | 13 | 20 | Yes | Yes | 2015-04-28 |  | 3
FALSE | XC20-036-230A** | 4980 | 8100126 | LENNOX INDUSTRIES, INC. | XC20-036-230A** | AC | Split System: Air-Cooled Condensing Unit, Coil with Blower | XC20-036-230A** |  | CH33-44/48+TDR+TXV | 13 | 20 | Yes | Yes | 2015-04-28 |  | 3
FALSE | XC20-036-230A** | 4980 | 8100128 | LENNOX INDUSTRIES, INC. | XC20-036-230A** | AC | Split System: Air-Cooled Condensing Unit, Coil with Blower | XC20-036-230A** |  | CH33-44/48+TDR+TXV | 13.5 | 20 | Yes | Yes | 2015-04-28 |  | 3
FALSE | XC20-036-230A** | 4980 | 8100130 | LENNOX INDUSTRIES, INC. | XC20-036-230A** | AC | Split System: Air-Cooled Condensing Unit, Coil with Blower | XC20-036-230A** |  | CH33-44/48+TDR+TXV | 13.5 | 20 | Yes | Yes | 2015-04-28 |  | 3
FALSE | XC20-036-230A** | 4980 | 8100132 | LENNOX INDUSTRIES, INC. | XC20-036-230A** | AC | Split System: Air-Cooled Condensing Unit, Coil with Blower | XC20-036-230A** |  | CH33-44/48+TDR+TXV | 13.5 | 20 | Yes | Yes | 2015-04-28 |  | 3
FALSE | XC20-036-230A** | 4980 | 8100134 | LENNOX INDUSTRIES, INC. | XC20-036-230A** | AC | Split System: Air-Cooled Condensing Unit, Coil with Blower | XC20-036-230A** |  | CH33-44/48+TDR+TXV | 13 | 20 | Yes | Yes | 2015-04-28 |  | 3
FALSE | XC20-036-230A** | 4980 | 8100136 | LENNOX INDUSTRIES, INC. | XC20-036-230A** | AC | Split System: Air-Cooled Condensing Unit, Coil with Blower | XC20-036-230A** |  | CH33-48C+TDR+TXV | 13.5 | 20 | Yes | Yes | 2015-04-28 |  | 3
TRUE | XC20-048-230A** | 4977 | 8086363 | LENNOX INDUSTRIES, INC. | XC20-048-230A** | AC | Split System: Air-Cooled Condensing Unit, Coil with Blower | XC20-048-230A** |  | CBX32MV-048*+TDR | 13 | 20 | Yes | Yes | 2015-04-28 |  | 3
FALSE | XC20-048-230A** | 4977 | 8086364 | LENNOX INDUSTRIES, INC. | XC20-048-230A** | AC | Split System: Air-Cooled Condensing Unit, Coil with Blower | XC20-048-230A** |  | CBX32MV-060*+TDR | 13 | 20 | Yes | Yes | 2015-04-28 |  | 3
FALSE | XC20-048-230A** | 4977 | 8086366 | LENNOX INDUSTRIES, INC. | XC20-048-230A** | AC | Split System: Air-Cooled Condensing Unit, Coil with Blower | XC20-048-230A** |  | CBX40UHV-060*+TDR | 13 | 19.5 | Yes | Yes | 2015-04-28 |  | 3
FALSE | XC20-060-230A** | 4978 | 8086302 | LENNOX INDUSTRIES, INC. | XC20-060-230A** | AC | Split System: Air-Cooled Condensing Unit, Coil with Blower | XC20-060-230A** |  | CH35-60D+TDR+TXV | 13 | 19 | Yes | Yes | 2015-04-28 |  | 3
FALSE | XC20-060-230A** | 4978 | 8086311 | LENNOX INDUSTRIES, INC. | XC20-060-230A** | AC | Split System: Air-Cooled Condensing Unit, Coil with Blower | XC20-060-230A** |  | CX34-49+TDR | 13 | 19 | Yes | Yes | 2015-04-28 |  | 3
FALSE | XC20-060-230A** | 4978 | 8086316 | LENNOX INDUSTRIES, INC. | XC20-060-230A** | AC | Split System: Air-Cooled Condensing Unit, Coil with Blower | XC20-060-230A** |  | CX34-60D+TDR | 13 | 19 | Yes | Yes | 2015-04-28 |  | 3
FALSE | XC20-060-230A** | 4978 | 8086320 | LENNOX INDUSTRIES, INC. | XC20-060-230A** | AC | Split System: Air-Cooled Condensing Unit, Coil with Blower | XC20-060-230A** |  | CX34-62C+TDR | 13 | 19 | Yes | Yes | 2015-04-28 |  | 3
FALSE | XC20-060-230A** | 4978 | 8086321 | LENNOX INDUSTRIES, INC. | XC20-060-230A** | AC | Split System: Air-Cooled Condensing Unit, Coil with Blower | XC20-060-230A** |  | CX34-62C+TDR | 13 | 19 | Yes | Yes | 2015-04-28 |  | 3
FALSE | XC20-060-230A** | 4978 | 8086323 | LENNOX INDUSTRIES, INC. | XC20-060-230A** | AC | Split System: Air-Cooled Condensing Unit, Coil with Blower | XC20-060-230A** |  | CX34-62C+TDR | 13 | 19 | Yes | Yes | 2015-04-28 |  | 3
FALSE | XC20-060-230A** | 4978 | 8086324 | LENNOX INDUSTRIES, INC. | XC20-060-230A** | AC | Split System: Air-Cooled Condensing Unit, Coil with Blower | XC20-060-230A** |  | CX34-62D+TDR | 13 | 19 | Yes | Yes | 2015-04-28 |  | 3
FALSE | XC20-060-230A** | 4978 | 8086325 | LENNOX INDUSTRIES, INC. | XC20-060-230A** | AC | Split System: Air-Cooled Condensing Unit, Coil with Blower | XC20-060-230A** |  | CX34-62D+TDR | 13 | 19 | Yes | Yes | 2015-04-28 |  | 3
FALSE | XC20-060-230A** | 4978 | 8086326 | LENNOX INDUSTRIES, INC. | XC20-060-230A** | AC | Split System: Air-Cooled Condensing Unit, Coil with Blower | XC20-060-230A** |  | CX34-62D+TDR | 13 | 19 | Yes | Yes | 2015-04-28 |  | 3
TRUE | XC25-060-230-02 | 4219 | 8103343 | LENNOX INDUSTRIES, INC. | XC25-060-230-02 | AC | Split System: Air-Cooled Condensing Unit, Coil with Blower | XC25-060-230-02 |  | CBX40UHV-060*+TDR | 13 | 20 | Yes | Yes | 2015-04-28 |  | 3
FALSE | XC25-060-230-02 | 4219 | 8103358 | LENNOX INDUSTRIES, INC. | XC25-060-230-02 | AC | Split System: Air-Cooled Condensing Unit, Coil with Blower | XC25-060-230-02 |  | C33-62C+TDR+TXV | 13 | 20 | Yes | Yes | 2015-04-28 |  | 3
FALSE | XC25-060-230-02 | 4219 | 8103360 | LENNOX INDUSTRIES, INC. | XC25-060-230-02 | AC | Split System: Air-Cooled Condensing Unit, Coil with Blower | XC25-060-230-02 |  | C33-62C+TDR+TXV | 13 | 20 | Yes | Yes | 2015-04-28 |  | 3
FALSE | XC25-060-230-02 | 4219 | 8103367 | LENNOX INDUSTRIES, INC. | XC25-060-230-02 | AC | Split System: Air-Cooled Condensing Unit, Coil with Blower | XC25-060-230-02 |  | CBX32MV-068+TDR | 13 | 20 | Yes | Yes | 2015-04-28 |  | 3
FALSE | XC25-060-230-02 | 4219 | 8103412 | LENNOX INDUSTRIES, INC. | XC25-060-230-02 | AC | Split System: Air-Cooled Condensing Unit, Coil with Blower | XC25-060-230-02 |  | CX34-62C+TDR | 13 | 20 | Yes | Yes | 2015-04-28 |  | 3
FALSE | XC25-060-230-02 | 4219 | 8103414 | LENNOX INDUSTRIES, INC. | XC25-060-230-02 | AC | Split System: Air-Cooled Condensing Unit, Coil with Blower | XC25-060-230-02 |  | CX34-62C+TDR | 13 | 20 | Yes | Yes | 2015-04-28 |  | 3
FALSE | XC25-060-230-02 | 4219 | 8103417 | LENNOX INDUSTRIES, INC. | XC25-060-230-02 | AC | Split System: Air-Cooled Condensing Unit, Coil with Blower | XC25-060-230-02 |  | CX34-62D+TDR | 13 | 19.5 | Yes | Yes | 2015-04-28 |  | 3
FALSE | XC25-060-230-02 | 4219 | 8103418 | LENNOX INDUSTRIES, INC. | XC25-060-230-02 | AC | Split System: Air-Cooled Condensing Unit, Coil with Blower | XC25-060-230-02 |  | CX34-62D+TDR | 13 | 19.5 | Yes | Yes | 2015-04-28 |  | 3
FALSE | XC21-024-230-10 | 2324 | 5992381 | LENNOX INDUSTRIES, INC. | XC21-024-230-10 | AC | Split System: Air-Cooled Condensing Unit, Coil with Blower | XC21-024-230-10 |  | CX34-18/24+TDR | 13.5 | 18 | Yes | Yes | 2015-04-28 |  | 3
FALSE | XC21-024-230-10 | 2324 | 5992382 | LENNOX INDUSTRIES, INC. | XC21-024-230-10 | AC | Split System: Air-Cooled Condensing Unit, Coil with Blower | XC21-024-230-10 |  | C33-24+TDR+TXV | 13.5 | 18 | Yes | Yes | 2015-04-28 |  | 3
FALSE | XC21-024-230-10 | 2324 | 5992418 | LENNOX INDUSTRIES, INC. | XC21-024-230-10 | AC | Split System: Air-Cooled Condensing Unit, Coil with Blower | XC21-024-230-10 |  | CR33-24+TDR+TXV | 13.5 | 18 | Yes | Yes | 2015-04-28 |  | 3
FALSE | XC21-024-230-10 | 2324 | 5992419 | LENNOX INDUSTRIES, INC. | XC21-024-230-10 | AC | Split System: Air-Cooled Condensing Unit, Coil with Blower | XC21-024-230-10 |  | CR33-24+TDR+TXV | 13.5 | 18 | Yes | Yes | 2015-04-28 |  | 3
FALSE | XC21-024-230-10 | 2324 | 5992422 | LENNOX INDUSTRIES, INC. | XC21-024-230-10 | AC | Split System: Air-Cooled Condensing Unit, Coil with Blower | XC21-024-230-10 |  | CH23-21+TDR+TXV | 13.5 | 18 | Yes | Yes | 2015-04-28 |  | 3
FALSE | XC21-024-230-10 | 2324 | 5992423 | LENNOX INDUSTRIES, INC. | XC21-024-230-10 | AC | Split System: Air-Cooled Condensing Unit, Coil with Blower | XC21-024-230-10 |  | CH23-21+TDR+TXV | 13.5 | 18 | Yes | Yes | 2015-04-28 |  | 3
FALSE | XC21-024-230-10 | 2324 | 5992485 | LENNOX INDUSTRIES, INC. | XC21-024-230-10 | AC | Split System: Air-Cooled Condensing Unit, Coil with Blower | XC21-024-230-10 |  | CX34-18/24+TDR | 13.5 | 18 | Yes | Yes | 2015-04-28 |  | 3
FALSE | XC21-024-230-10 | 2324 | 5992486 | LENNOX INDUSTRIES, INC. | XC21-024-230-10 | AC | Split System: Air-Cooled Condensing Unit, Coil with Blower | XC21-024-230-10 |  | C33-24+TDR+TXV | 13.5 | 18 | Yes | Yes | 2015-04-28 |  | 3
FALSE | XC21-024-230-10 | 2324 | 5992597 | LENNOX INDUSTRIES, INC. | XC21-024-230-10 | AC | Split System: Air-Cooled Condensing Unit, Coil with Blower | XC21-024-230-10 |  | CX34-18/24+TDR | 14 | 18 | Yes | Yes | 2015-04-28 |  | 3
FALSE | XC21-024-230-10 | 2324 | 5992598 | LENNOX INDUSTRIES, INC. | XC21-024-230-10 | AC | Split System: Air-Cooled Condensing Unit, Coil with Blower | XC21-024-230-10 |  | C33-24+TDR+TXV | 14 | 18 | Yes | Yes | 2015-04-28 |  | 3
FALSE | XC21-024-230-10 | 2324 | 5992603 | LENNOX INDUSTRIES, INC. | XC21-024-230-10 | AC | Split System: Air-Cooled Condensing Unit, Coil with Blower | XC21-024-230-10 |  | CH23-21+TDR+TXV | 13.5 | 18 | Yes | Yes | 2015-04-28 |  | 3
FALSE | XC21-024-230-10 | 2324 | 5992627 | LENNOX INDUSTRIES, INC. | XC21-024-230-10 | AC | Split System: Air-Cooled Condensing Unit, Coil with Blower | XC21-024-230-10 |  | C33-30+TDR+TXV | 13.5 | 18 | Yes | Yes | 2015-04-28 |  | 3
FALSE | XC21-024-230-10 | 2324 | 5992628 | LENNOX INDUSTRIES, INC. | XC21-024-230-10 | AC | Split System: Air-Cooled Condensing Unit, Coil with Blower | XC21-024-230-10 |  | CX34-30+TDR | 13.5 | 18 | Yes | Yes | 2015-04-28 |  | 3
FALSE | XC21-024-230-10 | 2324 | 5992620 | LENNOX INDUSTRIES, INC. | XC21-024-230-10 | AC | Split System: Air-Cooled Condensing Unit, Coil with Blower | XC21-024-230-10 |  | CR33-24+TDR+TXV | 13 | 18 | Yes | Yes | 2015-04-28 |  | 3
FALSE | XC21-024-230-10 | 2324 | 5992621 | LENNOX INDUSTRIES, INC. | XC21-024-230-10 | AC | Split System: Air-Cooled Condensing Unit, Coil with Blower | XC21-024-230-10 |  | C33-24+TDR+TXV | 13.5 | 18 | Yes | Yes | 2015-04-28 |  | 3
FALSE | XC21-024-230-10 | 2324 | 5992622 | LENNOX INDUSTRIES, INC. | XC21-024-230-10 | AC | Split System: Air-Cooled Condensing Unit, Coil with Blower | XC21-024-230-10 |  | CX34-18/24+TDR | 13.5 | 18 | Yes | Yes | 2015-04-28 |  | 3
FALSE | XC21-024-230-10 | 2324 | 5992498 | LENNOX INDUSTRIES, INC. | XC21-024-230-10 | AC | Split System: Air-Cooled Condensing Unit, Coil with Blower | XC21-024-230-10 |  | CH23-31+TDR+TXV | 13 | 18.2 | Yes | Yes | 2015-04-28 |  | 3
FALSE | XC21-024-230-10 | 2324 | 5992499 | LENNOX INDUSTRIES, INC. | XC21-024-230-10 | AC | Split System: Air-Cooled Condensing Unit, Coil with Blower | XC21-024-230-10 |  | CH23-41+TDR+TXV | 14 | 19 | Yes | Yes | 2015-04-28 |  | 3
FALSE | XC21-024-230-10 | 2324 | 5992500 | LENNOX INDUSTRIES, INC. | XC21-024-230-10 | AC | Split System: Air-Cooled Condensing Unit, Coil with Blower | XC21-024-230-10 |  | CH23-51+TDR+TXV | 14 | 19 | Yes | Yes | 2015-04-28 |  | 3
FALSE | XC21-024-230-10 | 2324 | 5992481 | LENNOX INDUSTRIES, INC. | XC21-024-230-10 | AC | Split System: Air-Cooled Condensing Unit, Coil with Blower | XC21-024-230-10 |  | CX34-36+TDR | 14 | 19 | Yes | Yes | 2015-04-28 |  | 3
FALSE | XC21-024-230-10 | 2324 | 5992482 | LENNOX INDUSTRIES, INC. | XC21-024-230-10 | AC | Split System: Air-Cooled Condensing Unit, Coil with Blower | XC21-024-230-10 |  | C33-36+TDR+TXV | 14 | 19 | Yes | Yes | 2015-04-28 |  | 3
FALSE | XC21-024-230-10 | 2324 | 5992483 | LENNOX INDUSTRIES, INC. | XC21-024-230-10 | AC | Split System: Air-Cooled Condensing Unit, Coil with Blower | XC21-024-230-10 |  | CX34-36+TDR | 14 | 19 | Yes | Yes | 2015-04-28 |  | 3
FALSE | XC21-024-230-10 | 2324 | 5992484 | LENNOX INDUSTRIES, INC. | XC21-024-230-10 | AC | Split System: Air-Cooled Condensing Unit, Coil with Blower | XC21-024-230-10 |  | C33-36+TDR+TXV | 14 | 19 | Yes | Yes | 2015-04-28 |  | 3
FALSE | XC21-024-230-10 | 2324 | 5992487 | LENNOX INDUSTRIES, INC. | XC21-024-230-10 | AC | Split System: Air-Cooled Condensing Unit, Coil with Blower | XC21-024-230-10 |  | CX34-25+TDR | 14.5 | 19 | Yes | Yes | 2015-04-28 |  | 3
FALSE | XC21-024-230-10 | 2324 | 5992488 | LENNOX INDUSTRIES, INC. | XC21-024-230-10 | AC | Split System: Air-Cooled Condensing Unit, Coil with Blower | XC21-024-230-10 |  | C33-25+TDR+TXV | 14.5 | 19 | Yes | Yes | 2015-04-28 |  | 3
FALSE | XC21-024-230-10 | 2324 | 5992489 | LENNOX INDUSTRIES, INC. | XC21-024-230-10 | AC | Split System: Air-Cooled Condensing Unit, Coil with Blower | XC21-024-230-10 |  | CX34-31+TDR | 14.5 | 19 | Yes | Yes | 2015-04-28 |  | 3
FALSE | XC21-024-230-10 | 2324 | 5992490 | LENNOX INDUSTRIES, INC. | XC21-024-230-10 | AC | Split System: Air-Cooled Condensing Unit, Coil with Blower | XC21-024-230-10 |  | C33-31+TDR+TXV | 14.5 | 19 | Yes | Yes | 2015-04-28 |  | 3
FALSE | XC21-024-230-10 | 2324 | 5992491 | LENNOX INDUSTRIES, INC. | XC21-024-230-10 | AC | Split System: Air-Cooled Condensing Unit, Coil with Blower | XC21-024-230-10 |  | CX34-36+TDR | 14.2 | 19 | Yes | Yes | 2015-04-28 |  | 3
FALSE | XC21-024-230-10 | 2324 | 5992492 | LENNOX INDUSTRIES, INC. | XC21-024-230-10 | AC | Split System: Air-Cooled Condensing Unit, Coil with Blower | XC21-024-230-10 |  | C33-36+TDR+TXV | 14.2 | 19 | Yes | Yes | 2015-04-28 |  | 3
FALSE | XC21-024-230-10 | 2324 | 5992493 | LENNOX INDUSTRIES, INC. | XC21-024-230-10 | AC | Split System: Air-Cooled Condensing Unit, Coil with Blower | XC21-024-230-10 |  | CX34-38+TDR | 14.5 | 19 | Yes | Yes | 2015-04-28 |  | 3
FALSE | XC21-024-230-10 | 2324 | 5992494 | LENNOX INDUSTRIES, INC. | XC21-024-230-10 | AC | Split System: Air-Cooled Condensing Unit, Coil with Blower | XC21-024-230-10 |  | C33-38+TDR+TXV | 14.5 | 19 | Yes | Yes | 2015-04-28 |  | 3
FALSE | XC21-024-230-10 | 2324 | 5992495 | LENNOX INDUSTRIES, INC. | XC21-024-230-10 | AC | Split System: Air-Cooled Condensing Unit, Coil with Blower | XC21-024-230-10 |  | CX34-42+TDR | 14.2 | 19 | Yes | Yes | 2015-04-28 |  | 3
FALSE | XC21-024-230-10 | 2324 | 5992496 | LENNOX INDUSTRIES, INC. | XC21-024-230-10 | AC | Split System: Air-Cooled Condensing Unit, Coil with Blower | XC21-024-230-10 |  | C33-42+TDR+TXV | 14.2 | 19 | Yes | Yes | 2015-04-28 |  | 3
FALSE | XC21-024-230-10 | 2324 | 5992444 | LENNOX INDUSTRIES, INC. | XC21-024-230-10 | AC | Split System: Air-Cooled Condensing Unit, Coil with Blower | XC21-024-230-10 |  | CH33-36+TDR+TXV | 14 | 19 | Yes | Yes | 2015-04-28 |  | 3
FALSE | XC21-024-230-10 | 2324 | 5992455 | LENNOX INDUSTRIES, INC. | XC21-024-230-10 | AC | Split System: Air-Cooled Condensing Unit, Coil with Blower | XC21-024-230-10 |  | CBX32M-036*+TDR | 14 | 19 | Yes | Yes | 2015-04-28 |  | 3
FALSE | XC21-024-230-10 | 2324 | 5992456 | LENNOX INDUSTRIES, INC. | XC21-024-230-10 | AC | Split System: Air-Cooled Condensing Unit, Coil with Blower | XC21-024-230-10 |  | CBX32MV-018/024*+TDR | 14 | 19 | Yes | Yes | 2015-04-28 |  | 3
FALSE | XC21-024-230-10 | 2324 | 5992460 | LENNOX INDUSTRIES, INC. | XC21-024-230-10 | AC | Split System: Air-Cooled Condensing Unit, Coil with Blower | XC21-024-230-10 |  | CBX40UHV-036*+TDR | 14 | 19 | Yes | Yes | 2015-04-28 |  | 3
FALSE | XC21-024-230-10 | 2324 | 5992462 | LENNOX INDUSTRIES, INC. | XC21-024-230-10 | AC | Split System: Air-Cooled Condensing Unit, Coil with Blower | XC21-024-230-10 |  | CBX27UH-030-230*+TDR | 13.5 | 19 | Yes | Yes | 2015-04-28 |  | 3
FALSE | XC21-024-230-10 | 2324 | 5992531 | LENNOX INDUSTRIES, INC. | XC21-024-230-10 | AC | Split System: Air-Cooled Condensing Unit, Coil with Blower | XC21-024-230-10 |  | CX34-36+TDR | 14 | 19 | Yes | Yes | 2015-04-28 |  | 3
FALSE | XC21-024-230-10 | 2324 | 5992532 | LENNOX INDUSTRIES, INC. | XC21-024-230-10 | AC | Split System: Air-Cooled Condensing Unit, Coil with Blower | XC21-024-230-10 |  | C33-36+TDR+TXV | 14 | 19 | Yes | Yes | 2015-04-28 |  | 3
FALSE | XC21-024-230-10 | 2324 | 5992515 | LENNOX INDUSTRIES, INC. | XC21-024-230-10 | AC | Split System: Air-Cooled Condensing Unit, Coil with Blower | XC21-024-230-10 |  | CX34-42+TDR | 14 | 19 | Yes | Yes | 2015-04-28 |  | 3
FALSE | XC21-024-230-10 | 2324 | 5992516 | LENNOX INDUSTRIES, INC. | XC21-024-230-10 | AC | Split System: Air-Cooled Condensing Unit, Coil with Blower | XC21-024-230-10 |  | C33-42+TDR+TXV | 14 | 19 | Yes | Yes | 2015-04-28 |  | 3
FALSE | XC21-024-230-10 | 2324 | 5992522 | LENNOX INDUSTRIES, INC. | XC21-024-230-10 | AC | Split System: Air-Cooled Condensing Unit, Coil with Blower | XC21-024-230-10 |  | CH33-36+TDR+TXV | 14 | 19 | Yes | Yes | 2015-04-28 |  | 3
FALSE | XC21-024-230-10 | 2324 | 5992519 | LENNOX INDUSTRIES, INC. | XC21-024-230-10 | AC | Split System: Air-Cooled Condensing Unit, Coil with Blower | XC21-024-230-10 |  | CH23-41+TDR+TXV | 14 | 19 | Yes | Yes | 2015-04-28 |  | 3
FALSE | XC21-024-230-10 | 2324 | 5992520 | LENNOX INDUSTRIES, INC. | XC21-024-230-10 | AC | Split System: Air-Cooled Condensing Unit, Coil with Blower | XC21-024-230-10 |  | CH23-51+TDR+TXV | 14 | 19 | Yes | Yes | 2015-04-28 |  | 3
FALSE | XC21-024-230-10 | 2324 | 5992511 | LENNOX INDUSTRIES, INC. | XC21-024-230-10 | AC | Split System: Air-Cooled Condensing Unit, Coil with Blower | XC21-024-230-10 |  | CX34-36+TDR | 14 | 19 | Yes | Yes | 2015-04-28 |  | 3
FALSE | XC21-024-230-10 | 2324 | 5992512 | LENNOX INDUSTRIES, INC. | XC21-024-230-10 | AC | Split System: Air-Cooled Condensing Unit, Coil with Blower | XC21-024-230-10 |  | C33-36+TDR+TXV | 14 | 19 | Yes | Yes | 2015-04-28 |  | 3
FALSE | XC21-024-230-10 | 2324 | 5992507 | LENNOX INDUSTRIES, INC. | XC21-024-230-10 | AC | Split System: Air-Cooled Condensing Unit, Coil with Blower | XC21-024-230-10 |  | CH33-25+TDR+TXV | 14 | 19 | Yes | Yes | 2015-04-28 |  | 3
FALSE | XC21-024-230-10 | 2324 | 5992508 | LENNOX INDUSTRIES, INC. | XC21-024-230-10 | AC | Split System: Air-Cooled Condensing Unit, Coil with Blower | XC21-024-230-10 |  | CX34-25+TDR | 14 | 19 | Yes | Yes | 2015-04-28 |  | 3
FALSE | XC21-024-230-10 | 2324 | 5992502 | LENNOX INDUSTRIES, INC. | XC21-024-230-10 | AC | Split System: Air-Cooled Condensing Unit, Coil with Blower | XC21-024-230-10 |  | CH33-31+TDR+TXV | 14.5 | 19 | Yes | Yes | 2015-04-28 |  | 3
FALSE | XC21-024-230-10 | 2324 | 5992503 | LENNOX INDUSTRIES, INC. | XC21-024-230-10 | AC | Split System: Air-Cooled Condensing Unit, Coil with Blower | XC21-024-230-10 |  | CH33-36B+TDR+TXV | 14 | 19 | Yes | Yes | 2015-04-28 |  | 3
FALSE | XC21-024-230-10 | 2324 | 5992504 | LENNOX INDUSTRIES, INC. | XC21-024-230-10 | AC | Split System: Air-Cooled Condensing Unit, Coil with Blower | XC21-024-230-10 |  | CH33-42+TDR+TXV | 14 | 19 | Yes | Yes | 2015-04-28 |  | 3
FALSE | XC21-024-230-10 | 2324 | 5992424 | LENNOX INDUSTRIES, INC. | XC21-024-230-10 | AC | Split System: Air-Cooled Condensing Unit, Coil with Blower | XC21-024-230-10 |  | CH23-31+TDR+TXV | 13.5 | 19 | Yes | Yes | 2015-04-28 |  | 3
FALSE | XC21-024-230-10 | 2324 | 5992425 | LENNOX INDUSTRIES, INC. | XC21-024-230-10 | AC | Split System: Air-Cooled Condensing Unit, Coil with Blower | XC21-024-230-10 |  | CH23-31+TDR+TXV | 14 | 19 | Yes | Yes | 2015-04-28 |  | 3
FALSE | XC21-024-230-10 | 2324 | 5992426 | LENNOX INDUSTRIES, INC. | XC21-024-230-10 | AC | Split System: Air-Cooled Condensing Unit, Coil with Blower | XC21-024-230-10 |  | CH23-31+TDR+TXV | 14 | 19 | Yes | Yes | 2015-04-28 |  | 3
FALSE | XC21-024-230-10 | 2324 | 5992429 | LENNOX INDUSTRIES, INC. | XC21-024-230-10 | AC | Split System: Air-Cooled Condensing Unit, Coil with Blower | XC21-024-230-10 |  | CH23-41+TDR+TXV | 14 | 19 | Yes | Yes | 2015-04-28 |  | 3
FALSE | XC21-024-230-10 | 2324 | 5992435 | LENNOX INDUSTRIES, INC. | XC21-024-230-10 | AC | Split System: Air-Cooled Condensing Unit, Coil with Blower | XC21-024-230-10 |  | CH33-19+TDR+TXV | 14 | 19 | Yes | Yes | 2015-04-28 |  | 3
FALSE | XC21-024-230-10 | 2324 | 5992436 | LENNOX INDUSTRIES, INC. | XC21-024-230-10 | AC | Split System: Air-Cooled Condensing Unit, Coil with Blower | XC21-024-230-10 |  | CH33-24/30+TDR+TXV | 14 | 19 | Yes | Yes | 2015-04-28 |  | 3
FALSE | XC21-024-230-10 | 2324 | 5992383 | LENNOX INDUSTRIES, INC. | XC21-024-230-10 | AC | Split System: Air-Cooled Condensing Unit, Coil with Blower | XC21-024-230-10 |  | CX34-18/24+TDR | 14 | 19 | Yes | Yes | 2015-04-28 |  | 3
FALSE | XC21-024-230-10 | 2324 | 5992384 | LENNOX INDUSTRIES, INC. | XC21-024-230-10 | AC | Split System: Air-Cooled Condensing Unit, Coil with Blower | XC21-024-230-10 |  | C33-24+TDR+TXV | 14 | 19 | Yes | Yes | 2015-04-28 |  | 3
FALSE | XC21-024-230-10 | 2324 | 5992379 | LENNOX INDUSTRIES, INC. | XC21-024-230-10 | AC | Split System: Air-Cooled Condensing Unit, Coil with Blower | XC21-024-230-10 |  | CX34-18/24+TDR | 13.5 | 19 | Yes | Yes | 2015-04-28 |  | 3
FALSE | XC21-024-230-10 | 2324 | 5992380 | LENNOX INDUSTRIES, INC. | XC21-024-230-10 | AC | Split System: Air-Cooled Condensing Unit, Coil with Blower | XC21-024-230-10 |  | C33-24+TDR+TXV | 13.5 | 19 | Yes | Yes | 2015-04-28 |  | 3
FALSE | XC21-024-230-10 | 2324 | 5992389 | LENNOX INDUSTRIES, INC. | XC21-024-230-10 | AC | Split System: Air-Cooled Condensing Unit, Coil with Blower | XC21-024-230-10 |  | CX34-30+TDR | 14 | 19 | Yes | Yes | 2015-04-28 |  | 3
FALSE | XC21-024-230-10 | 2324 | 5992390 | LENNOX INDUSTRIES, INC. | XC21-024-230-10 | AC | Split System: Air-Cooled Condensing Unit, Coil with Blower | XC21-024-230-10 |  | C33-30+TDR+TXV | 14 | 19 | Yes | Yes | 2015-04-28 |  | 3
FALSE | XC21-024-230-10 | 2324 | 5992391 | LENNOX INDUSTRIES, INC. | XC21-024-230-10 | AC | Split System: Air-Cooled Condensing Unit, Coil with Blower | XC21-024-230-10 |  | CX34-30+TDR | 14 | 19 | Yes | Yes | 2015-04-28 |  | 3
FALSE | XC21-024-230-10 | 2324 | 5992392 | LENNOX INDUSTRIES, INC. | XC21-024-230-10 | AC | Split System: Air-Cooled Condensing Unit, Coil with Blower | XC21-024-230-10 |  | C33-30+TDR+TXV | 14 | 19 | Yes | Yes | 2015-04-28 |  | 3
FALSE | XC21-024-230-10 | 2324 | 5992393 | LENNOX INDUSTRIES, INC. | XC21-024-230-10 | AC | Split System: Air-Cooled Condensing Unit, Coil with Blower | XC21-024-230-10 |  | CX34-30+TDR | 14 | 19 | Yes | Yes | 2015-04-28 |  | 3
FALSE | XC21-024-230-10 | 2324 | 5992394 | LENNOX INDUSTRIES, INC. | XC21-024-230-10 | AC | Split System: Air-Cooled Condensing Unit, Coil with Blower | XC21-024-230-10 |  | C33-30+TDR+TXV | 14 | 19 | Yes | Yes | 2015-04-28 |  | 3
FALSE | XC21-024-230-10 | 2324 | 5992623 | LENNOX INDUSTRIES, INC. | XC21-024-230-10 | AC | Split System: Air-Cooled Condensing Unit, Coil with Blower | XC21-024-230-10 |  | C33-19+TDR+TXV | 14 | 19 | Yes | Yes | 2015-04-28 |  | 3
FALSE | XC21-024-230-10 | 2324 | 5992624 | LENNOX INDUSTRIES, INC. | XC21-024-230-10 | AC | Split System: Air-Cooled Condensing Unit, Coil with Blower | XC21-024-230-10 |  | CX34-19+TDR | 14 | 19 | Yes | Yes | 2015-04-28 |  | 3
FALSE | XC21-024-230-10 | 2324 | 5992625 | LENNOX INDUSTRIES, INC. | XC21-024-230-10 | AC | Split System: Air-Cooled Condensing Unit, Coil with Blower | XC21-024-230-10 |  | CX34-25+TDR | 14 | 19 | Yes | Yes | 2015-04-28 |  | 3
FALSE | XC21-024-230-10 | 2324 | 5992626 | LENNOX INDUSTRIES, INC. | XC21-024-230-10 | AC | Split System: Air-Cooled Condensing Unit, Coil with Blower | XC21-024-230-10 |  | C33-25+TDR+TXV | 14 | 19 | Yes | Yes | 2015-04-28 |  | 3
FALSE | XC21-024-230-10 | 2324 | 5992560 | LENNOX INDUSTRIES, INC. | XC21-024-230-10 | AC | Split System: Air-Cooled Condensing Unit, Coil with Blower | XC21-024-230-10 |  | CR33-30/36+TDR+TXV | 14 | 19 | Yes | Yes | 2015-04-28 |  | 3
FALSE | XC21-024-230-10 | 2324 | 5992619 | LENNOX INDUSTRIES, INC. | XC21-024-230-10 | AC | Split System: Air-Cooled Condensing Unit, Coil with Blower | XC21-024-230-10 |  | CR33-30/36+TDR+TXV | 14 | 19 | Yes | Yes | 2015-04-28 |  | 3
FALSE | XC21-024-230-10 | 2324 | 7164939 | LENNOX INDUSTRIES, INC. | XC21-024-230-10 | AC | Split System: Air-Cooled Condensing Unit, Coil with Blower | XC21-024-230-10 |  | CH35-36B+TDR+TXV | 14 | 19 | Yes | Yes | 2015-04-28 |  | 3
FALSE | XC21-024-230-10 | 2324 | 7164929 | LENNOX INDUSTRIES, INC. | XC21-024-230-10 | AC | Split System: Air-Cooled Condensing Unit, Coil with Blower | XC21-024-230-10 |  | CH35-30B+TDR+TXV | 14 | 19 | Yes | Yes | 2015-04-28 |  | 3
FALSE | XC21-024-230-10 | 2324 | 7164931 | LENNOX INDUSTRIES, INC. | XC21-024-230-10 | AC | Split System: Air-Cooled Condensing Unit, Coil with Blower | XC21-024-230-10 |  | CH35-36A+TDR+TXV | 14 | 19 | Yes | Yes | 2015-04-28 |  | 3
FALSE | XC21-024-230-10 | 2324 | 7164933 | LENNOX INDUSTRIES, INC. | XC21-024-230-10 | AC | Split System: Air-Cooled Condensing Unit, Coil with Blower | XC21-024-230-10 |  | CH35-36B+TDR+TXV | 13 | 19 | Yes | Yes | 2015-04-28 |  | 3
FALSE | XC21-024-230-10 | 2324 | 7164934 | LENNOX INDUSTRIES, INC. | XC21-024-230-10 | AC | Split System: Air-Cooled Condensing Unit, Coil with Blower | XC21-024-230-10 |  | CH35-36B+TDR+TXV | 13 | 19 | Yes | Yes | 2015-04-28 |  | 3
FALSE | XC21-024-230-10 | 2324 | 7164935 | LENNOX INDUSTRIES, INC. | XC21-024-230-10 | AC | Split System: Air-Cooled Condensing Unit, Coil with Blower | XC21-024-230-10 |  | CH35-36B+TDR+TXV | 13 | 19 | Yes | Yes | 2015-04-28 |  | 3
FALSE | XC21-024-230-10 | 2324 | 7164936 | LENNOX INDUSTRIES, INC. | XC21-024-230-10 | AC | Split System: Air-Cooled Condensing Unit, Coil with Blower | XC21-024-230-10 |  | CH35-36B+TDR+TXV | 13 | 19 | Yes | Yes | 2015-04-28 |  | 3
FALSE | XC21-024-230-10 | 2324 | 7164937 | LENNOX INDUSTRIES, INC. | XC21-024-230-10 | AC | Split System: Air-Cooled Condensing Unit, Coil with Blower | XC21-024-230-10 |  | CH35-36B+TDR+TXV | 14 | 19 | Yes | Yes | 2015-04-28 |  | 3
FALSE | XC21-024-230-10 | 2324 | 7164945 | LENNOX INDUSTRIES, INC. | XC21-024-230-10 | AC | Split System: Air-Cooled Condensing Unit, Coil with Blower | XC21-024-230-10 |  | CH35-42B+TDR+TXV | 14 | 19 | Yes | Yes | 2015-04-28 |  | 3
FALSE | XC21-024-230-10 | 2324 | 7164943 | LENNOX INDUSTRIES, INC. | XC21-024-230-10 | AC | Split System: Air-Cooled Condensing Unit, Coil with Blower | XC21-024-230-10 |  | CH35-42B+TDR+TXV | 14 | 19 | Yes | Yes | 2015-04-28 |  | 3
FALSE | XC21-024-230-10 | 2324 | 5992629 | LENNOX INDUSTRIES, INC. | XC21-024-230-10 | AC | Split System: Air-Cooled Condensing Unit, Coil with Blower | XC21-024-230-10 |  | CX34-31+TDR | 14 | 19 | Yes | Yes | 2015-04-28 |  | 3
FALSE | XC21-024-230-10 | 2324 | 5992630 | LENNOX INDUSTRIES, INC. | XC21-024-230-10 | AC | Split System: Air-Cooled Condensing Unit, Coil with Blower | XC21-024-230-10 |  | C33-31+TDR+TXV | 14 | 19 | Yes | Yes | 2015-04-28 |  | 3
FALSE | XC21-024-230-10 | 2324 | 5992631 | LENNOX INDUSTRIES, INC. | XC21-024-230-10 | AC | Split System: Air-Cooled Condensing Unit, Coil with Blower | XC21-024-230-10 |  | C33-36+TDR+TXV | 14 | 19 | Yes | Yes | 2015-04-28 |  | 3
FALSE | XC21-024-230-10 | 2324 | 5992632 | LENNOX INDUSTRIES, INC. | XC21-024-230-10 | AC | Split System: Air-Cooled Condensing Unit, Coil with Blower | XC21-024-230-10 |  | CX34-36+TDR | 14 | 19 | Yes | Yes | 2015-04-28 |  | 3
FALSE | XC21-024-230-10 | 2324 | 7164909 | LENNOX INDUSTRIES, INC. | XC21-024-230-10 | AC | Split System: Air-Cooled Condensing Unit, Coil with Blower | XC21-024-230-10 |  | CH35-18A+TDR+TXV | 13 | 19 | Yes | Yes | 2015-04-28 |  | 3
FALSE | XC21-024-230-10 | 2324 | 7164911 | LENNOX INDUSTRIES, INC. | XC21-024-230-10 | AC | Split System: Air-Cooled Condensing Unit, Coil with Blower | XC21-024-230-10 |  | CH35-24A+TDR+TXV | 14 | 19 | Yes | Yes | 2015-04-28 |  | 3
FALSE | XC21-024-230-10 | 2324 | 7164913 | LENNOX INDUSTRIES, INC. | XC21-024-230-10 | AC | Split System: Air-Cooled Condensing Unit, Coil with Blower | XC21-024-230-10 |  | CH35-24B+TDR+TXV | 13 | 19 | Yes | Yes | 2015-04-28 |  | 3
FALSE | XC21-024-230-10 | 2324 | 7164914 | LENNOX INDUSTRIES, INC. | XC21-024-230-10 | AC | Split System: Air-Cooled Condensing Unit, Coil with Blower | XC21-024-230-10 |  | CH35-24B+TDR+TXV | 14 | 19 | Yes | Yes | 2015-04-28 |  | 3
FALSE | XC21-024-230-10 | 2324 | 7164915 | LENNOX INDUSTRIES, INC. | XC21-024-230-10 | AC | Split System: Air-Cooled Condensing Unit, Coil with Blower | XC21-024-230-10 |  | CH35-24B+TDR+TXV | 13 | 19 | Yes | Yes | 2015-04-28 |  | 3
FALSE | XC21-024-230-10 | 2324 | 7164916 | LENNOX INDUSTRIES, INC. | XC21-024-230-10 | AC | Split System: Air-Cooled Condensing Unit, Coil with Blower | XC21-024-230-10 |  | CH35-24B+TDR+TXV | 14 | 19 | Yes | Yes | 2015-04-28 |  | 3
FALSE | XC21-024-230-10 | 2324 | 7164917 | LENNOX INDUSTRIES, INC. | XC21-024-230-10 | AC | Split System: Air-Cooled Condensing Unit, Coil with Blower | XC21-024-230-10 |  | CH35-24B+TDR+TXV | 14 | 19 | Yes | Yes | 2015-04-28 |  | 3
FALSE | XC21-024-230-10 | 2324 | 5992535 | LENNOX INDUSTRIES, INC. | XC21-024-230-10 | AC | Split System: Air-Cooled Condensing Unit, Coil with Blower | XC21-024-230-10 |  | CX34-42+TDR | 14 | 19 | Yes | Yes | 2015-04-28 |  | 3
FALSE | XC21-024-230-10 | 2324 | 5992536 | LENNOX INDUSTRIES, INC. | XC21-024-230-10 | AC | Split System: Air-Cooled Condensing Unit, Coil with Blower | XC21-024-230-10 |  | C33-42+TDR+TXV | 14 | 19 | Yes | Yes | 2015-04-28 |  | 3
FALSE | XC21-024-230-10 | 2324 | 5992543 | LENNOX INDUSTRIES, INC. | XC21-024-230-10 | AC | Split System: Air-Cooled Condensing Unit, Coil with Blower | XC21-024-230-10 |  | CH33-36+TDR+TXV | 14 | 19 | Yes | Yes | 2015-04-28 |  | 3
FALSE | XC21-024-230-10 | 2324 | 5992548 | LENNOX INDUSTRIES, INC. | XC21-024-230-10 | AC | Split System: Air-Cooled Condensing Unit, Coil with Blower | XC21-024-230-10 |  | CX34-30+TDR | 14 | 19 | Yes | Yes | 2015-04-28 |  | 3
FALSE | XC21-024-230-10 | 2324 | 5992549 | LENNOX INDUSTRIES, INC. | XC21-024-230-10 | AC | Split System: Air-Cooled Condensing Unit, Coil with Blower | XC21-024-230-10 |  | C33-30+TDR+TXV | 14 | 19 | Yes | Yes | 2015-04-28 |  | 3
FALSE | XC21-024-230-10 | 2324 | 5992501 | LENNOX INDUSTRIES, INC. | XC21-024-230-10 | AC | Split System: Air-Cooled Condensing Unit, Coil with Blower | XC21-024-230-10 |  | CH33-25+TDR+TXV | 14.2 | 19.2 | Yes | Yes | 2015-04-28 |  | 3
FALSE | XC21-024-230-10 | 2324 | 5992477 | LENNOX INDUSTRIES, INC. | XC21-024-230-10 | AC | Split System: Air-Cooled Condensing Unit, Coil with Blower | XC21-024-230-10 |  | CR33-30/36+TDR+TXV | 15 | 20 | Yes | Yes | 2015-04-28 |  | 3
FALSE | XC21-024-230-10 | 2324 | 5992459 | LENNOX INDUSTRIES, INC. | XC21-024-230-10 | AC | Split System: Air-Cooled Condensing Unit, Coil with Blower | XC21-024-230-10 |  | CBX40UHV-024*+TDR | 15 | 20 | Yes | Yes | 2015-04-28 |  | 3
FALSE | XC21-024-230-10 | 2324 | 5992445 | LENNOX INDUSTRIES, INC. | XC21-024-230-10 | AC | Split System: Air-Cooled Condensing Unit, Coil with Blower | XC21-024-230-10 |  | CH33-36+TDR+TXV | 14 | 20 | Yes | Yes | 2015-04-28 |  | 3
FALSE | XC21-024-230-10 | 2324 | 5992446 | LENNOX INDUSTRIES, INC. | XC21-024-230-10 | AC | Split System: Air-Cooled Condensing Unit, Coil with Blower | XC21-024-230-10 |  | CH33-36+TDR+TXV | 15 | 20 | Yes | Yes | 2015-04-28 |  | 3
FALSE | XC21-024-230-10 | 2324 | 5992447 | LENNOX INDUSTRIES, INC. | XC21-024-230-10 | AC | Split System: Air-Cooled Condensing Unit, Coil with Blower | XC21-024-230-10 |  | CH33-36+TDR+TXV | 15 | 20 | Yes | Yes | 2015-04-28 |  | 3
FALSE | XC21-024-230-10 | 2324 | 5992448 | LENNOX INDUSTRIES, INC. | XC21-024-230-10 | AC | Split System: Air-Cooled Condensing Unit, Coil with Blower | XC21-024-230-10 |  | CH33-42+TDR+TXV | 15 | 20 | Yes | Yes | 2015-04-28 |  | 3
FALSE | XC21-024-230-10 | 2324 | 5992449 | LENNOX INDUSTRIES, INC. | XC21-024-230-10 | AC | Split System: Air-Cooled Condensing Unit, Coil with Blower | XC21-024-230-10 |  | CH33-42+TDR+TXV | 15.5 | 20 | Yes | Yes | 2015-04-28 |  | 3
FALSE | XC21-024-230-10 | 2324 | 5992450 | LENNOX INDUSTRIES, INC. | XC21-024-230-10 | AC | Split System: Air-Cooled Condensing Unit, Coil with Blower | XC21-024-230-10 |  | CH33-43+TDR+TXV | 15 | 20 | Yes | Yes | 2015-04-28 |  | 3
FALSE | XC21-024-230-10 | 2324 | 5992505 | LENNOX INDUSTRIES, INC. | XC21-024-230-10 | AC | Split System: Air-Cooled Condensing Unit, Coil with Blower | XC21-024-230-10 |  | CH33-43+TDR+TXV | 14.5 | 20 | Yes | Yes | 2015-04-28 |  | 3
FALSE | XC21-024-230-10 | 2324 | 5992509 | LENNOX INDUSTRIES, INC. | XC21-024-230-10 | AC | Split System: Air-Cooled Condensing Unit, Coil with Blower | XC21-024-230-10 |  | CX34-31+TDR | 15 | 20 | Yes | Yes | 2015-04-28 |  | 3
FALSE | XC21-024-230-10 | 2324 | 5992510 | LENNOX INDUSTRIES, INC. | XC21-024-230-10 | AC | Split System: Air-Cooled Condensing Unit, Coil with Blower | XC21-024-230-10 |  | C33-31+TDR+TXV | 15 | 20 | Yes | Yes | 2015-04-28 |  | 3
FALSE | XC21-024-230-10 | 2324 | 5992513 | LENNOX INDUSTRIES, INC. | XC21-024-230-10 | AC | Split System: Air-Cooled Condensing Unit, Coil with Blower | XC21-024-230-10 |  | CX34-38+TDR | 15 | 20 | Yes | Yes | 2015-04-28 |  | 3
FALSE | XC21-024-230-10 | 2324 | 5992514 | LENNOX INDUSTRIES, INC. | XC21-024-230-10 | AC | Split System: Air-Cooled Condensing Unit, Coil with Blower | XC21-024-230-10 |  | C33-38+TDR+TXV | 15 | 20 | Yes | Yes | 2015-04-28 |  | 3
FALSE | XC21-024-230-10 | 2324 | 5992521 | LENNOX INDUSTRIES, INC. | XC21-024-230-10 | AC | Split System: Air-Cooled Condensing Unit, Coil with Blower | XC21-024-230-10 |  | CH33-31+TDR+TXV | 15 | 20 | Yes | Yes | 2015-04-28 |  | 3
FALSE | XC21-024-230-10 | 2324 | 5992523 | LENNOX INDUSTRIES, INC. | XC21-024-230-10 | AC | Split System: Air-Cooled Condensing Unit, Coil with Blower | XC21-024-230-10 |  | CH33-42+TDR+TXV | 15 | 20 | Yes | Yes | 2015-04-28 |  | 3
FALSE | XC21-024-230-10 | 2324 | 5992524 | LENNOX INDUSTRIES, INC. | XC21-024-230-10 | AC | Split System: Air-Cooled Condensing Unit, Coil with Blower | XC21-024-230-10 |  | CH33-43+TDR+TXV | 15 | 20 | Yes | Yes | 2015-04-28 |  | 3
FALSE | XC21-024-230-10 | 2324 | 5992527 | LENNOX INDUSTRIES, INC. | XC21-024-230-10 | AC | Split System: Air-Cooled Condensing Unit, Coil with Blower | XC21-024-230-10 |  | CX34-25+TDR | 14 | 20 | Yes | Yes | 2015-04-28 |  | 3
FALSE | XC21-024-230-10 | 2324 | 5992528 | LENNOX INDUSTRIES, INC. | XC21-024-230-10 | AC | Split System: Air-Cooled Condensing Unit, Coil with Blower | XC21-024-230-10 |  | C33-25+TDR+TXV | 14 | 20 | Yes | Yes | 2015-04-28 |  | 3
FALSE | XC21-024-230-10 | 2324 | 5992529 | LENNOX INDUSTRIES, INC. | XC21-024-230-10 | AC | Split System: Air-Cooled Condensing Unit, Coil with Blower | XC21-024-230-10 |  | CX34-31+TDR | 15 | 20 | Yes | Yes | 2015-04-28 |  | 3
FALSE | XC21-024-230-10 | 2324 | 5992530 | LENNOX INDUSTRIES, INC. | XC21-024-230-10 | AC | Split System: Air-Cooled Condensing Unit, Coil with Blower | XC21-024-230-10 |  | C33-31+TDR+TXV | 15 | 20 | Yes | Yes | 2015-04-28 |  | 3
FALSE | XC21-024-230-10 | 2324 | 5992533 | LENNOX INDUSTRIES, INC. | XC21-024-230-10 | AC | Split System: Air-Cooled Condensing Unit, Coil with Blower | XC21-024-230-10 |  | CX34-38+TDR | 15 | 20 | Yes | Yes | 2015-04-28 |  | 3
FALSE | XC21-024-230-10 | 2324 | 5992534 | LENNOX INDUSTRIES, INC. | XC21-024-230-10 | AC | Split System: Air-Cooled Condensing Unit, Coil with Blower | XC21-024-230-10 |  | C33-38+TDR+TXV | 15 | 20 | Yes | Yes | 2015-04-28 |  | 3
FALSE | XC21-024-230-10 | 2324 | 5992540 | LENNOX INDUSTRIES, INC. | XC21-024-230-10 | AC | Split System: Air-Cooled Condensing Unit, Coil with Blower | XC21-024-230-10 |  | CH23-51+TDR+TXV | 14 | 20 | Yes | Yes | 2015-04-28 |  | 3
FALSE | XC21-024-230-10 | 2324 | 5992541 | LENNOX INDUSTRIES, INC. | XC21-024-230-10 | AC | Split System: Air-Cooled Condensing Unit, Coil with Blower | XC21-024-230-10 |  | CH33-25+TDR+TXV | 14 | 20 | Yes | Yes | 2015-04-28 |  | 3
FALSE | XC21-024-230-10 | 2324 | 5992542 | LENNOX INDUSTRIES, INC. | XC21-024-230-10 | AC | Split System: Air-Cooled Condensing Unit, Coil with Blower | XC21-024-230-10 |  | CH33-31+TDR+TXV | 15 | 20 | Yes | Yes | 2015-04-28 |  | 3
FALSE | XC21-024-230-10 | 2324 | 5992395 | LENNOX INDUSTRIES, INC. | XC21-024-230-10 | AC | Split System: Air-Cooled Condensing Unit, Coil with Blower | XC21-024-230-10 |  | CX34-31+TDR | 15 | 20 | Yes | Yes | 2015-04-28 |  | 3
FALSE | XC21-024-230-10 | 2324 | 5992396 | LENNOX INDUSTRIES, INC. | XC21-024-230-10 | AC | Split System: Air-Cooled Condensing Unit, Coil with Blower | XC21-024-230-10 |  | C33-31+TDR+TXV | 15 | 20 | Yes | Yes | 2015-04-28 |  | 3
FALSE | XC21-024-230-10 | 2324 | 5992397 | LENNOX INDUSTRIES, INC. | XC21-024-230-10 | AC | Split System: Air-Cooled Condensing Unit, Coil with Blower | XC21-024-230-10 |  | CX34-31+TDR | 15 | 20 | Yes | Yes | 2015-04-28 |  | 3
FALSE | XC21-024-230-10 | 2324 | 5992398 | LENNOX INDUSTRIES, INC. | XC21-024-230-10 | AC | Split System: Air-Cooled Condensing Unit, Coil with Blower | XC21-024-230-10 |  | C33-31+TDR+TXV | 15 | 20 | Yes | Yes | 2015-04-28 |  | 3
FALSE | XC21-024-230-10 | 2324 | 5992399 | LENNOX INDUSTRIES, INC. | XC21-024-230-10 | AC | Split System: Air-Cooled Condensing Unit, Coil with Blower | XC21-024-230-10 |  | CX34-36+TDR | 14.5 | 20 | Yes | Yes | 2015-04-28 |  | 3
FALSE | XC21-024-230-10 | 2324 | 5992400 | LENNOX INDUSTRIES, INC. | XC21-024-230-10 | AC | Split System: Air-Cooled Condensing Unit, Coil with Blower | XC21-024-230-10 |  | C33-36+TDR+TXV | 14.5 | 20 | Yes | Yes | 2015-04-28 |  | 3
FALSE | XC21-024-230-10 | 2324 | 5992401 | LENNOX INDUSTRIES, INC. | XC21-024-230-10 | AC | Split System: Air-Cooled Condensing Unit, Coil with Blower | XC21-024-230-10 |  | CX34-36+TDR | 14 | 20 | Yes | Yes | 2015-04-28 |  | 3
FALSE | XC21-024-230-10 | 2324 | 5992402 | LENNOX INDUSTRIES, INC. | XC21-024-230-10 | AC | Split System: Air-Cooled Condensing Unit, Coil with Blower | XC21-024-230-10 |  | C33-36+TDR+TXV | 14 | 20 | Yes | Yes | 2015-04-28 |  | 3
FALSE | XC21-024-230-10 | 2324 | 5992403 | LENNOX INDUSTRIES, INC. | XC21-024-230-10 | AC | Split System: Air-Cooled Condensing Unit, Coil with Blower | XC21-024-230-10 |  | CX34-36+TDR | 14 | 20 | Yes | Yes | 2015-04-28 |  | 3
FALSE | XC21-024-230-10 | 2324 | 5992404 | LENNOX INDUSTRIES, INC. | XC21-024-230-10 | AC | Split System: Air-Cooled Condensing Unit, Coil with Blower | XC21-024-230-10 |  | C33-36+TDR+TXV | 14 | 20 | Yes | Yes | 2015-04-28 |  | 3
FALSE | XC21-024-230-10 | 2324 | 5992405 | LENNOX INDUSTRIES, INC. | XC21-024-230-10 | AC | Split System: Air-Cooled Condensing Unit, Coil with Blower | XC21-024-230-10 |  | CX34-36+TDR | 14 | 20 | Yes | Yes | 2015-04-28 |  | 3
FALSE | XC21-024-230-10 | 2324 | 5992406 | LENNOX INDUSTRIES, INC. | XC21-024-230-10 | AC | Split System: Air-Cooled Condensing Unit, Coil with Blower | XC21-024-230-10 |  | C33-36+TDR+TXV | 14 | 20 | Yes | Yes | 2015-04-28 |  | 3
FALSE | XC21-024-230-10 | 2324 | 5992407 | LENNOX INDUSTRIES, INC. | XC21-024-230-10 | AC | Split System: Air-Cooled Condensing Unit, Coil with Blower | XC21-024-230-10 |  | CX34-38+TDR | 15 | 20 | Yes | Yes | 2015-04-28 |  | 3
FALSE | XC21-024-230-10 | 2324 | 5992408 | LENNOX INDUSTRIES, INC. | XC21-024-230-10 | AC | Split System: Air-Cooled Condensing Unit, Coil with Blower | XC21-024-230-10 |  | C33-38+TDR+TXV | 15 | 20 | Yes | Yes | 2015-04-28 |  | 3
FALSE | XC21-024-230-10 | 2324 | 7165568 | LENNOX INDUSTRIES, INC. | XC21-024-230-10 | AC | Split System: Air-Cooled Condensing Unit, Coil with Blower | XC21-024-230-10 |  | CH35-30B+TDR+TXV | 15 | 20 | Yes | Yes | 2015-04-28 |  | 3
FALSE | XC21-024-230-10 | 2324 | 7165569 | LENNOX INDUSTRIES, INC. | XC21-024-230-10 | AC | Split System: Air-Cooled Condensing Unit, Coil with Blower | XC21-024-230-10 |  | CH35-36A+TDR+TXV | 14 | 20 | Yes | Yes | 2015-04-28 |  | 3
FALSE | XC21-024-230-10 | 2324 | 7165570 | LENNOX INDUSTRIES, INC. | XC21-024-230-10 | AC | Split System: Air-Cooled Condensing Unit, Coil with Blower | XC21-024-230-10 |  | CH35-36A+TDR+TXV | 14 | 20 | Yes | Yes | 2015-04-28 |  | 3
FALSE | XC21-024-230-10 | 2324 | 7165571 | LENNOX INDUSTRIES, INC. | XC21-024-230-10 | AC | Split System: Air-Cooled Condensing Unit, Coil with Blower | XC21-024-230-10 |  | CH35-36B+TDR+TXV | 14 | 20 | Yes | Yes | 2015-04-28 |  | 3
FALSE | XC21-024-230-10 | 2324 | 7165572 | LENNOX INDUSTRIES, INC. | XC21-024-230-10 | AC | Split System: Air-Cooled Condensing Unit, Coil with Blower | XC21-024-230-10 |  | CH35-36B+TDR+TXV | 14 | 20 | Yes | Yes | 2015-04-28 |  | 3
FALSE | XC21-024-230-10 | 2324 | 7165573 | LENNOX INDUSTRIES, INC. | XC21-024-230-10 | AC | Split System: Air-Cooled Condensing Unit, Coil with Blower | XC21-024-230-10 |  | CH35-36C+TDR+TXV | 15 | 20 | Yes | Yes | 2015-04-28 |  | 3
FALSE | XC21-024-230-10 | 2324 | 7165574 | LENNOX INDUSTRIES, INC. | XC21-024-230-10 | AC | Split System: Air-Cooled Condensing Unit, Coil with Blower | XC21-024-230-10 |  | CH35-42B+TDR+TXV | 15 | 20 | Yes | Yes | 2015-04-28 |  | 3
FALSE | XC21-024-230-10 | 2324 | 5992413 | LENNOX INDUSTRIES, INC. | XC21-024-230-10 | AC | Split System: Air-Cooled Condensing Unit, Coil with Blower | XC21-024-230-10 |  | C33-38+TDR+TXV | 15 | 20 | Yes | Yes | 2015-04-28 |  | 3
FALSE | XC21-024-230-10 | 2324 | 5992414 | LENNOX INDUSTRIES, INC. | XC21-024-230-10 | AC | Split System: Air-Cooled Condensing Unit, Coil with Blower | XC21-024-230-10 |  | CX34-42+TDR | 14 | 20 | Yes | Yes | 2015-04-28 |  | 3
FALSE | XC21-024-230-10 | 2324 | 5992415 | LENNOX INDUSTRIES, INC. | XC21-024-230-10 | AC | Split System: Air-Cooled Condensing Unit, Coil with Blower | XC21-024-230-10 |  | C33-42+TDR+TXV | 14 | 20 | Yes | Yes | 2015-04-28 |  | 3
FALSE | XC21-024-230-10 | 2324 | 5992416 | LENNOX INDUSTRIES, INC. | XC21-024-230-10 | AC | Split System: Air-Cooled Condensing Unit, Coil with Blower | XC21-024-230-10 |  | CX34-42+TDR | 14 | 20 | Yes | Yes | 2015-04-28 |  | 3
FALSE | XC21-024-230-10 | 2324 | 5992417 | LENNOX INDUSTRIES, INC. | XC21-024-230-10 | AC | Split System: Air-Cooled Condensing Unit, Coil with Blower | XC21-024-230-10 |  | C33-42+TDR+TXV | 14 | 20 | Yes | Yes | 2015-04-28 |  | 3
FALSE | XC21-024-230-10 | 2324 | 5992437 | LENNOX INDUSTRIES, INC. | XC21-024-230-10 | AC | Split System: Air-Cooled Condensing Unit, Coil with Blower | XC21-024-230-10 |  | CH33-25+TDR+TXV | 14 | 20 | Yes | Yes | 2015-04-28 |  | 3
FALSE | XC21-024-230-10 | 2324 | 5992438 | LENNOX INDUSTRIES, INC. | XC21-024-230-10 | AC | Split System: Air-Cooled Condensing Unit, Coil with Blower | XC21-024-230-10 |  | CH33-25+TDR+TXV | 14 | 20 | Yes | Yes | 2015-04-28 |  | 3
FALSE | XC21-024-230-10 | 2324 | 5992439 | LENNOX INDUSTRIES, INC. | XC21-024-230-10 | AC | Split System: Air-Cooled Condensing Unit, Coil with Blower | XC21-024-230-10 |  | CH33-25+TDR+TXV | 14 | 20 | Yes | Yes | 2015-04-28 |  | 3
FALSE | XC21-024-230-10 | 2324 | 5992440 | LENNOX INDUSTRIES, INC. | XC21-024-230-10 | AC | Split System: Air-Cooled Condensing Unit, Coil with Blower | XC21-024-230-10 |  | CH33-31+TDR+TXV | 14.5 | 20 | Yes | Yes | 2015-04-28 |  | 3
FALSE | XC21-024-230-10 | 2324 | 5992441 | LENNOX INDUSTRIES, INC. | XC21-024-230-10 | AC | Split System: Air-Cooled Condensing Unit, Coil with Blower | XC21-024-230-10 |  | CH33-31+TDR+TXV | 15 | 20 | Yes | Yes | 2015-04-28 |  | 3
FALSE | XC21-024-230-10 | 2324 | 5992442 | LENNOX INDUSTRIES, INC. | XC21-024-230-10 | AC | Split System: Air-Cooled Condensing Unit, Coil with Blower | XC21-024-230-10 |  | CH23-31+TDR+TXV | 15 | 20 | Yes | Yes | 2015-04-28 |  | 3
FALSE | XC21-024-230-10 | 2324 | 5992443 | LENNOX INDUSTRIES, INC. | XC21-024-230-10 | AC | Split System: Air-Cooled Condensing Unit, Coil with Blower | XC21-024-230-10 |  | CH33-31+TDR+TXV | 14 | 20 | Yes | Yes | 2015-04-28 |  | 3
FALSE | XC21-024-230-10 | 2324 | 5992430 | LENNOX INDUSTRIES, INC. | XC21-024-230-10 | AC | Split System: Air-Cooled Condensing Unit, Coil with Blower | XC21-024-230-10 |  | CH23-41+TDR+TXV | 14 | 20 | Yes | Yes | 2015-04-28 |  | 3
FALSE | XC21-024-230-10 | 2324 | 5992431 | LENNOX INDUSTRIES, INC. | XC21-024-230-10 | AC | Split System: Air-Cooled Condensing Unit, Coil with Blower | XC21-024-230-10 |  | CH23-51+TDR+TXV | 14.5 | 20 | Yes | Yes | 2015-04-28 |  | 3
FALSE | XC21-024-230-10 | 2324 | 5992432 | LENNOX INDUSTRIES, INC. | XC21-024-230-10 | AC | Split System: Air-Cooled Condensing Unit, Coil with Blower | XC21-024-230-10 |  | CH23-51+TDR+TXV | 15 | 20 | Yes | Yes | 2015-04-28 |  | 3
FALSE | XC21-024-230-10 | 2324 | 5992433 | LENNOX INDUSTRIES, INC. | XC21-024-230-10 | AC | Split System: Air-Cooled Condensing Unit, Coil with Blower | XC21-024-230-10 |  | CH23-51+TDR+TXV | 14 | 20 | Yes | Yes | 2015-04-28 |  | 3
FALSE | XC21-024-230-10 | 2324 | 5992434 | LENNOX INDUSTRIES, INC. | XC21-024-230-10 | AC | Split System: Air-Cooled Condensing Unit, Coil with Blower | XC21-024-230-10 |  | CH23-51+TDR+TXV | 14 | 20 | Yes | Yes | 2015-04-28 |  | 3
FALSE | XC21-024-230-10 | 2324 | 5992427 | LENNOX INDUSTRIES, INC. | XC21-024-230-10 | AC | Split System: Air-Cooled Condensing Unit, Coil with Blower | XC21-024-230-10 |  | CH23-41+TDR+TXV | 14 | 20 | Yes | Yes | 2015-04-28 |  | 3
FALSE | XC21-024-230-10 | 2324 | 5992428 | LENNOX INDUSTRIES, INC. | XC21-024-230-10 | AC | Split System: Air-Cooled Condensing Unit, Coil with Blower | XC21-024-230-10 |  | CH23-41+TDR+TXV | 14 | 20 | Yes | Yes | 2015-04-28 |  | 3
FALSE | XC21-024-230-10 | 2324 | 5992550 | LENNOX INDUSTRIES, INC. | XC21-024-230-10 | AC | Split System: Air-Cooled Condensing Unit, Coil with Blower | XC21-024-230-10 |  | CX34-36+TDR | 14 | 20 | Yes | Yes | 2015-04-28 |  | 3
FALSE | XC21-024-230-10 | 2324 | 5992551 | LENNOX INDUSTRIES, INC. | XC21-024-230-10 | AC | Split System: Air-Cooled Condensing Unit, Coil with Blower | XC21-024-230-10 |  | C33-36+TDR+TXV | 14 | 20 | Yes | Yes | 2015-04-28 |  | 3
FALSE | XC21-024-230-10 | 2324 | 5992552 | LENNOX INDUSTRIES, INC. | XC21-024-230-10 | AC | Split System: Air-Cooled Condensing Unit, Coil with Blower | XC21-024-230-10 |  | CH33-36+TDR+TXV | 15 | 20 | Yes | Yes | 2015-04-28 |  | 3
FALSE | XC21-024-230-10 | 2324 | 5992544 | LENNOX INDUSTRIES, INC. | XC21-024-230-10 | AC | Split System: Air-Cooled Condensing Unit, Coil with Blower | XC21-024-230-10 |  | CH33-42+TDR+TXV | 15 | 20 | Yes | Yes | 2015-04-28 |  | 3
FALSE | XC21-024-230-10 | 2324 | 5992545 | LENNOX INDUSTRIES, INC. | XC21-024-230-10 | AC | Split System: Air-Cooled Condensing Unit, Coil with Blower | XC21-024-230-10 |  | CH33-43+TDR+TXV | 15 | 20 | Yes | Yes | 2015-04-28 |  | 3
FALSE | XC21-024-230-10 | 2324 | 5992557 | LENNOX INDUSTRIES, INC. | XC21-024-230-10 | AC | Split System: Air-Cooled Condensing Unit, Coil with Blower | XC21-024-230-10 |  | CH23-51+TDR+TXV | 15 | 20 | Yes | Yes | 2015-04-28 |  | 3
FALSE | XC21-024-230-10 | 2324 | 5992580 | LENNOX INDUSTRIES, INC. | XC21-024-230-10 | AC | Split System: Air-Cooled Condensing Unit, Coil with Blower | XC21-024-230-10 |  | CX34-31+TDR | 15 | 20 | Yes | Yes | 2015-04-28 |  | 3
FALSE | XC21-024-230-10 | 2324 | 5992581 | LENNOX INDUSTRIES, INC. | XC21-024-230-10 | AC | Split System: Air-Cooled Condensing Unit, Coil with Blower | XC21-024-230-10 |  | C33-31+TDR+TXV | 15 | 20 | Yes | Yes | 2015-04-28 |  | 3
FALSE | XC21-024-230-10 | 2324 | 5992582 | LENNOX INDUSTRIES, INC. | XC21-024-230-10 | AC | Split System: Air-Cooled Condensing Unit, Coil with Blower | XC21-024-230-10 |  | CX34-36+TDR | 14.5 | 20 | Yes | Yes | 2015-04-28 |  | 3
FALSE | XC21-024-230-10 | 2324 | 5992583 | LENNOX INDUSTRIES, INC. | XC21-024-230-10 | AC | Split System: Air-Cooled Condensing Unit, Coil with Blower | XC21-024-230-10 |  | C33-36+TDR+TXV | 14.5 | 20 | Yes | Yes | 2015-04-28 |  | 3
FALSE | XC21-024-230-10 | 2324 | 5992584 | LENNOX INDUSTRIES, INC. | XC21-024-230-10 | AC | Split System: Air-Cooled Condensing Unit, Coil with Blower | XC21-024-230-10 |  | CX34-38+TDR | 15 | 20 | Yes | Yes | 2015-04-28 |  | 3
FALSE | XC21-024-230-10 | 2324 | 5992585 | LENNOX INDUSTRIES, INC. | XC21-024-230-10 | AC | Split System: Air-Cooled Condensing Unit, Coil with Blower | XC21-024-230-10 |  | C33-38+TDR+TXV | 15 | 20 | Yes | Yes | 2015-04-28 |  | 3
FALSE | XC21-024-230-10 | 2324 | 5992576 | LENNOX INDUSTRIES, INC. | XC21-024-230-10 | AC | Split System: Air-Cooled Condensing Unit, Coil with Blower | XC21-024-230-10 |  | CX34-25+TDR | 14 | 20 | Yes | Yes | 2015-04-28 |  | 3
FALSE | XC21-024-230-10 | 2324 | 5992577 | LENNOX INDUSTRIES, INC. | XC21-024-230-10 | AC | Split System: Air-Cooled Condensing Unit, Coil with Blower | XC21-024-230-10 |  | C33-25+TDR+TXV | 14 | 20 | Yes | Yes | 2015-04-28 |  | 3
FALSE | XC21-024-230-10 | 2324 | 5992587 | LENNOX INDUSTRIES, INC. | XC21-024-230-10 | AC | Split System: Air-Cooled Condensing Unit, Coil with Blower | XC21-024-230-10 |  | CH23-31+TDR+TXV | 14 | 20 | Yes | Yes | 2015-04-28 |  | 3
FALSE | XC21-024-230-10 | 2324 | 5992588 | LENNOX INDUSTRIES, INC. | XC21-024-230-10 | AC | Split System: Air-Cooled Condensing Unit, Coil with Blower | XC21-024-230-10 |  | CH23-41+TDR+TXV | 14 | 20 | Yes | Yes | 2015-04-28 |  | 3
FALSE | XC21-024-230-10 | 2324 | 5992589 | LENNOX INDUSTRIES, INC. | XC21-024-230-10 | AC | Split System: Air-Cooled Condensing Unit, Coil with Blower | XC21-024-230-10 |  | CH23-51+TDR+TXV | 14.5 | 20 | Yes | Yes | 2015-04-28 |  | 3
FALSE | XC21-024-230-10 | 2324 | 5992592 | LENNOX INDUSTRIES, INC. | XC21-024-230-10 | AC | Split System: Air-Cooled Condensing Unit, Coil with Blower | XC21-024-230-10 |  | CH33-25+TDR+TXV | 14 | 20 | Yes | Yes | 2015-04-28 |  | 3
FALSE | XC21-024-230-10 | 2324 | 5992593 | LENNOX INDUSTRIES, INC. | XC21-024-230-10 | AC | Split System: Air-Cooled Condensing Unit, Coil with Blower | XC21-024-230-10 |  | CH33-31+TDR+TXV | 14.5 | 20 | Yes | Yes | 2015-04-28 |  | 3
FALSE | XC21-024-230-10 | 2324 | 5992559 | LENNOX INDUSTRIES, INC. | XC21-024-230-10 | AC | Split System: Air-Cooled Condensing Unit, Coil with Blower | XC21-024-230-10 |  | CR33-30/36+TDR+TXV | 14 | 20 | Yes | Yes | 2015-04-28 |  | 3
FALSE | XC21-024-230-10 | 2324 | 5992599 | LENNOX INDUSTRIES, INC. | XC21-024-230-10 | AC | Split System: Air-Cooled Condensing Unit, Coil with Blower | XC21-024-230-10 |  | CX34-25+TDR | 14 | 20 | Yes | Yes | 2015-04-28 |  | 3
FALSE | XC21-024-230-10 | 2324 | 5992600 | LENNOX INDUSTRIES, INC. | XC21-024-230-10 | AC | Split System: Air-Cooled Condensing Unit, Coil with Blower | XC21-024-230-10 |  | C33-25+TDR+TXV | 14 | 20 | Yes | Yes | 2015-04-28 |  | 3
FALSE | XC21-024-230-10 | 2324 | 7164927 | LENNOX INDUSTRIES, INC. | XC21-024-230-10 | AC | Split System: Air-Cooled Condensing Unit, Coil with Blower | XC21-024-230-10 |  | CH35-30B+TDR+TXV | 15 | 20 | Yes | Yes | 2015-04-28 |  | 3
FALSE | XC21-024-230-10 | 2324 | 7164928 | LENNOX INDUSTRIES, INC. | XC21-024-230-10 | AC | Split System: Air-Cooled Condensing Unit, Coil with Blower | XC21-024-230-10 |  | CH35-30B+TDR+TXV | 15 | 20 | Yes | Yes | 2015-04-28 |  | 3
FALSE | XC21-024-230-10 | 2324 | 7164918 | LENNOX INDUSTRIES, INC. | XC21-024-230-10 | AC | Split System: Air-Cooled Condensing Unit, Coil with Blower | XC21-024-230-10 |  | CH35-24B+TDR+TXV | 14 | 20 | Yes | Yes | 2015-04-28 |  | 3
FALSE | XC21-024-230-10 | 2324 | 7164944 | LENNOX INDUSTRIES, INC. | XC21-024-230-10 | AC | Split System: Air-Cooled Condensing Unit, Coil with Blower | XC21-024-230-10 |  | CH35-42B+TDR+TXV | 14 | 20 | Yes | Yes | 2015-04-28 |  | 3
FALSE | XC21-024-230-10 | 2324 | 7164946 | LENNOX INDUSTRIES, INC. | XC21-024-230-10 | AC | Split System: Air-Cooled Condensing Unit, Coil with Blower | XC21-024-230-10 |  | CH35-42B+TDR+TXV | 14 | 20 | Yes | Yes | 2015-04-28 |  | 3
FALSE | XC21-024-230-10 | 2324 | 7164947 | LENNOX INDUSTRIES, INC. | XC21-024-230-10 | AC | Split System: Air-Cooled Condensing Unit, Coil with Blower | XC21-024-230-10 |  | CH35-42B+TDR+TXV | 15 | 20 | Yes | Yes | 2015-04-28 |  | 3
FALSE | XC21-024-230-10 | 2324 | 7164948 | LENNOX INDUSTRIES, INC. | XC21-024-230-10 | AC | Split System: Air-Cooled Condensing Unit, Coil with Blower | XC21-024-230-10 |  | CH35-42B+TDR+TXV | 15 | 20 | Yes | Yes | 2015-04-28 |  | 3
FALSE | XC21-024-230-10 | 2324 | 7164949 | LENNOX INDUSTRIES, INC. | XC21-024-230-10 | AC | Split System: Air-Cooled Condensing Unit, Coil with Blower | XC21-024-230-10 |  | CH35-42B+TDR+TXV | 15 | 20 | Yes | Yes | 2015-04-28 |  | 3
FALSE | XC21-036-230-10 | 2332 | 7109998 | LENNOX INDUSTRIES, INC. | XC21-036-230-10 | AC | Split System: Air-Cooled Condensing Unit, Coil with Blower | XC21-036-230-10 |  | C33-43+TDR+TXV | 13.5 | 18 | Yes | Yes | 2015-04-28 |  | 3
FALSE | XC21-036-230-10 | 2332 | 7109999 | LENNOX INDUSTRIES, INC. | XC21-036-230-10 | AC | Split System: Air-Cooled Condensing Unit, Coil with Blower | XC21-036-230-10 |  | C33-44*+TDR+TXV | 13 | 18 | Yes | Yes | 2015-04-28 |  | 3
FALSE | XC21-036-230-10 | 2332 | 7110000 | LENNOX INDUSTRIES, INC. | XC21-036-230-10 | AC | Split System: Air-Cooled Condensing Unit, Coil with Blower | XC21-036-230-10 |  | C33-48+TDR+TXV | 13 | 18 | Yes | Yes | 2015-04-28 |  | 3
FALSE | XC21-036-230-10 | 2332 | 7110001 | LENNOX INDUSTRIES, INC. | XC21-036-230-10 | AC | Split System: Air-Cooled Condensing Unit, Coil with Blower | XC21-036-230-10 |  | C33-49+TDR+TXV | 13.5 | 18 | Yes | Yes | 2015-04-28 |  | 3
FALSE | XC21-036-230-10 | 2332 | 7110002 | LENNOX INDUSTRIES, INC. | XC21-036-230-10 | AC | Split System: Air-Cooled Condensing Unit, Coil with Blower | XC21-036-230-10 |  | C33-50/60C+TDR+TXV | 13.5 | 18 | Yes | Yes | 2015-04-28 |  | 3
FALSE | XC21-036-230-10 | 2332 | 7110008 | LENNOX INDUSTRIES, INC. | XC21-036-230-10 | AC | Split System: Air-Cooled Condensing Unit, Coil with Blower | XC21-036-230-10 |  | CX34-43+TDR | 13.5 | 18 | Yes | Yes | 2015-04-28 |  | 3
FALSE | XC21-036-230-10 | 2332 | 7110009 | LENNOX INDUSTRIES, INC. | XC21-036-230-10 | AC | Split System: Air-Cooled Condensing Unit, Coil with Blower | XC21-036-230-10 |  | CX34-44/48+TDR | 13 | 18 | Yes | Yes | 2015-04-28 |  | 3
FALSE | XC21-036-230-10 | 2332 | 7110010 | LENNOX INDUSTRIES, INC. | XC21-036-230-10 | AC | Split System: Air-Cooled Condensing Unit, Coil with Blower | XC21-036-230-10 |  | CX34-49+TDR | 13.5 | 18 | Yes | Yes | 2015-04-28 |  | 3
FALSE | XC21-036-230-10 | 2332 | 7110011 | LENNOX INDUSTRIES, INC. | XC21-036-230-10 | AC | Split System: Air-Cooled Condensing Unit, Coil with Blower | XC21-036-230-10 |  | CX34-50/60C+TDR | 13.5 | 18 | Yes | Yes | 2015-04-28 |  | 3
FALSE | XC21-036-230-10 | 2332 | 7110017 | LENNOX INDUSTRIES, INC. | XC21-036-230-10 | AC | Split System: Air-Cooled Condensing Unit, Coil with Blower | XC21-036-230-10 |  | C33-44*+TDR+TXV | 13.5 | 18 | Yes | Yes | 2015-04-28 |  | 3
FALSE | XC21-036-230-10 | 2332 | 7110018 | LENNOX INDUSTRIES, INC. | XC21-036-230-10 | AC | Split System: Air-Cooled Condensing Unit, Coil with Blower | XC21-036-230-10 |  | C33-48+TDR+TXV | 13.5 | 18 | Yes | Yes | 2015-04-28 |  | 3
FALSE | XC21-036-230-10 | 2332 | 7109991 | LENNOX INDUSTRIES, INC. | XC21-036-230-10 | AC | Split System: Air-Cooled Condensing Unit, Coil with Blower | XC21-036-230-10 |  | CX34-49+TDR | 13 | 18 | Yes | Yes | 2015-04-28 |  | 3
FALSE | XC21-036-230-10 | 2332 | 7109992 | LENNOX INDUSTRIES, INC. | XC21-036-230-10 | AC | Split System: Air-Cooled Condensing Unit, Coil with Blower | XC21-036-230-10 |  | C33-49+TDR+TXV | 13 | 18 | Yes | Yes | 2015-04-28 |  | 3
FALSE | XC21-036-230-10 | 2332 | 7109993 | LENNOX INDUSTRIES, INC. | XC21-036-230-10 | AC | Split System: Air-Cooled Condensing Unit, Coil with Blower | XC21-036-230-10 |  | CX34-60D+TDR | 13 | 18 | Yes | Yes | 2015-04-28 |  | 3
FALSE | XC21-036-230-10 | 2332 | 7109994 | LENNOX INDUSTRIES, INC. | XC21-036-230-10 | AC | Split System: Air-Cooled Condensing Unit, Coil with Blower | XC21-036-230-10 |  | C33-60D+TDR+TXV | 13 | 18 | Yes | Yes | 2015-04-28 |  | 3
FALSE | XC21-036-230-10 | 2332 | 7109995 | LENNOX INDUSTRIES, INC. | XC21-036-230-10 | AC | Split System: Air-Cooled Condensing Unit, Coil with Blower | XC21-036-230-10 |  | C33-49+TDR+TXV | 13 | 18 | Yes | Yes | 2015-04-28 |  | 3
FALSE | XC21-036-230-10 | 2332 | 7109996 | LENNOX INDUSTRIES, INC. | XC21-036-230-10 | AC | Split System: Air-Cooled Condensing Unit, Coil with Blower | XC21-036-230-10 |  | CX34-49+TDR | 13 | 18 | Yes | Yes | 2015-04-28 |  | 3
FALSE | XC21-036-230-10 | 2332 | 7110026 | LENNOX INDUSTRIES, INC. | XC21-036-230-10 | AC | Split System: Air-Cooled Condensing Unit, Coil with Blower | XC21-036-230-10 |  | CX34-44/48+TDR | 13.5 | 18 | Yes | Yes | 2015-04-28 |  | 3
FALSE | XC21-036-230-10 | 2332 | 5991473 | LENNOX INDUSTRIES, INC. | XC21-036-230-10 | AC | Split System: Air-Cooled Condensing Unit, Coil with Blower | XC21-036-230-10 |  | CX34-38+TDR | 14 | 18 | Yes | Yes | 2015-04-28 |  | 3
FALSE | XC21-036-230-10 | 2332 | 5991474 | LENNOX INDUSTRIES, INC. | XC21-036-230-10 | AC | Split System: Air-Cooled Condensing Unit, Coil with Blower | XC21-036-230-10 |  | C33-38+TDR+TXV | 14 | 18 | Yes | Yes | 2015-04-28 |  | 3
FALSE | XC21-036-230-10 | 2332 | 5991475 | LENNOX INDUSTRIES, INC. | XC21-036-230-10 | AC | Split System: Air-Cooled Condensing Unit, Coil with Blower | XC21-036-230-10 |  | CX34-38+TDR | 13.5 | 18 | Yes | Yes | 2015-04-28 |  | 3
FALSE | XC21-036-230-10 | 2332 | 5991476 | LENNOX INDUSTRIES, INC. | XC21-036-230-10 | AC | Split System: Air-Cooled Condensing Unit, Coil with Blower | XC21-036-230-10 |  | C33-38+TDR+TXV | 13.5 | 18 | Yes | Yes | 2015-04-28 |  | 3
FALSE | XC21-036-230-10 | 2332 | 5991477 | LENNOX INDUSTRIES, INC. | XC21-036-230-10 | AC | Split System: Air-Cooled Condensing Unit, Coil with Blower | XC21-036-230-10 |  | CX34-42+TDR | 13.5 | 18 | Yes | Yes | 2015-04-28 |  | 3
FALSE | XC21-036-230-10 | 2332 | 5991478 | LENNOX INDUSTRIES, INC. | XC21-036-230-10 | AC | Split System: Air-Cooled Condensing Unit, Coil with Blower | XC21-036-230-10 |  | C33-42+TDR+TXV | 13.5 | 18 | Yes | Yes | 2015-04-28 |  | 3
FALSE | XC21-036-230-10 | 2332 | 5991479 | LENNOX INDUSTRIES, INC. | XC21-036-230-10 | AC | Split System: Air-Cooled Condensing Unit, Coil with Blower | XC21-036-230-10 |  | CX34-42+TDR | 13.5 | 18 | Yes | Yes | 2015-04-28 |  | 3
FALSE | XC21-036-230-10 | 2332 | 5991480 | LENNOX INDUSTRIES, INC. | XC21-036-230-10 | AC | Split System: Air-Cooled Condensing Unit, Coil with Blower | XC21-036-230-10 |  | C33-42+TDR+TXV | 13.5 | 18 | Yes | Yes | 2015-04-28 |  | 3
FALSE | XC21-036-230-10 | 2332 | 5991481 | LENNOX INDUSTRIES, INC. | XC21-036-230-10 | AC | Split System: Air-Cooled Condensing Unit, Coil with Blower | XC21-036-230-10 |  | CX34-42+TDR | 13 | 18 | Yes | Yes | 2015-04-28 |  | 3
FALSE | XC21-036-230-10 | 2332 | 5991482 | LENNOX INDUSTRIES, INC. | XC21-036-230-10 | AC | Split System: Air-Cooled Condensing Unit, Coil with Blower | XC21-036-230-10 |  | C33-42+TDR+TXV | 13 | 18 | Yes | Yes | 2015-04-28 |  | 3
FALSE | XC21-036-230-10 | 2332 | 5991483 | LENNOX INDUSTRIES, INC. | XC21-036-230-10 | AC | Split System: Air-Cooled Condensing Unit, Coil with Blower | XC21-036-230-10 |  | CX34-43+TDR | 14 | 18 | Yes | Yes | 2015-04-28 |  | 3
FALSE | XC21-036-230-10 | 2332 | 5991484 | LENNOX INDUSTRIES, INC. | XC21-036-230-10 | AC | Split System: Air-Cooled Condensing Unit, Coil with Blower | XC21-036-230-10 |  | C33-43+TDR+TXV | 14 | 18 | Yes | Yes | 2015-04-28 |  | 3
FALSE | XC21-036-230-10 | 2332 | 5991485 | LENNOX INDUSTRIES, INC. | XC21-036-230-10 | AC | Split System: Air-Cooled Condensing Unit, Coil with Blower | XC21-036-230-10 |  | CX34-43+TDR | 14 | 18 | Yes | Yes | 2015-04-28 |  | 3
FALSE | XC21-036-230-10 | 2332 | 5991486 | LENNOX INDUSTRIES, INC. | XC21-036-230-10 | AC | Split System: Air-Cooled Condensing Unit, Coil with Blower | XC21-036-230-10 |  | C33-43+TDR+TXV | 14 | 18 | Yes | Yes | 2015-04-28 |  | 3
FALSE | XC21-036-230-10 | 2332 | 5991487 | LENNOX INDUSTRIES, INC. | XC21-036-230-10 | AC | Split System: Air-Cooled Condensing Unit, Coil with Blower | XC21-036-230-10 |  | CX34-43+TDR | 13.5 | 18 | Yes | Yes | 2015-04-28 |  | 3
FALSE | XC21-036-230-10 | 2332 | 5991488 | LENNOX INDUSTRIES, INC. | XC21-036-230-10 | AC | Split System: Air-Cooled Condensing Unit, Coil with Blower | XC21-036-230-10 |  | C33-43+TDR+TXV | 13.5 | 18 | Yes | Yes | 2015-04-28 |  | 3
FALSE | XC21-036-230-10 | 2332 | 5991491 | LENNOX INDUSTRIES, INC. | XC21-036-230-10 | AC | Split System: Air-Cooled Condensing Unit, Coil with Blower | XC21-036-230-10 |  | CX34-43+TDR | 13.5 | 18 | Yes | Yes | 2015-04-28 |  | 3
FALSE | XC21-036-230-10 | 2332 | 5991492 | LENNOX INDUSTRIES, INC. | XC21-036-230-10 | AC | Split System: Air-Cooled Condensing Unit, Coil with Blower | XC21-036-230-10 |  | C33-43+TDR+TXV | 13.5 | 18 | Yes | Yes | 2015-04-28 |  | 3
FALSE | XC21-036-230-10 | 2332 | 5991493 | LENNOX INDUSTRIES, INC. | XC21-036-230-10 | AC | Split System: Air-Cooled Condensing Unit, Coil with Blower | XC21-036-230-10 |  | CX34-43+TDR | 13.5 | 18 | Yes | Yes | 2015-04-28 |  | 3
FALSE | XC21-036-230-10 | 2332 | 5991494 | LENNOX INDUSTRIES, INC. | XC21-036-230-10 | AC | Split System: Air-Cooled Condensing Unit, Coil with Blower | XC21-036-230-10 |  | C33-43+TDR+TXV | 13.5 | 18 | Yes | Yes | 2015-04-28 |  | 3
FALSE | XC21-036-230-10 | 2332 | 5991495 | LENNOX INDUSTRIES, INC. | XC21-036-230-10 | AC | Split System: Air-Cooled Condensing Unit, Coil with Blower | XC21-036-230-10 |  | CX34-43+TDR | 14 | 18 | Yes | Yes | 2015-04-28 |  | 3
FALSE | XC21-036-230-10 | 2332 | 5991496 | LENNOX INDUSTRIES, INC. | XC21-036-230-10 | AC | Split System: Air-Cooled Condensing Unit, Coil with Blower | XC21-036-230-10 |  | C33-43+TDR+TXV | 14 | 18 | Yes | Yes | 2015-04-28 |  | 3
FALSE | XC21-036-230-10 | 2332 | 5991497 | LENNOX INDUSTRIES, INC. | XC21-036-230-10 | AC | Split System: Air-Cooled Condensing Unit, Coil with Blower | XC21-036-230-10 |  | CX34-44/48+TDR | 13.5 | 18 | Yes | Yes | 2015-04-28 |  | 3
FALSE | XC21-036-230-10 | 2332 | 5991498 | LENNOX INDUSTRIES, INC. | XC21-036-230-10 | AC | Split System: Air-Cooled Condensing Unit, Coil with Blower | XC21-036-230-10 |  | C33-48+TDR+TXV | 13.5 | 18 | Yes | Yes | 2015-04-28 |  | 3
FALSE | XC21-036-230-10 | 2332 | 5991499 | LENNOX INDUSTRIES, INC. | XC21-036-230-10 | AC | Split System: Air-Cooled Condensing Unit, Coil with Blower | XC21-036-230-10 |  | CX34-44/48+TDR | 13.5 | 18 | Yes | Yes | 2015-04-28 |  | 3
FALSE | XC21-036-230-10 | 2332 | 5991500 | LENNOX INDUSTRIES, INC. | XC21-036-230-10 | AC | Split System: Air-Cooled Condensing Unit, Coil with Blower | XC21-036-230-10 |  | C33-48+TDR+TXV | 13.5 | 18 | Yes | Yes | 2015-04-28 |  | 3
FALSE | XC21-036-230-10 | 2332 | 5991501 | LENNOX INDUSTRIES, INC. | XC21-036-230-10 | AC | Split System: Air-Cooled Condensing Unit, Coil with Blower | XC21-036-230-10 |  | CX34-44/48+TDR | 13.5 | 18 | Yes | Yes | 2015-04-28 |  | 3
FALSE | XC21-036-230-10 | 2332 | 5991502 | LENNOX INDUSTRIES, INC. | XC21-036-230-10 | AC | Split System: Air-Cooled Condensing Unit, Coil with Blower | XC21-036-230-10 |  | C33-48+TDR+TXV | 13.5 | 18 | Yes | Yes | 2015-04-28 |  | 3
FALSE | XC21-036-230-10 | 2332 | 5991503 | LENNOX INDUSTRIES, INC. | XC21-036-230-10 | AC | Split System: Air-Cooled Condensing Unit, Coil with Blower | XC21-036-230-10 |  | CX34-44/48+TDR | 13.5 | 18 | Yes | Yes | 2015-04-28 |  | 3
FALSE | XC21-036-230-10 | 2332 | 5991504 | LENNOX INDUSTRIES, INC. | XC21-036-230-10 | AC | Split System: Air-Cooled Condensing Unit, Coil with Blower | XC21-036-230-10 |  | C33-48+TDR+TXV | 13.5 | 18 | Yes | Yes | 2015-04-28 |  | 3
FALSE | XC21-036-230-10 | 2332 | 5991505 | LENNOX INDUSTRIES, INC. | XC21-036-230-10 | AC | Split System: Air-Cooled Condensing Unit, Coil with Blower | XC21-036-230-10 |  | CX34-44/48+TDR | 13.5 | 18 | Yes | Yes | 2015-04-28 |  | 3
FALSE | XC21-036-230-10 | 2332 | 5991506 | LENNOX INDUSTRIES, INC. | XC21-036-230-10 | AC | Split System: Air-Cooled Condensing Unit, Coil with Blower | XC21-036-230-10 |  | C33-48+TDR+TXV | 13.5 | 18 | Yes | Yes | 2015-04-28 |  | 3
FALSE | XC21-036-230-10 | 2332 | 5991507 | LENNOX INDUSTRIES, INC. | XC21-036-230-10 | AC | Split System: Air-Cooled Condensing Unit, Coil with Blower | XC21-036-230-10 |  | CX34-49+TDR | 13.5 | 18 | Yes | Yes | 2015-04-28 |  | 3
FALSE | XC21-036-230-10 | 2332 | 5991508 | LENNOX INDUSTRIES, INC. | XC21-036-230-10 | AC | Split System: Air-Cooled Condensing Unit, Coil with Blower | XC21-036-230-10 |  | C33-49+TDR+TXV | 13.5 | 18 | Yes | Yes | 2015-04-28 |  | 3
FALSE | XC21-036-230-10 | 2332 | 5991509 | LENNOX INDUSTRIES, INC. | XC21-036-230-10 | AC | Split System: Air-Cooled Condensing Unit, Coil with Blower | XC21-036-230-10 |  | CX34-49+TDR | 14 | 18 | Yes | Yes | 2015-04-28 |  | 3
FALSE | XC21-036-230-10 | 2332 | 5991510 | LENNOX INDUSTRIES, INC. | XC21-036-230-10 | AC | Split System: Air-Cooled Condensing Unit, Coil with Blower | XC21-036-230-10 |  | C33-49+TDR+TXV | 14 | 18 | Yes | Yes | 2015-04-28 |  | 3
FALSE | XC21-036-230-10 | 2332 | 5991511 | LENNOX INDUSTRIES, INC. | XC21-036-230-10 | AC | Split System: Air-Cooled Condensing Unit, Coil with Blower | XC21-036-230-10 |  | CX34-49+TDR | 14 | 18 | Yes | Yes | 2015-04-28 |  | 3
FALSE | XC21-036-230-10 | 2332 | 5991512 | LENNOX INDUSTRIES, INC. | XC21-036-230-10 | AC | Split System: Air-Cooled Condensing Unit, Coil with Blower | XC21-036-230-10 |  | C33-49+TDR+TXV | 14 | 18 | Yes | Yes | 2015-04-28 |  | 3
FALSE | XC21-036-230-10 | 2332 | 5991513 | LENNOX INDUSTRIES, INC. | XC21-036-230-10 | AC | Split System: Air-Cooled Condensing Unit, Coil with Blower | XC21-036-230-10 |  | CX34-50/60C+TDR | 13.5 | 18 | Yes | Yes | 2015-04-28 |  | 3
FALSE | XC21-036-230-10 | 2332 | 5991514 | LENNOX INDUSTRIES, INC. | XC21-036-230-10 | AC | Split System: Air-Cooled Condensing Unit, Coil with Blower | XC21-036-230-10 |  | C33-50/60C+TDR+TXV | 13.5 | 18 | Yes | Yes | 2015-04-28 |  | 3
FALSE | XC21-036-230-10 | 2332 | 5991515 | LENNOX INDUSTRIES, INC. | XC21-036-230-10 | AC | Split System: Air-Cooled Condensing Unit, Coil with Blower | XC21-036-230-10 |  | CX34-50/60C+TDR | 14 | 18 | Yes | Yes | 2015-04-28 |  | 3
FALSE | XC21-036-230-10 | 2332 | 5991516 | LENNOX INDUSTRIES, INC. | XC21-036-230-10 | AC | Split System: Air-Cooled Condensing Unit, Coil with Blower | XC21-036-230-10 |  | C33-50/60C+TDR+TXV | 14 | 18 | Yes | Yes | 2015-04-28 |  | 3
FALSE | XC21-036-230-10 | 2332 | 5991459 | LENNOX INDUSTRIES, INC. | XC21-036-230-10 | AC | Split System: Air-Cooled Condensing Unit, Coil with Blower | XC21-036-230-10 |  | CX34-36+TDR | 13.5 | 18 | Yes | Yes | 2015-04-28 |  | 3
FALSE | XC21-036-230-10 | 2332 | 5991460 | LENNOX INDUSTRIES, INC. | XC21-036-230-10 | AC | Split System: Air-Cooled Condensing Unit, Coil with Blower | XC21-036-230-10 |  | C33-36+TDR+TXV | 13.5 | 18 | Yes | Yes | 2015-04-28 |  | 3
FALSE | XC21-036-230-10 | 2332 | 5991461 | LENNOX INDUSTRIES, INC. | XC21-036-230-10 | AC | Split System: Air-Cooled Condensing Unit, Coil with Blower | XC21-036-230-10 |  | CX34-36+TDR | 13.5 | 18 | Yes | Yes | 2015-04-28 |  | 3
FALSE | XC21-036-230-10 | 2332 | 5991462 | LENNOX INDUSTRIES, INC. | XC21-036-230-10 | AC | Split System: Air-Cooled Condensing Unit, Coil with Blower | XC21-036-230-10 |  | C33-36+TDR+TXV | 13.5 | 18 | Yes | Yes | 2015-04-28 |  | 3
FALSE | XC21-036-230-10 | 2332 | 5991463 | LENNOX INDUSTRIES, INC. | XC21-036-230-10 | AC | Split System: Air-Cooled Condensing Unit, Coil with Blower | XC21-036-230-10 |  | CX34-36+TDR | 13 | 18 | Yes | Yes | 2015-04-28 |  | 3
FALSE | XC21-036-230-10 | 2332 | 5991464 | LENNOX INDUSTRIES, INC. | XC21-036-230-10 | AC | Split System: Air-Cooled Condensing Unit, Coil with Blower | XC21-036-230-10 |  | C33-36+TDR+TXV | 13 | 18 | Yes | Yes | 2015-04-28 |  | 3
FALSE | XC21-036-230-10 | 2332 | 5991465 | LENNOX INDUSTRIES, INC. | XC21-036-230-10 | AC | Split System: Air-Cooled Condensing Unit, Coil with Blower | XC21-036-230-10 |  | CX34-36+TDR | 13 | 18 | Yes | Yes | 2015-04-28 |  | 3
FALSE | XC21-036-230-10 | 2332 | 5991466 | LENNOX INDUSTRIES, INC. | XC21-036-230-10 | AC | Split System: Air-Cooled Condensing Unit, Coil with Blower | XC21-036-230-10 |  | C33-36+TDR+TXV | 13 | 18 | Yes | Yes | 2015-04-28 |  | 3
FALSE | XC21-036-230-10 | 2332 | 5991467 | LENNOX INDUSTRIES, INC. | XC21-036-230-10 | AC | Split System: Air-Cooled Condensing Unit, Coil with Blower | XC21-036-230-10 |  | CX34-36+TDR | 13.5 | 18 | Yes | Yes | 2015-04-28 |  | 3
FALSE | XC21-036-230-10 | 2332 | 5991468 | LENNOX INDUSTRIES, INC. | XC21-036-230-10 | AC | Split System: Air-Cooled Condensing Unit, Coil with Blower | XC21-036-230-10 |  | C33-36+TDR+TXV | 13.5 | 18 | Yes | Yes | 2015-04-28 |  | 3
FALSE | XC21-036-230-10 | 2332 | 5991469 | LENNOX INDUSTRIES, INC. | XC21-036-230-10 | AC | Split System: Air-Cooled Condensing Unit, Coil with Blower | XC21-036-230-10 |  | CX34-38+TDR | 13.5 | 18 | Yes | Yes | 2015-04-28 |  | 3
FALSE | XC21-036-230-10 | 2332 | 5991470 | LENNOX INDUSTRIES, INC. | XC21-036-230-10 | AC | Split System: Air-Cooled Condensing Unit, Coil with Blower | XC21-036-230-10 |  | C33-38+TDR+TXV | 13.5 | 18 | Yes | Yes | 2015-04-28 |  | 3
FALSE | XC21-036-230-10 | 2332 | 5991519 | LENNOX INDUSTRIES, INC. | XC21-036-230-10 | AC | Split System: Air-Cooled Condensing Unit, Coil with Blower | XC21-036-230-10 |  | CR33-30/36+TDR+TXV | 13 | 18 | Yes | Yes | 2015-04-28 |  | 3
FALSE | XC21-036-230-10 | 2332 | 5991542 | LENNOX INDUSTRIES, INC. | XC21-036-230-10 | AC | Split System: Air-Cooled Condensing Unit, Coil with Blower | XC21-036-230-10 |  | CH33-36+TDR+TXV | 13 | 18 | Yes | Yes | 2015-04-28 |  | 3
FALSE | XC21-036-230-10 | 2332 | 5991543 | LENNOX INDUSTRIES, INC. | XC21-036-230-10 | AC | Split System: Air-Cooled Condensing Unit, Coil with Blower | XC21-036-230-10 |  | CH33-36+TDR+TXV | 13 | 18 | Yes | Yes | 2015-04-28 |  | 3
FALSE | XC21-036-230-10 | 2332 | 5991544 | LENNOX INDUSTRIES, INC. | XC21-036-230-10 | AC | Split System: Air-Cooled Condensing Unit, Coil with Blower | XC21-036-230-10 |  | CH33-36+TDR+TXV | 13.5 | 18 | Yes | Yes | 2015-04-28 |  | 3
FALSE | XC21-036-230-10 | 2332 | 5991545 | LENNOX INDUSTRIES, INC. | XC21-036-230-10 | AC | Split System: Air-Cooled Condensing Unit, Coil with Blower | XC21-036-230-10 |  | CH33-36+TDR+TXV | 13.5 | 18 | Yes | Yes | 2015-04-28 |  | 3
FALSE | XC21-036-230-10 | 2332 | 5991546 | LENNOX INDUSTRIES, INC. | XC21-036-230-10 | AC | Split System: Air-Cooled Condensing Unit, Coil with Blower | XC21-036-230-10 |  | CH33-42+TDR+TXV | 13.5 | 18 | Yes | Yes | 2015-04-28 |  | 3
FALSE | XC21-036-230-10 | 2332 | 5991547 | LENNOX INDUSTRIES, INC. | XC21-036-230-10 | AC | Split System: Air-Cooled Condensing Unit, Coil with Blower | XC21-036-230-10 |  | CH33-42+TDR+TXV | 13.5 | 18 | Yes | Yes | 2015-04-28 |  | 3
FALSE | XC21-036-230-10 | 2332 | 5991548 | LENNOX INDUSTRIES, INC. | XC21-036-230-10 | AC | Split System: Air-Cooled Condensing Unit, Coil with Blower | XC21-036-230-10 |  | CH33-42+TDR+TXV | 13 | 18 | Yes | Yes | 2015-04-28 |  | 3
FALSE | XC21-036-230-10 | 2332 | 5991549 | LENNOX INDUSTRIES, INC. | XC21-036-230-10 | AC | Split System: Air-Cooled Condensing Unit, Coil with Blower | XC21-036-230-10 |  | CH33-42+TDR+TXV | 13.5 | 18 | Yes | Yes | 2015-04-28 |  | 3
FALSE | XC21-036-230-10 | 2332 | 5991550 | LENNOX INDUSTRIES, INC. | XC21-036-230-10 | AC | Split System: Air-Cooled Condensing Unit, Coil with Blower | XC21-036-230-10 |  | CH33-42+TDR+TXV | 13.5 | 18 | Yes | Yes | 2015-04-28 |  | 3
FALSE | XC21-036-230-10 | 2332 | 5991562 | LENNOX INDUSTRIES, INC. | XC21-036-230-10 | AC | Split System: Air-Cooled Condensing Unit, Coil with Blower | XC21-036-230-10 |  | CH33-48+TDR+TXV | 14 | 18 | Yes | Yes | 2015-04-28 |  | 3
FALSE | XC21-036-230-10 | 2332 | 5991556 | LENNOX INDUSTRIES, INC. | XC21-036-230-10 | AC | Split System: Air-Cooled Condensing Unit, Coil with Blower | XC21-036-230-10 |  | CH33-44/48+TDR+TXV | 13.5 | 18 | Yes | Yes | 2015-04-28 |  | 3
FALSE | XC21-036-230-10 | 2332 | 5991557 | LENNOX INDUSTRIES, INC. | XC21-036-230-10 | AC | Split System: Air-Cooled Condensing Unit, Coil with Blower | XC21-036-230-10 |  | CH33-44/48+TDR+TXV | 13.5 | 18 | Yes | Yes | 2015-04-28 |  | 3
FALSE | XC21-036-230-10 | 2332 | 5991558 | LENNOX INDUSTRIES, INC. | XC21-036-230-10 | AC | Split System: Air-Cooled Condensing Unit, Coil with Blower | XC21-036-230-10 |  | CH33-44/48+TDR+TXV | 13.5 | 18 | Yes | Yes | 2015-04-28 |  | 3
FALSE | XC21-036-230-10 | 2332 | 7165578 | LENNOX INDUSTRIES, INC. | XC21-036-230-10 | AC | Split System: Air-Cooled Condensing Unit, Coil with Blower | XC21-036-230-10 |  | CH35-36C+TDR+TXV | 13 | 18 | Yes | Yes | 2015-04-28 |  | 3
FALSE | XC21-036-230-10 | 2332 | 5991575 | LENNOX INDUSTRIES, INC. | XC21-036-230-10 | AC | Split System: Air-Cooled Condensing Unit, Coil with Blower | XC21-036-230-10 |  | CBX27UH-036-230*+TDR | 13.5 | 18 | Yes | Yes | 2015-04-28 |  | 3
FALSE | XC21-036-230-10 | 2332 | 5991588 | LENNOX INDUSTRIES, INC. | XC21-036-230-10 | AC | Split System: Air-Cooled Condensing Unit, Coil with Blower | XC21-036-230-10 |  | CX34-36+TDR | 13 | 18 | Yes | Yes | 2015-04-28 |  | 3
FALSE | XC21-036-230-10 | 2332 | 5991589 | LENNOX INDUSTRIES, INC. | XC21-036-230-10 | AC | Split System: Air-Cooled Condensing Unit, Coil with Blower | XC21-036-230-10 |  | C33-36+TDR+TXV | 13 | 18 | Yes | Yes | 2015-04-28 |  | 3
FALSE | XC21-036-230-10 | 2332 | 5991629 | LENNOX INDUSTRIES, INC. | XC21-036-230-10 | AC | Split System: Air-Cooled Condensing Unit, Coil with Blower | XC21-036-230-10 |  | CH23-41+TDR+TXV | 13 | 18 | Yes | Yes | 2015-04-28 |  | 3
FALSE | XC21-036-230-10 | 2332 | 5991630 | LENNOX INDUSTRIES, INC. | XC21-036-230-10 | AC | Split System: Air-Cooled Condensing Unit, Coil with Blower | XC21-036-230-10 |  | CH23-51+TDR+TXV | 13 | 18 | Yes | Yes | 2015-04-28 |  | 3
FALSE | XC21-036-230-10 | 2332 | 5991631 | LENNOX INDUSTRIES, INC. | XC21-036-230-10 | AC | Split System: Air-Cooled Condensing Unit, Coil with Blower | XC21-036-230-10 |  | CH33-36+TDR+TXV | 13 | 18 | Yes | Yes | 2015-04-28 |  | 3
FALSE | XC21-036-230-10 | 2332 | 5991632 | LENNOX INDUSTRIES, INC. | XC21-036-230-10 | AC | Split System: Air-Cooled Condensing Unit, Coil with Blower | XC21-036-230-10 |  | CH33-42+TDR+TXV | 13 | 18 | Yes | Yes | 2015-04-28 |  | 3
FALSE | XC21-036-230-10 | 2332 | 5991633 | LENNOX INDUSTRIES, INC. | XC21-036-230-10 | AC | Split System: Air-Cooled Condensing Unit, Coil with Blower | XC21-036-230-10 |  | CH33-43+TDR+TXV | 13.5 | 18 | Yes | Yes | 2015-04-28 |  | 3
FALSE | XC21-036-230-10 | 2332 | 5991634 | LENNOX INDUSTRIES, INC. | XC21-036-230-10 | AC | Split System: Air-Cooled Condensing Unit, Coil with Blower | XC21-036-230-10 |  | CH33-44/48+TDR+TXV | 13 | 18 | Yes | Yes | 2015-04-28 |  | 3
FALSE | XC21-036-230-10 | 2332 | 5991636 | LENNOX INDUSTRIES, INC. | XC21-036-230-10 | AC | Split System: Air-Cooled Condensing Unit, Coil with Blower | XC21-036-230-10 |  | CH23-41+TDR+TXV | 13 | 18 | Yes | Yes | 2015-04-28 |  | 3
FALSE | XC21-036-230-10 | 2332 | 5991637 | LENNOX INDUSTRIES, INC. | XC21-036-230-10 | AC | Split System: Air-Cooled Condensing Unit, Coil with Blower | XC21-036-230-10 |  | CH23-51+TDR+TXV | 13 | 18 | Yes | Yes | 2015-04-28 |  | 3
FALSE | XC21-036-230-10 | 2332 | 5991638 | LENNOX INDUSTRIES, INC. | XC21-036-230-10 | AC | Split System: Air-Cooled Condensing Unit, Coil with Blower | XC21-036-230-10 |  | C33-36+TDR+TXV | 13 | 18 | Yes | Yes | 2015-04-28 |  | 3
FALSE | XC21-036-230-10 | 2332 | 5991639 | LENNOX INDUSTRIES, INC. | XC21-036-230-10 | AC | Split System: Air-Cooled Condensing Unit, Coil with Blower | XC21-036-230-10 |  | CX34-36+TDR | 13 | 18 | Yes | Yes | 2015-04-28 |  | 3
FALSE | XC21-036-230-10 | 2332 | 5991640 | LENNOX INDUSTRIES, INC. | XC21-036-230-10 | AC | Split System: Air-Cooled Condensing Unit, Coil with Blower | XC21-036-230-10 |  | C33-38+TDR+TXV | 13.5 | 18 | Yes | Yes | 2015-04-28 |  | 3
FALSE | XC21-036-230-10 | 2332 | 5991641 | LENNOX INDUSTRIES, INC. | XC21-036-230-10 | AC | Split System: Air-Cooled Condensing Unit, Coil with Blower | XC21-036-230-10 |  | CX34-38+TDR | 13.5 | 18 | Yes | Yes | 2015-04-28 |  | 3
FALSE | XC21-036-230-10 | 2332 | 5991642 | LENNOX INDUSTRIES, INC. | XC21-036-230-10 | AC | Split System: Air-Cooled Condensing Unit, Coil with Blower | XC21-036-230-10 |  | C33-43+TDR+TXV | 13.5 | 18 | Yes | Yes | 2015-04-28 |  | 3
FALSE | XC21-036-230-10 | 2332 | 5991643 | LENNOX INDUSTRIES, INC. | XC21-036-230-10 | AC | Split System: Air-Cooled Condensing Unit, Coil with Blower | XC21-036-230-10 |  | CX34-43+TDR | 13.5 | 18 | Yes | Yes | 2015-04-28 |  | 3
FALSE | XC21-036-230-10 | 2332 | 5991644 | LENNOX INDUSTRIES, INC. | XC21-036-230-10 | AC | Split System: Air-Cooled Condensing Unit, Coil with Blower | XC21-036-230-10 |  | C33-48+TDR+TXV | 13 | 18 | Yes | Yes | 2015-04-28 |  | 3
FALSE | XC21-036-230-10 | 2332 | 5991645 | LENNOX INDUSTRIES, INC. | XC21-036-230-10 | AC | Split System: Air-Cooled Condensing Unit, Coil with Blower | XC21-036-230-10 |  | CX34-44/48+TDR | 13 | 18 | Yes | Yes | 2015-04-28 |  | 3
FALSE | XC21-036-230-10 | 2332 | 5991646 | LENNOX INDUSTRIES, INC. | XC21-036-230-10 | AC | Split System: Air-Cooled Condensing Unit, Coil with Blower | XC21-036-230-10 |  | C33-36+TDR+TXV | 13 | 18 | Yes | Yes | 2015-04-28 |  | 3
FALSE | XC21-036-230-10 | 2332 | 5991647 | LENNOX INDUSTRIES, INC. | XC21-036-230-10 | AC | Split System: Air-Cooled Condensing Unit, Coil with Blower | XC21-036-230-10 |  | CX34-36+TDR | 13 | 18 | Yes | Yes | 2015-04-28 |  | 3
FALSE | XC21-036-230-10 | 2332 | 5991648 | LENNOX INDUSTRIES, INC. | XC21-036-230-10 | AC | Split System: Air-Cooled Condensing Unit, Coil with Blower | XC21-036-230-10 |  | C33-43+TDR+TXV | 14 | 18 | Yes | Yes | 2015-04-28 |  | 3
FALSE | XC21-036-230-10 | 2332 | 5991649 | LENNOX INDUSTRIES, INC. | XC21-036-230-10 | AC | Split System: Air-Cooled Condensing Unit, Coil with Blower | XC21-036-230-10 |  | CX34-43+TDR | 14 | 18 | Yes | Yes | 2015-04-28 |  | 3
FALSE | XC21-036-230-10 | 2332 | 5991650 | LENNOX INDUSTRIES, INC. | XC21-036-230-10 | AC | Split System: Air-Cooled Condensing Unit, Coil with Blower | XC21-036-230-10 |  | C33-48+TDR+TXV | 13.5 | 18 | Yes | Yes | 2015-04-28 |  | 3
FALSE | XC21-036-230-10 | 2332 | 5991651 | LENNOX INDUSTRIES, INC. | XC21-036-230-10 | AC | Split System: Air-Cooled Condensing Unit, Coil with Blower | XC21-036-230-10 |  | CX34-44/48+TDR | 13.5 | 18 | Yes | Yes | 2015-04-28 |  | 3
FALSE | XC21-036-230-10 | 2332 | 5991652 | LENNOX INDUSTRIES, INC. | XC21-036-230-10 | AC | Split System: Air-Cooled Condensing Unit, Coil with Blower | XC21-036-230-10 |  | C33-50/60C+TDR+TXV | 13.5 | 18 | Yes | Yes | 2015-04-28 |  | 3
FALSE | XC21-036-230-10 | 2332 | 5991653 | LENNOX INDUSTRIES, INC. | XC21-036-230-10 | AC | Split System: Air-Cooled Condensing Unit, Coil with Blower | XC21-036-230-10 |  | CX34-50/60C+TDR | 13.5 | 18 | Yes | Yes | 2015-04-28 |  | 3
FALSE | XC21-036-230-10 | 2332 | 5991654 | LENNOX INDUSTRIES, INC. | XC21-036-230-10 | AC | Split System: Air-Cooled Condensing Unit, Coil with Blower | XC21-036-230-10 |  | C33-49+TDR+TXV | 14 | 18 | Yes | Yes | 2015-04-28 |  | 3
FALSE | XC21-036-230-10 | 2332 | 5991655 | LENNOX INDUSTRIES, INC. | XC21-036-230-10 | AC | Split System: Air-Cooled Condensing Unit, Coil with Blower | XC21-036-230-10 |  | CX34-49+TDR | 14 | 18 | Yes | Yes | 2015-04-28 |  | 3
FALSE | XC21-036-230-10 | 2332 | 5991656 | LENNOX INDUSTRIES, INC. | XC21-036-230-10 | AC | Split System: Air-Cooled Condensing Unit, Coil with Blower | XC21-036-230-10 |  | CH33-36+TDR+TXV | 13.5 | 18 | Yes | Yes | 2015-04-28 |  | 3
FALSE | XC21-036-230-10 | 2332 | 5991577 | LENNOX INDUSTRIES, INC. | XC21-036-230-10 | AC | Split System: Air-Cooled Condensing Unit, Coil with Blower | XC21-036-230-10 |  | CBX32MV-024/030*+TDR | 13 | 18 | Yes | Yes | 2015-04-28 |  | 3
FALSE | XC21-036-230-10 | 2332 | 5991581 | LENNOX INDUSTRIES, INC. | XC21-036-230-10 | AC | Split System: Air-Cooled Condensing Unit, Coil with Blower | XC21-036-230-10 |  | CBX40UHV-036*+TDR | 13.5 | 18 | Yes | Yes | 2015-04-28 |  | 3
FALSE | XC21-036-230-10 | 2332 | 5991662 | LENNOX INDUSTRIES, INC. | XC21-036-230-10 | AC | Split System: Air-Cooled Condensing Unit, Coil with Blower | XC21-036-230-10 |  | CH23-41+TDR+TXV | 13.5 | 18 | Yes | Yes | 2015-04-28 |  | 3
FALSE | XC21-036-230-10 | 2332 | 5991663 | LENNOX INDUSTRIES, INC. | XC21-036-230-10 | AC | Split System: Air-Cooled Condensing Unit, Coil with Blower | XC21-036-230-10 |  | CH23-51+TDR+TXV | 13.5 | 18 | Yes | Yes | 2015-04-28 |  | 3
FALSE | XC21-036-230-10 | 2332 | 5991664 | LENNOX INDUSTRIES, INC. | XC21-036-230-10 | AC | Split System: Air-Cooled Condensing Unit, Coil with Blower | XC21-036-230-10 |  | C33-36+TDR+TXV | 13.5 | 18 | Yes | Yes | 2015-04-28 |  | 3
FALSE | XC21-036-230-10 | 2332 | 5991665 | LENNOX INDUSTRIES, INC. | XC21-036-230-10 | AC | Split System: Air-Cooled Condensing Unit, Coil with Blower | XC21-036-230-10 |  | CX34-36+TDR | 13.5 | 18 | Yes | Yes | 2015-04-28 |  | 3
FALSE | XC21-036-230-10 | 2332 | 5991668 | LENNOX INDUSTRIES, INC. | XC21-036-230-10 | AC | Split System: Air-Cooled Condensing Unit, Coil with Blower | XC21-036-230-10 |  | C33-48+TDR+TXV | 13.5 | 18 | Yes | Yes | 2015-04-28 |  | 3
FALSE | XC21-036-230-10 | 2332 | 5991669 | LENNOX INDUSTRIES, INC. | XC21-036-230-10 | AC | Split System: Air-Cooled Condensing Unit, Coil with Blower | XC21-036-230-10 |  | CX34-44/48+TDR | 13.5 | 18 | Yes | Yes | 2015-04-28 |  | 3
FALSE | XC21-036-230-10 | 2332 | 5991674 | LENNOX INDUSTRIES, INC. | XC21-036-230-10 | AC | Split System: Air-Cooled Condensing Unit, Coil with Blower | XC21-036-230-10 |  | CH33-36+TDR+TXV | 13.5 | 18 | Yes | Yes | 2015-04-28 |  | 3
FALSE | XC21-036-230-10 | 2332 | 5991680 | LENNOX INDUSTRIES, INC. | XC21-036-230-10 | AC | Split System: Air-Cooled Condensing Unit, Coil with Blower | XC21-036-230-10 |  | CH23-41+TDR+TXV | 13.5 | 18 | Yes | Yes | 2015-04-28 |  | 3
FALSE | XC21-036-230-10 | 2332 | 5991681 | LENNOX INDUSTRIES, INC. | XC21-036-230-10 | AC | Split System: Air-Cooled Condensing Unit, Coil with Blower | XC21-036-230-10 |  | CH23-51+TDR+TXV | 13.5 | 18 | Yes | Yes | 2015-04-28 |  | 3
FALSE | XC21-036-230-10 | 2332 | 5991682 | LENNOX INDUSTRIES, INC. | XC21-036-230-10 | AC | Split System: Air-Cooled Condensing Unit, Coil with Blower | XC21-036-230-10 |  | C33-36+TDR+TXV | 13.5 | 18 | Yes | Yes | 2015-04-28 |  | 3
FALSE | XC21-036-230-10 | 2332 | 5991683 | LENNOX INDUSTRIES, INC. | XC21-036-230-10 | AC | Split System: Air-Cooled Condensing Unit, Coil with Blower | XC21-036-230-10 |  | CX34-36+TDR | 13.5 | 18 | Yes | Yes | 2015-04-28 |  | 3
FALSE | XC21-036-230-10 | 2332 | 5991703 | LENNOX INDUSTRIES, INC. | XC21-036-230-10 | AC | Split System: Air-Cooled Condensing Unit, Coil with Blower | XC21-036-230-10 |  | CX34-36+TDR | 13 | 18 | Yes | Yes | 2015-04-28 |  | 3
FALSE | XC21-036-230-10 | 2332 | 5991704 | LENNOX INDUSTRIES, INC. | XC21-036-230-10 | AC | Split System: Air-Cooled Condensing Unit, Coil with Blower | XC21-036-230-10 |  | C33-38+TDR+TXV | 13 | 18 | Yes | Yes | 2015-04-28 |  | 3
FALSE | XC21-036-230-10 | 2332 | 5991705 | LENNOX INDUSTRIES, INC. | XC21-036-230-10 | AC | Split System: Air-Cooled Condensing Unit, Coil with Blower | XC21-036-230-10 |  | CX34-38+TDR | 13 | 18 | Yes | Yes | 2015-04-28 |  | 3
FALSE | XC21-036-230-10 | 2332 | 5991706 | LENNOX INDUSTRIES, INC. | XC21-036-230-10 | AC | Split System: Air-Cooled Condensing Unit, Coil with Blower | XC21-036-230-10 |  | C33-43+TDR+TXV | 13 | 18 | Yes | Yes | 2015-04-28 |  | 3
FALSE | XC21-036-230-10 | 2332 | 5991707 | LENNOX INDUSTRIES, INC. | XC21-036-230-10 | AC | Split System: Air-Cooled Condensing Unit, Coil with Blower | XC21-036-230-10 |  | CX34-43+TDR | 13 | 18 | Yes | Yes | 2015-04-28 |  | 3
FALSE | XC21-036-230-10 | 2332 | 5991712 | LENNOX INDUSTRIES, INC. | XC21-036-230-10 | AC | Split System: Air-Cooled Condensing Unit, Coil with Blower | XC21-036-230-10 |  | CH33-43B+TDR+TXV | 13 | 18 | Yes | Yes | 2015-04-28 |  | 3
FALSE | XC21-036-230-10 | 2332 | 5991713 | LENNOX INDUSTRIES, INC. | XC21-036-230-10 | AC | Split System: Air-Cooled Condensing Unit, Coil with Blower | XC21-036-230-10 |  | CH33-44/48+TDR+TXV | 13 | 18 | Yes | Yes | 2015-04-28 |  | 3
FALSE | XC21-036-230-10 | 2332 | 5991718 | LENNOX INDUSTRIES, INC. | XC21-036-230-10 | AC | Split System: Air-Cooled Condensing Unit, Coil with Blower | XC21-036-230-10 |  | CX34-36+TDR | 13 | 18 | Yes | Yes | 2015-04-28 |  | 3
FALSE | XC21-036-230-10 | 2332 | 5991719 | LENNOX INDUSTRIES, INC. | XC21-036-230-10 | AC | Split System: Air-Cooled Condensing Unit, Coil with Blower | XC21-036-230-10 |  | C33-38+TDR+TXV | 13 | 18 | Yes | Yes | 2015-04-28 |  | 3
FALSE | XC21-036-230-10 | 2332 | 5991720 | LENNOX INDUSTRIES, INC. | XC21-036-230-10 | AC | Split System: Air-Cooled Condensing Unit, Coil with Blower | XC21-036-230-10 |  | CX34-38+TDR | 13 | 18 | Yes | Yes | 2015-04-28 |  | 3
FALSE | XC21-036-230-10 | 2332 | 5991721 | LENNOX INDUSTRIES, INC. | XC21-036-230-10 | AC | Split System: Air-Cooled Condensing Unit, Coil with Blower | XC21-036-230-10 |  | C33-43+TDR+TXV | 13 | 18 | Yes | Yes | 2015-04-28 |  | 3
FALSE | XC21-036-230-10 | 2332 | 5991722 | LENNOX INDUSTRIES, INC. | XC21-036-230-10 | AC | Split System: Air-Cooled Condensing Unit, Coil with Blower | XC21-036-230-10 |  | CX34-43+TDR | 13 | 18 | Yes | Yes | 2015-04-28 |  | 3
FALSE | XC21-036-230-10 | 2332 | 5991723 | LENNOX INDUSTRIES, INC. | XC21-036-230-10 | AC | Split System: Air-Cooled Condensing Unit, Coil with Blower | XC21-036-230-10 |  | C33-48+TDR+TXV | 13 | 18 | Yes | Yes | 2015-04-28 |  | 3
FALSE | XC21-036-230-10 | 2332 | 5991724 | LENNOX INDUSTRIES, INC. | XC21-036-230-10 | AC | Split System: Air-Cooled Condensing Unit, Coil with Blower | XC21-036-230-10 |  | CX34-44/48+TDR | 13 | 18 | Yes | Yes | 2015-04-28 |  | 3
FALSE | XC21-036-230-10 | 2332 | 5991727 | LENNOX INDUSTRIES, INC. | XC21-036-230-10 | AC | Split System: Air-Cooled Condensing Unit, Coil with Blower | XC21-036-230-10 |  | CH33-43B+TDR+TXV | 13.5 | 18 | Yes | Yes | 2015-04-28 |  | 3
FALSE | XC21-036-230-10 | 2332 | 5991728 | LENNOX INDUSTRIES, INC. | XC21-036-230-10 | AC | Split System: Air-Cooled Condensing Unit, Coil with Blower | XC21-036-230-10 |  | CH33-44/48+TDR+TXV | 13 | 18 | Yes | Yes | 2015-04-28 |  | 3
FALSE | XC21-036-230-10 | 2332 | 5991734 | LENNOX INDUSTRIES, INC. | XC21-036-230-10 | AC | Split System: Air-Cooled Condensing Unit, Coil with Blower | XC21-036-230-10 |  | C33-43+TDR+TXV | 13.5 | 18 | Yes | Yes | 2015-04-28 |  | 3
FALSE | XC21-036-230-10 | 2332 | 5991735 | LENNOX INDUSTRIES, INC. | XC21-036-230-10 | AC | Split System: Air-Cooled Condensing Unit, Coil with Blower | XC21-036-230-10 |  | CX34-43+TDR | 13.5 | 18 | Yes | Yes | 2015-04-28 |  | 3
FALSE | XC21-036-230-10 | 2332 | 5991736 | LENNOX INDUSTRIES, INC. | XC21-036-230-10 | AC | Split System: Air-Cooled Condensing Unit, Coil with Blower | XC21-036-230-10 |  | C33-48+TDR+TXV | 13.5 | 18 | Yes | Yes | 2015-04-28 |  | 3
FALSE | XC21-036-230-10 | 2332 | 5991737 | LENNOX INDUSTRIES, INC. | XC21-036-230-10 | AC | Split System: Air-Cooled Condensing Unit, Coil with Blower | XC21-036-230-10 |  | CX34-44/48+TDR | 13.5 | 18 | Yes | Yes | 2015-04-28 |  | 3
FALSE | XC21-036-230-10 | 2332 | 5991738 | LENNOX INDUSTRIES, INC. | XC21-036-230-10 | AC | Split System: Air-Cooled Condensing Unit, Coil with Blower | XC21-036-230-10 |  | C33-49+TDR+TXV | 13.5 | 18 | Yes | Yes | 2015-04-28 |  | 3
FALSE | XC21-036-230-10 | 2332 | 5991739 | LENNOX INDUSTRIES, INC. | XC21-036-230-10 | AC | Split System: Air-Cooled Condensing Unit, Coil with Blower | XC21-036-230-10 |  | CX34-49+TDR | 13.5 | 18 | Yes | Yes | 2015-04-28 |  | 3
FALSE | XC21-036-230-10 | 2332 | 5991740 | LENNOX INDUSTRIES, INC. | XC21-036-230-10 | AC | Split System: Air-Cooled Condensing Unit, Coil with Blower | XC21-036-230-10 |  | C33-50/60C+TDR+TXV | 13.5 | 18 | Yes | Yes | 2015-04-28 |  | 3
FALSE | XC21-036-230-10 | 2332 | 5991741 | LENNOX INDUSTRIES, INC. | XC21-036-230-10 | AC | Split System: Air-Cooled Condensing Unit, Coil with Blower | XC21-036-230-10 |  | CX34-50/60C+TDR | 13.5 | 18 | Yes | Yes | 2015-04-28 |  | 3
FALSE | XC21-036-230-10 | 2332 | 5991742 | LENNOX INDUSTRIES, INC. | XC21-036-230-10 | AC | Split System: Air-Cooled Condensing Unit, Coil with Blower | XC21-036-230-10 |  | CH33-36B+TDR+TXV | 13 | 18 | Yes | Yes | 2015-04-28 |  | 3
FALSE | XC21-036-230-10 | 2332 | 5991743 | LENNOX INDUSTRIES, INC. | XC21-036-230-10 | AC | Split System: Air-Cooled Condensing Unit, Coil with Blower | XC21-036-230-10 |  | CH33-43C+TDR+TXV | 13.5 | 18 | Yes | Yes | 2015-04-28 |  | 3
FALSE | XC21-036-230-10 | 2332 | 5991744 | LENNOX INDUSTRIES, INC. | XC21-036-230-10 | AC | Split System: Air-Cooled Condensing Unit, Coil with Blower | XC21-036-230-10 |  | CH33-48C+TDR+TXV | 13.5 | 18 | Yes | Yes | 2015-04-28 |  | 3
FALSE | XC21-036-230-10 | 2332 | 5991745 | LENNOX INDUSTRIES, INC. | XC21-036-230-10 | AC | Split System: Air-Cooled Condensing Unit, Coil with Blower | XC21-036-230-10 |  | CH33-49+TDR+TXV | 14 | 18 | Yes | Yes | 2015-04-28 |  | 3
FALSE | XC21-036-230-10 | 2332 | 5991746 | LENNOX INDUSTRIES, INC. | XC21-036-230-10 | AC | Split System: Air-Cooled Condensing Unit, Coil with Blower | XC21-036-230-10 |  | CH33-50/60C+TDR+TXV | 13.5 | 18 | Yes | Yes | 2015-04-28 |  | 3
FALSE | XC21-036-230-10 | 2332 | 5991749 | LENNOX INDUSTRIES, INC. | XC21-036-230-10 | AC | Split System: Air-Cooled Condensing Unit, Coil with Blower | XC21-036-230-10 |  | CH23-51+TDR+TXV | 13 | 18 | Yes | Yes | 2015-04-28 |  | 3
FALSE | XC21-036-230-10 | 2332 | 5991790 | LENNOX INDUSTRIES, INC. | XC21-036-230-10 | AC | Split System: Air-Cooled Condensing Unit, Coil with Blower | XC21-036-230-10 |  | CR33-48+TDR+TXV | 13.5 | 18 | Yes | Yes | 2015-04-28 |  | 3
FALSE | XC21-036-230-10 | 2332 | 5991791 | LENNOX INDUSTRIES, INC. | XC21-036-230-10 | AC | Split System: Air-Cooled Condensing Unit, Coil with Blower | XC21-036-230-10 |  | CR33-30/36+TDR+TXV | 13 | 18 | Yes | Yes | 2015-04-28 |  | 3
FALSE | XC21-036-230-10 | 2332 | 5991792 | LENNOX INDUSTRIES, INC. | XC21-036-230-10 | AC | Split System: Air-Cooled Condensing Unit, Coil with Blower | XC21-036-230-10 |  | CR33-30/36+TDR+TXV | 13 | 18 | Yes | Yes | 2015-04-28 |  | 3
FALSE | XC21-036-230-10 | 2332 | 5991793 | LENNOX INDUSTRIES, INC. | XC21-036-230-10 | AC | Split System: Air-Cooled Condensing Unit, Coil with Blower | XC21-036-230-10 |  | CR33-48+TDR+TXV | 13 | 18 | Yes | Yes | 2015-04-28 |  | 3
FALSE | XC21-036-230-10 | 2332 | 5991795 | LENNOX INDUSTRIES, INC. | XC21-036-230-10 | AC | Split System: Air-Cooled Condensing Unit, Coil with Blower | XC21-036-230-10 |  | CR33-48+TDR+TXV | 13 | 18 | Yes | Yes | 2015-04-28 |  | 3
FALSE | XC21-036-230-10 | 2332 | 5991797 | LENNOX INDUSTRIES, INC. | XC21-036-230-10 | AC | Split System: Air-Cooled Condensing Unit, Coil with Blower | XC21-036-230-10 |  | C33-36+TDR+TXV | 13 | 18 | Yes | Yes | 2015-04-28 |  | 3
FALSE | XC21-036-230-10 | 2332 | 5991798 | LENNOX INDUSTRIES, INC. | XC21-036-230-10 | AC | Split System: Air-Cooled Condensing Unit, Coil with Blower | XC21-036-230-10 |  | CX34-36+TDR | 13 | 18 | Yes | Yes | 2015-04-28 |  | 3
FALSE | XC21-036-230-10 | 2332 | 5991692 | LENNOX INDUSTRIES, INC. | XC21-036-230-10 | AC | Split System: Air-Cooled Condensing Unit, Coil with Blower | XC21-036-230-10 |  | CH33-36C+TDR+TXV | 13.5 | 18 | Yes | Yes | 2015-04-28 |  | 3
FALSE | XC21-036-230-10 | 2332 | 5991826 | LENNOX INDUSTRIES, INC. | XC21-036-230-10 | AC | Split System: Air-Cooled Condensing Unit, Coil with Blower | XC21-036-230-10 |  | CX34-43+TDR | 13.5 | 18 | Yes | Yes | 2015-04-28 |  | 3
FALSE | XC21-036-230-10 | 2332 | 5991827 | LENNOX INDUSTRIES, INC. | XC21-036-230-10 | AC | Split System: Air-Cooled Condensing Unit, Coil with Blower | XC21-036-230-10 |  | C33-43+TDR+TXV | 13.5 | 18 | Yes | Yes | 2015-04-28 |  | 3
FALSE | XC21-036-230-10 | 2332 | 5991828 | LENNOX INDUSTRIES, INC. | XC21-036-230-10 | AC | Split System: Air-Cooled Condensing Unit, Coil with Blower | XC21-036-230-10 |  | CX34-49+TDR | 13.5 | 18 | Yes | Yes | 2015-04-28 |  | 3
FALSE | XC21-036-230-10 | 2332 | 5991829 | LENNOX INDUSTRIES, INC. | XC21-036-230-10 | AC | Split System: Air-Cooled Condensing Unit, Coil with Blower | XC21-036-230-10 |  | C33-49+TDR+TXV | 13.5 | 18 | Yes | Yes | 2015-04-28 |  | 3
FALSE | XC21-036-230-10 | 2332 | 5991833 | LENNOX INDUSTRIES, INC. | XC21-036-230-10 | AC | Split System: Air-Cooled Condensing Unit, Coil with Blower | XC21-036-230-10 |  | CX34-36+TDR | 13.5 | 18 | Yes | Yes | 2015-04-28 |  | 3
FALSE | XC21-036-230-10 | 2332 | 5991834 | LENNOX INDUSTRIES, INC. | XC21-036-230-10 | AC | Split System: Air-Cooled Condensing Unit, Coil with Blower | XC21-036-230-10 |  | C33-36+TDR+TXV | 13.5 | 18 | Yes | Yes | 2015-04-28 |  | 3
FALSE | XC21-036-230-10 | 2332 | 5991835 | LENNOX INDUSTRIES, INC. | XC21-036-230-10 | AC | Split System: Air-Cooled Condensing Unit, Coil with Blower | XC21-036-230-10 |  | CX34-38+TDR | 14 | 18 | Yes | Yes | 2015-04-28 |  | 3
FALSE | XC21-036-230-10 | 2332 | 5991836 | LENNOX INDUSTRIES, INC. | XC21-036-230-10 | AC | Split System: Air-Cooled Condensing Unit, Coil with Blower | XC21-036-230-10 |  | C33-38+TDR+TXV | 14 | 18 | Yes | Yes | 2015-04-28 |  | 3
FALSE | XC21-036-230-10 | 2332 | 5991837 | LENNOX INDUSTRIES, INC. | XC21-036-230-10 | AC | Split System: Air-Cooled Condensing Unit, Coil with Blower | XC21-036-230-10 |  | CX34-42+TDR | 13.5 | 18 | Yes | Yes | 2015-04-28 |  | 3
FALSE | XC21-036-230-10 | 2332 | 5991838 | LENNOX INDUSTRIES, INC. | XC21-036-230-10 | AC | Split System: Air-Cooled Condensing Unit, Coil with Blower | XC21-036-230-10 |  | C33-42+TDR+TXV | 13.5 | 18 | Yes | Yes | 2015-04-28 |  | 3
FALSE | XC21-036-230-10 | 2332 | 5991839 | LENNOX INDUSTRIES, INC. | XC21-036-230-10 | AC | Split System: Air-Cooled Condensing Unit, Coil with Blower | XC21-036-230-10 |  | CX34-43+TDR | 14 | 18 | Yes | Yes | 2015-04-28 |  | 3
FALSE | XC21-036-230-10 | 2332 | 5991840 | LENNOX INDUSTRIES, INC. | XC21-036-230-10 | AC | Split System: Air-Cooled Condensing Unit, Coil with Blower | XC21-036-230-10 |  | C33-43+TDR+TXV | 14 | 18 | Yes | Yes | 2015-04-28 |  | 3
FALSE | XC21-036-230-10 | 2332 | 5991841 | LENNOX INDUSTRIES, INC. | XC21-036-230-10 | AC | Split System: Air-Cooled Condensing Unit, Coil with Blower | XC21-036-230-10 |  | CX34-44/48+TDR | 13.5 | 18 | Yes | Yes | 2015-04-28 |  | 3
FALSE | XC21-036-230-10 | 2332 | 5991842 | LENNOX INDUSTRIES, INC. | XC21-036-230-10 | AC | Split System: Air-Cooled Condensing Unit, Coil with Blower | XC21-036-230-10 |  | C33-48+TDR+TXV | 13.5 | 18 | Yes | Yes | 2015-04-28 |  | 3
FALSE | XC21-036-230-10 | 2332 | 5991843 | LENNOX INDUSTRIES, INC. | XC21-036-230-10 | AC | Split System: Air-Cooled Condensing Unit, Coil with Blower | XC21-036-230-10 |  | CH33-36+TDR+TXV | 13 | 18 | Yes | Yes | 2015-04-28 |  | 3
FALSE | XC21-036-230-10 | 2332 | 5991844 | LENNOX INDUSTRIES, INC. | XC21-036-230-10 | AC | Split System: Air-Cooled Condensing Unit, Coil with Blower | XC21-036-230-10 |  | CH33-42+TDR+TXV | 13.5 | 18 | Yes | Yes | 2015-04-28 |  | 3
FALSE | XC21-036-230-10 | 2332 | 5991869 | LENNOX INDUSTRIES, INC. | XC21-036-230-10 | AC | Split System: Air-Cooled Condensing Unit, Coil with Blower | XC21-036-230-10 |  | CX34-43+TDR | 13.5 | 18 | Yes | Yes | 2015-04-28 |  | 3
FALSE | XC21-036-230-10 | 2332 | 5991870 | LENNOX INDUSTRIES, INC. | XC21-036-230-10 | AC | Split System: Air-Cooled Condensing Unit, Coil with Blower | XC21-036-230-10 |  | C33-43+TDR+TXV | 13.5 | 18 | Yes | Yes | 2015-04-28 |  | 3
FALSE | XC21-036-230-10 | 2332 | 5991911 | LENNOX INDUSTRIES, INC. | XC21-036-230-10 | AC | Split System: Air-Cooled Condensing Unit, Coil with Blower | XC21-036-230-10 |  | CR33-30/36+TDR+TXV | 13 | 18 | Yes | Yes | 2015-04-28 |  | 3
FALSE | XC21-036-230-10 | 2332 | 5991912 | LENNOX INDUSTRIES, INC. | XC21-036-230-10 | AC | Split System: Air-Cooled Condensing Unit, Coil with Blower | XC21-036-230-10 |  | CR33-48+TDR+TXV | 13.5 | 18 | Yes | Yes | 2015-04-28 |  | 3
FALSE | XC21-036-230-10 | 2332 | 5991913 | LENNOX INDUSTRIES, INC. | XC21-036-230-10 | AC | Split System: Air-Cooled Condensing Unit, Coil with Blower | XC21-036-230-10 |  | CR33-50/60+TDR+TXV | 13.5 | 18 | Yes | Yes | 2015-04-28 |  | 3
FALSE | XC21-036-230-10 | 2332 | 5991914 | LENNOX INDUSTRIES, INC. | XC21-036-230-10 | AC | Split System: Air-Cooled Condensing Unit, Coil with Blower | XC21-036-230-10 |  | C33-48+TDR+TXV | 13 | 18 | Yes | Yes | 2015-04-28 |  | 3
FALSE | XC21-036-230-10 | 2332 | 5991915 | LENNOX INDUSTRIES, INC. | XC21-036-230-10 | AC | Split System: Air-Cooled Condensing Unit, Coil with Blower | XC21-036-230-10 |  | CX34-44/48+TDR | 13 | 18 | Yes | Yes | 2015-04-28 |  | 3
FALSE | XC21-036-230-10 | 2332 | 5991916 | LENNOX INDUSTRIES, INC. | XC21-036-230-10 | AC | Split System: Air-Cooled Condensing Unit, Coil with Blower | XC21-036-230-10 |  | CX34-49+TDR | 13.5 | 18 | Yes | Yes | 2015-04-28 |  | 3
FALSE | XC21-036-230-10 | 2332 | 5991917 | LENNOX INDUSTRIES, INC. | XC21-036-230-10 | AC | Split System: Air-Cooled Condensing Unit, Coil with Blower | XC21-036-230-10 |  | C33-50/60C+TDR+TXV | 13.5 | 18 | Yes | Yes | 2015-04-28 |  | 3
FALSE | XC21-036-230-10 | 2332 | 5991918 | LENNOX INDUSTRIES, INC. | XC21-036-230-10 | AC | Split System: Air-Cooled Condensing Unit, Coil with Blower | XC21-036-230-10 |  | CX34-50/60C+TDR | 13.5 | 18 | Yes | Yes | 2015-04-28 |  | 3
FALSE | XC21-036-230-10 | 2332 | 5991919 | LENNOX INDUSTRIES, INC. | XC21-036-230-10 | AC | Split System: Air-Cooled Condensing Unit, Coil with Blower | XC21-036-230-10 |  | CH33-36B+TDR+TXV | 13 | 18 | Yes | Yes | 2015-04-28 |  | 3
FALSE | XC21-036-230-10 | 2332 | 5991920 | LENNOX INDUSTRIES, INC. | XC21-036-230-10 | AC | Split System: Air-Cooled Condensing Unit, Coil with Blower | XC21-036-230-10 |  | CH33-43C+TDR+TXV | 13.5 | 18 | Yes | Yes | 2015-04-28 |  | 3
FALSE | XC21-036-230-10 | 2332 | 5991921 | LENNOX INDUSTRIES, INC. | XC21-036-230-10 | AC | Split System: Air-Cooled Condensing Unit, Coil with Blower | XC21-036-230-10 |  | CH33-48C+TDR+TXV | 13.5 | 18 | Yes | Yes | 2015-04-28 |  | 3
FALSE | XC21-036-230-10 | 2332 | 5991922 | LENNOX INDUSTRIES, INC. | XC21-036-230-10 | AC | Split System: Air-Cooled Condensing Unit, Coil with Blower | XC21-036-230-10 |  | CH33-49+TDR+TXV | 14 | 18 | Yes | Yes | 2015-04-28 |  | 3
FALSE | XC21-036-230-10 | 2332 | 5991923 | LENNOX INDUSTRIES, INC. | XC21-036-230-10 | AC | Split System: Air-Cooled Condensing Unit, Coil with Blower | XC21-036-230-10 |  | CH33-50/60C+TDR+TXV | 13.5 | 18 | Yes | Yes | 2015-04-28 |  | 3
FALSE | XC21-036-230-10 | 2332 | 5991926 | LENNOX INDUSTRIES, INC. | XC21-036-230-10 | AC | Split System: Air-Cooled Condensing Unit, Coil with Blower | XC21-036-230-10 |  | CH23-51+TDR+TXV | 13 | 18 | Yes | Yes | 2015-04-28 |  | 3
FALSE | XC21-036-230-10 | 2332 | 5991929 | LENNOX INDUSTRIES, INC. | XC21-036-230-10 | AC | Split System: Air-Cooled Condensing Unit, Coil with Blower | XC21-036-230-10 |  | CR33-48+TDR+TXV | 13.5 | 18 | Yes | Yes | 2015-04-28 |  | 3
FALSE | XC21-036-230-10 | 2332 | 5991930 | LENNOX INDUSTRIES, INC. | XC21-036-230-10 | AC | Split System: Air-Cooled Condensing Unit, Coil with Blower | XC21-036-230-10 |  | CR33-30/36+TDR+TXV | 13 | 18 | Yes | Yes | 2015-04-28 |  | 3
FALSE | XC21-036-230-10 | 2332 | 5991931 | LENNOX INDUSTRIES, INC. | XC21-036-230-10 | AC | Split System: Air-Cooled Condensing Unit, Coil with Blower | XC21-036-230-10 |  | CR33-30/36+TDR+TXV | 13 | 18 | Yes | Yes | 2015-04-28 |  | 3
FALSE | XC21-036-230-10 | 2332 | 5991932 | LENNOX INDUSTRIES, INC. | XC21-036-230-10 | AC | Split System: Air-Cooled Condensing Unit, Coil with Blower | XC21-036-230-10 |  | CR33-48+TDR+TXV | 13.5 | 18 | Yes | Yes | 2015-04-28 |  | 3
FALSE | XC21-036-230-10 | 2332 | 5991933 | LENNOX INDUSTRIES, INC. | XC21-036-230-10 | AC | Split System: Air-Cooled Condensing Unit, Coil with Blower | XC21-036-230-10 |  | CR33-50/60+TDR+TXV | 13.5 | 18 | Yes | Yes | 2015-04-28 |  | 3
FALSE | XC21-036-230-10 | 2332 | 5991940 | LENNOX INDUSTRIES, INC. | XC21-036-230-10 | AC | Split System: Air-Cooled Condensing Unit, Coil with Blower | XC21-036-230-10 |  | CH33-43B+TDR+TXV | 13.5 | 18 | Yes | Yes | 2015-04-28 |  | 3
FALSE | XC21-036-230-10 | 2332 | 5991941 | LENNOX INDUSTRIES, INC. | XC21-036-230-10 | AC | Split System: Air-Cooled Condensing Unit, Coil with Blower | XC21-036-230-10 |  | CH33-44/48+TDR+TXV | 13 | 18 | Yes | Yes | 2015-04-28 |  | 3
FALSE | XC21-036-230-10 | 2332 | 5991947 | LENNOX INDUSTRIES, INC. | XC21-036-230-10 | AC | Split System: Air-Cooled Condensing Unit, Coil with Blower | XC21-036-230-10 |  | C33-43+TDR+TXV | 13.5 | 18 | Yes | Yes | 2015-04-28 |  | 3
FALSE | XC21-036-230-10 | 2332 | 5991948 | LENNOX INDUSTRIES, INC. | XC21-036-230-10 | AC | Split System: Air-Cooled Condensing Unit, Coil with Blower | XC21-036-230-10 |  | CX34-43+TDR | 13.5 | 18 | Yes | Yes | 2015-04-28 |  | 3
FALSE | XC21-036-230-10 | 2332 | 5991949 | LENNOX INDUSTRIES, INC. | XC21-036-230-10 | AC | Split System: Air-Cooled Condensing Unit, Coil with Blower | XC21-036-230-10 |  | C33-48+TDR+TXV | 13.5 | 18 | Yes | Yes | 2015-04-28 |  | 3
FALSE | XC21-036-230-10 | 2332 | 5991950 | LENNOX INDUSTRIES, INC. | XC21-036-230-10 | AC | Split System: Air-Cooled Condensing Unit, Coil with Blower | XC21-036-230-10 |  | CX34-44/48+TDR | 13.5 | 18 | Yes | Yes | 2015-04-28 |  | 3
FALSE | XC21-036-230-10 | 2332 | 5991951 | LENNOX INDUSTRIES, INC. | XC21-036-230-10 | AC | Split System: Air-Cooled Condensing Unit, Coil with Blower | XC21-036-230-10 |  | C33-49+TDR+TXV | 13.5 | 18 | Yes | Yes | 2015-04-28 |  | 3
FALSE | XC21-048-230-10 | 2339 | 5991051 | LENNOX INDUSTRIES, INC. | XC21-048-230-10 | AC | Split System: Air-Cooled Condensing Unit, Coil with Blower | XC21-048-230-10 |  | CH23-68+TDR+TXV | 13 | 18 | Yes | Yes | 2015-04-28 |  | 3
FALSE | XC21-048-230-10 | 2339 | 5991063 | LENNOX INDUSTRIES, INC. | XC21-048-230-10 | AC | Split System: Air-Cooled Condensing Unit, Coil with Blower | XC21-048-230-10 |  | C33-62C+TDR+TXV | 13 | 18 | Yes | Yes | 2015-04-28 |  | 3
FALSE | XC21-048-230-10 | 2339 | 5991069 | LENNOX INDUSTRIES, INC. | XC21-048-230-10 | AC | Split System: Air-Cooled Condensing Unit, Coil with Blower | XC21-048-230-10 |  | CX34-62C+TDR | 13 | 18 | Yes | Yes | 2015-04-28 |  | 3
FALSE | XC21-048-230-10 | 2339 | 5991073 | LENNOX INDUSTRIES, INC. | XC21-048-230-10 | AC | Split System: Air-Cooled Condensing Unit, Coil with Blower | XC21-048-230-10 |  | CH23-68+TDR+TXV | 13 | 18 | Yes | Yes | 2015-04-28 |  | 3
FALSE | XC21-048-230-10 | 2339 | 5991150 | LENNOX INDUSTRIES, INC. | XC21-048-230-10 | AC | Split System: Air-Cooled Condensing Unit, Coil with Blower | XC21-048-230-10 |  | CX34-62C+TDR | 13.5 | 18 | Yes | Yes | 2015-04-28 |  | 3
FALSE | XC21-048-230-10 | 2339 | 5991151 | LENNOX INDUSTRIES, INC. | XC21-048-230-10 | AC | Split System: Air-Cooled Condensing Unit, Coil with Blower | XC21-048-230-10 |  | C33-62C+TDR+TXV | 13.5 | 18 | Yes | Yes | 2015-04-28 |  | 3
FALSE | XC21-048-230-10 | 2339 | 5991152 | LENNOX INDUSTRIES, INC. | XC21-048-230-10 | AC | Split System: Air-Cooled Condensing Unit, Coil with Blower | XC21-048-230-10 |  | CX34-62C+TDR | 13.5 | 18 | Yes | Yes | 2015-04-28 |  | 3
FALSE | XC21-048-230-10 | 2339 | 5991153 | LENNOX INDUSTRIES, INC. | XC21-048-230-10 | AC | Split System: Air-Cooled Condensing Unit, Coil with Blower | XC21-048-230-10 |  | C33-62C+TDR+TXV | 13.5 | 18 | Yes | Yes | 2015-04-28 |  | 3
FALSE | XC21-048-230-10 | 2339 | 5991154 | LENNOX INDUSTRIES, INC. | XC21-048-230-10 | AC | Split System: Air-Cooled Condensing Unit, Coil with Blower | XC21-048-230-10 |  | CX34-62C+TDR | 13 | 18 | Yes | Yes | 2015-04-28 |  | 3
FALSE | XC21-048-230-10 | 2339 | 5991155 | LENNOX INDUSTRIES, INC. | XC21-048-230-10 | AC | Split System: Air-Cooled Condensing Unit, Coil with Blower | XC21-048-230-10 |  | C33-62C+TDR+TXV | 13 | 18 | Yes | Yes | 2015-04-28 |  | 3
FALSE | XC21-048-230-10 | 2339 | 5991156 | LENNOX INDUSTRIES, INC. | XC21-048-230-10 | AC | Split System: Air-Cooled Condensing Unit, Coil with Blower | XC21-048-230-10 |  | CX34-62C+TDR | 13 | 18 | Yes | Yes | 2015-04-28 |  | 3
FALSE | XC21-048-230-10 | 2339 | 5991168 | LENNOX INDUSTRIES, INC. | XC21-048-230-10 | AC | Split System: Air-Cooled Condensing Unit, Coil with Blower | XC21-048-230-10 |  | C33-62C+TDR+TXV | 13 | 18 | Yes | Yes | 2015-04-28 |  | 3
FALSE | XC21-048-230-10 | 2339 | 5991169 | LENNOX INDUSTRIES, INC. | XC21-048-230-10 | AC | Split System: Air-Cooled Condensing Unit, Coil with Blower | XC21-048-230-10 |  | CX34-62C+TDR | 13 | 18 | Yes | Yes | 2015-04-28 |  | 3
FALSE | XC21-048-230-10 | 2339 | 5991170 | LENNOX INDUSTRIES, INC. | XC21-048-230-10 | AC | Split System: Air-Cooled Condensing Unit, Coil with Blower | XC21-048-230-10 |  | C33-62C+TDR+TXV | 13 | 18 | Yes | Yes | 2015-04-28 |  | 3
FALSE | XC21-048-230-10 | 2339 | 5991171 | LENNOX INDUSTRIES, INC. | XC21-048-230-10 | AC | Split System: Air-Cooled Condensing Unit, Coil with Blower | XC21-048-230-10 |  | CX34-62D+TDR | 13 | 18 | Yes | Yes | 2015-04-28 |  | 3
FALSE | XC21-048-230-10 | 2339 | 5991172 | LENNOX INDUSTRIES, INC. | XC21-048-230-10 | AC | Split System: Air-Cooled Condensing Unit, Coil with Blower | XC21-048-230-10 |  | C33-62D+TDR+TXV | 13 | 18 | Yes | Yes | 2015-04-28 |  | 3
FALSE | XC21-048-230-10 | 2339 | 5991198 | LENNOX INDUSTRIES, INC. | XC21-048-230-10 | AC | Split System: Air-Cooled Condensing Unit, Coil with Blower | XC21-048-230-10 |  | CH23-68+TDR+TXV | 13.5 | 18 | Yes | Yes | 2015-04-28 |  | 3
FALSE | XC21-048-230-10 | 2339 | 5991305 | LENNOX INDUSTRIES, INC. | XC21-048-230-10 | AC | Split System: Air-Cooled Condensing Unit, Coil with Blower | XC21-048-230-10 |  | CX34-62D+TDR | 13 | 18 | Yes | Yes | 2015-04-28 |  | 3
FALSE | XC21-048-230-10 | 2339 | 5991308 | LENNOX INDUSTRIES, INC. | XC21-048-230-10 | AC | Split System: Air-Cooled Condensing Unit, Coil with Blower | XC21-048-230-10 |  | CH23-68+TDR+TXV | 13.5 | 18 | Yes | Yes | 2015-04-28 |  | 3
FALSE | XC21-048-230-10 | 2339 | 5991311 | LENNOX INDUSTRIES, INC. | XC21-048-230-10 | AC | Split System: Air-Cooled Condensing Unit, Coil with Blower | XC21-048-230-10 |  | CH33-49+TDR+TXV | 13 | 18 | Yes | Yes | 2015-04-28 |  | 3
FALSE | XC21-048-230-10 | 2339 | 5991317 | LENNOX INDUSTRIES, INC. | XC21-048-230-10 | AC | Split System: Air-Cooled Condensing Unit, Coil with Blower | XC21-048-230-10 |  | CBX32MV-068*+TDR | 13 | 18 | Yes | Yes | 2015-04-28 |  | 3
FALSE | XC21-048-230-10 | 2339 | 5991319 | LENNOX INDUSTRIES, INC. | XC21-048-230-10 | AC | Split System: Air-Cooled Condensing Unit, Coil with Blower | XC21-048-230-10 |  | CBX40UHV-048*+TDR | 13 | 18 | Yes | Yes | 2015-04-28 |  | 3
FALSE | XC21-048-230-10 | 2339 | 5991320 | LENNOX INDUSTRIES, INC. | XC21-048-230-10 | AC | Split System: Air-Cooled Condensing Unit, Coil with Blower | XC21-048-230-10 |  | CBX40UHV-060*+TDR | 13 | 18 | Yes | Yes | 2015-04-28 |  | 3
FALSE | XC21-048-230-10 | 2339 | 5991388 | LENNOX INDUSTRIES, INC. | XC21-048-230-10 | AC | Split System: Air-Cooled Condensing Unit, Coil with Blower | XC21-048-230-10 |  | CR33-50/60+TDR+TXV | 13 | 18 | Yes | Yes | 2015-04-28 |  | 3
FALSE | XC21-048-230-10 | 2339 | 5991419 | LENNOX INDUSTRIES, INC. | XC21-048-230-10 | AC | Split System: Air-Cooled Condensing Unit, Coil with Blower | XC21-048-230-10 |  | C33-62C+TDR+TXV | 13.5 | 18 | Yes | Yes | 2015-04-28 |  | 3
FALSE | XC21-048-230-10 | 2339 | 5991420 | LENNOX INDUSTRIES, INC. | XC21-048-230-10 | AC | Split System: Air-Cooled Condensing Unit, Coil with Blower | XC21-048-230-10 |  | CX34-62C+TDR | 13.5 | 18 | Yes | Yes | 2015-04-28 |  | 3
FALSE | XC21-048-230-10 | 2339 | 7164775 | LENNOX INDUSTRIES, INC. | XC21-048-230-10 | AC | Split System: Air-Cooled Condensing Unit, Coil with Blower | XC21-048-230-10 |  | CH35-51C+TDR+TXV | 13 | 18 | Yes | Yes | 2015-04-28 |  | 3
FALSE | XC21-048-230-10 | 2339 | 7164793 | LENNOX INDUSTRIES, INC. | XC21-048-230-10 | AC | Split System: Air-Cooled Condensing Unit, Coil with Blower | XC21-048-230-10 |  | CH35-51C+TDR+TXV | 13 | 18 | Yes | Yes | 2015-04-28 |  | 3
FALSE | XC21-048-230-10 | 2339 | 7164795 | LENNOX INDUSTRIES, INC. | XC21-048-230-10 | AC | Split System: Air-Cooled Condensing Unit, Coil with Blower | XC21-048-230-10 |  | CH35-51C+TDR+TXV | 13 | 18 | Yes | Yes | 2015-04-28 |  | 3
FALSE | XC25-024-230-02 | 4606 | 7042684 | LENNOX INDUSTRIES, INC. | XC25-024-230-02 | AC | Split System: Air-Cooled Condensing Unit, Coil with Blower | XC25-024-230-02 |  | CR33-48B*+TDR+TXV | 15.5 | 23 | Yes | Yes | 2015-04-28 |  | 3
FALSE | XC25-024-230-02 | 4606 | 7042685 | LENNOX INDUSTRIES, INC. | XC25-024-230-02 | AC | Split System: Air-Cooled Condensing Unit, Coil with Blower | XC25-024-230-02 |  | CR33-48B*+TDR+TXV | 16 | 23.5 | Yes | Yes | 2015-04-28 |  | 3
FALSE | XC25-024-230-02 | 4606 | 7042727 | LENNOX INDUSTRIES, INC. | XC25-024-230-02 | AC | Split System: Air-Cooled Condensing Unit, Coil with Blower | XC25-024-230-02 |  | CH23-51+TDR+TXV | 15.5 | 23.5 | Yes | Yes | 2015-04-28 |  | 3
FALSE | XC25-024-230-02 | 4606 | 7042728 | LENNOX INDUSTRIES, INC. | XC25-024-230-02 | AC | Split System: Air-Cooled Condensing Unit, Coil with Blower | XC25-024-230-02 |  | CH23-51+TDR+TXV | 15.5 | 24 | Yes | Yes | 2015-04-28 |  | 3
FALSE | XC25-024-230-02 | 4606 | 7042729 | LENNOX INDUSTRIES, INC. | XC25-024-230-02 | AC | Split System: Air-Cooled Condensing Unit, Coil with Blower | XC25-024-230-02 |  | CH23-51+TDR+TXV | 16 | 24 | Yes | Yes | 2015-04-28 |  | 3
FALSE | XC25-024-230-02 | 4606 | 7042666 | LENNOX INDUSTRIES, INC. | XC25-024-230-02 | AC | Split System: Air-Cooled Condensing Unit, Coil with Blower | XC25-024-230-02 |  | CX34-31A*+TDR | 16 | 25 | Yes | Yes | 2015-04-28 |  | 3
FALSE | XC25-024-230-02 | 4606 | 7042667 | LENNOX INDUSTRIES, INC. | XC25-024-230-02 | AC | Split System: Air-Cooled Condensing Unit, Coil with Blower | XC25-024-230-02 |  | CX34-31A*+TDR | 16.5 | 25 | Yes | Yes | 2015-04-28 |  | 3
FALSE | XC25-024-230-02 | 4606 | 7042670 | LENNOX INDUSTRIES, INC. | XC25-024-230-02 | AC | Split System: Air-Cooled Condensing Unit, Coil with Blower | XC25-024-230-02 |  | CX34-31B*+TDR | 16 | 25 | Yes | Yes | 2015-04-28 |  | 3
FALSE | XC25-024-230-02 | 4606 | 7042672 | LENNOX INDUSTRIES, INC. | XC25-024-230-02 | AC | Split System: Air-Cooled Condensing Unit, Coil with Blower | XC25-024-230-02 |  | CX34-31B*+TDR | 16.5 | 25 | Yes | Yes | 2015-04-28 |  | 3
FALSE | XC25-024-230-02 | 4606 | 7042644 | LENNOX INDUSTRIES, INC. | XC25-024-230-02 | AC | Split System: Air-Cooled Condensing Unit, Coil with Blower | XC25-024-230-02 |  | CBX40UHV-030*+TDR | 16.5 | 25 | Yes | Yes | 2015-04-28 |  | 3
FALSE | XC25-024-230-02 | 4606 | 7042660 | LENNOX INDUSTRIES, INC. | XC25-024-230-02 | AC | Split System: Air-Cooled Condensing Unit, Coil with Blower | XC25-024-230-02 |  | C33-38A*+TDR+TXV | 16 | 25 | Yes | Yes | 2015-04-28 |  | 3
FALSE | XC25-024-230-02 | 4606 | 7042657 | LENNOX INDUSTRIES, INC. | XC25-024-230-02 | AC | Split System: Air-Cooled Condensing Unit, Coil with Blower | XC25-024-230-02 |  | C33-38A*+TDR+TXV | 16 | 25 | Yes | Yes | 2015-04-28 |  | 3
FALSE | XC25-024-230-02 | 4606 | 7042654 | LENNOX INDUSTRIES, INC. | XC25-024-230-02 | AC | Split System: Air-Cooled Condensing Unit, Coil with Blower | XC25-024-230-02 |  | C33-31B*+TDR+TXV | 16.5 | 25 | Yes | Yes | 2015-04-28 |  | 3
FALSE | XC25-024-230-02 | 4606 | 7042652 | LENNOX INDUSTRIES, INC. | XC25-024-230-02 | AC | Split System: Air-Cooled Condensing Unit, Coil with Blower | XC25-024-230-02 |  | C33-31B*+TDR+TXV | 16 | 25 | Yes | Yes | 2015-04-28 |  | 3
FALSE | XC25-024-230-02 | 4606 | 7042648 | LENNOX INDUSTRIES, INC. | XC25-024-230-02 | AC | Split System: Air-Cooled Condensing Unit, Coil with Blower | XC25-024-230-02 |  | C33-31A*+TDR+TXV | 16 | 25 | Yes | Yes | 2015-04-28 |  | 3
FALSE | XC25-024-230-02 | 4606 | 7042649 | LENNOX INDUSTRIES, INC. | XC25-024-230-02 | AC | Split System: Air-Cooled Condensing Unit, Coil with Blower | XC25-024-230-02 |  | C33-31A*+TDR+TXV | 16.5 | 25 | Yes | Yes | 2015-04-28 |  | 3
FALSE | XC25-024-230-02 | 4606 | 7295826 | LENNOX INDUSTRIES, INC. | XC25-024-230-02 | AC | Split System: Air-Cooled Condensing Unit, Coil with Blower | XC25-024-230-02 |  | CH35-30B+TDR+TXV | 16 | 25 | Yes | Yes | 2015-04-28 |  | 3
FALSE | XC25-024-230-02 | 4606 | 7042732 | LENNOX INDUSTRIES, INC. | XC25-024-230-02 | AC | Split System: Air-Cooled Condensing Unit, Coil with Blower | XC25-024-230-02 |  | C33-36+TDR+TXV | 16 | 25 | Yes | Yes | 2015-04-28 |  | 3
FALSE | XC25-024-230-02 | 4606 | 7042733 | LENNOX INDUSTRIES, INC. | XC25-024-230-02 | AC | Split System: Air-Cooled Condensing Unit, Coil with Blower | XC25-024-230-02 |  | CX34-36+TDR | 16 | 25 | Yes | Yes | 2015-04-28 |  | 3
FALSE | XC25-024-230-02 | 4606 | 7042675 | LENNOX INDUSTRIES, INC. | XC25-024-230-02 | AC | Split System: Air-Cooled Condensing Unit, Coil with Blower | XC25-024-230-02 |  | CX34-38A*+TDR | 16 | 25 | Yes | Yes | 2015-04-28 |  | 3
FALSE | XC25-024-230-02 | 4606 | 7042694 | LENNOX INDUSTRIES, INC. | XC25-024-230-02 | AC | Split System: Air-Cooled Condensing Unit, Coil with Blower | XC25-024-230-02 |  | CH33-42B*+TDR+TXV | 16.5 | 25 | Yes | Yes | 2015-04-28 |  | 3
FALSE | XC25-024-230-02 | 4606 | 7042678 | LENNOX INDUSTRIES, INC. | XC25-024-230-02 | AC | Split System: Air-Cooled Condensing Unit, Coil with Blower | XC25-024-230-02 |  | CX34-38A*+TDR | 16 | 25 | Yes | Yes | 2015-04-28 |  | 3
FALSE | XC25-024-230-02 | 4606 | 7042671 | LENNOX INDUSTRIES, INC. | XC25-024-230-02 | AC | Split System: Air-Cooled Condensing Unit, Coil with Blower | XC25-024-230-02 |  | CX34-31B*+TDR | 16 | 25.5 | Yes | Yes | 2015-04-28 |  | 3
FALSE | XC25-024-230-02 | 4606 | 7042668 | LENNOX INDUSTRIES, INC. | XC25-024-230-02 | AC | Split System: Air-Cooled Condensing Unit, Coil with Blower | XC25-024-230-02 |  | CX34-31A*+TDR | 16.5 | 25.5 | Yes | Yes | 2015-04-28 |  | 3
FALSE | XC25-024-230-02 | 4606 | 7042669 | LENNOX INDUSTRIES, INC. | XC25-024-230-02 | AC | Split System: Air-Cooled Condensing Unit, Coil with Blower | XC25-024-230-02 |  | CX34-31A*+TDR | 16 | 25.5 | Yes | Yes | 2015-04-28 |  | 3
FALSE | XC25-024-230-02 | 4606 | 7295830 | LENNOX INDUSTRIES, INC. | XC25-024-230-02 | AC | Split System: Air-Cooled Condensing Unit, Coil with Blower | XC25-024-230-02 |  | CH35-30B+TDR+TXV | 16.5 | 26 | Yes | Yes | 2015-04-28 |  | 3
FALSE | XC25-024-230-02 | 4606 | 7295831 | LENNOX INDUSTRIES, INC. | XC25-024-230-02 | AC | Split System: Air-Cooled Condensing Unit, Coil with Blower | XC25-024-230-02 |  | CH35-30B+TDR+TXV | 16 | 26 | Yes | Yes | 2015-04-28 |  | 3
TRUE | XC25-024-230-02 | 4606 | 7042643 | LENNOX INDUSTRIES, INC. | XC25-024-230-02 | AC | Split System: Air-Cooled Condensing Unit, Coil with Blower | XC25-024-230-02 |  | CBX40UHV-024*+TDR | 16.5 | 26 | Yes | Yes | 2015-04-28 |  | 3
FALSE | XC25-024-230-02 | 4606 | 7042696 | LENNOX INDUSTRIES, INC. | XC25-024-230-02 | AC | Split System: Air-Cooled Condensing Unit, Coil with Blower | XC25-024-230-02 |  | CH33-43C+TDR+TXV | 16.5 | 26 | Yes | Yes | 2015-04-28 |  | 3
FALSE | XC25-024-230-02 | 4606 | 7042697 | LENNOX INDUSTRIES, INC. | XC25-024-230-02 | AC | Split System: Air-Cooled Condensing Unit, Coil with Blower | XC25-024-230-02 |  | CH33-43C+TDR+TXV | 16.5 | 26 | Yes | Yes | 2015-04-28 |  | 3
FALSE | XC25-024-230-02 | 4606 | 7042690 | LENNOX INDUSTRIES, INC. | XC25-024-230-02 | AC | Split System: Air-Cooled Condensing Unit, Coil with Blower | XC25-024-230-02 |  | CH33-31B+TDR+TXV | 16.5 | 26 | Yes | Yes | 2015-04-28 |  | 3
FALSE | XC25-036-230-** | 4249 | 5947291 | LENNOX INDUSTRIES, INC. | XC25-036-230-** | AC | Split System: Air-Cooled Condensing Unit, Coil with Blower | XC25-036-230-** |  | C33-38+TDR+TXV | 14.5 | 23.5 | Yes | Yes | 2015-04-28 |  | 3
FALSE | XC25-036-230-** | 4249 | 5947301 | LENNOX INDUSTRIES, INC. | XC25-036-230-** | AC | Split System: Air-Cooled Condensing Unit, Coil with Blower | XC25-036-230-** |  | C33-43C+TDR+TXV | 14.5 | 23.5 | Yes | Yes | 2015-04-28 |  | 3
FALSE | XC25-036-230-** | 4249 | 5947299 | LENNOX INDUSTRIES, INC. | XC25-036-230-** | AC | Split System: Air-Cooled Condensing Unit, Coil with Blower | XC25-036-230-** |  | C33-43C+TDR+TXV | 14.5 | 23.5 | Yes | Yes | 2015-04-28 |  | 3
FALSE | XC25-036-230-** | 4249 | 5947319 | LENNOX INDUSTRIES, INC. | XC25-036-230-** | AC | Split System: Air-Cooled Condensing Unit, Coil with Blower | XC25-036-230-** |  | CX34-38+TDR | 14.5 | 23.5 | Yes | Yes | 2015-04-28 |  | 3
FALSE | XC25-036-230-** | 4249 | 5947329 | LENNOX INDUSTRIES, INC. | XC25-036-230-** | AC | Split System: Air-Cooled Condensing Unit, Coil with Blower | XC25-036-230-** |  | CX34-43+TDR | 14.5 | 23.5 | Yes | Yes | 2015-04-28 |  | 3
FALSE | XC25-036-230-** | 4249 | 5947327 | LENNOX INDUSTRIES, INC. | XC25-036-230-** | AC | Split System: Air-Cooled Condensing Unit, Coil with Blower | XC25-036-230-** |  | CX34-43+TDR | 14.5 | 23.5 | Yes | Yes | 2015-04-28 |  | 3
FALSE | XC25-036-230-** | 4249 | 5947364 | LENNOX INDUSTRIES, INC. | XC25-036-230-** | AC | Split System: Air-Cooled Condensing Unit, Coil with Blower | XC25-036-230-** |  | CH33-43+TDR+TXV | 14.5 | 23.5 | Yes | Yes | 2015-04-28 |  | 3
FALSE | XC25-036-230-** | 4249 | 5947366 | LENNOX INDUSTRIES, INC. | XC25-036-230-** | AC | Split System: Air-Cooled Condensing Unit, Coil with Blower | XC25-036-230-** |  | CH33-43+TDR+TXV | 14.5 | 23.5 | Yes | Yes | 2015-04-28 |  | 3
FALSE | XC25-036-230-** | 4249 | 5947323 | LENNOX INDUSTRIES, INC. | XC25-036-230-** | AC | Split System: Air-Cooled Condensing Unit, Coil with Blower | XC25-036-230-** |  | CX34-43+TDR | 14 | 23 | Yes | Yes | 2015-04-28 |  | 3
FALSE | XC25-036-230-** | 4249 | 5947324 | LENNOX INDUSTRIES, INC. | XC25-036-230-** | AC | Split System: Air-Cooled Condensing Unit, Coil with Blower | XC25-036-230-** |  | CX34-43+TDR | 14.5 | 23 | Yes | Yes | 2015-04-28 |  | 3
FALSE | XC25-036-230-** | 4249 | 5947300 | LENNOX INDUSTRIES, INC. | XC25-036-230-** | AC | Split System: Air-Cooled Condensing Unit, Coil with Blower | XC25-036-230-** |  | C33-43C+TDR+TXV | 14.5 | 23 | Yes | Yes | 2015-04-28 |  | 3
FALSE | XC25-036-230-** | 4249 | 5947302 | LENNOX INDUSTRIES, INC. | XC25-036-230-** | AC | Split System: Air-Cooled Condensing Unit, Coil with Blower | XC25-036-230-** |  | C33-43C+TDR+TXV | 14.5 | 23 | Yes | Yes | 2015-04-28 |  | 3
FALSE | XC25-036-230-** | 4249 | 5947305 | LENNOX INDUSTRIES, INC. | XC25-036-230-** | AC | Split System: Air-Cooled Condensing Unit, Coil with Blower | XC25-036-230-** |  | C33-48+TDR+TXV | 14 | 23 | Yes | Yes | 2015-04-28 |  | 3
FALSE | XC25-036-230-** | 4249 | 5947290 | LENNOX INDUSTRIES, INC. | XC25-036-230-** | AC | Split System: Air-Cooled Condensing Unit, Coil with Blower | XC25-036-230-** |  | C33-38+TDR+TXV | 14 | 23 | Yes | Yes | 2015-04-28 |  | 3
FALSE | XC25-036-230-** | 4249 | 5947293 | LENNOX INDUSTRIES, INC. | XC25-036-230-** | AC | Split System: Air-Cooled Condensing Unit, Coil with Blower | XC25-036-230-** |  | C33-38+TDR+TXV | 14 | 23 | Yes | Yes | 2015-04-28 |  | 3
FALSE | XC25-036-230-** | 4249 | 5947295 | LENNOX INDUSTRIES, INC. | XC25-036-230-** | AC | Split System: Air-Cooled Condensing Unit, Coil with Blower | XC25-036-230-** |  | C33-43B+TDR+TXV | 14 | 23 | Yes | Yes | 2015-04-28 |  | 3
FALSE | XC25-036-230-** | 4249 | 5947296 | LENNOX INDUSTRIES, INC. | XC25-036-230-** | AC | Split System: Air-Cooled Condensing Unit, Coil with Blower | XC25-036-230-** |  | C33-43B+TDR+TXV | 14.5 | 23 | Yes | Yes | 2015-04-28 |  | 3
TRUE | XC25-036-230-** | 4249 | 5947286 | LENNOX INDUSTRIES, INC. | XC25-036-230-** | AC | Split System: Air-Cooled Condensing Unit, Coil with Blower | XC25-036-230-** |  | CBX40UHV-036*+TDR | 14 | 23 | Yes | Yes | 2015-04-28 |  | 3
FALSE | XC25-036-230-** | 4249 | 5947287 | LENNOX INDUSTRIES, INC. | XC25-036-230-** | AC | Split System: Air-Cooled Condensing Unit, Coil with Blower | XC25-036-230-** |  | CBX32MV-036*+TDR | 14 | 23 | Yes | Yes | 2015-04-28 |  | 3
FALSE | XC25-036-230-** | 4249 | 5947288 | LENNOX INDUSTRIES, INC. | XC25-036-230-** | AC | Split System: Air-Cooled Condensing Unit, Coil with Blower | XC25-036-230-** |  | C33-38+TDR+TXV | 14 | 22.5 | Yes | Yes | 2015-04-28 |  | 3
FALSE | XC25-036-230-** | 4249 | 5947289 | LENNOX INDUSTRIES, INC. | XC25-036-230-** | AC | Split System: Air-Cooled Condensing Unit, Coil with Blower | XC25-036-230-** |  | C33-38+TDR+TXV | 13.5 | 22.5 | Yes | Yes | 2015-04-28 |  | 3
FALSE | XC25-036-230-** | 4249 | 6108166 | LENNOX INDUSTRIES, INC. | XC25-036-230-** | AC | Split System: Air-Cooled Condensing Unit, Coil with Blower | XC25-036-230-** |  | CH33-44/48+TDR+TXV | 14.5 | 22.5 | Yes | Yes | 2015-04-28 |  | 3
FALSE | XC25-036-230-** | 4249 | 6802982 | LENNOX INDUSTRIES, INC. | XC25-036-230-** | AC | Split System: Air-Cooled Condensing Unit, Coil with Blower | XC25-036-230-** |  | C33-36+TDR+TXV | 13.5 | 22.5 | Yes | Yes | 2015-04-28 |  | 3
FALSE | XC25-036-230-** | 4249 | 6802983 | LENNOX INDUSTRIES, INC. | XC25-036-230-** | AC | Split System: Air-Cooled Condensing Unit, Coil with Blower | XC25-036-230-** |  | CX34-36+TDR | 13 | 22.5 | Yes | Yes | 2015-04-28 |  | 3
FALSE | XC25-036-230-** | 4249 | 6108156 | LENNOX INDUSTRIES, INC. | XC25-036-230-** | AC | Split System: Air-Cooled Condensing Unit, Coil with Blower | XC25-036-230-** |  | C33-38+TDR+TXV | 14 | 22.5 | Yes | Yes | 2015-04-28 |  | 3
FALSE | XC25-036-230-** | 4249 | 6108157 | LENNOX INDUSTRIES, INC. | XC25-036-230-** | AC | Split System: Air-Cooled Condensing Unit, Coil with Blower | XC25-036-230-** |  | C33-38+TDR+TXV | 14.5 | 22.5 | Yes | Yes | 2015-04-28 |  | 3
FALSE | XC25-036-230-** | 4249 | 6108158 | LENNOX INDUSTRIES, INC. | XC25-036-230-** | AC | Split System: Air-Cooled Condensing Unit, Coil with Blower | XC25-036-230-** |  | C33-43B+TDR+TXV | 14.5 | 22.5 | Yes | Yes | 2015-04-28 |  | 3
FALSE | XC25-036-230-** | 4249 | 6108159 | LENNOX INDUSTRIES, INC. | XC25-036-230-** | AC | Split System: Air-Cooled Condensing Unit, Coil with Blower | XC25-036-230-** |  | C33-48+TDR+TXV | 14 | 22.5 | Yes | Yes | 2015-04-28 |  | 3
FALSE | XC25-036-230-** | 4249 | 6108160 | LENNOX INDUSTRIES, INC. | XC25-036-230-** | AC | Split System: Air-Cooled Condensing Unit, Coil with Blower | XC25-036-230-** |  | CX34-38+TDR | 14 | 22.5 | Yes | Yes | 2015-04-28 |  | 3
FALSE | XC25-036-230-** | 4249 | 6108161 | LENNOX INDUSTRIES, INC. | XC25-036-230-** | AC | Split System: Air-Cooled Condensing Unit, Coil with Blower | XC25-036-230-** |  | CX34-38+TDR | 14.5 | 22.5 | Yes | Yes | 2015-04-28 |  | 3
FALSE | XC25-036-230-** | 4249 | 6108162 | LENNOX INDUSTRIES, INC. | XC25-036-230-** | AC | Split System: Air-Cooled Condensing Unit, Coil with Blower | XC25-036-230-** |  | CX34-43+TDR | 14.5 | 22.5 | Yes | Yes | 2015-04-28 |  | 3
FALSE | XC25-036-230-** | 4249 | 5947297 | LENNOX INDUSTRIES, INC. | XC25-036-230-** | AC | Split System: Air-Cooled Condensing Unit, Coil with Blower | XC25-036-230-** |  | C33-43B+TDR+TXV | 14.5 | 22.5 | Yes | Yes | 2015-04-28 |  | 3
FALSE | XC25-036-230-** | 4249 | 5947294 | LENNOX INDUSTRIES, INC. | XC25-036-230-** | AC | Split System: Air-Cooled Condensing Unit, Coil with Blower | XC25-036-230-** |  | C33-43B+TDR+TXV | 14 | 22.5 | Yes | Yes | 2015-04-28 |  | 3
FALSE | XC25-036-230-** | 4249 | 5947292 | LENNOX INDUSTRIES, INC. | XC25-036-230-** | AC | Split System: Air-Cooled Condensing Unit, Coil with Blower | XC25-036-230-** |  | C33-38+TDR+TXV | 14.5 | 22.5 | Yes | Yes | 2015-04-28 |  | 3
FALSE | XC25-036-230-** | 4249 | 5947306 | LENNOX INDUSTRIES, INC. | XC25-036-230-** | AC | Split System: Air-Cooled Condensing Unit, Coil with Blower | XC25-036-230-** |  | C33-48+TDR+TXV | 14 | 22.5 | Yes | Yes | 2015-04-28 |  | 3
FALSE | XC25-036-230-** | 4249 | 5947307 | LENNOX INDUSTRIES, INC. | XC25-036-230-** | AC | Split System: Air-Cooled Condensing Unit, Coil with Blower | XC25-036-230-** |  | C33-48+TDR+TXV | 13.5 | 22.5 | Yes | Yes | 2015-04-28 |  | 3
FALSE | XC25-036-230-** | 4249 | 5947308 | LENNOX INDUSTRIES, INC. | XC25-036-230-** | AC | Split System: Air-Cooled Condensing Unit, Coil with Blower | XC25-036-230-** |  | C33-48+TDR+TXV | 14 | 22.5 | Yes | Yes | 2015-04-28 |  | 3
FALSE | XC25-036-230-** | 4249 | 5947303 | LENNOX INDUSTRIES, INC. | XC25-036-230-** | AC | Split System: Air-Cooled Condensing Unit, Coil with Blower | XC25-036-230-** |  | C33-48+TDR+TXV | 13.5 | 22.5 | Yes | Yes | 2015-04-28 |  | 3
FALSE | XC25-036-230-** | 4249 | 5947304 | LENNOX INDUSTRIES, INC. | XC25-036-230-** | AC | Split System: Air-Cooled Condensing Unit, Coil with Blower | XC25-036-230-** |  | C33-48+TDR+TXV | 13.5 | 22.5 | Yes | Yes | 2015-04-28 |  | 3
FALSE | XC25-036-230-** | 4249 | 5947310 | LENNOX INDUSTRIES, INC. | XC25-036-230-** | AC | Split System: Air-Cooled Condensing Unit, Coil with Blower | XC25-036-230-** |  | C33-48+TDR+TXV | 14 | 22.5 | Yes | Yes | 2015-04-28 |  | 3
FALSE | XC25-036-230-** | 4249 | 5947312 | LENNOX INDUSTRIES, INC. | XC25-036-230-** | AC | Split System: Air-Cooled Condensing Unit, Coil with Blower | XC25-036-230-** |  | C33-50/60C+TDR+TXV | 14.5 | 22.5 | Yes | Yes | 2015-04-28 |  | 3
FALSE | XC25-036-230-** | 4249 | 5947313 | LENNOX INDUSTRIES, INC. | XC25-036-230-** | AC | Split System: Air-Cooled Condensing Unit, Coil with Blower | XC25-036-230-** |  | C33-50/60C+TDR+TXV | 14.5 | 22.5 | Yes | Yes | 2015-04-28 |  | 3
FALSE | XC25-036-230-** | 4249 | 5947314 | LENNOX INDUSTRIES, INC. | XC25-036-230-** | AC | Split System: Air-Cooled Condensing Unit, Coil with Blower | XC25-036-230-** |  | C33-50/60C+TDR+TXV | 14.5 | 22.5 | Yes | Yes | 2015-04-28 |  | 3
FALSE | XC25-036-230-** | 4249 | 5947315 | LENNOX INDUSTRIES, INC. | XC25-036-230-** | AC | Split System: Air-Cooled Condensing Unit, Coil with Blower | XC25-036-230-** |  | C33-50/60C+TDR+TXV | 14.5 | 22.5 | Yes | Yes | 2015-04-28 |  | 3
FALSE | XC25-036-230-** | 4249 | 5947316 | LENNOX INDUSTRIES, INC. | XC25-036-230-** | AC | Split System: Air-Cooled Condensing Unit, Coil with Blower | XC25-036-230-** |  | CX34-38+TDR | 14 | 22.5 | Yes | Yes | 2015-04-28 |  | 3
FALSE | XC25-036-230-** | 4249 | 5947317 | LENNOX INDUSTRIES, INC. | XC25-036-230-** | AC | Split System: Air-Cooled Condensing Unit, Coil with Blower | XC25-036-230-** |  | CX34-38+TDR | 13.5 | 22.5 | Yes | Yes | 2015-04-28 |  | 3
FALSE | XC25-036-230-** | 4249 | 5947325 | LENNOX INDUSTRIES, INC. | XC25-036-230-** | AC | Split System: Air-Cooled Condensing Unit, Coil with Blower | XC25-036-230-** |  | CX34-43+TDR | 14.5 | 22.5 | Yes | Yes | 2015-04-28 |  | 3
FALSE | XC25-036-230-** | 4249 | 5947322 | LENNOX INDUSTRIES, INC. | XC25-036-230-** | AC | Split System: Air-Cooled Condensing Unit, Coil with Blower | XC25-036-230-** |  | CX34-43+TDR | 14 | 22.5 | Yes | Yes | 2015-04-28 |  | 3
FALSE | XC25-036-230-** | 4249 | 5947320 | LENNOX INDUSTRIES, INC. | XC25-036-230-** | AC | Split System: Air-Cooled Condensing Unit, Coil with Blower | XC25-036-230-** |  | CX34-38+TDR | 14.5 | 22.5 | Yes | Yes | 2015-04-28 |  | 3
FALSE | XC25-036-230-** | 4249 | 5947340 | LENNOX INDUSTRIES, INC. | XC25-036-230-** | AC | Split System: Air-Cooled Condensing Unit, Coil with Blower | XC25-036-230-** |  | CX34-50/60C+TDR | 14.5 | 22.5 | Yes | Yes | 2015-04-28 |  | 3
FALSE | XC25-036-230-** | 4249 | 5947341 | LENNOX INDUSTRIES, INC. | XC25-036-230-** | AC | Split System: Air-Cooled Condensing Unit, Coil with Blower | XC25-036-230-** |  | CX34-50/60C+TDR | 14.5 | 22.5 | Yes | Yes | 2015-04-28 |  | 3
FALSE | XC25-036-230-** | 4249 | 5947342 | LENNOX INDUSTRIES, INC. | XC25-036-230-** | AC | Split System: Air-Cooled Condensing Unit, Coil with Blower | XC25-036-230-** |  | CX34-50/60C+TDR | 14.5 | 22.5 | Yes | Yes | 2015-04-28 |  | 3
FALSE | XC25-036-230-** | 4249 | 5947343 | LENNOX INDUSTRIES, INC. | XC25-036-230-** | AC | Split System: Air-Cooled Condensing Unit, Coil with Blower | XC25-036-230-** |  | CX34-50/60C+TDR | 14.5 | 22.5 | Yes | Yes | 2015-04-28 |  | 3
FALSE | XC25-036-230-** | 4249 | 5947349 | LENNOX INDUSTRIES, INC. | XC25-036-230-** | AC | Split System: Air-Cooled Condensing Unit, Coil with Blower | XC25-036-230-** |  | CR33-48+TDR+TXV | 14 | 22.5 | Yes | Yes | 2015-04-28 |  | 3
FALSE | XC25-036-230-** | 4249 | 7133791 | LENNOX INDUSTRIES, INC. | XC25-036-230-** | AC | Split System: Air-Cooled Condensing Unit, Coil with Blower | XC25-036-230-** |  | C33-43+TDR+TXV | 14.5 | 22.5 | Yes | Yes | 2015-04-28 |  | 3
FALSE | XC25-036-230-** | 4249 | 7133792 | LENNOX INDUSTRIES, INC. | XC25-036-230-** | AC | Split System: Air-Cooled Condensing Unit, Coil with Blower | XC25-036-230-** |  | CX34-43+TDR | 14.5 | 22.5 | Yes | Yes | 2015-04-28 |  | 3
FALSE | XC25-036-230-** | 4249 | 6332948 | LENNOX INDUSTRIES, INC. | XC25-036-230-** | AC | Split System: Air-Cooled Condensing Unit, Coil with Blower | XC25-036-230-** |  | CX34-44/48*+TDR | 14 | 22.5 | Yes | Yes | 2015-04-28 |  | 3
FALSE | XC25-036-230-** | 4249 | 6332949 | LENNOX INDUSTRIES, INC. | XC25-036-230-** | AC | Split System: Air-Cooled Condensing Unit, Coil with Blower | XC25-036-230-** |  | CX34-44/48*+TDR | 13.5 | 22.5 | Yes | Yes | 2015-04-28 |  | 3
FALSE | XC25-036-230-** | 4249 | 6332950 | LENNOX INDUSTRIES, INC. | XC25-036-230-** | AC | Split System: Air-Cooled Condensing Unit, Coil with Blower | XC25-036-230-** |  | CX34-44/48*+TDR | 14 | 22.5 | Yes | Yes | 2015-04-28 |  | 3
FALSE | XC25-036-230-** | 4249 | 6332952 | LENNOX INDUSTRIES, INC. | XC25-036-230-** | AC | Split System: Air-Cooled Condensing Unit, Coil with Blower | XC25-036-230-** |  | CX34-44/48*+TDR | 14 | 22.5 | Yes | Yes | 2015-04-28 |  | 3
FALSE | XC25-036-230-** | 4249 | 5947362 | LENNOX INDUSTRIES, INC. | XC25-036-230-** | AC | Split System: Air-Cooled Condensing Unit, Coil with Blower | XC25-036-230-** |  | CH33-42+TDR+TXV | 14 | 22 | Yes | Yes | 2015-04-28 |  | 3
FALSE | XC25-036-230-** | 4249 | 5947358 | LENNOX INDUSTRIES, INC. | XC25-036-230-** | AC | Split System: Air-Cooled Condensing Unit, Coil with Blower | XC25-036-230-** |  | CH23-51+TDR+TXV | 14 | 22 | Yes | Yes | 2015-04-28 |  | 3
FALSE | XC25-036-230-** | 4249 | 5947359 | LENNOX INDUSTRIES, INC. | XC25-036-230-** | AC | Split System: Air-Cooled Condensing Unit, Coil with Blower | XC25-036-230-** |  | CH33-42+TDR+TXV | 13.5 | 22 | Yes | Yes | 2015-04-28 |  | 3
FALSE | XC25-036-230-** | 4249 | 5947356 | LENNOX INDUSTRIES, INC. | XC25-036-230-** | AC | Split System: Air-Cooled Condensing Unit, Coil with Blower | XC25-036-230-** |  | CH23-51+TDR+TXV | 14 | 22 | Yes | Yes | 2015-04-28 |  | 3
FALSE | XC25-036-230-** | 4249 | 5947353 | LENNOX INDUSTRIES, INC. | XC25-036-230-** | AC | Split System: Air-Cooled Condensing Unit, Coil with Blower | XC25-036-230-** |  | CH23-51+TDR+TXV | 14 | 22 | Yes | Yes | 2015-04-28 |  | 3
FALSE | XC25-036-230-** | 4249 | 5947354 | LENNOX INDUSTRIES, INC. | XC25-036-230-** | AC | Split System: Air-Cooled Condensing Unit, Coil with Blower | XC25-036-230-** |  | CH23-51+TDR+TXV | 13.5 | 22 | Yes | Yes | 2015-04-28 |  | 3
FALSE | XC25-036-230-** | 4249 | 6721794 | LENNOX INDUSTRIES, INC. | XC25-036-230-** | AC | Split System: Air-Cooled Condensing Unit, Coil with Blower | XC25-036-230-** |  | C33-36+TDR+TXV | 13 | 22 | Yes | Yes | 2015-04-28 |  | 3
FALSE | XC25-036-230-** | 4249 | 6740357 | LENNOX INDUSTRIES, INC. | XC25-036-230-** | AC | Split System: Air-Cooled Condensing Unit, Coil with Blower | XC25-036-230-** |  | CX34-36+TDR | 13 | 22 | Yes | Yes | 2015-04-28 |  | 3
FALSE | XC25-036-230-** | 4249 | 6332953 | LENNOX INDUSTRIES, INC. | XC25-036-230-** | AC | Split System: Air-Cooled Condensing Unit, Coil with Blower | XC25-036-230-** |  | CX34-44/48*+TDR | 14 | 22 | Yes | Yes | 2015-04-28 |  | 3
FALSE | XC25-036-230-** | 4249 | 6332951 | LENNOX INDUSTRIES, INC. | XC25-036-230-** | AC | Split System: Air-Cooled Condensing Unit, Coil with Blower | XC25-036-230-** |  | CX34-44/48*+TDR | 14 | 22 | Yes | Yes | 2015-04-28 |  | 3
FALSE | XC25-036-230-** | 4249 | 7133793 | LENNOX INDUSTRIES, INC. | XC25-036-230-** | AC | Split System: Air-Cooled Condensing Unit, Coil with Blower | XC25-036-230-** |  | C33-43+TDR+TXV | 14.5 | 22 | Yes | Yes | 2015-04-28 |  | 3
FALSE | XC25-036-230-** | 4249 | 7133794 | LENNOX INDUSTRIES, INC. | XC25-036-230-** | AC | Split System: Air-Cooled Condensing Unit, Coil with Blower | XC25-036-230-** |  | CX34-43+TDR | 14.5 | 22 | Yes | Yes | 2015-04-28 |  | 3
FALSE | XC25-036-230-** | 4249 | 7133836 | LENNOX INDUSTRIES, INC. | XC25-036-230-** | AC | Split System: Air-Cooled Condensing Unit, Coil with Blower | XC25-036-230-** |  | C33-43+TDR+TXV | 14.5 | 22 | Yes | Yes | 2015-04-28 |  | 3
FALSE | XC25-036-230-** | 4249 | 7133837 | LENNOX INDUSTRIES, INC. | XC25-036-230-** | AC | Split System: Air-Cooled Condensing Unit, Coil with Blower | XC25-036-230-** |  | CX34-43+TDR | 14.5 | 22 | Yes | Yes | 2015-04-28 |  | 3
FALSE | XC25-036-230-** | 4249 | 7164597 | LENNOX INDUSTRIES, INC. | XC25-036-230-** | AC | Split System: Air-Cooled Condensing Unit, Coil with Blower | XC25-036-230-** |  | CH35-48B+TDR+TXV | 13 | 22 | Yes | Yes | 2015-04-28 |  | 3
FALSE | XC25-036-230-** | 4249 | 7164600 | LENNOX INDUSTRIES, INC. | XC25-036-230-** | AC | Split System: Air-Cooled Condensing Unit, Coil with Blower | XC25-036-230-** |  | CH35-48B+TDR+TXV | 14 | 22 | Yes | Yes | 2015-04-28 |  | 3
FALSE | XC25-036-230-** | 4249 | 7164602 | LENNOX INDUSTRIES, INC. | XC25-036-230-** | AC | Split System: Air-Cooled Condensing Unit, Coil with Blower | XC25-036-230-** |  | CH35-48C+TDR+TXV | 14 | 22 | Yes | Yes | 2015-04-28 |  | 3
FALSE | XC25-048-230-** | 4210 | 5947380 | LENNOX INDUSTRIES, INC. | XC25-048-230-** | AC | Split System: Air-Cooled Condensing Unit, Coil with Blower | XC25-048-230-** |  | CBX32MV-060*+TDR | 13.5 | 20.5 | Yes | Yes | 2015-04-28 |  | 3
FALSE | XC25-048-230-** | 4210 | 6108188 | LENNOX INDUSTRIES, INC. | XC25-048-230-** | AC | Split System: Air-Cooled Condensing Unit, Coil with Blower | XC25-048-230-** |  | CH33-49+TDR+TXV | 13.5 | 20.5 | Yes | Yes | 2015-04-28 |  | 3
FALSE | XC25-048-230-** | 4210 | 6108189 | LENNOX INDUSTRIES, INC. | XC25-048-230-** | AC | Split System: Air-Cooled Condensing Unit, Coil with Blower | XC25-048-230-** |  | CH33-49+TDR+TXV | 13 | 20.5 | Yes | Yes | 2015-04-28 |  | 3
FALSE | XC25-048-230-** | 4210 | 6108203 | LENNOX INDUSTRIES, INC. | XC25-048-230-** | AC | Split System: Air-Cooled Condensing Unit, Coil with Blower | XC25-048-230-** |  | CR33-60+TDR | 13.5 | 20.5 | Yes | Yes | 2015-04-28 |  | 3
FALSE | XC25-048-230-** | 4210 | 6108207 | LENNOX INDUSTRIES, INC. | XC25-048-230-** | AC | Split System: Air-Cooled Condensing Unit, Coil with Blower | XC25-048-230-** |  | CR33-50/60+TDR+TXV | 13.5 | 20.5 | Yes | Yes | 2015-04-28 |  | 3
FALSE | XC25-048-230-** | 4210 | 5947464 | LENNOX INDUSTRIES, INC. | XC25-048-230-** | AC | Split System: Air-Cooled Condensing Unit, Coil with Blower | XC25-048-230-** |  | CH33-49+TDR+TXV | 13 | 20.5 | Yes | Yes | 2015-04-28 |  | 3
FALSE | XC25-048-230-** | 4210 | 5947465 | LENNOX INDUSTRIES, INC. | XC25-048-230-** | AC | Split System: Air-Cooled Condensing Unit, Coil with Blower | XC25-048-230-** |  | CH33-49+TDR+TXV | 13 | 20.5 | Yes | Yes | 2015-04-28 |  | 3
FALSE | XC25-048-230-** | 4210 | 5947466 | LENNOX INDUSTRIES, INC. | XC25-048-230-** | AC | Split System: Air-Cooled Condensing Unit, Coil with Blower | XC25-048-230-** |  | CH33-49+TDR+TXV | 13 | 20.5 | Yes | Yes | 2015-04-28 |  | 3
FALSE | XC25-048-230-** | 4210 | 5947467 | LENNOX INDUSTRIES, INC. | XC25-048-230-** | AC | Split System: Air-Cooled Condensing Unit, Coil with Blower | XC25-048-230-** |  | CH33-49+TDR+TXV | 13 | 20.5 | Yes | Yes | 2015-04-28 |  | 3
FALSE | XC25-048-230-** | 4210 | 5947468 | LENNOX INDUSTRIES, INC. | XC25-048-230-** | AC | Split System: Air-Cooled Condensing Unit, Coil with Blower | XC25-048-230-** |  | CH33-49+TDR+TXV | 13.5 | 20.5 | Yes | Yes | 2015-04-28 |  | 3
FALSE | XC25-048-230-** | 4210 | 5947469 | LENNOX INDUSTRIES, INC. | XC25-048-230-** | AC | Split System: Air-Cooled Condensing Unit, Coil with Blower | XC25-048-230-** |  | CH33-49+TDR+TXV | 13 | 20.5 | Yes | Yes | 2015-04-28 |  | 3
FALSE | XC25-048-230-** | 4210 | 5947470 | LENNOX INDUSTRIES, INC. | XC25-048-230-** | AC | Split System: Air-Cooled Condensing Unit, Coil with Blower | XC25-048-230-** |  | CH33-49+TDR+TXV | 13 | 20.5 | Yes | Yes | 2015-04-28 |  | 3
FALSE | XC25-048-230-** | 4210 | 5947471 | LENNOX INDUSTRIES, INC. | XC25-048-230-** | AC | Split System: Air-Cooled Condensing Unit, Coil with Blower | XC25-048-230-** |  | CH33-49+TDR+TXV | 13 | 20.5 | Yes | Yes | 2015-04-28 |  | 3
FALSE | XC25-048-230-** | 4210 | 5947472 | LENNOX INDUSTRIES, INC. | XC25-048-230-** | AC | Split System: Air-Cooled Condensing Unit, Coil with Blower | XC25-048-230-** |  | CH33-49+TDR+TXV | 13 | 20.5 | Yes | Yes | 2015-04-28 |  | 3
FALSE | XC25-048-230-** | 4210 | 5947473 | LENNOX INDUSTRIES, INC. | XC25-048-230-** | AC | Split System: Air-Cooled Condensing Unit, Coil with Blower | XC25-048-230-** |  | CH33-50/60C+TDR+TXV | 13 | 20.5 | Yes | Yes | 2015-04-28 |  | 3
FALSE | XC25-048-230-** | 4210 | 5947460 | LENNOX INDUSTRIES, INC. | XC25-048-230-** | AC | Split System: Air-Cooled Condensing Unit, Coil with Blower | XC25-048-230-** |  | CR33-50/60+TDR+TXV | 13.5 | 20.5 | Yes | Yes | 2015-04-28 |  | 3
FALSE | XC25-048-230-** | 4210 | 5947475 | LENNOX INDUSTRIES, INC. | XC25-048-230-** | AC | Split System: Air-Cooled Condensing Unit, Coil with Blower | XC25-048-230-** |  | CH33-50/60C+TDR+TXV | 13 | 20.5 | Yes | Yes | 2015-04-28 |  | 3
FALSE | XC25-048-230-** | 4210 | 7164583 | LENNOX INDUSTRIES, INC. | XC25-048-230-** | AC | Split System: Air-Cooled Condensing Unit, Coil with Blower | XC25-048-230-** |  | CH35-51C+TDR+TXV | 13 | 20 | Yes | Yes | 2015-04-28 |  | 3
FALSE | XC25-048-230-** | 4210 | 7164584 | LENNOX INDUSTRIES, INC. | XC25-048-230-** | AC | Split System: Air-Cooled Condensing Unit, Coil with Blower | XC25-048-230-** |  | CH35-51C+TDR+TXV | 13 | 20 | Yes | Yes | 2015-04-28 |  | 3
FALSE | XC25-048-230-** | 4210 | 7164585 | LENNOX INDUSTRIES, INC. | XC25-048-230-** | AC | Split System: Air-Cooled Condensing Unit, Coil with Blower | XC25-048-230-** |  | CH35-51C+TDR+TXV | 13 | 20 | Yes | Yes | 2015-04-28 |  | 3
FALSE | XC25-048-230-** | 4210 | 7164586 | LENNOX INDUSTRIES, INC. | XC25-048-230-** | AC | Split System: Air-Cooled Condensing Unit, Coil with Blower | XC25-048-230-** |  | CH35-51C+TDR+TXV | 13 | 20 | Yes | Yes | 2015-04-28 |  | 3
FALSE | XC25-048-230-** | 4210 | 7164587 | LENNOX INDUSTRIES, INC. | XC25-048-230-** | AC | Split System: Air-Cooled Condensing Unit, Coil with Blower | XC25-048-230-** |  | CH35-51C+TDR+TXV | 13 | 20 | Yes | Yes | 2015-04-28 |  | 3
FALSE | XC25-048-230-** | 4210 | 7164588 | LENNOX INDUSTRIES, INC. | XC25-048-230-** | AC | Split System: Air-Cooled Condensing Unit, Coil with Blower | XC25-048-230-** |  | CH35-51C+TDR+TXV | 13 | 20 | Yes | Yes | 2015-04-28 |  | 3
FALSE | XC25-048-230-** | 4210 | 7164589 | LENNOX INDUSTRIES, INC. | XC25-048-230-** | AC | Split System: Air-Cooled Condensing Unit, Coil with Blower | XC25-048-230-** |  | CH35-51C+TDR+TXV | 13 | 20 | Yes | Yes | 2015-04-28 |  | 3
FALSE | XC25-048-230-** | 4210 | 7164590 | LENNOX INDUSTRIES, INC. | XC25-048-230-** | AC | Split System: Air-Cooled Condensing Unit, Coil with Blower | XC25-048-230-** |  | CH35-60D+TDR+TXV | 13 | 20 | Yes | Yes | 2015-04-28 |  | 3
FALSE | XC25-048-230-** | 4210 | 7164591 | LENNOX INDUSTRIES, INC. | XC25-048-230-** | AC | Split System: Air-Cooled Condensing Unit, Coil with Blower | XC25-048-230-** |  | CH35-60D+TDR+TXV | 13 | 20 | Yes | Yes | 2015-04-28 |  | 3
FALSE | XC25-048-230-** | 4210 | 7164592 | LENNOX INDUSTRIES, INC. | XC25-048-230-** | AC | Split System: Air-Cooled Condensing Unit, Coil with Blower | XC25-048-230-** |  | CH35-60D+TDR+TXV | 13 | 20 | Yes | Yes | 2015-04-28 |  | 3
FALSE | XC25-048-230-** | 4210 | 5947476 | LENNOX INDUSTRIES, INC. | XC25-048-230-** | AC | Split System: Air-Cooled Condensing Unit, Coil with Blower | XC25-048-230-** |  | CH33-50/60C+TDR+TXV | 13 | 20 | Yes | Yes | 2015-04-28 |  | 3
FALSE | XC25-048-230-** | 4210 | 5947477 | LENNOX INDUSTRIES, INC. | XC25-048-230-** | AC | Split System: Air-Cooled Condensing Unit, Coil with Blower | XC25-048-230-** |  | CH33-50/60C+TDR+TXV | 13.5 | 20 | Yes | Yes | 2015-04-28 |  | 3
FALSE | XC25-048-230-** | 4210 | 5947478 | LENNOX INDUSTRIES, INC. | XC25-048-230-** | AC | Split System: Air-Cooled Condensing Unit, Coil with Blower | XC25-048-230-** |  | CH33-50/60C+TDR+TXV | 13 | 20 | Yes | Yes | 2015-04-28 |  | 3
FALSE | XC25-048-230-** | 4210 | 5947461 | LENNOX INDUSTRIES, INC. | XC25-048-230-** | AC | Split System: Air-Cooled Condensing Unit, Coil with Blower | XC25-048-230-** |  | CR33-50/60+TDR+TXV | 13 | 20 | Yes | Yes | 2015-04-28 |  | 3
FALSE | XC25-048-230-** | 4210 | 5947462 | LENNOX INDUSTRIES, INC. | XC25-048-230-** | AC | Split System: Air-Cooled Condensing Unit, Coil with Blower | XC25-048-230-** |  | CR33-50/60+TDR+TXV | 13 | 20 | Yes | Yes | 2015-04-28 |  | 3
FALSE | XC25-048-230-** | 4210 | 5947463 | LENNOX INDUSTRIES, INC. | XC25-048-230-** | AC | Split System: Air-Cooled Condensing Unit, Coil with Blower | XC25-048-230-** |  | CR33-50/60+TDR+TXV | 13 | 20 | Yes | Yes | 2015-04-28 |  | 3
FALSE | XC25-048-230-** | 4210 | 5947474 | LENNOX INDUSTRIES, INC. | XC25-048-230-** | AC | Split System: Air-Cooled Condensing Unit, Coil with Blower | XC25-048-230-** |  | CH33-50/60C+TDR+TXV | 13 | 20 | Yes | Yes | 2015-04-28 |  | 3
FALSE | XC25-048-230-** | 4210 | 6108170 | LENNOX INDUSTRIES, INC. | XC25-048-230-** | AC | Split System: Air-Cooled Condensing Unit, Coil with Blower | XC25-048-230-** |  | CH33-50/60C+TDR+TXV | 13.5 | 20 | Yes | Yes | 2015-04-28 |  | 3
FALSE | XC25-048-230-** | 4210 | 6108171 | LENNOX INDUSTRIES, INC. | XC25-048-230-** | AC | Split System: Air-Cooled Condensing Unit, Coil with Blower | XC25-048-230-** |  | CH33-50/60C+TDR+TXV | 13 | 20 | Yes | Yes | 2015-04-28 |  | 3
FALSE | XC25-048-230-** | 4210 | 6803000 | LENNOX INDUSTRIES, INC. | XC25-048-230-** | AC | Split System: Air-Cooled Condensing Unit, Coil with Blower | XC25-048-230-** |  | C33-60D+TDR+TXV | 13 | 20 | Yes | Yes | 2015-04-28 |  | 3
FALSE | XC25-048-230-** | 4210 | 6108177 | LENNOX INDUSTRIES, INC. | XC25-048-230-** | AC | Split System: Air-Cooled Condensing Unit, Coil with Blower | XC25-048-230-** |  | C33-50/60C+TDR+TXV | 13 | 20 | Yes | Yes | 2015-04-28 |  | 3
FALSE | XC25-048-230-** | 4210 | 6108186 | LENNOX INDUSTRIES, INC. | XC25-048-230-** | AC | Split System: Air-Cooled Condensing Unit, Coil with Blower | XC25-048-230-** |  | CX34-50/60C+TDR | 13 | 20 | Yes | Yes | 2015-04-28 |  | 3
FALSE | XC25-048-230-** | 4210 | 6108187 | LENNOX INDUSTRIES, INC. | XC25-048-230-** | AC | Split System: Air-Cooled Condensing Unit, Coil with Blower | XC25-048-230-** |  | CX34-50/60C+TDR | 13 | 19.5 | Yes | Yes | 2015-04-28 |  | 3
FALSE | XC25-048-230-** | 4210 | 6108178 | LENNOX INDUSTRIES, INC. | XC25-048-230-** | AC | Split System: Air-Cooled Condensing Unit, Coil with Blower | XC25-048-230-** |  | C33-50/60C+TDR+TXV | 13 | 19.5 | Yes | Yes | 2015-04-28 |  | 3
FALSE | XC25-048-230-** | 4210 | 6803001 | LENNOX INDUSTRIES, INC. | XC25-048-230-** | AC | Split System: Air-Cooled Condensing Unit, Coil with Blower | XC25-048-230-** |  | CX34-60D+TDR | 13 | 19.5 | Yes | Yes | 2015-04-28 |  | 3
FALSE | XC25-048-230-** | 4210 | 6108168 | LENNOX INDUSTRIES, INC. | XC25-048-230-** | AC | Split System: Air-Cooled Condensing Unit, Coil with Blower | XC25-048-230-** |  | C33-48C+TDR+TXV | 13 | 19.5 | Yes | Yes | 2015-04-28 |  | 3
FALSE | XC25-048-230-** | 4210 | 5947391 | LENNOX INDUSTRIES, INC. | XC25-048-230-** | AC | Split System: Air-Cooled Condensing Unit, Coil with Blower | XC25-048-230-** |  | C33-43C+TDR+TXV | 13 | 19.5 | Yes | Yes | 2015-04-28 |  | 3
FALSE | XC25-048-230-** | 4210 | 5947415 | LENNOX INDUSTRIES, INC. | XC25-048-230-** | AC | Split System: Air-Cooled Condensing Unit, Coil with Blower | XC25-048-230-** |  | C33-50/60C+TDR+TXV | 13 | 19.5 | Yes | Yes | 2015-04-28 |  | 3
FALSE | XC25-048-230-** | 4210 | 5947429 | LENNOX INDUSTRIES, INC. | XC25-048-230-** | AC | Split System: Air-Cooled Condensing Unit, Coil with Blower | XC25-048-230-** |  | CX34-43C+TDR | 13 | 19.5 | Yes | Yes | 2015-04-28 |  | 3
FALSE | XC25-048-230-** | 4210 | 5947418 | LENNOX INDUSTRIES, INC. | XC25-048-230-** | AC | Split System: Air-Cooled Condensing Unit, Coil with Blower | XC25-048-230-** |  | C33-50/60C+TDR+TXV | 13 | 19.5 | Yes | Yes | 2015-04-28 |  | 3
FALSE | XC25-048-230-** | 4210 | 5947413 | LENNOX INDUSTRIES, INC. | XC25-048-230-** | AC | Split System: Air-Cooled Condensing Unit, Coil with Blower | XC25-048-230-** |  | C33-50/60C+TDR+TXV | 13 | 19.5 | Yes | Yes | 2015-04-28 |  | 3
FALSE | XC25-048-230-** | 4210 | 5947397 | LENNOX INDUSTRIES, INC. | XC25-048-230-** | AC | Split System: Air-Cooled Condensing Unit, Coil with Blower | XC25-048-230-** |  | C33-43C+TDR+TXV | 13 | 19.5 | Yes | Yes | 2015-04-28 |  | 3
FALSE | XC25-048-230-** | 4210 | 6973679 | LENNOX INDUSTRIES, INC. | XC25-048-230-** | AC | Split System: Air-Cooled Condensing Unit, Coil with Blower | XC25-048-230-** |  | CX34-62C+TDR+TXV | 13.5 | 19.5 | Yes | Yes | 2015-04-28 |  | 3
FALSE | XC25-048-230-** | 4210 | 5947405 | LENNOX INDUSTRIES, INC. | XC25-048-230-** | AC | Split System: Air-Cooled Condensing Unit, Coil with Blower | XC25-048-230-** |  | C33-48C+TDR+TXV | 13 | 19.5 | Yes | Yes | 2015-04-28 |  | 3
FALSE | XC25-048-230-** | 4210 | 5947419 | LENNOX INDUSTRIES, INC. | XC25-048-230-** | AC | Split System: Air-Cooled Condensing Unit, Coil with Blower | XC25-048-230-** |  | CX34-49C*+TDR | 13 | 19 | Yes | Yes | 2015-04-28 |  | 3
FALSE | XC25-048-230-** | 4210 | 5947420 | LENNOX INDUSTRIES, INC. | XC25-048-230-** | AC | Split System: Air-Cooled Condensing Unit, Coil with Blower | XC25-048-230-** |  | CX34-49C*+TDR | 13.5 | 19 | Yes | Yes | 2015-04-28 |  | 3
FALSE | XC25-048-230-** | 4210 | 5947421 | LENNOX INDUSTRIES, INC. | XC25-048-230-** | AC | Split System: Air-Cooled Condensing Unit, Coil with Blower | XC25-048-230-** |  | CX34-49C*+TDR | 13.5 | 19 | Yes | Yes | 2015-04-28 |  | 3
FALSE | XC25-048-230-** | 4210 | 5947422 | LENNOX INDUSTRIES, INC. | XC25-048-230-** | AC | Split System: Air-Cooled Condensing Unit, Coil with Blower | XC25-048-230-** |  | CX34-49C*+TDR | 13 | 19 | Yes | Yes | 2015-04-28 |  | 3
FALSE | XC25-048-230-** | 4210 | 5947423 | LENNOX INDUSTRIES, INC. | XC25-048-230-** | AC | Split System: Air-Cooled Condensing Unit, Coil with Blower | XC25-048-230-** |  | CX34-49C*+TDR | 13.5 | 19 | Yes | Yes | 2015-04-28 |  | 3
FALSE | XC25-048-230-** | 4210 | 5947430 | LENNOX INDUSTRIES, INC. | XC25-048-230-** | AC | Split System: Air-Cooled Condensing Unit, Coil with Blower | XC25-048-230-** |  | CX34-43C+TDR | 13 | 19 | Yes | Yes | 2015-04-28 |  | 3
FALSE | XC25-048-230-** | 4210 | 5947425 | LENNOX INDUSTRIES, INC. | XC25-048-230-** | AC | Split System: Air-Cooled Condensing Unit, Coil with Blower | XC25-048-230-** |  | CX34-49C*+TDR | 13 | 19 | Yes | Yes | 2015-04-28 |  | 3
FALSE | XC25-048-230-** | 4210 | 5947426 | LENNOX INDUSTRIES, INC. | XC25-048-230-** | AC | Split System: Air-Cooled Condensing Unit, Coil with Blower | XC25-048-230-** |  | CX34-49C*+TDR | 13.5 | 19 | Yes | Yes | 2015-04-28 |  | 3
FALSE | XC25-048-230-** | 4210 | 5947427 | LENNOX INDUSTRIES, INC. | XC25-048-230-** | AC | Split System: Air-Cooled Condensing Unit, Coil with Blower | XC25-048-230-** |  | CX34-49C*+TDR | 13 | 19 | Yes | Yes | 2015-04-28 |  | 3
FALSE | XC25-048-230-** | 4210 | 5947428 | LENNOX INDUSTRIES, INC. | XC25-048-230-** | AC | Split System: Air-Cooled Condensing Unit, Coil with Blower | XC25-048-230-** |  | CX34-43B+TDR | 13 | 19 | Yes | Yes | 2015-04-28 |  | 3
FALSE | XC25-048-230-** | 4210 | 5947392 | LENNOX INDUSTRIES, INC. | XC25-048-230-** | AC | Split System: Air-Cooled Condensing Unit, Coil with Blower | XC25-048-230-** |  | C33-43C+TDR+TXV | 13 | 19 | Yes | Yes | 2015-04-28 |  | 3
FALSE | XC25-048-230-** | 4210 | 5947387 | LENNOX INDUSTRIES, INC. | XC25-048-230-** | AC | Split System: Air-Cooled Condensing Unit, Coil with Blower | XC25-048-230-** |  | C33-49C*+TDR+TXV | 13 | 19 | Yes | Yes | 2015-04-28 |  | 3
FALSE | XC25-048-230-** | 4210 | 5947388 | LENNOX INDUSTRIES, INC. | XC25-048-230-** | AC | Split System: Air-Cooled Condensing Unit, Coil with Blower | XC25-048-230-** |  | C33-49C*+TDR+TXV | 13.5 | 19 | Yes | Yes | 2015-04-28 |  | 3
FALSE | XC25-048-230-** | 4210 | 5947389 | LENNOX INDUSTRIES, INC. | XC25-048-230-** | AC | Split System: Air-Cooled Condensing Unit, Coil with Blower | XC25-048-230-** |  | C33-49C*+TDR+TXV | 13 | 19 | Yes | Yes | 2015-04-28 |  | 3
FALSE | XC25-048-230-** | 4210 | 5947390 | LENNOX INDUSTRIES, INC. | XC25-048-230-** | AC | Split System: Air-Cooled Condensing Unit, Coil with Blower | XC25-048-230-** |  | C33-43B+TDR+TXV | 13 | 19 | Yes | Yes | 2015-04-28 |  | 3
FALSE | XC25-048-230-** | 4210 | 5947381 | LENNOX INDUSTRIES, INC. | XC25-048-230-** | AC | Split System: Air-Cooled Condensing Unit, Coil with Blower | XC25-048-230-** |  | C33-49C*+TDR+TXV | 13 | 19 | Yes | Yes | 2015-04-28 |  | 3
FALSE | XC25-048-230-** | 4210 | 5947382 | LENNOX INDUSTRIES, INC. | XC25-048-230-** | AC | Split System: Air-Cooled Condensing Unit, Coil with Blower | XC25-048-230-** |  | C33-49C*+TDR+TXV | 13.5 | 19 | Yes | Yes | 2015-04-28 |  | 3
FALSE | GSX160181F* | 4288 | 6107842 | GOODMAN MANUFACTURING CO., LP. | GSX160181F* | AC | Year-Round Air-Conditioner, Remote Air-Cooled Condensing Unit | GSX160181F* |  | CA*F3636*6D*+TXV | 13 | 16 | Yes | Yes | 2015-05-13 |  | 2
FALSE | GSX160181F* | 4288 | 7355077 | GOODMAN MANUFACTURING CO., LP. | GSX160181F* | AC | Year-Round Air-Conditioner, Remote Air-Cooled Condensing Unit | GSX160181F* |  | CA*F3636*6D*+TXV | 13 | 16 | Yes | Yes | 2015-05-13 |  | 2
FALSE | GSX160181F* | 4288 | 7355087 | GOODMAN MANUFACTURING CO., LP. | GSX160181F* | AC | Year-Round Air-Conditioner, Remote Air-Cooled Condensing Unit | GSX160181F* |  | CA*F3636*6D*+TXV | 13 | 16 | Yes | Yes | 2015-05-13 |  | 2
FALSE | GSX160181F* | 4288 | 7355097 | GOODMAN MANUFACTURING CO., LP. | GSX160181F* | AC | Year-Round Air-Conditioner, Remote Air-Cooled Condensing Unit | GSX160181F* |  | CA*F3636*6D*+TXV | 13 | 16 | Yes | Yes | 2015-05-13 |  | 2
FALSE | GSX160181F* | 4288 | 7355257 | GOODMAN MANUFACTURING CO., LP. | GSX160181F* | AC | Year-Round Air-Conditioner, Remote Air-Cooled Condensing Unit | GSX160181F* |  | CA*F3636*6D*+TXV | 13 | 16 | Yes | Yes | 2015-05-13 |  | 2
FALSE | GSX160181F* | 4288 | 7355267 | GOODMAN MANUFACTURING CO., LP. | GSX160181F* | AC | Year-Round Air-Conditioner, Remote Air-Cooled Condensing Unit | GSX160181F* |  | CA*F3636*6D*+TXV | 13 | 16 | Yes | Yes | 2015-05-13 |  | 2
FALSE | GSX160241F* | 4332 | 5753024 | GOODMAN MANUFACTURING CO., LP. | GSX160241F* | AC | Year-Round Air-Conditioner, Remote Air-Cooled Condensing Unit | GSX160241F* |  | CA*F3636*6D*+TXV | 13 | 16 | Yes | Yes | 2015-05-13 |  | 2
FALSE | GSX160241F* | 4332 | 7365765 | GOODMAN MANUFACTURING CO., LP. | GSX160241F* | AC | Year-Round Air-Conditioner, Remote Air-Cooled Condensing Unit | GSX160241F* |  | CA*F3636*6D*+TXV | 13 | 16 | Yes | Yes | 2015-05-13 |  | 2
FALSE | GSX160241F* | 4332 | 7365771 | GOODMAN MANUFACTURING CO., LP. | GSX160241F* | AC | Year-Round Air-Conditioner, Remote Air-Cooled Condensing Unit | GSX160241F* |  | CA*F3636*6D*+TXV | 13 | 16 | Yes | Yes | 2015-05-13 |  | 2
FALSE | GSX160241F* | 4332 | 7365780 | GOODMAN MANUFACTURING CO., LP. | GSX160241F* | AC | Year-Round Air-Conditioner, Remote Air-Cooled Condensing Unit | GSX160241F* |  | CA*F3636*6D*+TXV | 13 | 16 | Yes | Yes | 2015-05-13 |  | 2
FALSE | GSX160241F* | 4332 | 7355107 | GOODMAN MANUFACTURING CO., LP. | GSX160241F* | AC | Year-Round Air-Conditioner, Remote Air-Cooled Condensing Unit | GSX160241F* |  | CA*F3636*6D*+TXV | 13 | 16 | Yes | Yes | 2015-05-13 |  | 2
FALSE | GSX160241F* | 4332 | 7355118 | GOODMAN MANUFACTURING CO., LP. | GSX160241F* | AC | Year-Round Air-Conditioner, Remote Air-Cooled Condensing Unit | GSX160241F* |  | CA*F3636*6D*+TXV | 13 | 16 | Yes | Yes | 2015-05-13 |  | 2
FALSE | GSX160241F* | 4332 | 7355129 | GOODMAN MANUFACTURING CO., LP. | GSX160241F* | AC | Year-Round Air-Conditioner, Remote Air-Cooled Condensing Unit | GSX160241F* |  | CA*F3636*6D*+TXV | 13 | 16 | Yes | Yes | 2015-05-13 |  | 2
FALSE | GSX160241F* | 4332 | 7355140 | GOODMAN MANUFACTURING CO., LP. | GSX160241F* | AC | Year-Round Air-Conditioner, Remote Air-Cooled Condensing Unit | GSX160241F* |  | CA*F3636*6D*+TXV | 13 | 16 | Yes | Yes | 2015-05-13 |  | 2
FALSE | GSX160241F* | 4332 | 7355277 | GOODMAN MANUFACTURING CO., LP. | GSX160241F* | AC | Year-Round Air-Conditioner, Remote Air-Cooled Condensing Unit | GSX160241F* |  | CA*F3636*6D*+TXV | 13 | 16 | Yes | Yes | 2015-05-13 |  | 2
FALSE | GSX160241F* | 4332 | 7355288 | GOODMAN MANUFACTURING CO., LP. | GSX160241F* | AC | Year-Round Air-Conditioner, Remote Air-Cooled Condensing Unit | GSX160241F* |  | CA*F3636*6D*+TXV | 13 | 16 | Yes | Yes | 2015-05-13 |  | 2
FALSE | GSX160241F* | 4332 | 7355299 | GOODMAN MANUFACTURING CO., LP. | GSX160241F* | AC | Year-Round Air-Conditioner, Remote Air-Cooled Condensing Unit | GSX160241F* |  | CA*F3636*6D*+TXV | 13 | 16 | Yes | Yes | 2015-05-13 |  | 2
FALSE | GSX160181F* | 4288 | 7361900 | AMANA HEATING AND AIR CONDITIONING | ASX160181F* | AC | Year-Round Air-Conditioner, Remote Air-Cooled Condensing Unit | GSX160181F* |  | CA*F3636*6D*+TXV | 13 | 16 | Yes | Yes | 2015-05-19 |  | 2
FALSE | GSX160181F* | 4288 | 7361910 | AMANA HEATING AND AIR CONDITIONING | ASX160181F* | AC | Year-Round Air-Conditioner, Remote Air-Cooled Condensing Unit | GSX160181F* |  | CA*F3636*6D*+TXV | 13 | 16 | Yes | Yes | 2015-05-19 |  | 2
FALSE | GSX160241F* | 4332 | 7361920 | AMANA HEATING AND AIR CONDITIONING | ASX160241F* | AC | Year-Round Air-Conditioner, Remote Air-Cooled Condensing Unit | GSX160241F* |  | CA*F3636*6D*+TXV | 13 | 16 | Yes | Yes | 2015-05-19 |  | 2
FALSE | GSX160241F* | 4332 | 7361931 | AMANA HEATING AND AIR CONDITIONING | ASX160241F* | AC | Year-Round Air-Conditioner, Remote Air-Cooled Condensing Unit | GSX160241F* |  | CA*F3636*6D*+TXV | 13 | 16 | Yes | Yes | 2015-05-19 |  | 2
FALSE | GSX160241F* | 4332 | 7361942 | AMANA HEATING AND AIR CONDITIONING | ASX160241F* | AC | Year-Round Air-Conditioner, Remote Air-Cooled Condensing Unit | GSX160241F* |  | CA*F3636*6D*+TXV | 13 | 16 | Yes | Yes | 2015-05-19 |  | 2
FALSE | GSX160301F* | 4362 | 7361977 | AMANA HEATING AND AIR CONDITIONING | ASX160301F* | AC | Year-Round Air-Conditioner, Remote Air-Cooled Condensing Unit | GSX160301F* |  | CA*F4860*6D*+TXV | 13 | 16 | Yes | Yes | 2015-05-19 |  | 2
FALSE | GSX160361F* | 4297 | 7361989 | AMANA HEATING AND AIR CONDITIONING | ASX160361F* | AC | Year-Round Air-Conditioner, Remote Air-Cooled Condensing Unit | GSX160361F* |  | CA*F4961*6D*+TXV | 13 | 16 | Yes | Yes | 2015-05-19 |  | 2
FALSE | GSX160361F* | 4297 | 7362002 | AMANA HEATING AND AIR CONDITIONING | ASX160361F* | AC | Year-Round Air-Conditioner, Remote Air-Cooled Condensing Unit | GSX160361F* |  | CA*F4961*6D*+TXV | 13 | 16 | Yes | Yes | 2015-05-19 |  | 2
FALSE | GSX160421F* | 4366 | 7362034 | AMANA HEATING AND AIR CONDITIONING | ASX160421F* | AC | Year-Round Air-Conditioner, Remote Air-Cooled Condensing Unit | GSX160421F* |  | CA*F4961*6D*+TXV | 13 | 16 | Yes | Yes | 2015-05-19 |  | 2
FALSE | GSX160421F* | 4366 | 7362042 | AMANA HEATING AND AIR CONDITIONING | ASX160421F* | AC | Year-Round Air-Conditioner, Remote Air-Cooled Condensing Unit | GSX160421F* |  | CA*F4961*6D*+TXV | 13 | 16 | Yes | Yes | 2015-05-19 |  | 2
FALSE | GSX160481F* | 4299 | 7362059 | AMANA HEATING AND AIR CONDITIONING | ASX160481F* | AC | Year-Round Air-Conditioner, Remote Air-Cooled Condensing Unit | GSX160481F* |  | CA*F4961*6D*+TXV | 13 | 16 | Yes | Yes | 2015-05-19 |  | 2
FALSE | GSX160181F* | 4288 | 7367602 | AMANA HEATING AND AIR CONDITIONING | ASX160181F* | AC | Year-Round Air-Conditioner, Remote Air-Cooled Condensing Unit | GSX160181F* |  | CA*F3636*6D*+TXV | 13 | 16 | Yes | Yes | 2015-05-19 |  | 2
FALSE | GSX160181F* | 4288 | 7367609 | AMANA HEATING AND AIR CONDITIONING | ASX160181F* | AC | Year-Round Air-Conditioner, Remote Air-Cooled Condensing Unit | GSX160181F* |  | CA*F3636*6D*+TXV | 13 | 16 | Yes | Yes | 2015-05-19 |  | 2
FALSE | GSX160181F* | 4288 | 7367616 | AMANA HEATING AND AIR CONDITIONING | ASX160181F* | AC | Year-Round Air-Conditioner, Remote Air-Cooled Condensing Unit | GSX160181F* |  | CA*F3636*6D*+TXV | 13 | 16 | Yes | Yes | 2015-05-19 |  | 2
FALSE | GSX160241F* | 4332 | 7367628 | AMANA HEATING AND AIR CONDITIONING | ASX160241F* | AC | Year-Round Air-Conditioner, Remote Air-Cooled Condensing Unit | GSX160241F* |  | CA*F3636*6D*+TXV | 13 | 16 | Yes | Yes | 2015-05-19 |  | 2
FALSE | GSX160241F* | 4332 | 7367634 | AMANA HEATING AND AIR CONDITIONING | ASX160241F* | AC | Year-Round Air-Conditioner, Remote Air-Cooled Condensing Unit | GSX160241F* |  | CA*F3636*6D*+TXV | 13 | 16 | Yes | Yes | 2015-05-19 |  | 2
FALSE | GSX160241F* | 4332 | 7367643 | AMANA HEATING AND AIR CONDITIONING | ASX160241F* | AC | Year-Round Air-Conditioner, Remote Air-Cooled Condensing Unit | GSX160241F* |  | CA*F3636*6D*+TXV | 13 | 16 | Yes | Yes | 2015-05-19 |  | 2
FALSE | S4BE-018KA | 2679 | 5530442 | NORDYNE, LLC. | S4BE-018KA | AC | Split System: Air-Cooled Condensing Unit, Coil with Blower | S4BE-018KA |  | B6EW-X18K(*) | 12.5 | 15 | Yes | Yes | 2015-06-02 |  | 1
FALSE | S4BE-018KA | 2679 | 5530444 | NORDYNE, LLC. | S4BE-018KA | AC | Split System: Air-Cooled Condensing Unit, Coil with Blower | S4BE-018KA |  | B6VMAX24K-B | 12.5 | 15 | Yes | Yes | 2015-06-02 |  | 1
FALSE | S4QE-024KA | 2681 | 5530449 | NORDYNE, LLC. | S4BE-024KA | AC | Split System: Air-Cooled Condensing Unit, Coil with Blower | S4BE-024KA |  | B6EMMX24K-A | 12.5 | 15 | Yes | Yes | 2015-06-02 |  | 1
FALSE | S4QE-024KA | 2681 | 5530450 | NORDYNE, LLC. | S4BE-024KA | AC | Split System: Air-Cooled Condensing Unit, Coil with Blower | S4BE-024KA |  | B6EMMX24K-B | 12.5 | 15 | Yes | Yes | 2015-06-02 |  | 1
FALSE | S4QE-024KA | 2681 | 5530451 | NORDYNE, LLC. | S4BE-024KA | AC | Split System: Air-Cooled Condensing Unit, Coil with Blower | S4BE-024KA |  | B6EW-X25K(*) | 12.5 | 15 | Yes | Yes | 2015-06-02 |  | 1
FALSE | S4QE-024KA | 2681 | 5530453 | NORDYNE, LLC. | S4BE-024KA | AC | Split System: Air-Cooled Condensing Unit, Coil with Blower | S4BE-024KA |  | B6VMAX24K-B | 12.5 | 15 | Yes | Yes | 2015-06-02 |  | 1
FALSE | S4QE-024KA | 2681 | 5530454 | NORDYNE, LLC. | S4BE-024KA | AC | Split System: Air-Cooled Condensing Unit, Coil with Blower | S4BE-024KA |  | B6VMAX30K-B | 12.5 | 15 | Yes | Yes | 2015-06-02 |  | 1
FALSE | S4QE-030KA | 2694 | 5530460 | NORDYNE, LLC. | S4BE-030KA | AC | Split System: Air-Cooled Condensing Unit, Coil with Blower | S4BE-030KA |  | B6EMMX30K-A | 12.5 | 15 | Yes | Yes | 2015-06-02 |  | 1
FALSE | S4QE-030KA | 2694 | 5530461 | NORDYNE, LLC. | S4BE-030KA | AC | Split System: Air-Cooled Condensing Unit, Coil with Blower | S4BE-030KA |  | B6EMMX30K-B | 12.5 | 15 | Yes | Yes | 2015-06-02 |  | 1
FALSE | S4QE-030KA | 2694 | 5530462 | NORDYNE, LLC. | S4BE-030KA | AC | Split System: Air-Cooled Condensing Unit, Coil with Blower | S4BE-030KA |  | B6EW-X30K(*) | 12.5 | 15 | Yes | Yes | 2015-06-02 |  | 1
FALSE | S4QE-030KA | 2694 | 5530463 | NORDYNE, LLC. | S4BE-030KA | AC | Split System: Air-Cooled Condensing Unit, Coil with Blower | S4BE-030KA |  | B6VMAX30K-A | 12.5 | 15 | Yes | Yes | 2015-06-02 |  | 1
FALSE | S4QE-030KA | 2694 | 5530464 | NORDYNE, LLC. | S4BE-030KA | AC | Split System: Air-Cooled Condensing Unit, Coil with Blower | S4BE-030KA |  | B6VMAX30K-B | 12.5 | 15 | Yes | Yes | 2015-06-02 |  | 1
FALSE | S4QE-036KA | 2699 | 5530469 | NORDYNE, LLC. | S4BE-036KA | AC | Split System: Air-Cooled Condensing Unit, Coil with Blower | S4BE-036KA |  | B6EMMX36K-B | 12.5 | 15 | Yes | Yes | 2015-06-02 |  | 1
FALSE | S4QE-036KA | 2699 | 5530470 | NORDYNE, LLC. | S4BE-036KA | AC | Split System: Air-Cooled Condensing Unit, Coil with Blower | S4BE-036KA |  | B6EW-X36K(*) | 12.5 | 15 | Yes | Yes | 2015-06-02 |  | 1
FALSE | S4QE-036KA | 2699 | 5530471 | NORDYNE, LLC. | S4BE-036KA | AC | Split System: Air-Cooled Condensing Unit, Coil with Blower | S4BE-036KA |  | B6VMAX36K-B | 12.5 | 15 | Yes | Yes | 2015-06-02 |  | 1
FALSE | S4BE-042KA | 2712 | 5530475 | NORDYNE, LLC. | S4BE-042KA | AC | Split System: Air-Cooled Condensing Unit, Coil with Blower | S4BE-042KA |  | B6EMMX42K-B | 12.5 | 15 | Yes | Yes | 2015-06-02 |  | 1
FALSE | S4BE-042KA | 2712 | 5530476 | NORDYNE, LLC. | S4BE-042KA | AC | Split System: Air-Cooled Condensing Unit, Coil with Blower | S4BE-042KA |  | B6VMAX42K-B | 12.5 | 15 | Yes | Yes | 2015-06-02 |  | 1
FALSE | S4BE-042KA | 2712 | 5530477 | NORDYNE, LLC. | S4BE-042KA | AC | Split System: Air-Cooled Condensing Unit, Coil with Blower | S4BE-042KA |  | B6VMAX48K-C | 12.5 | 15 | Yes | Yes | 2015-06-02 |  | 1
FALSE | S4QE-036KA | 2699 | 5531785 | NORDYNE, LLC. | S4BE-036KA | AC | Split System: Air-Cooled Condensing Unit, Coil with Blower | S4BE-036KA |  | C6B(A,H)-X36(C,U)-B | 12.5 | 15 | Yes | Yes | 2015-06-02 |  | 1
FALSE | S4QE-024KA | 2681 | 5531815 | NORDYNE, LLC. | S4BE-024KA | AC | Split System: Air-Cooled Condensing Unit, Coil with Blower | S4BE-024KA |  | C7B(A,H)M030(C,U)-C+TXV | 12.5 | 15 | Yes | Yes | 2015-06-02 |  | 1
FALSE | S4QE-024KA | 2681 | 5531816 | NORDYNE, LLC. | S4BE-024KA | AC | Split System: Air-Cooled Condensing Unit, Coil with Blower | S4BE-024KA |  | C7B(A,H)M030(C,U)-C+TXV | 12.5 | 15 | Yes | Yes | 2015-06-02 |  | 1
FALSE | S4QE-024KA | 2681 | 5531817 | NORDYNE, LLC. | S4BE-024KA | AC | Split System: Air-Cooled Condensing Unit, Coil with Blower | S4BE-024KA |  | C7B(A,H)M030(C,U)-C+TXV | 12.5 | 15 | Yes | Yes | 2015-06-02 |  | 1
FALSE | S4QE-030KA | 2694 | 5531818 | NORDYNE, LLC. | S4BE-030KA | AC | Split System: Air-Cooled Condensing Unit, Coil with Blower | S4BE-030KA |  | C7B(A,H)M030(C,U)-C+TXV | 12.5 | 15 | Yes | Yes | 2015-06-02 |  | 1
FALSE | S4QE-030KA | 2694 | 5531819 | NORDYNE, LLC. | S4BE-030KA | AC | Split System: Air-Cooled Condensing Unit, Coil with Blower | S4BE-030KA |  | C7B(A,H)M030(C,U)-C+TXV | 12.5 | 15 | Yes | Yes | 2015-06-02 |  | 1
FALSE | S4QE-030KA | 2694 | 5531820 | NORDYNE, LLC. | S4BE-030KA | AC | Split System: Air-Cooled Condensing Unit, Coil with Blower | S4BE-030KA |  | C7B(A,H)M030(C,U)-C+TXV | 12.5 | 15 | Yes | Yes | 2015-06-02 |  | 1
FALSE | S4QE-030KA | 2694 | 5531821 | NORDYNE, LLC. | S4BE-030KA | AC | Split System: Air-Cooled Condensing Unit, Coil with Blower | S4BE-030KA |  | C7B(A,H)M030(C,U)-C+TXV | 12.5 | 15 | Yes | Yes | 2015-06-02 |  | 1
FALSE | S4QE-030KA | 2694 | 5531822 | NORDYNE, LLC. | S4BE-030KA | AC | Split System: Air-Cooled Condensing Unit, Coil with Blower | S4BE-030KA |  | C7B(A,H)M03036(C,U)-A+TXV | 12.5 | 15 | Yes | Yes | 2015-06-02 |  | 1
FALSE | S4QE-030KA | 2694 | 5531823 | NORDYNE, LLC. | S4BE-030KA | AC | Split System: Air-Cooled Condensing Unit, Coil with Blower | S4BE-030KA |  | C7B(A,H)M03036(C,U)-A+TXV | 12.5 | 15 | Yes | Yes | 2015-06-02 |  | 1
FALSE | S4QE-030KA | 2694 | 5531824 | NORDYNE, LLC. | S4BE-030KA | AC | Split System: Air-Cooled Condensing Unit, Coil with Blower | S4BE-030KA |  | C7B(A,H)M03036(C,U)-B+TXV | 12.5 | 15 | Yes | Yes | 2015-06-02 |  | 1
FALSE | S4QE-030KA | 2694 | 5531825 | NORDYNE, LLC. | S4BE-030KA | AC | Split System: Air-Cooled Condensing Unit, Coil with Blower | S4BE-030KA |  | C7B(A,H)M03036(C,U)-B+TXV | 12.5 | 15 | Yes | Yes | 2015-06-02 |  | 1
FALSE | S4QE-030KA | 2694 | 5531826 | NORDYNE, LLC. | S4BE-030KA | AC | Split System: Air-Cooled Condensing Unit, Coil with Blower | S4BE-030KA |  | C7B(A,H)M03036(C,U)-B+TXV | 12.5 | 15 | Yes | Yes | 2015-06-02 |  | 1
FALSE | S4QE-030KA | 2694 | 5531827 | NORDYNE, LLC. | S4BE-030KA | AC | Split System: Air-Cooled Condensing Unit, Coil with Blower | S4BE-030KA |  | C7B(A,H)M03036(C,U)-B+TXV | 12.5 | 15 | Yes | Yes | 2015-06-02 |  | 1
FALSE | S4QE-036KA | 2699 | 5531828 | NORDYNE, LLC. | S4BE-036KA | AC | Split System: Air-Cooled Condensing Unit, Coil with Blower | S4BE-036KA |  | C7B(A,H)M03642(C,U)-B+TXV | 12.5 | 15 | Yes | Yes | 2015-06-02 |  | 1
FALSE | S4QE-036KA | 2699 | 5531829 | NORDYNE, LLC. | S4BE-036KA | AC | Split System: Air-Cooled Condensing Unit, Coil with Blower | S4BE-036KA |  | C7B(A,H)M03642(C,U)-B+TXV | 12.5 | 15 | Yes | Yes | 2015-06-02 |  | 1
FALSE | S4QE-036KA | 2699 | 5531830 | NORDYNE, LLC. | S4BE-036KA | AC | Split System: Air-Cooled Condensing Unit, Coil with Blower | S4BE-036KA |  | C7B(A,H)M03642(C,U)-B+TXV | 12.5 | 15 | Yes | Yes | 2015-06-02 |  | 1
FALSE | S4QE-036KA | 2699 | 5531831 | NORDYNE, LLC. | S4BE-036KA | AC | Split System: Air-Cooled Condensing Unit, Coil with Blower | S4BE-036KA |  | C7B(A,H)M03642(C,U)-B+TXV | 12.5 | 15 | Yes | Yes | 2015-06-02 |  | 1
FALSE | S4QE-036KA | 2699 | 5531832 | NORDYNE, LLC. | S4BE-036KA | AC | Split System: Air-Cooled Condensing Unit, Coil with Blower | S4BE-036KA |  | C7B(A,H)M03648(C,U)-C+TXV | 12.5 | 15 | Yes | Yes | 2015-06-02 |  | 1
FALSE | S4BF-048KC | 2750 | 5536891 | NORDYNE, LLC. | S4BF-048KC | AC | Split System: Air-Cooled Condensing Unit, Coil with Blower | S4BF-048KC |  | C6B(A,H)-X48(C,U)-C | 13 | 16 | Yes | Yes | 2015-06-02 |  | 2
FALSE | S4BF-024KB | 2733 | 5548402 | NORDYNE, LLC. | S4BF-024KB | AC | Split System: Air-Cooled Condensing Unit, Coil with Blower | S4BF-024KB |  | C6B(A,H)-X24(C,U)-B | 12.5 | 15.5 | Yes | Yes | 2015-06-02 |  | 1
FALSE | S4BF-024KB | 2733 | 5548403 | NORDYNE, LLC. | S4BF-024KB | AC | Split System: Air-Cooled Condensing Unit, Coil with Blower | S4BF-024KB |  | C6B(A,H)-X24(C,U)-B | 12.5 | 15.5 | Yes | Yes | 2015-06-02 |  | 1
FALSE | S4BF-024KB | 2733 | 5548404 | NORDYNE, LLC. | S4BF-024KB | AC | Split System: Air-Cooled Condensing Unit, Coil with Blower | S4BF-024KB |  | C6B(A,H)-X24(C,U)-B | 12.5 | 15.5 | Yes | Yes | 2015-06-02 |  | 1
FALSE | S4BF-024KB | 2733 | 5548405 | NORDYNE, LLC. | S4BF-024KB | AC | Split System: Air-Cooled Condensing Unit, Coil with Blower | S4BF-024KB |  | C6B(A,H)-X24(C,U)-B | 12.5 | 15.5 | Yes | Yes | 2015-06-02 |  | 1
FALSE | S4BF-024KB | 2733 | 5548406 | NORDYNE, LLC. | S4BF-024KB | AC | Split System: Air-Cooled Condensing Unit, Coil with Blower | S4BF-024KB |  | C6B(A,H)-X24(C,U)-B | 12.5 | 15.5 | Yes | Yes | 2015-06-02 |  | 1
FALSE | S4BF-024KB | 2733 | 5548407 | NORDYNE, LLC. | S4BF-024KB | AC | Split System: Air-Cooled Condensing Unit, Coil with Blower | S4BF-024KB |  | C6B(A,H)-X24(C,U)-B | 12.5 | 15.5 | Yes | Yes | 2015-06-02 |  | 1
FALSE | S4BF-024KB | 2733 | 5548408 | NORDYNE, LLC. | S4BF-024KB | AC | Split System: Air-Cooled Condensing Unit, Coil with Blower | S4BF-024KB |  | C6B(A,H)-X24(C,U)-B | 12.5 | 15.5 | Yes | Yes | 2015-06-02 |  | 1
FALSE | S4BF-024KB | 2733 | 5548409 | NORDYNE, LLC. | S4BF-024KB | AC | Split System: Air-Cooled Condensing Unit, Coil with Blower | S4BF-024KB |  | C6B(A,H)-X24(C,U)-B | 12.5 | 15.5 | Yes | Yes | 2015-06-02 |  | 1
FALSE | S4BF-024KB | 2733 | 5548410 | NORDYNE, LLC. | S4BF-024KB | AC | Split System: Air-Cooled Condensing Unit, Coil with Blower | S4BF-024KB |  | C6B(A,H)-X26(C,U)-B | 13 | 16 | Yes | Yes | 2015-06-02 |  | 2
FALSE | S4BF-024KB | 2733 | 5548411 | NORDYNE, LLC. | S4BF-024KB | AC | Split System: Air-Cooled Condensing Unit, Coil with Blower | S4BF-024KB |  | C6B(A,H)-X26(C,U)-B | 13 | 16 | Yes | Yes | 2015-06-02 |  | 2
FALSE | S4BF-024KB | 2733 | 5548412 | NORDYNE, LLC. | S4BF-024KB | AC | Split System: Air-Cooled Condensing Unit, Coil with Blower | S4BF-024KB |  | C6B(A,H)-X26(C,U)-B | 13 | 16 | Yes | Yes | 2015-06-02 |  | 2
FALSE | S4BF-024KB | 2733 | 5548413 | NORDYNE, LLC. | S4BF-024KB | AC | Split System: Air-Cooled Condensing Unit, Coil with Blower | S4BF-024KB |  | C6B(A,H)-X26(C,U)-B | 13 | 16 | Yes | Yes | 2015-06-02 |  | 2
FALSE | S4BF-024KB | 2733 | 5548414 | NORDYNE, LLC. | S4BF-024KB | AC | Split System: Air-Cooled Condensing Unit, Coil with Blower | S4BF-024KB |  | C6B(A,H)-X26(C,U)-B | 13 | 16 | Yes | Yes | 2015-06-02 |  | 2
FALSE | S4BF-024KB | 2733 | 5548415 | NORDYNE, LLC. | S4BF-024KB | AC | Split System: Air-Cooled Condensing Unit, Coil with Blower | S4BF-024KB |  | C6B(A,H)-X26(C,U)-B | 13 | 16 | Yes | Yes | 2015-06-02 |  | 2
FALSE | S4BF-024KB | 2733 | 5548416 | NORDYNE, LLC. | S4BF-024KB | AC | Split System: Air-Cooled Condensing Unit, Coil with Blower | S4BF-024KB |  | C6B(A,H)-X26(C,U)-B | 13 | 16 | Yes | Yes | 2015-06-02 |  | 2
FALSE | S4BF-024KB | 2733 | 5548417 | NORDYNE, LLC. | S4BF-024KB | AC | Split System: Air-Cooled Condensing Unit, Coil with Blower | S4BF-024KB |  | C6B(A,H)-X26(C,U)-B | 13 | 16 | Yes | Yes | 2015-06-02 |  | 2
FALSE | S4BF-024KB | 2733 | 5548418 | NORDYNE, LLC. | S4BF-024KB | AC | Split System: Air-Cooled Condensing Unit, Coil with Blower | S4BF-024KB |  | C6B(A,H)-X26(C,U)-B | 13 | 16 | Yes | Yes | 2015-06-02 |  | 2
FALSE | S4BF-036KB | 2740 | 5548431 | NORDYNE, LLC. | S4BF-036KB | AC | Split System: Air-Cooled Condensing Unit, Coil with Blower | S4BF-036KB |  | C6B(A,H)-X36(C,U)-B | 12.5 | 15 | Yes | Yes | 2015-06-02 |  | 1
FALSE | S4BF-048KC | 2750 | 5548461 | NORDYNE, LLC. | S4BF-048KC | AC | Split System: Air-Cooled Condensing Unit, Coil with Blower | S4BF-048KC |  | C6B(A,H)-X48(C,U)-C | 12.5 | 16 | Yes | Yes | 2015-06-02 |  | 1
FALSE | S4BF-036KB | 2740 | 5548486 | NORDYNE, LLC. | S4BF-036KB | AC | Split System: Air-Cooled Condensing Unit, Coil with Blower | S4BF-036KB |  | C6B(A,H)-X36(C,U)-B | 13 | 16 | Yes | Yes | 2015-06-02 |  | 2
FALSE | S4BF-036KB | 2740 | 5548487 | NORDYNE, LLC. | S4BF-036KB | AC | Split System: Air-Cooled Condensing Unit, Coil with Blower | S4BF-036KB |  | C6B(A,H)-X36(C,U)-C | 13 | 16 | Yes | Yes | 2015-06-02 |  | 2
FALSE | S6BF-024K | 2682 | 5548633 | NORDYNE, LLC. | S6BF-024K | AC | Split System: Air-Cooled Condensing Unit, Coil with Blower | S6BF-024K |  | C7B(A,H)M01824(C,U)-B+TXV | 13 | 16 | Yes | Yes | 2015-06-02 |  | 2
FALSE | S6BF-030K | 2690 | 5548634 | NORDYNE, LLC. | S6BF-030K | AC | Split System: Air-Cooled Condensing Unit, Coil with Blower | S6BF-030K |  | C7B(A,H)M03036(C,U)-B+TXV | 13 | 16 | Yes | Yes | 2015-06-02 |  | 2
FALSE | S6BF-036K | 2702 | 5548635 | NORDYNE, LLC. | S6BF-036K | AC | Split System: Air-Cooled Condensing Unit, Coil with Blower | S6BF-036K |  | C7B(A,H)M03642(C,U)-B+TXV | 13 | 16 | Yes | Yes | 2015-06-02 |  | 2
FALSE | S6BF-036K | 2702 | 5548636 | NORDYNE, LLC. | S6BF-036K | AC | Split System: Air-Cooled Condensing Unit, Coil with Blower | S6BF-036K |  | C7B(A,H)M03648(C,U)-C+TXV | 13 | 16 | Yes | Yes | 2015-06-02 |  | 2
FALSE | S6BF-024K | 2682 | 5548637 | NORDYNE, LLC. | S6BF-024K | AC | Split System: Air-Cooled Condensing Unit, Coil with Blower | S6BF-024K |  | C7B(A,H)M01824(C,U)-A+TXV | 13 | 16 | Yes | Yes | 2015-06-02 |  | 2
FALSE | S6BF-024K | 2682 | 5548638 | NORDYNE, LLC. | S6BF-024K | AC | Split System: Air-Cooled Condensing Unit, Coil with Blower | S6BF-024K |  | C7B(A,H)M01824(C,U)-A+TXV | 13 | 16 | Yes | Yes | 2015-06-02 |  | 2
FALSE | S6BF-024K | 2682 | 5548639 | NORDYNE, LLC. | S6BF-024K | AC | Split System: Air-Cooled Condensing Unit, Coil with Blower | S6BF-024K |  | C7B(A,H)M01824(C,U)-B+TXV | 13 | 16 | Yes | Yes | 2015-06-02 |  | 2
FALSE | S6BF-024K | 2682 | 5548640 | NORDYNE, LLC. | S6BF-024K | AC | Split System: Air-Cooled Condensing Unit, Coil with Blower | S6BF-024K |  | C7B(A,H)M01824(C,U)-B+TXV | 13 | 16 | Yes | Yes | 2015-06-02 |  | 2
FALSE | S6BF-024K | 2682 | 5548641 | NORDYNE, LLC. | S6BF-024K | AC | Split System: Air-Cooled Condensing Unit, Coil with Blower | S6BF-024K |  | C7B(A,H)M01824(C,U)-B+TXV | 13 | 16 | Yes | Yes | 2015-06-02 |  | 2
FALSE | S6BF-030K | 2690 | 5548642 | NORDYNE, LLC. | S6BF-030K | AC | Split System: Air-Cooled Condensing Unit, Coil with Blower | S6BF-030K |  | C7B(A,H)M030(C,U)-C+TXV | 12.5 | 15 | Yes | Yes | 2015-06-02 |  | 1
FALSE | S6BF-030K | 2690 | 5548643 | NORDYNE, LLC. | S6BF-030K | AC | Split System: Air-Cooled Condensing Unit, Coil with Blower | S6BF-030K |  | C7B(A,H)M030(C,U)-C+TXV | 12.5 | 15 | Yes | Yes | 2015-06-02 |  | 1
FALSE | S6BF-030K | 2690 | 5548644 | NORDYNE, LLC. | S6BF-030K | AC | Split System: Air-Cooled Condensing Unit, Coil with Blower | S6BF-030K |  | C7B(A,H)M030(C,U)-C+TXV | 12.5 | 15 | Yes | Yes | 2015-06-02 |  | 1
FALSE | S6BF-030K | 2690 | 5548645 | NORDYNE, LLC. | S6BF-030K | AC | Split System: Air-Cooled Condensing Unit, Coil with Blower | S6BF-030K |  | C7B(A,H)M03036(C,U)-A+TXV | 12.5 | 15 | Yes | Yes | 2015-06-02 |  | 1
FALSE | S6BF-030K | 2690 | 5548646 | NORDYNE, LLC. | S6BF-030K | AC | Split System: Air-Cooled Condensing Unit, Coil with Blower | S6BF-030K |  | C7B(A,H)M03036(C,U)-A+TXV | 12.5 | 15 | Yes | Yes | 2015-06-02 |  | 1
FALSE | S6BF-030K | 2690 | 5548647 | NORDYNE, LLC. | S6BF-030K | AC | Split System: Air-Cooled Condensing Unit, Coil with Blower | S6BF-030K |  | C7B(A,H)M03036(C,U)-B+TXV | 12.5 | 15 | Yes | Yes | 2015-06-02 |  | 1
FALSE | S6BF-030K | 2690 | 5548648 | NORDYNE, LLC. | S6BF-030K | AC | Split System: Air-Cooled Condensing Unit, Coil with Blower | S6BF-030K |  | C7B(A,H)M03036(C,U)-B+TXV | 12.5 | 15 | Yes | Yes | 2015-06-02 |  | 1
FALSE | S6QF-042K | 4506 | 6750984 | NORDYNE, LLC. | S6BF-042K | AC | Split System: Air-Cooled Condensing Unit, Coil with Blower | S6BF-042K |  | B6EMMX48K-C | 13 | 16 | Yes | Yes | 2015-06-02 |  | 2
FALSE | S6QF-042K | 4506 | 6750985 | NORDYNE, LLC. | S6BF-042K | AC | Split System: Air-Cooled Condensing Unit, Coil with Blower | S6BF-042K |  | B6VMAX48K-C | 13 | 16 | Yes | Yes | 2015-06-02 |  | 2
FALSE | S6QF-042K | 4506 | 6750987 | NORDYNE, LLC. | S6BF-042K | AC | Split System: Air-Cooled Condensing Unit, Coil with Blower | S6BF-042K |  | C7B(A,H)M03642(C,U)-B+TXV | 12.5 | 15.5 | Yes | Yes | 2015-06-02 |  | 1
FALSE | S6QF-042K | 4506 | 6750988 | NORDYNE, LLC. | S6BF-042K | AC | Split System: Air-Cooled Condensing Unit, Coil with Blower | S6BF-042K |  | C7B(A,H)M03642(C,U)-B+TXV | 12.5 | 15.5 | Yes | Yes | 2015-06-02 |  | 1
FALSE | S6QF-042K | 4506 | 6750989 | NORDYNE, LLC. | S6BF-042K | AC | Split System: Air-Cooled Condensing Unit, Coil with Blower | S6BF-042K |  | C7B(A,H)M03642(C,U)-B+TXV | 12.5 | 15.5 | Yes | Yes | 2015-06-02 |  | 1
FALSE | S6QF-042K | 4506 | 6750990 | NORDYNE, LLC. | S6BF-042K | AC | Split System: Air-Cooled Condensing Unit, Coil with Blower | S6BF-042K |  | C7B(A,H)M03648(C,U)-C+TXV | 13 | 16 | Yes | Yes | 2015-06-02 |  | 2
FALSE | S6QF-042K | 4506 | 6750991 | NORDYNE, LLC. | S6BF-042K | AC | Split System: Air-Cooled Condensing Unit, Coil with Blower | S6BF-042K |  | C7B(A,H)M03648(C,U)-C+TXV | 13 | 16 | Yes | Yes | 2015-06-02 |  | 2
FALSE | S6QF-042K | 4506 | 6750992 | NORDYNE, LLC. | S6BF-042K | AC | Split System: Air-Cooled Condensing Unit, Coil with Blower | S6BF-042K |  | C7B(A,H)M03648(C,U)-C+TXV | 13 | 16 | Yes | Yes | 2015-06-02 |  | 2
FALSE | S6QF-042K | 4506 | 6750993 | NORDYNE, LLC. | S6BF-042K | AC | Split System: Air-Cooled Condensing Unit, Coil with Blower | S6BF-042K |  | C7B(A,H)M048(C,U)-C+TXV | 13 | 16 | Yes | Yes | 2015-06-02 |  | 2
FALSE | S6QF-048K | 4466 | 6750994 | NORDYNE, LLC. | S6BF-048K | AC | Split System: Air-Cooled Condensing Unit, Coil with Blower | S6BF-048K |  | C7B(A,H)M048(C,U)-C+TXV | 13 | 16 | Yes | Yes | 2015-06-02 |  | 2
FALSE | S6QF-048K | 4466 | 6750995 | NORDYNE, LLC. | S6BF-048K | AC | Split System: Air-Cooled Condensing Unit, Coil with Blower | S6BF-048K |  | C7B(A,H)M048(C,U)-C+TXV | 13 | 16 | Yes | Yes | 2015-06-02 |  | 2
FALSE | S6QF-048K | 4466 | 6750996 | NORDYNE, LLC. | S6BF-048K | AC | Split System: Air-Cooled Condensing Unit, Coil with Blower | S6BF-048K |  | C7B(A,H)M048(C,U)-C+TXV | 13 | 16 | Yes | Yes | 2015-06-02 |  | 2
FALSE | S6QF-048K | 4466 | 6750997 | NORDYNE, LLC. | S6BF-048K | AC | Split System: Air-Cooled Condensing Unit, Coil with Blower | S6BF-048K |  | C7B(A,H)M048(C,U)-C+TXV | 13 | 16 | Yes | Yes | 2015-06-02 |  | 2
FALSE | S6QF-048K | 4466 | 6750998 | NORDYNE, LLC. | S6BF-048K | AC | Split System: Air-Cooled Condensing Unit, Coil with Blower | S6BF-048K |  | C7B(A,H)M048(C,U)-D+TXV | 13 | 16 | Yes | Yes | 2015-06-02 |  | 2
FALSE | S4BE-060KA | 4508 | 6751695 | NORDYNE, LLC. | JS4BE-060KA | AC | Split System: Air-Cooled Condensing Unit, Coil with Blower | S4BE-060KA |  | C6B(A,H)-X60(C,U)-C | 12 | 15 | Yes | Yes | 2015-06-02 |  | 0
FALSE | S4BE-060KA | 4508 | 6751696 | NORDYNE, LLC. | JS4BE-060KA | AC | Split System: Air-Cooled Condensing Unit, Coil with Blower | S4BE-060KA |  | C7B(A,H)M060(C,U)-C+TXV | 12 | 15 | Yes | Yes | 2015-06-02 |  | 0
FALSE | S4BE-060KA | 4508 | 6751697 | NORDYNE, LLC. | JS4BE-060KA | AC | Split System: Air-Cooled Condensing Unit, Coil with Blower | S4BE-060KA |  | C7B(A,H)M060(C,U)-C+TXV | 12 | 15 | Yes | Yes | 2015-06-02 |  | 0
FALSE | S4BE-060KA | 4508 | 6751698 | NORDYNE, LLC. | JS4BE-060KA | AC | Split System: Air-Cooled Condensing Unit, Coil with Blower | S4BE-060KA |  | C7B(A,H)M060(C,U)-C+TXV | 12 | 15 | Yes | Yes | 2015-06-02 |  | 0
FALSE | S4BE-060KA | 4508 | 6751699 | NORDYNE, LLC. | JS4BE-060KA | AC | Split System: Air-Cooled Condensing Unit, Coil with Blower | S4BE-060KA |  | C7B(A,H)M060(C,U)-D+TXV | 12 | 14.5 | Yes | Yes | 2015-06-02 |  | 0
FALSE | S4BE-060KA | 4508 | 6751700 | NORDYNE, LLC. | JS4BE-060KA | AC | Split System: Air-Cooled Condensing Unit, Coil with Blower | S4BE-060KA |  | C7B(A,H)M060(C,U)-D+TXV | 12 | 14.5 | Yes | Yes | 2015-06-02 |  | 0
FALSE | S4BE-060KA | 4508 | 6751701 | NORDYNE, LLC. | JS4BE-060KA | AC | Split System: Air-Cooled Condensing Unit, Coil with Blower | S4BE-060KA |  | C7B(A,H)M060(C,U)-D+TXV | 12 | 14.5 | Yes | Yes | 2015-06-02 |  | 0
FALSE | S4BE-060KA | 4508 | 6751702 | NORDYNE, LLC. | JS4BE-060KA | AC | Split System: Air-Cooled Condensing Unit, Coil with Blower | S4BE-060KA |  | C6B(A,H)-X60(C,U)-C | 12 | 15 | Yes | Yes | 2015-06-02 |  | 0
FALSE | S4BE-060KA | 4508 | 6751703 | NORDYNE, LLC. | JS4BE-060KA | AC | Split System: Air-Cooled Condensing Unit, Coil with Blower | S4BE-060KA |  | C6B(A,H)-X60(C,U)-D | 12 | 14.5 | Yes | Yes | 2015-06-02 |  | 0
FALSE | S4BE-060KA | 4508 | 6751704 | NORDYNE, LLC. | JS4BE-060KA | AC | Split System: Air-Cooled Condensing Unit, Coil with Blower | S4BE-060KA |  | C6B(A,H)-X60(C,U)-D | 12 | 14.5 | Yes | Yes | 2015-06-02 |  | 0
FALSE | S4BE-060KA | 4508 | 6751705 | NORDYNE, LLC. | JS4BE-060KA | AC | Split System: Air-Cooled Condensing Unit, Coil with Blower | S4BE-060KA |  | C6B(A,H)-X60(C,U)-D | 12 | 14.5 | Yes | Yes | 2015-06-02 |  | 0
FALSE | S4BE-060KA | 4508 | 6751706 | NORDYNE, LLC. | JS4BE-060KA | AC | Split System: Air-Cooled Condensing Unit, Coil with Blower | S4BE-060KA |  | C7B(A,H)M060(C,U)-C+TXV | 12 | 15 | Yes | Yes | 2015-06-02 |  | 0
TRUE | S4BF-060KC | 4468 | 6751707 | NORDYNE, LLC. | JS4BF-060KC | AC | Split System: Air-Cooled Condensing Unit, Coil with Blower | S4BF-060KC |  | B6VMAX60K-C | 12.5 | 16 | Yes | Yes | 2015-06-02 |  | 1
FALSE | S4BF-060KC | 4468 | 6751708 | NORDYNE, LLC. | JS4BF-060KC | AC | Split System: Air-Cooled Condensing Unit, Coil with Blower | S4BF-060KC |  | C6B(A,H)-X60(C,U)-C | 13 | 16 | Yes | Yes | 2015-06-02 |  | 2
FALSE | S4BF-060KC | 4468 | 6751709 | NORDYNE, LLC. | JS4BF-060KC | AC | Split System: Air-Cooled Condensing Unit, Coil with Blower | S4BF-060KC |  | C6B(A,H)-X60(C,U)-C | 13 | 16 | Yes | Yes | 2015-06-02 |  | 2
FALSE | S4BF-060KC | 4468 | 6751710 | NORDYNE, LLC. | JS4BF-060KC | AC | Split System: Air-Cooled Condensing Unit, Coil with Blower | S4BF-060KC |  | C6B(A,H)-X60(C,U)-C | 13 | 16 | Yes | Yes | 2015-06-02 |  | 2
FALSE | S4BF-060KC | 4468 | 6751711 | NORDYNE, LLC. | JS4BF-060KC | AC | Split System: Air-Cooled Condensing Unit, Coil with Blower | S4BF-060KC |  | C6B(A,H)-X60(C,U)-C | 13 | 16 | Yes | Yes | 2015-06-02 |  | 2
FALSE | S4BF-060KC | 4468 | 6751712 | NORDYNE, LLC. | JS4BF-060KC | AC | Split System: Air-Cooled Condensing Unit, Coil with Blower | S4BF-060KC |  | C6B(A,H)-X60(C,U)-C | 13 | 16 | Yes | Yes | 2015-06-02 |  | 2
FALSE | S6QF-042K | 4506 | 6752042 | GIBSON | JS6BF-042K | AC | Split System: Air-Cooled Condensing Unit, Coil with Blower | S6BF-042K |  | B6EMMX48K-C | 13 | 16 | Yes | Yes | 2015-06-02 |  | 2
FALSE | S6QF-042K | 4506 | 6752043 | GIBSON | JS6BF-042K | AC | Split System: Air-Cooled Condensing Unit, Coil with Blower | S6BF-042K |  | B6VMAX48K-C | 13 | 16 | Yes | Yes | 2015-06-02 |  | 2
FALSE | S6QF-048K | 4466 | 6752044 | GIBSON | JS6BF-048K | AC | Split System: Air-Cooled Condensing Unit, Coil Alone | S6BF-048K |  | C7B(A,H)M048(C,U)-C+TXV | 12 | 14.5 | Yes | Yes | 2015-06-02 |  | 0
FALSE | S6QF-048K | 4466 | 6752045 | GIBSON | JS6BF-048K | AC | Split System: Air-Cooled Condensing Unit, Coil with Blower | S6BF-048K |  | B6EMMX48K-C | 13 | 16 | Yes | Yes | 2015-06-02 |  | 2
FALSE | S6QF-048K | 4466 | 6752046 | GIBSON | JS6BF-048K | AC | Split System: Air-Cooled Condensing Unit, Coil with Blower | S6BF-048K |  | B6VMAX48K-C | 13 | 16 | Yes | Yes | 2015-06-02 |  | 2
FALSE | S6QF-042K | 4506 | 6752047 | GIBSON | JS6BF-042K | AC | Split System: Air-Cooled Condensing Unit, Coil with Blower | S6BF-042K |  | C7B(A,H)M03642(C,U)-B+TXV | 12.5 | 15.5 | Yes | Yes | 2015-06-02 |  | 1
FALSE | S6QF-042K | 4506 | 6752048 | GIBSON | JS6BF-042K | AC | Split System: Air-Cooled Condensing Unit, Coil with Blower | S6BF-042K |  | C7B(A,H)M03642(C,U)-B+TXV | 12.5 | 15.5 | Yes | Yes | 2015-06-02 |  | 1
FALSE | S6QF-042K | 4506 | 6752049 | GIBSON | JS6BF-042K | AC | Split System: Air-Cooled Condensing Unit, Coil with Blower | S6BF-042K |  | C7B(A,H)M03642(C,U)-B+TXV | 12.5 | 15.5 | Yes | Yes | 2015-06-02 |  | 1
FALSE | S6QF-042K | 4506 | 6752050 | GIBSON | JS6BF-042K | AC | Split System: Air-Cooled Condensing Unit, Coil with Blower | S6BF-042K |  | C7B(A,H)M03648(C,U)-C+TXV | 13 | 16 | Yes | Yes | 2015-06-02 |  | 2
FALSE | S6QF-042K | 4506 | 6752051 | GIBSON | JS6BF-042K | AC | Split System: Air-Cooled Condensing Unit, Coil with Blower | S6BF-042K |  | C7B(A,H)M03648(C,U)-C+TXV | 13 | 16 | Yes | Yes | 2015-06-02 |  | 2
FALSE | S6QF-042K | 4506 | 6752052 | GIBSON | JS6BF-042K | AC | Split System: Air-Cooled Condensing Unit, Coil with Blower | S6BF-042K |  | C7B(A,H)M03648(C,U)-C+TXV | 13 | 16 | Yes | Yes | 2015-06-02 |  | 2
FALSE | S6QF-042K | 4506 | 6752053 | GIBSON | JS6BF-042K | AC | Split System: Air-Cooled Condensing Unit, Coil with Blower | S6BF-042K |  | C7B(A,H)M048(C,U)-C+TXV | 13 | 16 | Yes | Yes | 2015-06-02 |  | 2
FALSE | S6QF-048K | 4466 | 6752054 | GIBSON | JS6BF-048K | AC | Split System: Air-Cooled Condensing Unit, Coil with Blower | S6BF-048K |  | C7B(A,H)M048(C,U)-C+TXV | 13 | 16 | Yes | Yes | 2015-06-02 |  | 2
FALSE | S6QF-048K | 4466 | 6752055 | GIBSON | JS6BF-048K | AC | Split System: Air-Cooled Condensing Unit, Coil with Blower | S6BF-048K |  | C7B(A,H)M048(C,U)-C+TXV | 13 | 16 | Yes | Yes | 2015-06-02 |  | 2
FALSE | S6QF-048K | 4466 | 6752056 | GIBSON | JS6BF-048K | AC | Split System: Air-Cooled Condensing Unit, Coil with Blower | S6BF-048K |  | C7B(A,H)M048(C,U)-C+TXV | 13 | 16 | Yes | Yes | 2015-06-02 |  | 2
FALSE | S6QF-048K | 4466 | 6752057 | GIBSON | JS6BF-048K | AC | Split System: Air-Cooled Condensing Unit, Coil with Blower | S6BF-048K |  | C7B(A,H)M048(C,U)-C+TXV | 13 | 16 | Yes | Yes | 2015-06-02 |  | 2
FALSE | S6QF-048K | 4466 | 6752058 | GIBSON | JS6BF-048K | AC | Split System: Air-Cooled Condensing Unit, Coil with Blower | S6BF-048K |  | C7B(A,H)M048(C,U)-D+TXV | 13 | 16 | Yes | Yes | 2015-06-02 |  | 2
FALSE | S6QF-048K | 4466 | 6752059 | GIBSON | JS6BF-048K | AC | Split System: Air-Cooled Condensing Unit, Coil with Blower | S6BF-048K |  | C7B(A,H)M048(C,U)-D+TXV | 13 | 16 | Yes | Yes | 2015-06-02 |  | 2
FALSE | S6QF-048K | 4466 | 6752060 | GIBSON | JS6BF-048K | AC | Split System: Air-Cooled Condensing Unit, Coil with Blower | S6BF-048K |  | C7B(A,H)M048(C,U)-D+TXV | 13 | 16 | Yes | Yes | 2015-06-02 |  | 2
FALSE | S6QF-042K | 4506 | 6752268 | KELVINATOR | JS6BF-042K | AC | Split System: Air-Cooled Condensing Unit, Coil with Blower | S6BF-042K |  | C7B(A,H)M03648(C,U)-C+TXV | 13 | 16 | Yes | Yes | 2015-06-02 |  | 2
FALSE | S6QF-048K | 4466 | 6752269 | KELVINATOR | JS6BF-048K | AC | Split System: Air-Cooled Condensing Unit, Coil with Blower | S6BF-048K |  | C7B(A,H)M048(C,U)-C+TXV | 13 | 16 | Yes | Yes | 2015-06-02 |  | 2
FALSE | S6QF-048K | 4466 | 6752270 | KELVINATOR | JS6BF-048K | AC | Split System: Air-Cooled Condensing Unit, Coil with Blower | S6BF-048K |  | C7B(A,H)M048(C,U)-C+TXV | 13 | 16 | Yes | Yes | 2015-06-02 |  | 2
FALSE | S6QF-048K | 4466 | 6752271 | KELVINATOR | JS6BF-048K | AC | Split System: Air-Cooled Condensing Unit, Coil with Blower | S6BF-048K |  | C7B(A,H)M048(C,U)-D+TXV | 13 | 16 | Yes | Yes | 2015-06-02 |  | 2
FALSE | S6QF-048K | 4466 | 6752272 | KELVINATOR | JS6BF-048K | AC | Split System: Air-Cooled Condensing Unit, Coil with Blower | S6BF-048K |  | C7B(A,H)M048(C,U)-D+TXV | 13 | 16 | Yes | Yes | 2015-06-02 |  | 2
FALSE | S4BE-060KA | 4508 | 6752284 | MAYTAG | MSA4BE060KA | AC | Split System: Air-Cooled Condensing Unit, Coil with Blower | S4BE-060KA |  | C6B(A,H)-X60(C,U)-C | 12 | 15 | Yes | Yes | 2015-06-02 |  | 0
FALSE | S4BE-060KA | 4508 | 6752285 | MAYTAG | MSA4BE060KA | AC | Split System: Air-Cooled Condensing Unit, Coil with Blower | S4BE-060KA |  | C6B(A,H)-X60(C,U)-C | 12 | 15 | Yes | Yes | 2015-06-02 |  | 0
FALSE | S4BE-060KA | 4508 | 6752286 | MAYTAG | MSA4BE060KA | AC | Split System: Air-Cooled Condensing Unit, Coil with Blower | S4BE-060KA |  | C7B(A,H)M060(C,U)-C+TXV | 12 | 15 | Yes | Yes | 2015-06-02 |  | 0
FALSE | S4BE-060KA | 4508 | 6752287 | MAYTAG | MSA4BE060KA | AC | Split System: Air-Cooled Condensing Unit, Coil with Blower | S4BE-060KA |  | C7B(A,H)M060(C,U)-C+TXV | 12 | 15 | Yes | Yes | 2015-06-02 |  | 0
FALSE | S4BE-060KA | 4508 | 6752288 | MAYTAG | MSA4BE060KA | AC | Split System: Air-Cooled Condensing Unit, Coil with Blower | S4BE-060KA |  | C7B(A,H)M060(C,U)-D+TXV | 12 | 14.5 | Yes | Yes | 2015-06-02 |  | 0
FALSE | S4BE-060KA | 4508 | 6752289 | MAYTAG | MSA4BE060KA | AC | Split System: Air-Cooled Condensing Unit, Coil with Blower | S4BE-060KA |  | C7B(A,H)M060(C,U)-D+TXV | 12 | 14.5 | Yes | Yes | 2015-06-02 |  | 0
FALSE | S4BE-060KA | 4508 | 6752290 | MAYTAG | MSA4BE060KA | AC | Split System: Air-Cooled Condensing Unit, Coil with Blower | S4BE-060KA |  | C6B(A,H)-X60(C,U)-C | 12 | 15 | Yes | Yes | 2015-06-02 |  | 0
FALSE | S4BE-060KA | 4508 | 6752291 | MAYTAG | MSA4BE060KA | AC | Split System: Air-Cooled Condensing Unit, Coil with Blower | S4BE-060KA |  | C6B(A,H)-X60(C,U)-D | 12 | 14.5 | Yes | Yes | 2015-06-02 |  | 0
FALSE | S4BE-060KA | 4508 | 6752292 | MAYTAG | MSA4BE060KA | AC | Split System: Air-Cooled Condensing Unit, Coil with Blower | S4BE-060KA |  | C6B(A,H)-X60(C,U)-D | 12 | 14.5 | Yes | Yes | 2015-06-02 |  | 0
FALSE | S4BE-060KA | 4508 | 6752293 | MAYTAG | MSA4BE060KA | AC | Split System: Air-Cooled Condensing Unit, Coil with Blower | S4BE-060KA |  | C7B(A,H)M060(C,U)-C+TXV | 12 | 15 | Yes | Yes | 2015-06-02 |  | 0
FALSE | S4BE-060KA | 4508 | 6752296 | MAYTAG | MSA4BE060KA | AC | Split System: Air-Cooled Condensing Unit, Coil with Blower | S4BE-060KA |  | C6B(A,H)-X60(C,U)-C | 12 | 15 | Yes | Yes | 2015-06-02 |  | 0
FALSE | S4BE-060KA | 4508 | 6752297 | MAYTAG | MSA4BE060KA | AC | Split System: Air-Cooled Condensing Unit, Coil with Blower | S4BE-060KA |  | C6B(A,H)-X60(C,U)-C | 12 | 15 | Yes | Yes | 2015-06-02 |  | 0
FALSE | S4BE-060KA | 4508 | 6752298 | MAYTAG | MSA4BE060KA | AC | Split System: Air-Cooled Condensing Unit, Coil with Blower | S4BE-060KA |  | C7B(A,H)M060(C,U)-C+TXV | 12 | 15 | Yes | Yes | 2015-06-02 |  | 0
FALSE | S4BE-060KA | 4508 | 6752299 | MAYTAG | MSA4BE060KA | AC | Split System: Air-Cooled Condensing Unit, Coil with Blower | S4BE-060KA |  | C7B(A,H)M060(C,U)-C+TXV | 12 | 15 | Yes | Yes | 2015-06-02 |  | 0
FALSE | S4BF-060KC | 4468 | 6752420 | NUTONE | JS4BF-060KC | AC | Split System: Air-Cooled Condensing Unit, Coil with Blower | S4BF-060KC |  | C6B(A,H)-X60(C,U)-D | 12 | 15 | Yes | Yes | 2015-06-02 |  | 0
FALSE | S4BF-060KC | 4468 | 6752421 | NUTONE | JS4BF-060KC | AC | Split System: Air-Cooled Condensing Unit, Coil with Blower | S4BF-060KC |  | C6B(A,H)-X60(C,U)-D | 12 | 15 | Yes | Yes | 2015-06-02 |  | 0
FALSE | S4BF-060KC | 4468 | 6752422 | NUTONE | JS4BF-060KC | AC | Split System: Air-Cooled Condensing Unit, Coil with Blower | S4BF-060KC |  | C6B(A,H)-X60(C,U)-D | 12 | 15 | Yes | Yes | 2015-06-02 |  | 0
FALSE | S4BF-060KC | 4468 | 6752423 | NUTONE | JS4BF-060KC | AC | Split System: Air-Cooled Condensing Unit, Coil with Blower | S4BF-060KC |  | C6B(A,H)-X60(C,U)-D | 12 | 15 | Yes | Yes | 2015-06-02 |  | 0
FALSE | S6QF-042K | 4506 | 6752429 | NUTONE | JS6BF-042K | AC | Split System: Air-Cooled Condensing Unit, Coil with Blower | S6BF-042K |  | B6EMMX48K-C | 13 | 16 | Yes | Yes | 2015-06-02 |  | 2
FALSE | S6QF-042K | 4506 | 6752430 | NUTONE | JS6BF-042K | AC | Split System: Air-Cooled Condensing Unit, Coil with Blower | S6BF-042K |  | B6VMAX48K-C | 13 | 16 | Yes | Yes | 2015-06-02 |  | 2
FALSE | S6QF-048K | 4466 | 6752431 | NUTONE | JS6BF-048K | AC | Split System: Air-Cooled Condensing Unit, Coil Alone | S6BF-048K |  | C7B(A,H)M048(C,U)-C+TXV | 12 | 14.5 | Yes | Yes | 2015-06-02 |  | 0
FALSE | S6QF-048K | 4466 | 6752432 | NUTONE | JS6BF-048K | AC | Split System: Air-Cooled Condensing Unit, Coil with Blower | S6BF-048K |  | B6EMMX48K-C | 13 | 16 | Yes | Yes | 2015-06-02 |  | 2
FALSE | S6QF-048K | 4466 | 6752433 | NUTONE | JS6BF-048K | AC | Split System: Air-Cooled Condensing Unit, Coil with Blower | S6BF-048K |  | B6VMAX48K-C | 13 | 16 | Yes | Yes | 2015-06-02 |  | 2
FALSE | S6QF-042K | 4506 | 6752434 | NUTONE | JS6BF-042K | AC | Split System: Air-Cooled Condensing Unit, Coil with Blower | S6BF-042K |  | C7B(A,H)M03642(C,U)-B+TXV | 12.5 | 15.5 | Yes | Yes | 2015-06-02 |  | 1
FALSE | S6QF-042K | 4506 | 6752435 | NUTONE | JS6BF-042K | AC | Split System: Air-Cooled Condensing Unit, Coil with Blower | S6BF-042K |  | C7B(A,H)M03642(C,U)-B+TXV | 12.5 | 15.5 | Yes | Yes | 2015-06-02 |  | 1
FALSE | S6QF-042K | 4506 | 6752436 | NUTONE | JS6BF-042K | AC | Split System: Air-Cooled Condensing Unit, Coil with Blower | S6BF-042K |  | C7B(A,H)M03642(C,U)-B+TXV | 12.5 | 15.5 | Yes | Yes | 2015-06-02 |  | 1
FALSE | S6QF-042K | 4506 | 6752437 | NUTONE | JS6BF-042K | AC | Split System: Air-Cooled Condensing Unit, Coil with Blower | S6BF-042K |  | C7B(A,H)M03648(C,U)-C+TXV | 13 | 16 | Yes | Yes | 2015-06-02 |  | 2
FALSE | S6QF-042K | 4506 | 6752438 | NUTONE | JS6BF-042K | AC | Split System: Air-Cooled Condensing Unit, Coil with Blower | S6BF-042K |  | C7B(A,H)M03648(C,U)-C+TXV | 13 | 16 | Yes | Yes | 2015-06-02 |  | 2
FALSE | S6QF-042K | 4506 | 6752439 | NUTONE | JS6BF-042K | AC | Split System: Air-Cooled Condensing Unit, Coil with Blower | S6BF-042K |  | C7B(A,H)M03648(C,U)-C+TXV | 13 | 16 | Yes | Yes | 2015-06-02 |  | 2
FALSE | S6QF-042K | 4506 | 6752440 | NUTONE | JS6BF-042K | AC | Split System: Air-Cooled Condensing Unit, Coil with Blower | S6BF-042K |  | C7B(A,H)M048(C,U)-C+TXV | 13 | 16 | Yes | Yes | 2015-06-02 |  | 2
FALSE | S6QF-048K | 4466 | 6752441 | NUTONE | JS6BF-048K | AC | Split System: Air-Cooled Condensing Unit, Coil with Blower | S6BF-048K |  | C7B(A,H)M048(C,U)-C+TXV | 13 | 16 | Yes | Yes | 2015-06-02 |  | 2
FALSE | S6QF-048K | 4466 | 6752442 | NUTONE | JS6BF-048K | AC | Split System: Air-Cooled Condensing Unit, Coil with Blower | S6BF-048K |  | C7B(A,H)M048(C,U)-C+TXV | 13 | 16 | Yes | Yes | 2015-06-02 |  | 2
FALSE | S6QF-048K | 4466 | 6752443 | NUTONE | JS6BF-048K | AC | Split System: Air-Cooled Condensing Unit, Coil with Blower | S6BF-048K |  | C7B(A,H)M048(C,U)-C+TXV | 13 | 16 | Yes | Yes | 2015-06-02 |  | 2
FALSE | S6QF-042K | 4506 | 6752552 | PHILCO | JS6BF-042K | AC | Split System: Air-Cooled Condensing Unit, Coil with Blower | S6BF-042K |  | C7B(A,H)M03648(C,U)-C+TXV | 13 | 16 | Yes | Yes | 2015-06-02 |  | 2
FALSE | S6QF-042K | 4506 | 6752553 | PHILCO | JS6BF-042K | AC | Split System: Air-Cooled Condensing Unit, Coil with Blower | S6BF-042K |  | C7B(A,H)M03648(C,U)-C+TXV | 13 | 16 | Yes | Yes | 2015-06-02 |  | 2
FALSE | S6QF-048K | 4466 | 6752554 | PHILCO | JS6BF-048K | AC | Split System: Air-Cooled Condensing Unit, Coil with Blower | S6BF-048K |  | C7B(A,H)M048(C,U)-C+TXV | 13 | 16 | Yes | Yes | 2015-06-02 |  | 2
FALSE | S6QF-048K | 4466 | 6752555 | PHILCO | JS6BF-048K | AC | Split System: Air-Cooled Condensing Unit, Coil with Blower | S6BF-048K |  | C7B(A,H)M048(C,U)-C+TXV | 13 | 16 | Yes | Yes | 2015-06-02 |  | 2
FALSE | S6QF-048K | 4466 | 6752556 | PHILCO | JS6BF-048K | AC | Split System: Air-Cooled Condensing Unit, Coil with Blower | S6BF-048K |  | C7B(A,H)M048(C,U)-D+TXV | 13 | 16 | Yes | Yes | 2015-06-02 |  | 2
FALSE | S6QF-048K | 4466 | 6752557 | PHILCO | JS6BF-048K | AC | Split System: Air-Cooled Condensing Unit, Coil with Blower | S6BF-048K |  | C7B(A,H)M048(C,U)-D+TXV | 13 | 16 | Yes | Yes | 2015-06-02 |  | 2
FALSE | S4BE-060KA | 4508 | 6757936 | BROAN | DS4BE-060KA | AC | Split System: Air-Cooled Condensing Unit, Coil with Blower | S4BE-060KA |  | C6B(A,H)-X60(C,U)-C | 12 | 15 | Yes | Yes | 2015-06-02 |  | 0
FALSE | S4BE-060KA | 4508 | 6757937 | BROAN | DS4BE-060KA | AC | Split System: Air-Cooled Condensing Unit, Coil with Blower | S4BE-060KA |  | C6B(A,H)-X60(C,U)-C | 12 | 15 | Yes | Yes | 2015-06-02 |  | 0
FALSE | S4BE-060KA | 4508 | 6757938 | BROAN | DS4BE-060KA | AC | Split System: Air-Cooled Condensing Unit, Coil with Blower | S4BE-060KA |  | C6B(A,H)-X60(C,U)-C | 12 | 15 | Yes | Yes | 2015-06-02 |  | 0
FALSE | S4BE-060KA | 4508 | 6757939 | BROAN | DS4BE-060KA | AC | Split System: Air-Cooled Condensing Unit, Coil with Blower | S4BE-060KA |  | C7B(A,H)M060(C,U)-C+TXV | 12 | 15 | Yes | Yes | 2015-06-02 |  | 0
FALSE | S4BE-060KA | 4508 | 6757940 | BROAN | DS4BE-060KA | AC | Split System: Air-Cooled Condensing Unit, Coil with Blower | S4BE-060KA |  | C7B(A,H)M060(C,U)-C+TXV | 12 | 15 | Yes | Yes | 2015-06-02 |  | 0
FALSE | S4BE-060KA | 4508 | 6757941 | BROAN | DS4BE-060KA | AC | Split System: Air-Cooled Condensing Unit, Coil with Blower | S4BE-060KA |  | C7B(A,H)M060(C,U)-C+TXV | 12 | 15 | Yes | Yes | 2015-06-02 |  | 0
FALSE | S4BE-060KA | 4508 | 6757942 | BROAN | DS4BE-060KA | AC | Split System: Air-Cooled Condensing Unit, Coil with Blower | S4BE-060KA |  | C7B(A,H)M060(C,U)-D+TXV | 12 | 14.5 | Yes | Yes | 2015-06-02 |  | 0
FALSE | S4BE-060KA | 4508 | 6757943 | BROAN | DS4BE-060KA | AC | Split System: Air-Cooled Condensing Unit, Coil with Blower | S4BE-060KA |  | C7B(A,H)M060(C,U)-D+TXV | 12 | 14.5 | Yes | Yes | 2015-06-02 |  | 0
FALSE | S4BE-060KA | 4508 | 6757944 | BROAN | DS4BE-060KA | AC | Split System: Air-Cooled Condensing Unit, Coil with Blower | S4BE-060KA |  | C7B(A,H)M060(C,U)-D+TXV | 12 | 14.5 | Yes | Yes | 2015-06-02 |  | 0
FALSE | S4BE-060KA | 4508 | 6757945 | BROAN | DS4BE-060KA | AC | Split System: Air-Cooled Condensing Unit, Coil with Blower | S4BE-060KA |  | C6B(A,H)-X60(C,U)-C | 12 | 15 | Yes | Yes | 2015-06-02 |  | 0
FALSE | S4BE-060KA | 4508 | 6757946 | BROAN | DS4BE-060KA | AC | Split System: Air-Cooled Condensing Unit, Coil with Blower | S4BE-060KA |  | C6B(A,H)-X60(C,U)-D | 12 | 14.5 | Yes | Yes | 2015-06-02 |  | 0
FALSE | S4BE-060KA | 4508 | 6757947 | BROAN | DS4BE-060KA | AC | Split System: Air-Cooled Condensing Unit, Coil with Blower | S4BE-060KA |  | C6B(A,H)-X60(C,U)-D | 12 | 14.5 | Yes | Yes | 2015-06-02 |  | 0
FALSE | S4BE-060KA | 4508 | 6757948 | BROAN | DS4BE-060KA | AC | Split System: Air-Cooled Condensing Unit, Coil with Blower | S4BE-060KA |  | C6B(A,H)-X60(C,U)-D | 12 | 14.5 | Yes | Yes | 2015-06-02 |  | 0
FALSE | S4BE-060KA | 4508 | 6758088 | AIRTEMP | VS4BE-060KA | AC | Split System: Air-Cooled Condensing Unit, Coil with Blower | S4BE-060KA |  | C7B(A,H)M060(C,U)-C+TXV | 12 | 15 | Yes | Yes | 2015-06-02 |  | 0
FALSE | S6QF-042K | 4506 | 6758090 | AIRTEMP | VS6BF-042K | AC | Split System: Air-Cooled Condensing Unit, Coil with Blower | S6BF-042K |  | B6EMMX48K-C | 13 | 16 | Yes | Yes | 2015-06-02 |  | 2
FALSE | S6QF-042K | 4506 | 6758091 | AIRTEMP | VS6BF-042K | AC | Split System: Air-Cooled Condensing Unit, Coil with Blower | S6BF-042K |  | B6VMAX48K-C | 13 | 16 | Yes | Yes | 2015-06-02 |  | 2
FALSE | S6QF-042K | 4506 | 6758092 | AIRTEMP | VS6BF-042K | AC | Split System: Air-Cooled Condensing Unit, Coil with Blower | S6BF-042K |  | C7B(A,H)M03642(C,U)-B+TXV | 12.5 | 15.5 | Yes | Yes | 2015-06-02 |  | 1
FALSE | S6QF-042K | 4506 | 6758093 | AIRTEMP | VS6BF-042K | AC | Split System: Air-Cooled Condensing Unit, Coil with Blower | S6BF-042K |  | C7B(A,H)M03642(C,U)-B+TXV | 12.5 | 15.5 | Yes | Yes | 2015-06-02 |  | 1
FALSE | S6QF-042K | 4506 | 6758094 | AIRTEMP | VS6BF-042K | AC | Split System: Air-Cooled Condensing Unit, Coil with Blower | S6BF-042K |  | C7B(A,H)M03648(C,U)-C+TXV | 13 | 16 | Yes | Yes | 2015-06-02 |  | 2
FALSE | S6QF-042K | 4506 | 6758095 | AIRTEMP | VS6BF-042K | AC | Split System: Air-Cooled Condensing Unit, Coil with Blower | S6BF-042K |  | C7B(A,H)M03648(C,U)-C+TXV | 13 | 16 | Yes | Yes | 2015-06-02 |  | 2
FALSE | S6QF-042K | 4506 | 6758096 | AIRTEMP | VS6BF-042K | AC | Split System: Air-Cooled Condensing Unit, Coil with Blower | S6BF-042K |  | C7B(A,H)M048(C,U)-C+TXV | 13 | 16 | Yes | Yes | 2015-06-02 |  | 2
FALSE | S6QF-048K | 4466 | 6758097 | AIRTEMP | VS6BF-048K | AC | Split System: Air-Cooled Condensing Unit, Coil Alone | S6BF-048K |  | C7B(A,H)M048(C,U)-C+TXV | 12 | 14.5 | Yes | Yes | 2015-06-02 |  | 0
FALSE | S6QF-048K | 4466 | 6758098 | AIRTEMP | VS6BF-048K | AC | Split System: Air-Cooled Condensing Unit, Coil with Blower | S6BF-048K |  | B6EMMX48K-C | 13 | 16 | Yes | Yes | 2015-06-02 |  | 2
FALSE | S6QF-048K | 4466 | 6758099 | AIRTEMP | VS6BF-048K | AC | Split System: Air-Cooled Condensing Unit, Coil with Blower | S6BF-048K |  | B6VMAX48K-C | 13 | 16 | Yes | Yes | 2015-06-02 |  | 2
FALSE | S6QF-048K | 4466 | 6758100 | AIRTEMP | VS6BF-048K | AC | Split System: Air-Cooled Condensing Unit, Coil with Blower | S6BF-048K |  | C7B(A,H)M048(C,U)-C+TXV | 13 | 16 | Yes | Yes | 2015-06-02 |  | 2
FALSE | S6QF-048K | 4466 | 6758101 | AIRTEMP | VS6BF-048K | AC | Split System: Air-Cooled Condensing Unit, Coil with Blower | S6BF-048K |  | C7B(A,H)M048(C,U)-C+TXV | 13 | 16 | Yes | Yes | 2015-06-02 |  | 2
FALSE | S6QF-048K | 4466 | 6758102 | AIRTEMP | VS6BF-048K | AC | Split System: Air-Cooled Condensing Unit, Coil with Blower | S6BF-048K |  | C7B(A,H)M048(C,U)-C+TXV | 13 | 16 | Yes | Yes | 2015-06-02 |  | 2
FALSE | S6QF-048K | 4466 | 6758103 | AIRTEMP | VS6BF-048K | AC | Split System: Air-Cooled Condensing Unit, Coil with Blower | S6BF-048K |  | C7B(A,H)M048(C,U)-D+TXV | 13 | 16 | Yes | Yes | 2015-06-02 |  | 2
FALSE | S6QF-048K | 4466 | 6758104 | AIRTEMP | VS6BF-048K | AC | Split System: Air-Cooled Condensing Unit, Coil with Blower | S6BF-048K |  | C7B(A,H)M048(C,U)-D+TXV | 13 | 16 | Yes | Yes | 2015-06-02 |  | 2
FALSE | S4BE-018KA | 2679 | 6943474 | NORDYNE, LLC. | S4BE-018KA | AC | Split System: Air-Cooled Condensing Unit, Coil with Blower | S4BE-018KA |  | B6VMMX24K-A | 12.5 | 15 | Yes | Yes | 2015-06-02 |  | 1
FALSE | S4BE-018KA | 2679 | 6943475 | NORDYNE, LLC. | S4BE-018KA | AC | Split System: Air-Cooled Condensing Unit, Coil with Blower | S4BE-018KA |  | B6VMMX24K-B | 12.5 | 15 | Yes | Yes | 2015-06-02 |  | 1
FALSE | S4QE-024KA | 2681 | 6943476 | NORDYNE, LLC. | S4BE-024KA | AC | Split System: Air-Cooled Condensing Unit, Coil with Blower | S4BE-024KA |  | B6VMMX24K-A | 12.5 | 15 | Yes | Yes | 2015-06-02 |  | 1
FALSE | S4QE-024KA | 2681 | 6943477 | NORDYNE, LLC. | S4BE-024KA | AC | Split System: Air-Cooled Condensing Unit, Coil with Blower | S4BE-024KA |  | B6VMMX24K-B | 12.5 | 15 | Yes | Yes | 2015-06-02 |  | 1
FALSE | S4QE-030KA | 2694 | 6943478 | NORDYNE, LLC. | S4BE-030KA | AC | Split System: Air-Cooled Condensing Unit, Coil with Blower | S4BE-030KA |  | B6VMMX30K-A | 12.5 | 15 | Yes | Yes | 2015-06-02 |  | 1
FALSE | S4QE-030KA | 2694 | 6943479 | NORDYNE, LLC. | S4BE-030KA | AC | Split System: Air-Cooled Condensing Unit, Coil with Blower | S4BE-030KA |  | B6VMMX30K-B | 12.5 | 15 | Yes | Yes | 2015-06-02 |  | 1
FALSE | S4QE-036KA | 2699 | 6943480 | NORDYNE, LLC. | S4BE-036KA | AC | Split System: Air-Cooled Condensing Unit, Coil with Blower | S4BE-036KA |  | B6VMMX36K-B | 12.5 | 15 | Yes | Yes | 2015-06-02 |  | 1
FALSE | S4BE-042KA | 2712 | 6943481 | NORDYNE, LLC. | S4BE-042KA | AC | Split System: Air-Cooled Condensing Unit, Coil with Blower | S4BE-042KA |  | B6VMMX42K-B | 12.5 | 15 | Yes | Yes | 2015-06-02 |  | 1
FALSE | S6BF-024K | 2682 | 6943484 | NORDYNE, LLC. | S6BF-024K | AC | Split System: Air-Cooled Condensing Unit, Coil with Blower | S6BF-024K |  | B6VMMX24K-A | 13 | 16 | Yes | Yes | 2015-06-02 |  | 2
FALSE | S6BF-024K | 2682 | 6943485 | NORDYNE, LLC. | S6BF-024K | AC | Split System: Air-Cooled Condensing Unit, Coil with Blower | S6BF-024K |  | B6VMMX24K-B | 13 | 16 | Yes | Yes | 2015-06-02 |  | 2
FALSE | S6BF-030K | 2690 | 6943486 | NORDYNE, LLC. | S6BF-030K | AC | Split System: Air-Cooled Condensing Unit, Coil with Blower | S6BF-030K |  | B6VMMX30K-A | 13 | 16 | Yes | Yes | 2015-06-02 |  | 2
FALSE | S6BF-030K | 2690 | 6943487 | NORDYNE, LLC. | S6BF-030K | AC | Split System: Air-Cooled Condensing Unit, Coil with Blower | S6BF-030K |  | B6VMMX30K-B | 13 | 16 | Yes | Yes | 2015-06-02 |  | 2
FALSE | S6BF-036K | 2702 | 6943488 | NORDYNE, LLC. | S6BF-036K | AC | Split System: Air-Cooled Condensing Unit, Coil with Blower | S6BF-036K |  | B6VMMX36K-B | 13 | 16 | Yes | Yes | 2015-06-02 |  | 2
FALSE | S4BE-042KA | 2712 | 6943876 | FRIGIDAIRE | ES4BE-042KA | AC | Split System: Air-Cooled Condensing Unit, Coil with Blower | S4BE-042KA |  | B6VMMX42K-B | 12.5 | 15 | Yes | Yes | 2015-06-02 |  | 1
FALSE | S4BE-048KA | 2717 | 6943877 | FRIGIDAIRE | ES4BE-048KA | AC | Split System: Air-Cooled Condensing Unit, Coil with Blower | S4BE-048KA |  | B6VMMX48K-C | 12 | 15 | Yes | Yes | 2015-06-02 |  | 0
FALSE | S4BE-018KA | 2679 | 6943879 | TAPPAN | ES4BE-018KA | AC | Split System: Air-Cooled Condensing Unit, Coil with Blower | S4BE-018KA |  | B6VMMX24K-A | 12.5 | 15 | Yes | Yes | 2015-06-02 |  | 1
FALSE | S4BE-018KA | 2679 | 6943880 | TAPPAN | ES4BE-018KA | AC | Split System: Air-Cooled Condensing Unit, Coil with Blower | S4BE-018KA |  | B6VMMX24K-B | 12.5 | 15 | Yes | Yes | 2015-06-02 |  | 1
FALSE | S4QE-024KA | 2681 | 6943881 | TAPPAN | ES4BE-024KA | AC | Split System: Air-Cooled Condensing Unit, Coil with Blower | S4BE-024KA |  | B6VMMX24K-A | 12.5 | 15 | Yes | Yes | 2015-06-02 |  | 1
FALSE | S4QE-024KA | 2681 | 6943882 | TAPPAN | ES4BE-024KA | AC | Split System: Air-Cooled Condensing Unit, Coil with Blower | S4BE-024KA |  | B6VMMX24K-B | 12.5 | 15 | Yes | Yes | 2015-06-02 |  | 1
FALSE | S4QE-030KA | 2694 | 6943883 | TAPPAN | ES4BE-030KA | AC | Split System: Air-Cooled Condensing Unit, Coil with Blower | S4BE-030KA |  | B6VMMX30K-A | 12.5 | 15 | Yes | Yes | 2015-06-02 |  | 1
FALSE | S4QE-030KA | 2694 | 6943884 | TAPPAN | ES4BE-030KA | AC | Split System: Air-Cooled Condensing Unit, Coil with Blower | S4BE-030KA |  | B6VMMX30K-B | 12.5 | 15 | Yes | Yes | 2015-06-02 |  | 1
FALSE | S4QE-036KA | 2699 | 6943885 | TAPPAN | ES4BE-036KA | AC | Split System: Air-Cooled Condensing Unit, Coil with Blower | S4BE-036KA |  | B6VMMX36K-B | 12.5 | 15 | Yes | Yes | 2015-06-02 |  | 1
FALSE | S4BE-042KA | 2712 | 6943886 | TAPPAN | ES4BE-042KA | AC | Split System: Air-Cooled Condensing Unit, Coil with Blower | S4BE-042KA |  | B6VMMX42K-B | 12.5 | 15 | Yes | Yes | 2015-06-02 |  | 1
FALSE | S4BE-048KA | 2717 | 6943887 | TAPPAN | ES4BE-048KA | AC | Split System: Air-Cooled Condensing Unit, Coil with Blower | S4BE-048KA |  | B6VMMX48K-C | 12 | 15 | Yes | Yes | 2015-06-02 |  | 0
FALSE | S4BE-018KA | 2679 | 6943889 | WESTINGHOUSE | ES4BE-018KA | AC | Split System: Air-Cooled Condensing Unit, Coil with Blower | S4BE-018KA |  | B6VMMX24K-A | 12.5 | 15 | Yes | Yes | 2015-06-02 |  | 1
FALSE | S4BE-018KA | 2679 | 6943890 | WESTINGHOUSE | ES4BE-018KA | AC | Split System: Air-Cooled Condensing Unit, Coil with Blower | S4BE-018KA |  | B6VMMX24K-B | 12.5 | 15 | Yes | Yes | 2015-06-02 |  | 1
FALSE | S4QE-024KA | 2681 | 6943891 | WESTINGHOUSE | ES4BE-024KA | AC | Split System: Air-Cooled Condensing Unit, Coil with Blower | S4BE-024KA |  | B6VMMX24K-A | 12.5 | 15 | Yes | Yes | 2015-06-02 |  | 1
FALSE | S4QE-024KA | 2681 | 6943892 | WESTINGHOUSE | ES4BE-024KA | AC | Split System: Air-Cooled Condensing Unit, Coil with Blower | S4BE-024KA |  | B6VMMX24K-B | 12.5 | 15 | Yes | Yes | 2015-06-02 |  | 1
FALSE | S4QE-030KA | 2694 | 6943893 | WESTINGHOUSE | ES4BE-030KA | AC | Split System: Air-Cooled Condensing Unit, Coil with Blower | S4BE-030KA |  | B6VMMX30K-A | 12.5 | 15 | Yes | Yes | 2015-06-02 |  | 1
FALSE | S4QE-030KA | 2694 | 6943894 | WESTINGHOUSE | ES4BE-030KA | AC | Split System: Air-Cooled Condensing Unit, Coil with Blower | S4BE-030KA |  | B6VMMX30K-B | 12.5 | 15 | Yes | Yes | 2015-06-02 |  | 1
FALSE | S4QE-036KA | 2699 | 6943895 | WESTINGHOUSE | ES4BE-036KA | AC | Split System: Air-Cooled Condensing Unit, Coil with Blower | S4BE-036KA |  | B6VMMX36K-B | 12.5 | 15 | Yes | Yes | 2015-06-02 |  | 1
FALSE | S4BE-042KA | 2712 | 6943896 | WESTINGHOUSE | ES4BE-042KA | AC | Split System: Air-Cooled Condensing Unit, Coil with Blower | S4BE-042KA |  | B6VMMX42K-B | 12.5 | 15 | Yes | Yes | 2015-06-02 |  | 1
FALSE | S4BE-048KA | 2717 | 6943897 | WESTINGHOUSE | ES4BE-048KA | AC | Split System: Air-Cooled Condensing Unit, Coil with Blower | S4BE-048KA |  | B6VMMX48K-C | 12 | 15 | Yes | Yes | 2015-06-02 |  | 0
FALSE | S4BE-018KA | 2679 | 6943979 | MAYTAG | PSA4BE018KA | AC | Split System: Air-Cooled Condensing Unit, Coil with Blower | S4BE-018KA |  | B6VMMX24K-A | 12.5 | 15 | Yes | Yes | 2015-06-02 |  | 1
FALSE | S4BE-018KA | 2679 | 6943980 | MAYTAG | PSA4BE018KA | AC | Split System: Air-Cooled Condensing Unit, Coil with Blower | S4BE-018KA |  | B6VMMX24K-B | 12.5 | 15 | Yes | Yes | 2015-06-02 |  | 1
FALSE | S4QE-024KA | 2681 | 6943981 | MAYTAG | PSA4BE024KA | AC | Split System: Air-Cooled Condensing Unit, Coil with Blower | S4BE-024KA |  | B6VMMX24K-A | 12.5 | 15 | Yes | Yes | 2015-06-02 |  | 1
FALSE | S4QE-024KA | 2681 | 6943982 | MAYTAG | PSA4BE024KA | AC | Split System: Air-Cooled Condensing Unit, Coil with Blower | S4BE-024KA |  | B6VMMX24K-B | 12.5 | 15 | Yes | Yes | 2015-06-02 |  | 1
FALSE | S4QE-030KA | 2694 | 6943983 | MAYTAG | PSA4BE030KA | AC | Split System: Air-Cooled Condensing Unit, Coil with Blower | S4BE-030KA |  | B6VMMX30K-A | 12.5 | 15 | Yes | Yes | 2015-06-02 |  | 1
FALSE | S4QE-030KA | 2694 | 6943984 | MAYTAG | PSA4BE030KA | AC | Split System: Air-Cooled Condensing Unit, Coil with Blower | S4BE-030KA |  | B6VMMX30K-B | 12.5 | 15 | Yes | Yes | 2015-06-02 |  | 1
FALSE | S4QE-036KA | 2699 | 6943985 | MAYTAG | PSA4BE036KA | AC | Split System: Air-Cooled Condensing Unit, Coil with Blower | S4BE-036KA |  | B6VMMX36K-B | 12.5 | 15 | Yes | Yes | 2015-06-02 |  | 1
FALSE | S4BE-042KA | 2712 | 6943986 | MAYTAG | PSA4BE042KA | AC | Split System: Air-Cooled Condensing Unit, Coil with Blower | S4BE-042KA |  | B6VMMX42K-B | 12.5 | 15 | Yes | Yes | 2015-06-02 |  | 1
FALSE | S4BE-048KA | 2717 | 6943987 | MAYTAG | PSA4BE048KA | AC | Split System: Air-Cooled Condensing Unit, Coil with Blower | S4BE-048KA |  | B6VMMX48K-C | 12 | 15 | Yes | Yes | 2015-06-02 |  | 0
FALSE | S4BE-018KA | 2679 | 6943989 | AIRTEMP | VS4BE-018KA | AC | Split System: Air-Cooled Condensing Unit, Coil with Blower | S4BE-018KA |  | B6VMMX24K-A | 12.5 | 15 | Yes | Yes | 2015-06-02 |  | 1
FALSE | S4BE-018KA | 2679 | 6943990 | AIRTEMP | VS4BE-018KA | AC | Split System: Air-Cooled Condensing Unit, Coil with Blower | S4BE-018KA |  | B6VMMX24K-B | 12.5 | 15 | Yes | Yes | 2015-06-02 |  | 1
FALSE | S4QE-024KA | 2681 | 6943991 | AIRTEMP | VS4BE-024KA | AC | Split System: Air-Cooled Condensing Unit, Coil with Blower | S4BE-024KA |  | B6VMMX24K-A | 12.5 | 15 | Yes | Yes | 2015-06-02 |  | 1
FALSE | S4QE-024KA | 2681 | 6943992 | AIRTEMP | VS4BE-024KA | AC | Split System: Air-Cooled Condensing Unit, Coil with Blower | S4BE-024KA |  | B6VMMX24K-B | 12.5 | 15 | Yes | Yes | 2015-06-02 |  | 1
FALSE | S4QE-030KA | 2694 | 6943993 | AIRTEMP | VS4BE-030KA | AC | Split System: Air-Cooled Condensing Unit, Coil with Blower | S4BE-030KA |  | B6VMMX30K-A | 12.5 | 15 | Yes | Yes | 2015-06-02 |  | 1
FALSE | S4QE-030KA | 2694 | 6943994 | AIRTEMP | VS4BE-030KA | AC | Split System: Air-Cooled Condensing Unit, Coil with Blower | S4BE-030KA |  | B6VMMX30K-B | 12.5 | 15 | Yes | Yes | 2015-06-02 |  | 1
FALSE | S4QE-036KA | 2699 | 6943995 | AIRTEMP | VS4BE-036KA | AC | Split System: Air-Cooled Condensing Unit, Coil with Blower | S4BE-036KA |  | B6VMMX36K-B | 12.5 | 15 | Yes | Yes | 2015-06-02 |  | 1
FALSE | S4BE-042KA | 2712 | 6943996 | AIRTEMP | VS4BE-042KA | AC | Split System: Air-Cooled Condensing Unit, Coil with Blower | S4BE-042KA |  | B6VMMX42K-B | 12.5 | 15 | Yes | Yes | 2015-06-02 |  | 1
FALSE | S4BE-048KA | 2717 | 6943997 | AIRTEMP | VS4BE-048KA | AC | Split System: Air-Cooled Condensing Unit, Coil with Blower | S4BE-048KA |  | B6VMMX48K-C | 12 | 15 | Yes | Yes | 2015-06-02 |  | 0
FALSE | S4BE-018KA | 2679 | 6943999 | NORDYNE, LLC. | ES4BE-018KA | AC | Split System: Air-Cooled Condensing Unit, Coil with Blower | S4BE-018KA |  | B6VMMX24K-A | 12.5 | 15 | Yes | Yes | 2015-06-02 |  | 1
FALSE | S4BE-018KA | 2679 | 6944000 | NORDYNE, LLC. | ES4BE-018KA | AC | Split System: Air-Cooled Condensing Unit, Coil with Blower | S4BE-018KA |  | B6VMMX24K-B | 12.5 | 15 | Yes | Yes | 2015-06-02 |  | 1
FALSE | S6BF-036K | 2702 | 6944099 | WESTINGHOUSE | ES6BF-036K | AC | Split System: Air-Cooled Condensing Unit, Coil with Blower | S6BF-036K |  | B6VMMX36K-B | 13 | 16 | Yes | Yes | 2015-06-02 |  | 2
FALSE | S6QF-042K | 4506 | 6944100 | WESTINGHOUSE | ES6BF-042K | AC | Split System: Air-Cooled Condensing Unit, Coil with Blower | S6BF-042K |  | B6VMMX48K-C | 13 | 16 | Yes | Yes | 2015-06-02 |  | 2
FALSE | S6QF-048K | 4466 | 6944101 | WESTINGHOUSE | ES6BF-048K | AC | Split System: Air-Cooled Condensing Unit, Coil with Blower | S6BF-048K |  | B6VMMX48K-C | 13 | 16 | Yes | Yes | 2015-06-02 |  | 2
FALSE | S6BF-024K | 2682 | 6944102 | NUTONE | ES6BF-024K | AC | Split System: Air-Cooled Condensing Unit, Coil with Blower | S6BF-024K |  | B6VMMX24K-A | 13 | 16 | Yes | Yes | 2015-06-02 |  | 2
FALSE | S6BF-024K | 2682 | 6944103 | NUTONE | ES6BF-024K | AC | Split System: Air-Cooled Condensing Unit, Coil with Blower | S6BF-024K |  | B6VMMX24K-B | 13 | 16 | Yes | Yes | 2015-06-02 |  | 2
FALSE | S6BF-030K | 2690 | 6944104 | NUTONE | ES6BF-030K | AC | Split System: Air-Cooled Condensing Unit, Coil with Blower | S6BF-030K |  | B6VMMX30K-A | 13 | 16 | Yes | Yes | 2015-06-02 |  | 2
FALSE | S6BF-030K | 2690 | 6944105 | NUTONE | ES6BF-030K | AC | Split System: Air-Cooled Condensing Unit, Coil with Blower | S6BF-030K |  | B6VMMX30K-B | 13 | 16 | Yes | Yes | 2015-06-02 |  | 2
FALSE | S6BF-036K | 2702 | 6944106 | NUTONE | ES6BF-036K | AC | Split System: Air-Cooled Condensing Unit, Coil with Blower | S6BF-036K |  | B6VMMX36K-B | 13 | 16 | Yes | Yes | 2015-06-02 |  | 2
FALSE | S6QF-042K | 4506 | 6944107 | NUTONE | ES6BF-042K | AC | Split System: Air-Cooled Condensing Unit, Coil with Blower | S6BF-042K |  | B6VMMX48K-C | 13 | 16 | Yes | Yes | 2015-06-02 |  | 2
FALSE | S6QF-048K | 4466 | 6944108 | NUTONE | ES6BF-048K | AC | Split System: Air-Cooled Condensing Unit, Coil with Blower | S6BF-048K |  | B6VMMX48K-C | 13 | 16 | Yes | Yes | 2015-06-02 |  | 2
FALSE | S6BF-024K | 2682 | 6944109 | MAYTAG | MSA6BF024K | AC | Split System: Air-Cooled Condensing Unit, Coil with Blower | S6BF-024K |  | B6VMMX24K-A | 13 | 16 | Yes | Yes | 2015-06-02 |  | 2
FALSE | S6BF-024K | 2682 | 6944110 | MAYTAG | MSA6BF024K | AC | Split System: Air-Cooled Condensing Unit, Coil with Blower | S6BF-024K |  | B6VMMX24K-B | 13 | 16 | Yes | Yes | 2015-06-02 |  | 2
FALSE | S6BF-030K | 2690 | 6944111 | MAYTAG | MSA6BF030K | AC | Split System: Air-Cooled Condensing Unit, Coil with Blower | S6BF-030K |  | B6VMMX30K-A | 13 | 16 | Yes | Yes | 2015-06-02 |  | 2
FALSE | S6BF-030K | 2690 | 6944112 | MAYTAG | MSA6BF030K | AC | Split System: Air-Cooled Condensing Unit, Coil with Blower | S6BF-030K |  | B6VMMX30K-B | 13 | 16 | Yes | Yes | 2015-06-02 |  | 2
FALSE | S6BF-036K | 2702 | 6944113 | MAYTAG | MSA6BF036K | AC | Split System: Air-Cooled Condensing Unit, Coil with Blower | S6BF-036K |  | B6VMMX36K-B | 13 | 16 | Yes | Yes | 2015-06-02 |  | 2
FALSE | S6QF-042K | 4506 | 6944114 | MAYTAG | MSA6BF042K | AC | Split System: Air-Cooled Condensing Unit, Coil with Blower | S6BF-042K |  | B6VMMX48K-C | 13 | 16 | Yes | Yes | 2015-06-02 |  | 2
FALSE | S6QF-048K | 4466 | 6944115 | MAYTAG | MSA6BF048K | AC | Split System: Air-Cooled Condensing Unit, Coil with Blower | S6BF-048K |  | B6VMMX48K-C | 13 | 16 | Yes | Yes | 2015-06-02 |  | 2
FALSE | S6BF-024K | 2682 | 6944116 | MAYTAG | CSA6BF024K | AC | Split System: Air-Cooled Condensing Unit, Coil with Blower | S6BF-024K |  | B6VMMX24K-A | 13 | 16 | Yes | Yes | 2015-06-02 |  | 2
FALSE | S6BF-024K | 2682 | 6944117 | MAYTAG | CSA6BF024K | AC | Split System: Air-Cooled Condensing Unit, Coil with Blower | S6BF-024K |  | B6VMMX24K-B | 13 | 16 | Yes | Yes | 2015-06-02 |  | 2
FALSE | S6BF-030K | 2690 | 6944118 | MAYTAG | CSA6BF030K | AC | Split System: Air-Cooled Condensing Unit, Coil with Blower | S6BF-030K |  | B6VMMX30K-A | 13 | 16 | Yes | Yes | 2015-06-02 |  | 2
FALSE | S4QE-036KA | 2699 | 7147894 | NORDYNE, LLC. | S4BE-036KA | AC | Split System: Air-Cooled Condensing Unit, Coil with Blower | S4BE-036KA |  | C7B(A,H)MX36(C,U)-B | 12.5 | 15 | Yes | Yes | 2015-06-02 |  | 1
FALSE | S4QE-036KA | 2699 | 7147895 | NORDYNE, LLC. | S4BE-036KA | AC | Split System: Air-Cooled Condensing Unit, Coil with Blower | S4BE-036KA |  | C7B(A,H)MX36(C,U)-B | 12.5 | 15 | Yes | Yes | 2015-06-02 |  | 1
FALSE | S4QE-036KA | 2699 | 7147896 | NORDYNE, LLC. | S4BE-036KA | AC | Split System: Air-Cooled Condensing Unit, Coil with Blower | S4BE-036KA |  | C7B(A,H)MX36(C,U)-C | 12.5 | 15 | Yes | Yes | 2015-06-02 |  | 1
FALSE | S4QE-036KA | 2699 | 7147897 | NORDYNE, LLC. | S4BE-036KA | AC | Split System: Air-Cooled Condensing Unit, Coil with Blower | S4BE-036KA |  | C7B(A,H)MX36(C,U)-C | 12.5 | 15 | Yes | Yes | 2015-06-02 |  | 1
FALSE | S4QE-036KA | 2699 | 7147898 | NORDYNE, LLC. | S4BE-036KA | AC | Split System: Air-Cooled Condensing Unit, Coil with Blower | S4BE-036KA |  | C7B(A,H)MX36(C,U)-C | 12.5 | 15 | Yes | Yes | 2015-06-02 |  | 1
FALSE | S4BE-042KA | 2712 | 7147899 | NORDYNE, LLC. | S4BE-042KA | AC | Split System: Air-Cooled Condensing Unit, Coil with Blower | S4BE-042KA |  | C7B(A,H)MX42(C,U)-C | 12.5 | 15 | Yes | Yes | 2015-06-02 |  | 1
FALSE | S4BE-042KA | 2712 | 7147900 | NORDYNE, LLC. | S4BE-042KA | AC | Split System: Air-Cooled Condensing Unit, Coil with Blower | S4BE-042KA |  | C7B(A,H)MX42(C,U)-C | 12.5 | 15 | Yes | Yes | 2015-06-02 |  | 1
FALSE | S4BE-042KA | 2712 | 7147901 | NORDYNE, LLC. | S4BE-042KA | AC | Split System: Air-Cooled Condensing Unit, Coil with Blower | S4BE-042KA |  | C7B(A,H)MX42(C,U)-C | 12.5 | 15 | Yes | Yes | 2015-06-02 |  | 1
FALSE | S6BF-024K | 2682 | 7147908 | NORDYNE, LLC. | S6BF-024K | AC | Split System: Air-Cooled Condensing Unit, Coil with Blower | S6BF-024K |  | C7B(A,H)MX24(C,U)-A | 13 | 16 | Yes | Yes | 2015-06-02 |  | 2
FALSE | S6BF-024K | 2682 | 7147909 | NORDYNE, LLC. | S6BF-024K | AC | Split System: Air-Cooled Condensing Unit, Coil with Blower | S6BF-024K |  | C7B(A,H)MX24(C,U)-A | 13 | 16 | Yes | Yes | 2015-06-02 |  | 2
FALSE | S6BF-024K | 2682 | 7147910 | NORDYNE, LLC. | S6BF-024K | AC | Split System: Air-Cooled Condensing Unit, Coil with Blower | S6BF-024K |  | C7B(A,H)MX24(C,U)-B | 13 | 16 | Yes | Yes | 2015-06-02 |  | 2
FALSE | S6BF-024K | 2682 | 7147911 | NORDYNE, LLC. | S6BF-024K | AC | Split System: Air-Cooled Condensing Unit, Coil with Blower | S6BF-024K |  | C7B(A,H)MX24(C,U)-B | 13 | 16 | Yes | Yes | 2015-06-02 |  | 2
FALSE | S6BF-024K | 2682 | 7147912 | NORDYNE, LLC. | S6BF-024K | AC | Split System: Air-Cooled Condensing Unit, Coil with Blower | S6BF-024K |  | C7B(A,H)MX24(C,U)-B | 13 | 16 | Yes | Yes | 2015-06-02 |  | 2
FALSE | S6BF-030K | 2690 | 7147913 | NORDYNE, LLC. | S6BF-030K | AC | Split System: Air-Cooled Condensing Unit, Coil with Blower | S6BF-030K |  | C7B(A,H)MX30(C,U)-A | 12.5 | 15 | Yes | Yes | 2015-06-02 |  | 1
FALSE | S6BF-030K | 2690 | 7147914 | NORDYNE, LLC. | S6BF-030K | AC | Split System: Air-Cooled Condensing Unit, Coil with Blower | S6BF-030K |  | C7B(A,H)MX30(C,U)-B | 12.5 | 15 | Yes | Yes | 2015-06-02 |  | 1
FALSE | S6BF-030K | 2690 | 7147915 | NORDYNE, LLC. | S6BF-030K | AC | Split System: Air-Cooled Condensing Unit, Coil with Blower | S6BF-030K |  | C7B(A,H)MX30(C,U)-B | 12.5 | 15 | Yes | Yes | 2015-06-02 |  | 1
FALSE | S6BF-030K | 2690 | 7147916 | NORDYNE, LLC. | S6BF-030K | AC | Split System: Air-Cooled Condensing Unit, Coil with Blower | S6BF-030K |  | C7B(A,H)MX30(C,U)-B | 12.5 | 15 | Yes | Yes | 2015-06-02 |  | 1
FALSE | S6BF-030K | 2690 | 7147917 | NORDYNE, LLC. | S6BF-030K | AC | Split System: Air-Cooled Condensing Unit, Coil with Blower | S6BF-030K |  | C7B(A,H)MX30(C,U)-C | 12.5 | 15 | Yes | Yes | 2015-06-02 |  | 1
FALSE | S6BF-030K | 2690 | 7147918 | NORDYNE, LLC. | S6BF-030K | AC | Split System: Air-Cooled Condensing Unit, Coil with Blower | S6BF-030K |  | C7B(A,H)MX30(C,U)-C | 12.5 | 15 | Yes | Yes | 2015-06-02 |  | 1
FALSE | S4BE-018KA | 2679 | 7147946 | NORDYNE, LLC. | S4BE-018KA | AC | Split System: Air-Cooled Condensing Unit, Coil with Blower | S4BE-018KA |  | C7B(A,H)MX24(C,U)-B | 12.5 | 15 | Yes | Yes | 2015-06-02 |  | 1
FALSE | S4QE-024KA | 2681 | 7149095 | MAYTAG | CSA4BE024KA | AC | Split System: Air-Cooled Condensing Unit, Coil with Blower | S4BE-024KA |  | C7B(A,H)MX24(C,U)-B | 12.5 | 15 | Yes | Yes | 2015-06-02 |  | 1
FALSE | S4BE-018KA | 2679 | 7151591 | INTERTHERM | DS4BE-018KA | AC | Split System: Air-Cooled Condensing Unit, Coil with Blower | S4BE-018KA |  | C7B(A,H)MX24(C,U)-A | 12.5 | 15 | Yes | Yes | 2015-06-02 |  | 1
FALSE | S4BE-018KA | 2679 | 7151592 | INTERTHERM | DS4BE-018KA | AC | Split System: Air-Cooled Condensing Unit, Coil with Blower | S4BE-018KA |  | C7B(A,H)MX24(C,U)-A | 12.5 | 15 | Yes | Yes | 2015-06-02 |  | 1
FALSE | S4BE-018KA | 2679 | 7151593 | INTERTHERM | DS4BE-018KA | AC | Split System: Air-Cooled Condensing Unit, Coil with Blower | S4BE-018KA |  | C7B(A,H)MX24(C,U)-B | 12.5 | 15 | Yes | Yes | 2015-06-02 |  | 1
FALSE | S4BE-018KA | 2679 | 7151594 | INTERTHERM | DS4BE-018KA | AC | Split System: Air-Cooled Condensing Unit, Coil with Blower | S4BE-018KA |  | C7B(A,H)MX24(C,U)-B | 12.5 | 15 | Yes | Yes | 2015-06-02 |  | 1
FALSE | S4BE-018KA | 2679 | 7151595 | INTERTHERM | DS4BE-018KA | AC | Split System: Air-Cooled Condensing Unit, Coil with Blower | S4BE-018KA |  | C7B(A,H)MX24(C,U)-B | 12.5 | 15 | Yes | Yes | 2015-06-02 |  | 1
FALSE | S4QE-024KA | 2681 | 7151596 | INTERTHERM | DS4BE-024KA | AC | Split System: Air-Cooled Condensing Unit, Coil with Blower | S4BE-024KA |  | C7B(A,H)MX24(C,U)-A | 12.5 | 15 | Yes | Yes | 2015-06-02 |  | 1
FALSE | S4QE-024KA | 2681 | 7151597 | INTERTHERM | DS4BE-024KA | AC | Split System: Air-Cooled Condensing Unit, Coil with Blower | S4BE-024KA |  | C7B(A,H)MX24(C,U)-A | 12.5 | 15 | Yes | Yes | 2015-06-02 |  | 1
FALSE | S4QE-024KA | 2681 | 7151598 | INTERTHERM | DS4BE-024KA | AC | Split System: Air-Cooled Condensing Unit, Coil with Blower | S4BE-024KA |  | C7B(A,H)MX24(C,U)-B | 12.5 | 15 | Yes | Yes | 2015-06-02 |  | 1
FALSE | S4QE-024KA | 2681 | 7151599 | INTERTHERM | DS4BE-024KA | AC | Split System: Air-Cooled Condensing Unit, Coil with Blower | S4BE-024KA |  | C7B(A,H)MX24(C,U)-B | 12.5 | 15 | Yes | Yes | 2015-06-02 |  | 1
FALSE | S4QE-024KA | 2681 | 7151600 | INTERTHERM | DS4BE-024KA | AC | Split System: Air-Cooled Condensing Unit, Coil with Blower | S4BE-024KA |  | C7B(A,H)MX24(C,U)-B | 12.5 | 15 | Yes | Yes | 2015-06-02 |  | 1
FALSE | S4QE-024KA | 2681 | 7151601 | INTERTHERM | DS4BE-024KA | AC | Split System: Air-Cooled Condensing Unit, Coil with Blower | S4BE-024KA |  | C7B(A,H)MX30(C,U)-C | 12.5 | 15 | Yes | Yes | 2015-06-02 |  | 1
FALSE | S4QE-024KA | 2681 | 7151602 | INTERTHERM | DS4BE-024KA | AC | Split System: Air-Cooled Condensing Unit, Coil with Blower | S4BE-024KA |  | C7B(A,H)MX30(C,U)-C | 12.5 | 15 | Yes | Yes | 2015-06-02 |  | 1
FALSE | S4QE-024KA | 2681 | 7151603 | INTERTHERM | DS4BE-024KA | AC | Split System: Air-Cooled Condensing Unit, Coil with Blower | S4BE-024KA |  | C7B(A,H)MX30(C,U)-C | 12.5 | 15 | Yes | Yes | 2015-06-02 |  | 1
FALSE | S4QE-024KA | 2681 | 7151604 | INTERTHERM | DS4BE-024KA | AC | Split System: Air-Cooled Condensing Unit, Coil with Blower | S4BE-024KA |  | C7B(A,H)MX30(C,U)-C | 12.5 | 15 | Yes | Yes | 2015-06-02 |  | 1
FALSE | S4QE-030KA | 2694 | 7151605 | INTERTHERM | DS4BE-030KA | AC | Split System: Air-Cooled Condensing Unit, Coil with Blower | S4BE-030KA |  | C7B(A,H)MX30(C,U)-A | 12.5 | 15 | Yes | Yes | 2015-06-02 |  | 1
FALSE | S4QE-030KA | 2694 | 7151606 | INTERTHERM | DS4BE-030KA | AC | Split System: Air-Cooled Condensing Unit, Coil with Blower | S4BE-030KA |  | C7B(A,H)MX30(C,U)-A | 12.5 | 15 | Yes | Yes | 2015-06-02 |  | 1
FALSE | S4QE-030KA | 2694 | 7151607 | INTERTHERM | DS4BE-030KA | AC | Split System: Air-Cooled Condensing Unit, Coil with Blower | S4BE-030KA |  | C7B(A,H)MX30(C,U)-B | 12.5 | 15 | Yes | Yes | 2015-06-02 |  | 1
FALSE | S4BE-018KA | 2679 | 7151680 | MILLER | DS4BE-018KA | AC | Split System: Air-Cooled Condensing Unit, Coil with Blower | S4BE-018KA |  | C7B(A,H)MX24(C,U)-B | 12.5 | 15 | Yes | Yes | 2015-06-02 |  | 1
FALSE | S4BE-018KA | 2679 | 7151681 | MILLER | DS4BE-018KA | AC | Split System: Air-Cooled Condensing Unit, Coil with Blower | S4BE-018KA |  | C7B(A,H)MX24(C,U)-B | 12.5 | 15 | Yes | Yes | 2015-06-02 |  | 1
FALSE | S4BE-018KA | 2679 | 7151682 | MILLER | DS4BE-018KA | AC | Split System: Air-Cooled Condensing Unit, Coil with Blower | S4BE-018KA |  | C7B(A,H)MX24(C,U)-B | 12.5 | 15 | Yes | Yes | 2015-06-02 |  | 1
FALSE | S4QE-024KA | 2681 | 7151683 | MILLER | DS4BE-024KA | AC | Split System: Air-Cooled Condensing Unit, Coil with Blower | S4BE-024KA |  | C7B(A,H)MX24(C,U)-A | 12.5 | 15 | Yes | Yes | 2015-06-02 |  | 1
FALSE | S4QE-024KA | 2681 | 7151684 | MILLER | DS4BE-024KA | AC | Split System: Air-Cooled Condensing Unit, Coil with Blower | S4BE-024KA |  | C7B(A,H)MX24(C,U)-A | 12.5 | 15 | Yes | Yes | 2015-06-02 |  | 1
FALSE | S4QE-024KA | 2681 | 7151685 | MILLER | DS4BE-024KA | AC | Split System: Air-Cooled Condensing Unit, Coil with Blower | S4BE-024KA |  | C7B(A,H)MX24(C,U)-B | 12.5 | 15 | Yes | Yes | 2015-06-02 |  | 1
FALSE | S4QE-024KA | 2681 | 7151686 | MILLER | DS4BE-024KA | AC | Split System: Air-Cooled Condensing Unit, Coil with Blower | S4BE-024KA |  | C7B(A,H)MX24(C,U)-B | 12.5 | 15 | Yes | Yes | 2015-06-02 |  | 1
FALSE | S4QE-024KA | 2681 | 7151687 | MILLER | DS4BE-024KA | AC | Split System: Air-Cooled Condensing Unit, Coil with Blower | S4BE-024KA |  | C7B(A,H)MX24(C,U)-B | 12.5 | 15 | Yes | Yes | 2015-06-02 |  | 1
FALSE | S4QE-024KA | 2681 | 7151688 | MILLER | DS4BE-024KA | AC | Split System: Air-Cooled Condensing Unit, Coil with Blower | S4BE-024KA |  | C7B(A,H)MX30(C,U)-C | 12.5 | 15 | Yes | Yes | 2015-06-02 |  | 1
FALSE | S4QE-024KA | 2681 | 7151689 | MILLER | DS4BE-024KA | AC | Split System: Air-Cooled Condensing Unit, Coil with Blower | S4BE-024KA |  | C7B(A,H)MX30(C,U)-C | 12.5 | 15 | Yes | Yes | 2015-06-02 |  | 1
FALSE | S4QE-024KA | 2681 | 7151690 | MILLER | DS4BE-024KA | AC | Split System: Air-Cooled Condensing Unit, Coil with Blower | S4BE-024KA |  | C7B(A,H)MX30(C,U)-C | 12.5 | 15 | Yes | Yes | 2015-06-02 |  | 1
FALSE | S4QE-024KA | 2681 | 7151691 | MILLER | DS4BE-024KA | AC | Split System: Air-Cooled Condensing Unit, Coil with Blower | S4BE-024KA |  | C7B(A,H)MX30(C,U)-C | 12.5 | 15 | Yes | Yes | 2015-06-02 |  | 1
FALSE | S4QE-030KA | 2694 | 7151692 | MILLER | DS4BE-030KA | AC | Split System: Air-Cooled Condensing Unit, Coil with Blower | S4BE-030KA |  | C7B(A,H)MX30(C,U)-A | 12.5 | 15 | Yes | Yes | 2015-06-02 |  | 1
FALSE | S4QE-030KA | 2694 | 7151693 | MILLER | DS4BE-030KA | AC | Split System: Air-Cooled Condensing Unit, Coil with Blower | S4BE-030KA |  | C7B(A,H)MX30(C,U)-A | 12.5 | 15 | Yes | Yes | 2015-06-02 |  | 1
FALSE | S4QE-030KA | 2694 | 7151694 | MILLER | DS4BE-030KA | AC | Split System: Air-Cooled Condensing Unit, Coil with Blower | S4BE-030KA |  | C7B(A,H)MX30(C,U)-B | 12.5 | 15 | Yes | Yes | 2015-06-02 |  | 1
FALSE | S4QE-030KA | 2694 | 7151695 | MILLER | DS4BE-030KA | AC | Split System: Air-Cooled Condensing Unit, Coil with Blower | S4BE-030KA |  | C7B(A,H)MX30(C,U)-B | 12.5 | 15 | Yes | Yes | 2015-06-02 |  | 1
FALSE | S4QE-030KA | 2694 | 7151696 | MILLER | DS4BE-030KA | AC | Split System: Air-Cooled Condensing Unit, Coil with Blower | S4BE-030KA |  | C7B(A,H)MX30(C,U)-B | 12.5 | 15 | Yes | Yes | 2015-06-02 |  | 1
FALSE | S4QE-030KA | 2694 | 7151697 | MILLER | DS4BE-030KA | AC | Split System: Air-Cooled Condensing Unit, Coil with Blower | S4BE-030KA |  | C7B(A,H)MX30(C,U)-C | 12.5 | 15 | Yes | Yes | 2015-06-02 |  | 1
FALSE | S4QE-030KA | 2694 | 7151698 | MILLER | DS4BE-030KA | AC | Split System: Air-Cooled Condensing Unit, Coil with Blower | S4BE-030KA |  | C7B(A,H)MX30(C,U)-C | 12.5 | 15 | Yes | Yes | 2015-06-02 |  | 1
FALSE | S4QE-024KA | 2681 | 7151774 | GIBSON | JS4BE-024KA | AC | Split System: Air-Cooled Condensing Unit, Coil with Blower | S4BE-024KA |  | C7B(A,H)MX30(C,U)-C | 12.5 | 15 | Yes | Yes | 2015-06-02 |  | 1
FALSE | S4QE-024KA | 2681 | 7151775 | GIBSON | JS4BE-024KA | AC | Split System: Air-Cooled Condensing Unit, Coil with Blower | S4BE-024KA |  | C7B(A,H)MX30(C,U)-C | 12.5 | 15 | Yes | Yes | 2015-06-02 |  | 1
FALSE | S4QE-024KA | 2681 | 7151776 | GIBSON | JS4BE-024KA | AC | Split System: Air-Cooled Condensing Unit, Coil with Blower | S4BE-024KA |  | C7B(A,H)MX30(C,U)-C | 12.5 | 15 | Yes | Yes | 2015-06-02 |  | 1
FALSE | S4QE-024KA | 2681 | 7151777 | GIBSON | JS4BE-024KA | AC | Split System: Air-Cooled Condensing Unit, Coil with Blower | S4BE-024KA |  | C7B(A,H)MX30(C,U)-C | 12.5 | 15 | Yes | Yes | 2015-06-02 |  | 1
FALSE | S4QE-030KA | 2694 | 7151778 | GIBSON | JS4BE-030KA | AC | Split System: Air-Cooled Condensing Unit, Coil with Blower | S4BE-030KA |  | C7B(A,H)MX30(C,U)-A | 12.5 | 15 | Yes | Yes | 2015-06-02 |  | 1
FALSE | S4QE-030KA | 2694 | 7151779 | GIBSON | JS4BE-030KA | AC | Split System: Air-Cooled Condensing Unit, Coil with Blower | S4BE-030KA |  | C7B(A,H)MX30(C,U)-A | 12.5 | 15 | Yes | Yes | 2015-06-02 |  | 1
FALSE | S4QE-030KA | 2694 | 7151780 | GIBSON | JS4BE-030KA | AC | Split System: Air-Cooled Condensing Unit, Coil with Blower | S4BE-030KA |  | C7B(A,H)MX30(C,U)-B | 12.5 | 15 | Yes | Yes | 2015-06-02 |  | 1
FALSE | S4QE-030KA | 2694 | 7151781 | GIBSON | JS4BE-030KA | AC | Split System: Air-Cooled Condensing Unit, Coil with Blower | S4BE-030KA |  | C7B(A,H)MX30(C,U)-B | 12.5 | 15 | Yes | Yes | 2015-06-02 |  | 1
FALSE | S4QE-030KA | 2694 | 7151782 | GIBSON | JS4BE-030KA | AC | Split System: Air-Cooled Condensing Unit, Coil with Blower | S4BE-030KA |  | C7B(A,H)MX30(C,U)-B | 12.5 | 15 | Yes | Yes | 2015-06-02 |  | 1
FALSE | S4QE-030KA | 2694 | 7151783 | GIBSON | JS4BE-030KA | AC | Split System: Air-Cooled Condensing Unit, Coil with Blower | S4BE-030KA |  | C7B(A,H)MX30(C,U)-C | 12.5 | 15 | Yes | Yes | 2015-06-02 |  | 1
FALSE | S4QE-030KA | 2694 | 7151784 | GIBSON | JS4BE-030KA | AC | Split System: Air-Cooled Condensing Unit, Coil with Blower | S4BE-030KA |  | C7B(A,H)MX30(C,U)-C | 12.5 | 15 | Yes | Yes | 2015-06-02 |  | 1
FALSE | S4QE-030KA | 2694 | 7151785 | GIBSON | JS4BE-030KA | AC | Split System: Air-Cooled Condensing Unit, Coil with Blower | S4BE-030KA |  | C7B(A,H)MX30(C,U)-C | 12.5 | 15 | Yes | Yes | 2015-06-02 |  | 1
FALSE | S4QE-036KA | 2699 | 7151786 | GIBSON | JS4BE-036KA | AC | Split System: Air-Cooled Condensing Unit, Coil with Blower | S4BE-036KA |  | C7B(A,H)MX36(C,U)-B | 12.5 | 15 | Yes | Yes | 2015-06-02 |  | 1
FALSE | S4QE-036KA | 2699 | 7151787 | GIBSON | JS4BE-036KA | AC | Split System: Air-Cooled Condensing Unit, Coil with Blower | S4BE-036KA |  | C7B(A,H)MX36(C,U)-B | 12.5 | 15 | Yes | Yes | 2015-06-02 |  | 1
FALSE | S4QE-036KA | 2699 | 7151788 | GIBSON | JS4BE-036KA | AC | Split System: Air-Cooled Condensing Unit, Coil with Blower | S4BE-036KA |  | C7B(A,H)MX36(C,U)-B | 12.5 | 15 | Yes | Yes | 2015-06-02 |  | 1
FALSE | S4QE-036KA | 2699 | 7151789 | GIBSON | JS4BE-036KA | AC | Split System: Air-Cooled Condensing Unit, Coil with Blower | S4BE-036KA |  | C7B(A,H)MX36(C,U)-C | 12.5 | 15 | Yes | Yes | 2015-06-02 |  | 1
FALSE | S4QE-036KA | 2699 | 7151790 | GIBSON | JS4BE-036KA | AC | Split System: Air-Cooled Condensing Unit, Coil with Blower | S4BE-036KA |  | C7B(A,H)MX36(C,U)-C | 12.5 | 15 | Yes | Yes | 2015-06-02 |  | 1
FALSE | S4QE-036KA | 2699 | 7151791 | GIBSON | JS4BE-036KA | AC | Split System: Air-Cooled Condensing Unit, Coil with Blower | S4BE-036KA |  | C7B(A,H)MX36(C,U)-C | 12.5 | 15 | Yes | Yes | 2015-06-02 |  | 1
FALSE | S4BE-042KA | 2712 | 7151792 | GIBSON | JS4BE-042KA | AC | Split System: Air-Cooled Condensing Unit, Coil with Blower | S4BE-042KA |  | C7B(A,H)MX42(C,U)-C | 12.5 | 15 | Yes | Yes | 2015-06-02 |  | 1
FALSE | S4QE-030KA | 2694 | 7151867 | KELVINATOR | JS4BE-030KA | AC | Split System: Air-Cooled Condensing Unit, Coil with Blower | S4BE-030KA |  | C7B(A,H)MX30(C,U)-B | 12.5 | 15 | Yes | Yes | 2015-06-02 |  | 1
FALSE | S4QE-030KA | 2694 | 7151868 | KELVINATOR | JS4BE-030KA | AC | Split System: Air-Cooled Condensing Unit, Coil with Blower | S4BE-030KA |  | C7B(A,H)MX30(C,U)-B | 12.5 | 15 | Yes | Yes | 2015-06-02 |  | 1
FALSE | S4QE-030KA | 2694 | 7151869 | KELVINATOR | JS4BE-030KA | AC | Split System: Air-Cooled Condensing Unit, Coil with Blower | S4BE-030KA |  | C7B(A,H)MX30(C,U)-C | 12.5 | 15 | Yes | Yes | 2015-06-02 |  | 1
FALSE | S4QE-030KA | 2694 | 7151870 | KELVINATOR | JS4BE-030KA | AC | Split System: Air-Cooled Condensing Unit, Coil with Blower | S4BE-030KA |  | C7B(A,H)MX30(C,U)-C | 12.5 | 15 | Yes | Yes | 2015-06-02 |  | 1
FALSE | S4QE-030KA | 2694 | 7151871 | KELVINATOR | JS4BE-030KA | AC | Split System: Air-Cooled Condensing Unit, Coil with Blower | S4BE-030KA |  | C7B(A,H)MX30(C,U)-C | 12.5 | 15 | Yes | Yes | 2015-06-02 |  | 1
FALSE | S4QE-036KA | 2699 | 7151872 | KELVINATOR | JS4BE-036KA | AC | Split System: Air-Cooled Condensing Unit, Coil with Blower | S4BE-036KA |  | C7B(A,H)MX36(C,U)-B | 12.5 | 15 | Yes | Yes | 2015-06-02 |  | 1
FALSE | S4QE-036KA | 2699 | 7151873 | KELVINATOR | JS4BE-036KA | AC | Split System: Air-Cooled Condensing Unit, Coil with Blower | S4BE-036KA |  | C7B(A,H)MX36(C,U)-B | 12.5 | 15 | Yes | Yes | 2015-06-02 |  | 1
FALSE | S4QE-036KA | 2699 | 7151874 | KELVINATOR | JS4BE-036KA | AC | Split System: Air-Cooled Condensing Unit, Coil with Blower | S4BE-036KA |  | C7B(A,H)MX36(C,U)-B | 12.5 | 15 | Yes | Yes | 2015-06-02 |  | 1
FALSE | S4QE-036KA | 2699 | 7151875 | KELVINATOR | JS4BE-036KA | AC | Split System: Air-Cooled Condensing Unit, Coil with Blower | S4BE-036KA |  | C7B(A,H)MX36(C,U)-C | 12.5 | 15 | Yes | Yes | 2015-06-02 |  | 1
FALSE | S4QE-036KA | 2699 | 7151876 | KELVINATOR | JS4BE-036KA | AC | Split System: Air-Cooled Condensing Unit, Coil with Blower | S4BE-036KA |  | C7B(A,H)MX36(C,U)-C | 12.5 | 15 | Yes | Yes | 2015-06-02 |  | 1
FALSE | S4QE-036KA | 2699 | 7151877 | KELVINATOR | JS4BE-036KA | AC | Split System: Air-Cooled Condensing Unit, Coil with Blower | S4BE-036KA |  | C7B(A,H)MX36(C,U)-C | 12.5 | 15 | Yes | Yes | 2015-06-02 |  | 1
FALSE | S4BE-042KA | 2712 | 7151878 | KELVINATOR | JS4BE-042KA | AC | Split System: Air-Cooled Condensing Unit, Coil with Blower | S4BE-042KA |  | C7B(A,H)MX42(C,U)-C | 12.5 | 15 | Yes | Yes | 2015-06-02 |  | 1
FALSE | S4BE-042KA | 2712 | 7151879 | KELVINATOR | JS4BE-042KA | AC | Split System: Air-Cooled Condensing Unit, Coil with Blower | S4BE-042KA |  | C7B(A,H)MX42(C,U)-C | 12.5 | 15 | Yes | Yes | 2015-06-02 |  | 1
FALSE | S4BE-042KA | 2712 | 7151880 | KELVINATOR | JS4BE-042KA | AC | Split System: Air-Cooled Condensing Unit, Coil with Blower | S4BE-042KA |  | C7B(A,H)MX42(C,U)-C | 12.5 | 15 | Yes | Yes | 2015-06-02 |  | 1
FALSE | S4BE-048KA | 2717 | 7151881 | KELVINATOR | JS4BE-048KA | AC | Split System: Air-Cooled Condensing Unit, Coil with Blower | S4BE-048KA |  | C7B(A,H)MX48(C,U)-C | 12 | 15 | Yes | Yes | 2015-06-02 |  | 0
FALSE | S4BE-048KA | 2717 | 7151882 | KELVINATOR | JS4BE-048KA | AC | Split System: Air-Cooled Condensing Unit, Coil with Blower | S4BE-048KA |  | C7B(A,H)MX48(C,U)-C | 12 | 15 | Yes | Yes | 2015-06-02 |  | 0
FALSE | S4BE-048KA | 2717 | 7151883 | KELVINATOR | JS4BE-048KA | AC | Split System: Air-Cooled Condensing Unit, Coil with Blower | S4BE-048KA |  | C7B(A,H)MX48(C,U)-C | 12 | 15 | Yes | Yes | 2015-06-02 |  | 0
FALSE | S4BE-048KA | 2717 | 7151884 | KELVINATOR | JS4BE-048KA | AC | Split System: Air-Cooled Condensing Unit, Coil with Blower | S4BE-048KA |  | C7B(A,H)MX48(C,U)-D | 12 | 15 | Yes | Yes | 2015-06-02 |  | 0
FALSE | S4BE-048KA | 2717 | 7151885 | KELVINATOR | JS4BE-048KA | AC | Split System: Air-Cooled Condensing Unit, Coil with Blower | S4BE-048KA |  | C7B(A,H)MX48(C,U)-D | 12 | 15 | Yes | Yes | 2015-06-02 |  | 0
FALSE | S4BE-048KA | 2717 | 7151959 | GIBSON | JS4BE-048KA | AC | Split System: Air-Cooled Condensing Unit, Coil with Blower | S4BE-048KA |  | C7B(A,H)MX48(C,U)-C | 12 | 15 | Yes | Yes | 2015-06-02 |  | 0
FALSE | S4BE-048KA | 2717 | 7151960 | GIBSON | JS4BE-048KA | AC | Split System: Air-Cooled Condensing Unit, Coil with Blower | S4BE-048KA |  | C7B(A,H)MX48(C,U)-C | 12 | 15 | Yes | Yes | 2015-06-02 |  | 0
FALSE | S4BE-048KA | 2717 | 7151961 | GIBSON | JS4BE-048KA | AC | Split System: Air-Cooled Condensing Unit, Coil with Blower | S4BE-048KA |  | C7B(A,H)MX48(C,U)-D | 12 | 15 | Yes | Yes | 2015-06-02 |  | 0
FALSE | S4BE-048KA | 2717 | 7151962 | GIBSON | JS4BE-048KA | AC | Split System: Air-Cooled Condensing Unit, Coil with Blower | S4BE-048KA |  | C7B(A,H)MX48(C,U)-D | 12 | 15 | Yes | Yes | 2015-06-02 |  | 0
FALSE | S4BE-060KA | 4508 | 7151963 | GIBSON | JS4BE-060KA | AC | Split System: Air-Cooled Condensing Unit, Coil with Blower | S4BE-060KA |  | C7B(A,H)MX60(C,U)-C | 12 | 15 | Yes | Yes | 2015-06-02 |  | 0
FALSE | S4BE-060KA | 4508 | 7151964 | GIBSON | JS4BE-060KA | AC | Split System: Air-Cooled Condensing Unit, Coil with Blower | S4BE-060KA |  | C7B(A,H)MX60(C,U)-C | 12 | 15 | Yes | Yes | 2015-06-02 |  | 0
FALSE | S4BE-060KA | 4508 | 7151965 | GIBSON | JS4BE-060KA | AC | Split System: Air-Cooled Condensing Unit, Coil with Blower | S4BE-060KA |  | C7B(A,H)MX60(C,U)-D | 12 | 14.5 | Yes | Yes | 2015-06-02 |  | 0
FALSE | S4BE-060KA | 4508 | 7151966 | GIBSON | JS4BE-060KA | AC | Split System: Air-Cooled Condensing Unit, Coil with Blower | S4BE-060KA |  | C7B(A,H)MX60(C,U)-D | 12 | 14.5 | Yes | Yes | 2015-06-02 |  | 0
FALSE | S4BE-018KA | 2679 | 7151967 | PHILCO | JS4BE-018KA | AC | Split System: Air-Cooled Condensing Unit, Coil with Blower | S4BE-018KA |  | C7B(A,H)MX24(C,U)-A | 12.5 | 15 | Yes | Yes | 2015-06-02 |  | 1
FALSE | S4BE-018KA | 2679 | 7151968 | PHILCO | JS4BE-018KA | AC | Split System: Air-Cooled Condensing Unit, Coil with Blower | S4BE-018KA |  | C7B(A,H)MX24(C,U)-A | 12.5 | 15 | Yes | Yes | 2015-06-02 |  | 1
FALSE | S4BE-018KA | 2679 | 7151969 | PHILCO | JS4BE-018KA | AC | Split System: Air-Cooled Condensing Unit, Coil with Blower | S4BE-018KA |  | C7B(A,H)MX24(C,U)-B | 12.5 | 15 | Yes | Yes | 2015-06-02 |  | 1
FALSE | S4BE-018KA | 2679 | 7151970 | PHILCO | JS4BE-018KA | AC | Split System: Air-Cooled Condensing Unit, Coil with Blower | S4BE-018KA |  | C7B(A,H)MX24(C,U)-B | 12.5 | 15 | Yes | Yes | 2015-06-02 |  | 1
FALSE | S4QE-024KA | 2681 | 7151971 | PHILCO | JS4BE-024KA | AC | Split System: Air-Cooled Condensing Unit, Coil with Blower | S4BE-024KA |  | C7B(A,H)MX24(C,U)-A | 12.5 | 15 | Yes | Yes | 2015-06-02 |  | 1
FALSE | S4QE-024KA | 2681 | 7151972 | PHILCO | JS4BE-024KA | AC | Split System: Air-Cooled Condensing Unit, Coil with Blower | S4BE-024KA |  | C7B(A,H)MX24(C,U)-A | 12.5 | 15 | Yes | Yes | 2015-06-02 |  | 1
FALSE | S4QE-024KA | 2681 | 7151973 | PHILCO | JS4BE-024KA | AC | Split System: Air-Cooled Condensing Unit, Coil with Blower | S4BE-024KA |  | C7B(A,H)MX24(C,U)-B | 12.5 | 15 | Yes | Yes | 2015-06-02 |  | 1
FALSE | S4QE-024KA | 2681 | 7151974 | PHILCO | JS4BE-024KA | AC | Split System: Air-Cooled Condensing Unit, Coil with Blower | S4BE-024KA |  | C7B(A,H)MX24(C,U)-B | 12.5 | 15 | Yes | Yes | 2015-06-02 |  | 1
FALSE | S4QE-024KA | 2681 | 7151975 | PHILCO | JS4BE-024KA | AC | Split System: Air-Cooled Condensing Unit, Coil with Blower | S4BE-024KA |  | C7B(A,H)MX30(C,U)-C | 12.5 | 15 | Yes | Yes | 2015-06-02 |  | 1
FALSE | S4QE-024KA | 2681 | 7151976 | PHILCO | JS4BE-024KA | AC | Split System: Air-Cooled Condensing Unit, Coil with Blower | S4BE-024KA |  | C7B(A,H)MX30(C,U)-C | 12.5 | 15 | Yes | Yes | 2015-06-02 |  | 1
FALSE | S4QE-024KA | 2681 | 7151977 | PHILCO | JS4BE-024KA | AC | Split System: Air-Cooled Condensing Unit, Coil with Blower | S4BE-024KA |  | C7B(A,H)MX30(C,U)-C | 12.5 | 15 | Yes | Yes | 2015-06-02 |  | 1
FALSE | S4BE-042KA | 2712 | 7152051 | NUTONE | JS4BE-042KA | AC | Split System: Air-Cooled Condensing Unit, Coil with Blower | S4BE-042KA |  | C7B(A,H)MX42(C,U)-C | 12.5 | 15 | Yes | Yes | 2015-06-02 |  | 1
FALSE | S4BE-048KA | 2717 | 7152052 | NUTONE | JS4BE-048KA | AC | Split System: Air-Cooled Condensing Unit, Coil with Blower | S4BE-048KA |  | C7B(A,H)MX48(C,U)-C | 12 | 15 | Yes | Yes | 2015-06-02 |  | 0
FALSE | S4BE-048KA | 2717 | 7152053 | NUTONE | JS4BE-048KA | AC | Split System: Air-Cooled Condensing Unit, Coil with Blower | S4BE-048KA |  | C7B(A,H)MX48(C,U)-C | 12 | 15 | Yes | Yes | 2015-06-02 |  | 0
FALSE | S4BE-048KA | 2717 | 7152054 | NUTONE | JS4BE-048KA | AC | Split System: Air-Cooled Condensing Unit, Coil with Blower | S4BE-048KA |  | C7B(A,H)MX48(C,U)-D | 12 | 15 | Yes | Yes | 2015-06-02 |  | 0
FALSE | S4BE-048KA | 2717 | 7152055 | NUTONE | JS4BE-048KA | AC | Split System: Air-Cooled Condensing Unit, Coil with Blower | S4BE-048KA |  | C7B(A,H)MX48(C,U)-D | 12 | 15 | Yes | Yes | 2015-06-02 |  | 0
FALSE | S4BE-060KA | 4508 | 7152056 | NUTONE | JS4BE-060KA | AC | Split System: Air-Cooled Condensing Unit, Coil with Blower | S4BE-060KA |  | C7B(A,H)MX60(C,U)-C | 12 | 15 | Yes | Yes | 2015-06-02 |  | 0
FALSE | S4BE-060KA | 4508 | 7152057 | NUTONE | JS4BE-060KA | AC | Split System: Air-Cooled Condensing Unit, Coil with Blower | S4BE-060KA |  | C7B(A,H)MX60(C,U)-C | 12 | 15 | Yes | Yes | 2015-06-02 |  | 0
FALSE | S4BE-060KA | 4508 | 7152058 | NUTONE | JS4BE-060KA | AC | Split System: Air-Cooled Condensing Unit, Coil with Blower | S4BE-060KA |  | C7B(A,H)MX60(C,U)-D | 12 | 14.5 | Yes | Yes | 2015-06-02 |  | 0
FALSE | S4BE-060KA | 4508 | 7152059 | NUTONE | JS4BE-060KA | AC | Split System: Air-Cooled Condensing Unit, Coil with Blower | S4BE-060KA |  | C7B(A,H)MX60(C,U)-D | 12 | 14.5 | Yes | Yes | 2015-06-02 |  | 0
FALSE | S4BE-018KA | 2679 | 7152060 | FRIGIDAIRE | ES4BE-018KA | AC | Split System: Air-Cooled Condensing Unit, Coil with Blower | S4BE-018KA |  | C7B(A,H)MX24(C,U)-A | 12.5 | 15 | Yes | Yes | 2015-06-02 |  | 1
FALSE | S4BE-018KA | 2679 | 7152061 | FRIGIDAIRE | ES4BE-018KA | AC | Split System: Air-Cooled Condensing Unit, Coil with Blower | S4BE-018KA |  | C7B(A,H)MX24(C,U)-A | 12.5 | 15 | Yes | Yes | 2015-06-02 |  | 1
FALSE | S4BE-018KA | 2679 | 7152062 | FRIGIDAIRE | ES4BE-018KA | AC | Split System: Air-Cooled Condensing Unit, Coil with Blower | S4BE-018KA |  | C7B(A,H)MX24(C,U)-B | 12.5 | 15 | Yes | Yes | 2015-06-02 |  | 1
FALSE | S4BE-018KA | 2679 | 7152063 | FRIGIDAIRE | ES4BE-018KA | AC | Split System: Air-Cooled Condensing Unit, Coil with Blower | S4BE-018KA |  | C7B(A,H)MX24(C,U)-B | 12.5 | 15 | Yes | Yes | 2015-06-02 |  | 1
FALSE | S4BE-018KA | 2679 | 7152064 | FRIGIDAIRE | ES4BE-018KA | AC | Split System: Air-Cooled Condensing Unit, Coil with Blower | S4BE-018KA |  | C7B(A,H)MX24(C,U)-B | 12.5 | 15 | Yes | Yes | 2015-06-02 |  | 1
FALSE | S4QE-024KA | 2681 | 7152065 | FRIGIDAIRE | ES4BE-024KA | AC | Split System: Air-Cooled Condensing Unit, Coil with Blower | S4BE-024KA |  | C7B(A,H)MX24(C,U)-A | 12.5 | 15 | Yes | Yes | 2015-06-02 |  | 1
FALSE | S4QE-024KA | 2681 | 7152066 | FRIGIDAIRE | ES4BE-024KA | AC | Split System: Air-Cooled Condensing Unit, Coil with Blower | S4BE-024KA |  | C7B(A,H)MX24(C,U)-A | 12.5 | 15 | Yes | Yes | 2015-06-02 |  | 1
FALSE | S4QE-024KA | 2681 | 7152067 | FRIGIDAIRE | ES4BE-024KA | AC | Split System: Air-Cooled Condensing Unit, Coil with Blower | S4BE-024KA |  | C7B(A,H)MX24(C,U)-B | 12.5 | 15 | Yes | Yes | 2015-06-02 |  | 1
FALSE | S4QE-024KA | 2681 | 7152068 | FRIGIDAIRE | ES4BE-024KA | AC | Split System: Air-Cooled Condensing Unit, Coil with Blower | S4BE-024KA |  | C7B(A,H)MX24(C,U)-B | 12.5 | 15 | Yes | Yes | 2015-06-02 |  | 1
FALSE | S4QE-024KA | 2681 | 7152069 | FRIGIDAIRE | ES4BE-024KA | AC | Split System: Air-Cooled Condensing Unit, Coil with Blower | S4BE-024KA |  | C7B(A,H)MX24(C,U)-B | 12.5 | 15 | Yes | Yes | 2015-06-02 |  | 1
FALSE | S4BE-060KA | 4508 | 7152143 | TAPPAN | ES4BE-060KA | AC | Split System: Air-Cooled Condensing Unit, Coil with Blower | S4BE-060KA |  | C7B(A,H)MX60(C,U)-D | 12 | 14.5 | Yes | Yes | 2015-06-02 |  | 0
FALSE | S4BE-060KA | 4508 | 7152144 | TAPPAN | ES4BE-060KA | AC | Split System: Air-Cooled Condensing Unit, Coil with Blower | S4BE-060KA |  | C7B(A,H)MX60(C,U)-D | 12 | 14.5 | Yes | Yes | 2015-06-02 |  | 0
FALSE | S4BE-060KA | 4508 | 7152145 | TAPPAN | ES4BE-060KA | AC | Split System: Air-Cooled Condensing Unit, Coil with Blower | S4BE-060KA |  | C7B(A,H)MX60(C,U)-D | 12 | 14.5 | Yes | Yes | 2015-06-02 |  | 0
FALSE | S4BE-018KA | 2679 | 7152146 | WESTINGHOUSE | ES4BE-018KA | AC | Split System: Air-Cooled Condensing Unit, Coil with Blower | S4BE-018KA |  | C7B(A,H)MX24(C,U)-A | 12.5 | 15 | Yes | Yes | 2015-06-02 |  | 1
FALSE | S4BE-018KA | 2679 | 7152147 | WESTINGHOUSE | ES4BE-018KA | AC | Split System: Air-Cooled Condensing Unit, Coil with Blower | S4BE-018KA |  | C7B(A,H)MX24(C,U)-A | 12.5 | 15 | Yes | Yes | 2015-06-02 |  | 1
FALSE | S4BE-018KA | 2679 | 7152148 | WESTINGHOUSE | ES4BE-018KA | AC | Split System: Air-Cooled Condensing Unit, Coil with Blower | S4BE-018KA |  | C7B(A,H)MX24(C,U)-B | 12.5 | 15 | Yes | Yes | 2015-06-02 |  | 1
FALSE | S4BE-018KA | 2679 | 7152149 | WESTINGHOUSE | ES4BE-018KA | AC | Split System: Air-Cooled Condensing Unit, Coil with Blower | S4BE-018KA |  | C7B(A,H)MX24(C,U)-B | 12.5 | 15 | Yes | Yes | 2015-06-02 |  | 1
FALSE | S4BE-018KA | 2679 | 7152150 | WESTINGHOUSE | ES4BE-018KA | AC | Split System: Air-Cooled Condensing Unit, Coil with Blower | S4BE-018KA |  | C7B(A,H)MX24(C,U)-B | 12.5 | 15 | Yes | Yes | 2015-06-02 |  | 1
FALSE | S4QE-024KA | 2681 | 7152151 | WESTINGHOUSE | ES4BE-024KA | AC | Split System: Air-Cooled Condensing Unit, Coil with Blower | S4BE-024KA |  | C7B(A,H)MX24(C,U)-A | 12.5 | 15 | Yes | Yes | 2015-06-02 |  | 1
FALSE | S4QE-024KA | 2681 | 7152152 | WESTINGHOUSE | ES4BE-024KA | AC | Split System: Air-Cooled Condensing Unit, Coil with Blower | S4BE-024KA |  | C7B(A,H)MX24(C,U)-A | 12.5 | 15 | Yes | Yes | 2015-06-02 |  | 1
FALSE | S4QE-024KA | 2681 | 7152153 | WESTINGHOUSE | ES4BE-024KA | AC | Split System: Air-Cooled Condensing Unit, Coil with Blower | S4BE-024KA |  | C7B(A,H)MX24(C,U)-B | 12.5 | 15 | Yes | Yes | 2015-06-02 |  | 1
FALSE | S4QE-024KA | 2681 | 7152154 | WESTINGHOUSE | ES4BE-024KA | AC | Split System: Air-Cooled Condensing Unit, Coil with Blower | S4BE-024KA |  | C7B(A,H)MX24(C,U)-B | 12.5 | 15 | Yes | Yes | 2015-06-02 |  | 1
FALSE | S4QE-024KA | 2681 | 7152155 | WESTINGHOUSE | ES4BE-024KA | AC | Split System: Air-Cooled Condensing Unit, Coil with Blower | S4BE-024KA |  | C7B(A,H)MX24(C,U)-B | 12.5 | 15 | Yes | Yes | 2015-06-02 |  | 1
FALSE | S4QE-024KA | 2681 | 7152156 | WESTINGHOUSE | ES4BE-024KA | AC | Split System: Air-Cooled Condensing Unit, Coil with Blower | S4BE-024KA |  | C7B(A,H)MX30(C,U)-C | 12.5 | 15 | Yes | Yes | 2015-06-02 |  | 1
FALSE | S4QE-024KA | 2681 | 7152157 | WESTINGHOUSE | ES4BE-024KA | AC | Split System: Air-Cooled Condensing Unit, Coil with Blower | S4BE-024KA |  | C7B(A,H)MX30(C,U)-C | 12.5 | 15 | Yes | Yes | 2015-06-02 |  | 1
FALSE | S4QE-024KA | 2681 | 7152158 | WESTINGHOUSE | ES4BE-024KA | AC | Split System: Air-Cooled Condensing Unit, Coil with Blower | S4BE-024KA |  | C7B(A,H)MX30(C,U)-C | 12.5 | 15 | Yes | Yes | 2015-06-02 |  | 1
FALSE | S4QE-024KA | 2681 | 7152159 | WESTINGHOUSE | ES4BE-024KA | AC | Split System: Air-Cooled Condensing Unit, Coil with Blower | S4BE-024KA |  | C7B(A,H)MX30(C,U)-C | 12.5 | 15 | Yes | Yes | 2015-06-02 |  | 1
FALSE | S4QE-030KA | 2694 | 7152160 | WESTINGHOUSE | ES4BE-030KA | AC | Split System: Air-Cooled Condensing Unit, Coil with Blower | S4BE-030KA |  | C7B(A,H)MX30(C,U)-A | 12.5 | 15 | Yes | Yes | 2015-06-02 |  | 1
FALSE | S4QE-030KA | 2694 | 7152161 | WESTINGHOUSE | ES4BE-030KA | AC | Split System: Air-Cooled Condensing Unit, Coil with Blower | S4BE-030KA |  | C7B(A,H)MX30(C,U)-A | 12.5 | 15 | Yes | Yes | 2015-06-02 |  | 1
FALSE | S4BE-018KA | 2679 | 7152234 | BROAN | ES4BE-018KA | AC | Split System: Air-Cooled Condensing Unit, Coil with Blower | S4BE-018KA |  | C7B(A,H)MX24(C,U)-B | 12.5 | 15 | Yes | Yes | 2015-06-02 |  | 1
FALSE | S4BE-018KA | 2679 | 7152235 | BROAN | ES4BE-018KA | AC | Split System: Air-Cooled Condensing Unit, Coil with Blower | S4BE-018KA |  | C7B(A,H)MX24(C,U)-B | 12.5 | 15 | Yes | Yes | 2015-06-02 |  | 1
FALSE | S4BE-018KA | 2679 | 7152236 | BROAN | ES4BE-018KA | AC | Split System: Air-Cooled Condensing Unit, Coil with Blower | S4BE-018KA |  | C7B(A,H)MX24(C,U)-B | 12.5 | 15 | Yes | Yes | 2015-06-02 |  | 1
FALSE | S4QE-024KA | 2681 | 7152237 | BROAN | ES4BE-024KA | AC | Split System: Air-Cooled Condensing Unit, Coil with Blower | S4BE-024KA |  | C7B(A,H)MX24(C,U)-A | 12.5 | 15 | Yes | Yes | 2015-06-02 |  | 1
FALSE | S4QE-024KA | 2681 | 7152238 | BROAN | ES4BE-024KA | AC | Split System: Air-Cooled Condensing Unit, Coil with Blower | S4BE-024KA |  | C7B(A,H)MX24(C,U)-A | 12.5 | 15 | Yes | Yes | 2015-06-02 |  | 1
FALSE | S4QE-024KA | 2681 | 7152239 | BROAN | ES4BE-024KA | AC | Split System: Air-Cooled Condensing Unit, Coil with Blower | S4BE-024KA |  | C7B(A,H)MX24(C,U)-B | 12.5 | 15 | Yes | Yes | 2015-06-02 |  | 1
FALSE | S4QE-024KA | 2681 | 7152240 | BROAN | ES4BE-024KA | AC | Split System: Air-Cooled Condensing Unit, Coil with Blower | S4BE-024KA |  | C7B(A,H)MX24(C,U)-B | 12.5 | 15 | Yes | Yes | 2015-06-02 |  | 1
FALSE | S4QE-024KA | 2681 | 7152241 | BROAN | ES4BE-024KA | AC | Split System: Air-Cooled Condensing Unit, Coil with Blower | S4BE-024KA |  | C7B(A,H)MX24(C,U)-B | 12.5 | 15 | Yes | Yes | 2015-06-02 |  | 1
FALSE | S4QE-024KA | 2681 | 7152242 | BROAN | ES4BE-024KA | AC | Split System: Air-Cooled Condensing Unit, Coil with Blower | S4BE-024KA |  | C7B(A,H)MX30(C,U)-C | 12.5 | 15 | Yes | Yes | 2015-06-02 |  | 1
FALSE | S4QE-024KA | 2681 | 7152243 | BROAN | ES4BE-024KA | AC | Split System: Air-Cooled Condensing Unit, Coil with Blower | S4BE-024KA |  | C7B(A,H)MX30(C,U)-C | 12.5 | 15 | Yes | Yes | 2015-06-02 |  | 1
FALSE | S4QE-024KA | 2681 | 7152244 | BROAN | ES4BE-024KA | AC | Split System: Air-Cooled Condensing Unit, Coil with Blower | S4BE-024KA |  | C7B(A,H)MX30(C,U)-C | 12.5 | 15 | Yes | Yes | 2015-06-02 |  | 1
FALSE | S4QE-024KA | 2681 | 7152245 | BROAN | ES4BE-024KA | AC | Split System: Air-Cooled Condensing Unit, Coil with Blower | S4BE-024KA |  | C7B(A,H)MX30(C,U)-C | 12.5 | 15 | Yes | Yes | 2015-06-02 |  | 1
FALSE | S4QE-030KA | 2694 | 7152246 | BROAN | ES4BE-030KA | AC | Split System: Air-Cooled Condensing Unit, Coil with Blower | S4BE-030KA |  | C7B(A,H)MX30(C,U)-A | 12.5 | 15 | Yes | Yes | 2015-06-02 |  | 1
FALSE | S4QE-030KA | 2694 | 7152247 | BROAN | ES4BE-030KA | AC | Split System: Air-Cooled Condensing Unit, Coil with Blower | S4BE-030KA |  | C7B(A,H)MX30(C,U)-A | 12.5 | 15 | Yes | Yes | 2015-06-02 |  | 1
FALSE | S4QE-030KA | 2694 | 7152248 | BROAN | ES4BE-030KA | AC | Split System: Air-Cooled Condensing Unit, Coil with Blower | S4BE-030KA |  | C7B(A,H)MX30(C,U)-B | 12.5 | 15 | Yes | Yes | 2015-06-02 |  | 1
FALSE | S4QE-030KA | 2694 | 7152249 | BROAN | ES4BE-030KA | AC | Split System: Air-Cooled Condensing Unit, Coil with Blower | S4BE-030KA |  | C7B(A,H)MX30(C,U)-B | 12.5 | 15 | Yes | Yes | 2015-06-02 |  | 1
FALSE | S4QE-030KA | 2694 | 7152250 | BROAN | ES4BE-030KA | AC | Split System: Air-Cooled Condensing Unit, Coil with Blower | S4BE-030KA |  | C7B(A,H)MX30(C,U)-B | 12.5 | 15 | Yes | Yes | 2015-06-02 |  | 1
FALSE | S4QE-030KA | 2694 | 7152251 | BROAN | ES4BE-030KA | AC | Split System: Air-Cooled Condensing Unit, Coil with Blower | S4BE-030KA |  | C7B(A,H)MX30(C,U)-C | 12.5 | 15 | Yes | Yes | 2015-06-02 |  | 1
FALSE | S4QE-030KA | 2694 | 7152252 | BROAN | ES4BE-030KA | AC | Split System: Air-Cooled Condensing Unit, Coil with Blower | S4BE-030KA |  | C7B(A,H)MX30(C,U)-C | 12.5 | 15 | Yes | Yes | 2015-06-02 |  | 1
FALSE | S4QE-024KA | 2681 | 7152326 | TAPPAN | FS4BE-024KA | AC | Split System: Air-Cooled Condensing Unit, Coil with Blower | S4BE-024KA |  | C7B(A,H)MX24(C,U)-B | 12.5 | 15 | Yes | Yes | 2015-06-02 |  | 1
FALSE | S4QE-024KA | 2681 | 7152327 | TAPPAN | FS4BE-024KA | AC | Split System: Air-Cooled Condensing Unit, Coil with Blower | S4BE-024KA |  | C7B(A,H)MX24(C,U)-B | 12.5 | 15 | Yes | Yes | 2015-06-02 |  | 1
FALSE | S4QE-024KA | 2681 | 7152328 | TAPPAN | FS4BE-024KA | AC | Split System: Air-Cooled Condensing Unit, Coil with Blower | S4BE-024KA |  | C7B(A,H)MX30(C,U)-C | 12.5 | 15 | Yes | Yes | 2015-06-02 |  | 1
FALSE | S4QE-024KA | 2681 | 7152329 | TAPPAN | FS4BE-024KA | AC | Split System: Air-Cooled Condensing Unit, Coil with Blower | S4BE-024KA |  | C7B(A,H)MX30(C,U)-C | 12.5 | 15 | Yes | Yes | 2015-06-02 |  | 1
FALSE | S4QE-024KA | 2681 | 7152330 | TAPPAN | FS4BE-024KA | AC | Split System: Air-Cooled Condensing Unit, Coil with Blower | S4BE-024KA |  | C7B(A,H)MX30(C,U)-C | 12.5 | 15 | Yes | Yes | 2015-06-02 |  | 1
FALSE | S4QE-024KA | 2681 | 7152331 | TAPPAN | FS4BE-024KA | AC | Split System: Air-Cooled Condensing Unit, Coil with Blower | S4BE-024KA |  | C7B(A,H)MX30(C,U)-C | 12.5 | 15 | Yes | Yes | 2015-06-02 |  | 1
FALSE | S4QE-030KA | 2694 | 7152332 | TAPPAN | FS4BE-030KA | AC | Split System: Air-Cooled Condensing Unit, Coil with Blower | S4BE-030KA |  | C7B(A,H)MX30(C,U)-A | 12.5 | 15 | Yes | Yes | 2015-06-02 |  | 1
FALSE | S4QE-030KA | 2694 | 7152333 | TAPPAN | FS4BE-030KA | AC | Split System: Air-Cooled Condensing Unit, Coil with Blower | S4BE-030KA |  | C7B(A,H)MX30(C,U)-A | 12.5 | 15 | Yes | Yes | 2015-06-02 |  | 1
FALSE | S4QE-030KA | 2694 | 7152334 | TAPPAN | FS4BE-030KA | AC | Split System: Air-Cooled Condensing Unit, Coil with Blower | S4BE-030KA |  | C7B(A,H)MX30(C,U)-B | 12.5 | 15 | Yes | Yes | 2015-06-02 |  | 1
FALSE | S4QE-030KA | 2694 | 7152335 | TAPPAN | FS4BE-030KA | AC | Split System: Air-Cooled Condensing Unit, Coil with Blower | S4BE-030KA |  | C7B(A,H)MX30(C,U)-B | 12.5 | 15 | Yes | Yes | 2015-06-02 |  | 1
FALSE | S4QE-030KA | 2694 | 7152336 | TAPPAN | FS4BE-030KA | AC | Split System: Air-Cooled Condensing Unit, Coil with Blower | S4BE-030KA |  | C7B(A,H)MX30(C,U)-B | 12.5 | 15 | Yes | Yes | 2015-06-02 |  | 1
FALSE | S4QE-030KA | 2694 | 7152337 | TAPPAN | FS4BE-030KA | AC | Split System: Air-Cooled Condensing Unit, Coil with Blower | S4BE-030KA |  | C7B(A,H)MX30(C,U)-C | 12.5 | 15 | Yes | Yes | 2015-06-02 |  | 1
FALSE | S4QE-030KA | 2694 | 7152338 | TAPPAN | FS4BE-030KA | AC | Split System: Air-Cooled Condensing Unit, Coil with Blower | S4BE-030KA |  | C7B(A,H)MX30(C,U)-C | 12.5 | 15 | Yes | Yes | 2015-06-02 |  | 1
FALSE | S4QE-030KA | 2694 | 7152339 | TAPPAN | FS4BE-030KA | AC | Split System: Air-Cooled Condensing Unit, Coil with Blower | S4BE-030KA |  | C7B(A,H)MX30(C,U)-C | 12.5 | 15 | Yes | Yes | 2015-06-02 |  | 1
FALSE | S4QE-036KA | 2699 | 7152340 | TAPPAN | FS4BE-036KA | AC | Split System: Air-Cooled Condensing Unit, Coil with Blower | S4BE-036KA |  | C7B(A,H)MX36(C,U)-B | 12.5 | 15 | Yes | Yes | 2015-06-02 |  | 1
FALSE | S4QE-036KA | 2699 | 7152341 | TAPPAN | FS4BE-036KA | AC | Split System: Air-Cooled Condensing Unit, Coil with Blower | S4BE-036KA |  | C7B(A,H)MX36(C,U)-B | 12.5 | 15 | Yes | Yes | 2015-06-02 |  | 1
FALSE | S4QE-036KA | 2699 | 7152342 | TAPPAN | FS4BE-036KA | AC | Split System: Air-Cooled Condensing Unit, Coil with Blower | S4BE-036KA |  | C7B(A,H)MX36(C,U)-B | 12.5 | 15 | Yes | Yes | 2015-06-02 |  | 1
FALSE | S4QE-036KA | 2699 | 7152343 | TAPPAN | FS4BE-036KA | AC | Split System: Air-Cooled Condensing Unit, Coil with Blower | S4BE-036KA |  | C7B(A,H)MX36(C,U)-C | 12.5 | 15 | Yes | Yes | 2015-06-02 |  | 1
FALSE | S4QE-036KA | 2699 | 7152344 | TAPPAN | FS4BE-036KA | AC | Split System: Air-Cooled Condensing Unit, Coil with Blower | S4BE-036KA |  | C7B(A,H)MX36(C,U)-C | 12.5 | 15 | Yes | Yes | 2015-06-02 |  | 1
FALSE | S4QE-024KA | 2681 | 7152417 | NUTONE | FS4BE-024KA | AC | Split System: Air-Cooled Condensing Unit, Coil with Blower | S4BE-024KA |  | C7B(A,H)MX30(C,U)-C | 12.5 | 15 | Yes | Yes | 2015-06-02 |  | 1
FALSE | S4QE-030KA | 2694 | 7152418 | NUTONE | FS4BE-030KA | AC | Split System: Air-Cooled Condensing Unit, Coil with Blower | S4BE-030KA |  | C7B(A,H)MX30(C,U)-A | 12.5 | 15 | Yes | Yes | 2015-06-02 |  | 1
FALSE | S4QE-030KA | 2694 | 7152419 | NUTONE | FS4BE-030KA | AC | Split System: Air-Cooled Condensing Unit, Coil with Blower | S4BE-030KA |  | C7B(A,H)MX30(C,U)-A | 12.5 | 15 | Yes | Yes | 2015-06-02 |  | 1
FALSE | S4QE-030KA | 2694 | 7152420 | NUTONE | FS4BE-030KA | AC | Split System: Air-Cooled Condensing Unit, Coil with Blower | S4BE-030KA |  | C7B(A,H)MX30(C,U)-B | 12.5 | 15 | Yes | Yes | 2015-06-02 |  | 1
FALSE | S4QE-030KA | 2694 | 7152421 | NUTONE | FS4BE-030KA | AC | Split System: Air-Cooled Condensing Unit, Coil with Blower | S4BE-030KA |  | C7B(A,H)MX30(C,U)-B | 12.5 | 15 | Yes | Yes | 2015-06-02 |  | 1
FALSE | S4QE-030KA | 2694 | 7152422 | NUTONE | FS4BE-030KA | AC | Split System: Air-Cooled Condensing Unit, Coil with Blower | S4BE-030KA |  | C7B(A,H)MX30(C,U)-B | 12.5 | 15 | Yes | Yes | 2015-06-02 |  | 1
FALSE | S4QE-030KA | 2694 | 7152423 | NUTONE | FS4BE-030KA | AC | Split System: Air-Cooled Condensing Unit, Coil with Blower | S4BE-030KA |  | C7B(A,H)MX30(C,U)-C | 12.5 | 15 | Yes | Yes | 2015-06-02 |  | 1
FALSE | S4QE-030KA | 2694 | 7152424 | NUTONE | FS4BE-030KA | AC | Split System: Air-Cooled Condensing Unit, Coil with Blower | S4BE-030KA |  | C7B(A,H)MX30(C,U)-C | 12.5 | 15 | Yes | Yes | 2015-06-02 |  | 1
FALSE | S4QE-030KA | 2694 | 7152425 | NUTONE | FS4BE-030KA | AC | Split System: Air-Cooled Condensing Unit, Coil with Blower | S4BE-030KA |  | C7B(A,H)MX30(C,U)-C | 12.5 | 15 | Yes | Yes | 2015-06-02 |  | 1
FALSE | S4QE-036KA | 2699 | 7152426 | NUTONE | FS4BE-036KA | AC | Split System: Air-Cooled Condensing Unit, Coil with Blower | S4BE-036KA |  | C7B(A,H)MX36(C,U)-B | 12.5 | 15 | Yes | Yes | 2015-06-02 |  | 1
FALSE | S4QE-036KA | 2699 | 7152427 | NUTONE | FS4BE-036KA | AC | Split System: Air-Cooled Condensing Unit, Coil with Blower | S4BE-036KA |  | C7B(A,H)MX36(C,U)-B | 12.5 | 15 | Yes | Yes | 2015-06-02 |  | 1
FALSE | S4QE-036KA | 2699 | 7152428 | NUTONE | FS4BE-036KA | AC | Split System: Air-Cooled Condensing Unit, Coil with Blower | S4BE-036KA |  | C7B(A,H)MX36(C,U)-B | 12.5 | 15 | Yes | Yes | 2015-06-02 |  | 1
FALSE | S4QE-036KA | 2699 | 7152429 | NUTONE | FS4BE-036KA | AC | Split System: Air-Cooled Condensing Unit, Coil with Blower | S4BE-036KA |  | C7B(A,H)MX36(C,U)-C | 12.5 | 15 | Yes | Yes | 2015-06-02 |  | 1
FALSE | S4QE-036KA | 2699 | 7152430 | NUTONE | FS4BE-036KA | AC | Split System: Air-Cooled Condensing Unit, Coil with Blower | S4BE-036KA |  | C7B(A,H)MX36(C,U)-C | 12.5 | 15 | Yes | Yes | 2015-06-02 |  | 1
FALSE | S4QE-036KA | 2699 | 7152431 | NUTONE | FS4BE-036KA | AC | Split System: Air-Cooled Condensing Unit, Coil with Blower | S4BE-036KA |  | C7B(A,H)MX36(C,U)-C | 12.5 | 15 | Yes | Yes | 2015-06-02 |  | 1
FALSE | S4BE-042KA | 2712 | 7152432 | NUTONE | FS4BE-042KA | AC | Split System: Air-Cooled Condensing Unit, Coil with Blower | S4BE-042KA |  | C7B(A,H)MX42(C,U)-C | 12.5 | 15 | Yes | Yes | 2015-06-02 |  | 1
FALSE | S4BE-042KA | 2712 | 7152433 | NUTONE | FS4BE-042KA | AC | Split System: Air-Cooled Condensing Unit, Coil with Blower | S4BE-042KA |  | C7B(A,H)MX42(C,U)-C | 12.5 | 15 | Yes | Yes | 2015-06-02 |  | 1
FALSE | S4BE-042KA | 2712 | 7152434 | NUTONE | FS4BE-042KA | AC | Split System: Air-Cooled Condensing Unit, Coil with Blower | S4BE-042KA |  | C7B(A,H)MX42(C,U)-C | 12.5 | 15 | Yes | Yes | 2015-06-02 |  | 1
FALSE | S4BE-048KA | 2717 | 7152435 | NUTONE | FS4BE-048KA | AC | Split System: Air-Cooled Condensing Unit, Coil with Blower | S4BE-048KA |  | C7B(A,H)MX48(C,U)-C | 12 | 15 | Yes | Yes | 2015-06-02 |  | 0
FALSE | S4BE-042KA | 2712 | 7152511 | MAYTAG | MSA4BE042KA | AC | Split System: Air-Cooled Condensing Unit, Coil with Blower | S4BE-042KA |  | C7B(A,H)MX42(C,U)-C | 12.5 | 15 | Yes | Yes | 2015-06-02 |  | 1
FALSE | S4BE-042KA | 2712 | 7152512 | MAYTAG | MSA4BE042KA | AC | Split System: Air-Cooled Condensing Unit, Coil with Blower | S4BE-042KA |  | C7B(A,H)MX42(C,U)-C | 12.5 | 15 | Yes | Yes | 2015-06-02 |  | 1
FALSE | S4BE-048KA | 2717 | 7152513 | MAYTAG | MSA4BE048KA | AC | Split System: Air-Cooled Condensing Unit, Coil with Blower | S4BE-048KA |  | C7B(A,H)MX48(C,U)-C | 12 | 15 | Yes | Yes | 2015-06-02 |  | 0
FALSE | S4BE-048KA | 2717 | 7152514 | MAYTAG | MSA4BE048KA | AC | Split System: Air-Cooled Condensing Unit, Coil with Blower | S4BE-048KA |  | C7B(A,H)MX48(C,U)-C | 12 | 15 | Yes | Yes | 2015-06-02 |  | 0
FALSE | S4BE-048KA | 2717 | 7152515 | MAYTAG | MSA4BE048KA | AC | Split System: Air-Cooled Condensing Unit, Coil with Blower | S4BE-048KA |  | C7B(A,H)MX48(C,U)-D | 12 | 15 | Yes | Yes | 2015-06-02 |  | 0
FALSE | S4BE-048KA | 2717 | 7152516 | MAYTAG | MSA4BE048KA | AC | Split System: Air-Cooled Condensing Unit, Coil with Blower | S4BE-048KA |  | C7B(A,H)MX48(C,U)-D | 12 | 15 | Yes | Yes | 2015-06-02 |  | 0
FALSE | S4BE-060KA | 4508 | 7152517 | MAYTAG | MSA4BE060KA | AC | Split System: Air-Cooled Condensing Unit, Coil with Blower | S4BE-060KA |  | C7B(A,H)MX60(C,U)-C | 12 | 15 | Yes | Yes | 2015-06-02 |  | 0
FALSE | S4BE-060KA | 4508 | 7152518 | MAYTAG | MSA4BE060KA | AC | Split System: Air-Cooled Condensing Unit, Coil with Blower | S4BE-060KA |  | C7B(A,H)MX60(C,U)-C | 12 | 15 | Yes | Yes | 2015-06-02 |  | 0
FALSE | S4BE-060KA | 4508 | 7152519 | MAYTAG | MSA4BE060KA | AC | Split System: Air-Cooled Condensing Unit, Coil with Blower | S4BE-060KA |  | C7B(A,H)MX60(C,U)-D | 12 | 14.5 | Yes | Yes | 2015-06-02 |  | 0
FALSE | S4BE-060KA | 4508 | 7152520 | MAYTAG | MSA4BE060KA | AC | Split System: Air-Cooled Condensing Unit, Coil with Blower | S4BE-060KA |  | C7B(A,H)MX60(C,U)-D | 12 | 14.5 | Yes | Yes | 2015-06-02 |  | 0
FALSE | S4BE-018KA | 2679 | 7152521 | MAYTAG | CSA4BE018KA | AC | Split System: Air-Cooled Condensing Unit, Coil with Blower | S4BE-018KA |  | C7B(A,H)MX24(C,U)-A | 12.5 | 15 | Yes | Yes | 2015-06-02 |  | 1
FALSE | S4BE-018KA | 2679 | 7152522 | MAYTAG | CSA4BE018KA | AC | Split System: Air-Cooled Condensing Unit, Coil with Blower | S4BE-018KA |  | C7B(A,H)MX24(C,U)-B | 12.5 | 15 | Yes | Yes | 2015-06-02 |  | 1
FALSE | S4BE-018KA | 2679 | 7152523 | MAYTAG | CSA4BE018KA | AC | Split System: Air-Cooled Condensing Unit, Coil with Blower | S4BE-018KA |  | C7B(A,H)MX24(C,U)-B | 12.5 | 15 | Yes | Yes | 2015-06-02 |  | 1
FALSE | S4QE-024KA | 2681 | 7152524 | MAYTAG | CSA4BE024KA | AC | Split System: Air-Cooled Condensing Unit, Coil with Blower | S4BE-024KA |  | C7B(A,H)MX24(C,U)-A | 12.5 | 15 | Yes | Yes | 2015-06-02 |  | 1
FALSE | S4QE-024KA | 2681 | 7152525 | MAYTAG | CSA4BE024KA | AC | Split System: Air-Cooled Condensing Unit, Coil with Blower | S4BE-024KA |  | C7B(A,H)MX24(C,U)-B | 12.5 | 15 | Yes | Yes | 2015-06-02 |  | 1
FALSE | S4QE-024KA | 2681 | 7152526 | MAYTAG | CSA4BE024KA | AC | Split System: Air-Cooled Condensing Unit, Coil with Blower | S4BE-024KA |  | C7B(A,H)MX30(C,U)-C | 12.5 | 15 | Yes | Yes | 2015-06-02 |  | 1
FALSE | S4QE-024KA | 2681 | 7152527 | MAYTAG | CSA4BE024KA | AC | Split System: Air-Cooled Condensing Unit, Coil with Blower | S4BE-024KA |  | C7B(A,H)MX30(C,U)-C | 12.5 | 15 | Yes | Yes | 2015-06-02 |  | 1
FALSE | S4QE-024KA | 2681 | 7152528 | MAYTAG | CSA4BE024KA | AC | Split System: Air-Cooled Condensing Unit, Coil with Blower | S4BE-024KA |  | C7B(A,H)MX30(C,U)-C | 12.5 | 15 | Yes | Yes | 2015-06-02 |  | 1
FALSE | S4QE-030KA | 2694 | 7152529 | MAYTAG | CSA4BE030KA | AC | Split System: Air-Cooled Condensing Unit, Coil with Blower | S4BE-030KA |  | C7B(A,H)MX30(C,U)-A | 12.5 | 15 | Yes | Yes | 2015-06-02 |  | 1
FALSE | S4BE-060KA | 4508 | 7152604 | AIRTEMP | VS4BE-060KA | AC | Split System: Air-Cooled Condensing Unit, Coil with Blower | S4BE-060KA |  | C7B(A,H)MX60(C,U)-C | 12 | 15 | Yes | Yes | 2015-06-02 |  | 0
FALSE | S4BE-060KA | 4508 | 7152605 | AIRTEMP | VS4BE-060KA | AC | Split System: Air-Cooled Condensing Unit, Coil with Blower | S4BE-060KA |  | C7B(A,H)MX60(C,U)-D | 12 | 14.5 | Yes | Yes | 2015-06-02 |  | 0
FALSE | S4BE-060KA | 4508 | 7152606 | AIRTEMP | VS4BE-060KA | AC | Split System: Air-Cooled Condensing Unit, Coil with Blower | S4BE-060KA |  | C7B(A,H)MX60(C,U)-D | 12 | 14.5 | Yes | Yes | 2015-06-02 |  | 0
FALSE | S4BE-018KA | 2679 | 7152607 | NORDYNE, LLC. | ES4BE-018KA | AC | Split System: Air-Cooled Condensing Unit, Coil with Blower | S4BE-018KA |  | C7B(A,H)MX24(C,U)-A | 12.5 | 15 | Yes | Yes | 2015-06-02 |  | 1
FALSE | S4BE-018KA | 2679 | 7152608 | NORDYNE, LLC. | ES4BE-018KA | AC | Split System: Air-Cooled Condensing Unit, Coil with Blower | S4BE-018KA |  | C7B(A,H)MX24(C,U)-A | 12.5 | 15 | Yes | Yes | 2015-06-02 |  | 1
FALSE | S4BE-018KA | 2679 | 7152609 | NORDYNE, LLC. | ES4BE-018KA | AC | Split System: Air-Cooled Condensing Unit, Coil with Blower | S4BE-018KA |  | C7B(A,H)MX24(C,U)-B | 12.5 | 15 | Yes | Yes | 2015-06-02 |  | 1
FALSE | S4BE-018KA | 2679 | 7152610 | NORDYNE, LLC. | ES4BE-018KA | AC | Split System: Air-Cooled Condensing Unit, Coil with Blower | S4BE-018KA |  | C7B(A,H)MX24(C,U)-B | 12.5 | 15 | Yes | Yes | 2015-06-02 |  | 1
FALSE | S4QE-024KA | 2681 | 7152611 | NORDYNE, LLC. | ES4BE-024KA | AC | Split System: Air-Cooled Condensing Unit, Coil with Blower | S4BE-024KA |  | C7B(A,H)MX24(C,U)-A | 12.5 | 15 | Yes | Yes | 2015-06-02 |  | 1
FALSE | S4QE-024KA | 2681 | 7152612 | NORDYNE, LLC. | ES4BE-024KA | AC | Split System: Air-Cooled Condensing Unit, Coil with Blower | S4BE-024KA |  | C7B(A,H)MX24(C,U)-A | 12.5 | 15 | Yes | Yes | 2015-06-02 |  | 1
FALSE | S4QE-024KA | 2681 | 7152613 | NORDYNE, LLC. | ES4BE-024KA | AC | Split System: Air-Cooled Condensing Unit, Coil with Blower | S4BE-024KA |  | C7B(A,H)MX24(C,U)-B | 12.5 | 15 | Yes | Yes | 2015-06-02 |  | 1
FALSE | S4QE-024KA | 2681 | 7152614 | NORDYNE, LLC. | ES4BE-024KA | AC | Split System: Air-Cooled Condensing Unit, Coil with Blower | S4BE-024KA |  | C7B(A,H)MX24(C,U)-B | 12.5 | 15 | Yes | Yes | 2015-06-02 |  | 1
FALSE | S4QE-024KA | 2681 | 7152615 | NORDYNE, LLC. | ES4BE-024KA | AC | Split System: Air-Cooled Condensing Unit, Coil with Blower | S4BE-024KA |  | C7B(A,H)MX30(C,U)-C | 12.5 | 15 | Yes | Yes | 2015-06-02 |  | 1
FALSE | S4QE-024KA | 2681 | 7152616 | NORDYNE, LLC. | ES4BE-024KA | AC | Split System: Air-Cooled Condensing Unit, Coil with Blower | S4BE-024KA |  | C7B(A,H)MX30(C,U)-C | 12.5 | 15 | Yes | Yes | 2015-06-02 |  | 1
FALSE | S4QE-024KA | 2681 | 7152617 | NORDYNE, LLC. | ES4BE-024KA | AC | Split System: Air-Cooled Condensing Unit, Coil with Blower | S4BE-024KA |  | C7B(A,H)MX30(C,U)-C | 12.5 | 15 | Yes | Yes | 2015-06-02 |  | 1
FALSE | S4QE-030KA | 2694 | 7152618 | NORDYNE, LLC. | ES4BE-030KA | AC | Split System: Air-Cooled Condensing Unit, Coil with Blower | S4BE-030KA |  | C7B(A,H)MX30(C,U)-A | 12.5 | 15 | Yes | Yes | 2015-06-02 |  | 1
FALSE | S4QE-030KA | 2694 | 7152619 | NORDYNE, LLC. | ES4BE-030KA | AC | Split System: Air-Cooled Condensing Unit, Coil with Blower | S4BE-030KA |  | C7B(A,H)MX30(C,U)-A | 12.5 | 15 | Yes | Yes | 2015-06-02 |  | 1
FALSE | S4QE-030KA | 2694 | 7152620 | NORDYNE, LLC. | ES4BE-030KA | AC | Split System: Air-Cooled Condensing Unit, Coil with Blower | S4BE-030KA |  | C7B(A,H)MX30(C,U)-B | 12.5 | 15 | Yes | Yes | 2015-06-02 |  | 1
FALSE | S4QE-030KA | 2694 | 7152621 | NORDYNE, LLC. | ES4BE-030KA | AC | Split System: Air-Cooled Condensing Unit, Coil with Blower | S4BE-030KA |  | C7B(A,H)MX30(C,U)-B | 12.5 | 15 | Yes | Yes | 2015-06-02 |  | 1
FALSE | S4QE-030KA | 2694 | 7152622 | NORDYNE, LLC. | ES4BE-030KA | AC | Split System: Air-Cooled Condensing Unit, Coil with Blower | S4BE-030KA |  | C7B(A,H)MX30(C,U)-C | 12.5 | 15 | Yes | Yes | 2015-06-02 |  | 1
FALSE | S4QE-024KA | 2681 | 7152691 | NORDYNE, LLC. | FS4BE-024KA | AC | Split System: Air-Cooled Condensing Unit, Coil with Blower | S4BE-024KA |  | C7B(A,H)MX30(C,U)-C | 12.5 | 15 | Yes | Yes | 2015-06-02 |  | 1
FALSE | S4QE-024KA | 2681 | 7152692 | NORDYNE, LLC. | FS4BE-024KA | AC | Split System: Air-Cooled Condensing Unit, Coil with Blower | S4BE-024KA |  | C7B(A,H)MX30(C,U)-C | 12.5 | 15 | Yes | Yes | 2015-06-02 |  | 1
FALSE | S4QE-024KA | 2681 | 7152693 | NORDYNE, LLC. | FS4BE-024KA | AC | Split System: Air-Cooled Condensing Unit, Coil with Blower | S4BE-024KA |  | C7B(A,H)MX30(C,U)-C | 12.5 | 15 | Yes | Yes | 2015-06-02 |  | 1
FALSE | S4QE-024KA | 2681 | 7152694 | NORDYNE, LLC. | FS4BE-024KA | AC | Split System: Air-Cooled Condensing Unit, Coil with Blower | S4BE-024KA |  | C7B(A,H)MX30(C,U)-C | 12.5 | 15 | Yes | Yes | 2015-06-02 |  | 1
FALSE | S4QE-030KA | 2694 | 7152695 | NORDYNE, LLC. | FS4BE-030KA | AC | Split System: Air-Cooled Condensing Unit, Coil with Blower | S4BE-030KA |  | C7B(A,H)MX30(C,U)-A | 12.5 | 15 | Yes | Yes | 2015-06-02 |  | 1
FALSE | S4QE-030KA | 2694 | 7152696 | NORDYNE, LLC. | FS4BE-030KA | AC | Split System: Air-Cooled Condensing Unit, Coil with Blower | S4BE-030KA |  | C7B(A,H)MX30(C,U)-A | 12.5 | 15 | Yes | Yes | 2015-06-02 |  | 1
FALSE | S4QE-030KA | 2694 | 7152697 | NORDYNE, LLC. | FS4BE-030KA | AC | Split System: Air-Cooled Condensing Unit, Coil with Blower | S4BE-030KA |  | C7B(A,H)MX30(C,U)-B | 12.5 | 15 | Yes | Yes | 2015-06-02 |  | 1
FALSE | S4QE-030KA | 2694 | 7152698 | NORDYNE, LLC. | FS4BE-030KA | AC | Split System: Air-Cooled Condensing Unit, Coil with Blower | S4BE-030KA |  | C7B(A,H)MX30(C,U)-B | 12.5 | 15 | Yes | Yes | 2015-06-02 |  | 1
FALSE | S4QE-030KA | 2694 | 7152699 | NORDYNE, LLC. | FS4BE-030KA | AC | Split System: Air-Cooled Condensing Unit, Coil with Blower | S4BE-030KA |  | C7B(A,H)MX30(C,U)-B | 12.5 | 15 | Yes | Yes | 2015-06-02 |  | 1
FALSE | S4QE-030KA | 2694 | 7152700 | NORDYNE, LLC. | FS4BE-030KA | AC | Split System: Air-Cooled Condensing Unit, Coil with Blower | S4BE-030KA |  | C7B(A,H)MX30(C,U)-C | 12.5 | 15 | Yes | Yes | 2015-06-02 |  | 1
FALSE | S4QE-030KA | 2694 | 7152701 | NORDYNE, LLC. | FS4BE-030KA | AC | Split System: Air-Cooled Condensing Unit, Coil with Blower | S4BE-030KA |  | C7B(A,H)MX30(C,U)-C | 12.5 | 15 | Yes | Yes | 2015-06-02 |  | 1
FALSE | S4QE-030KA | 2694 | 7152702 | NORDYNE, LLC. | FS4BE-030KA | AC | Split System: Air-Cooled Condensing Unit, Coil with Blower | S4BE-030KA |  | C7B(A,H)MX30(C,U)-C | 12.5 | 15 | Yes | Yes | 2015-06-02 |  | 1
FALSE | S4QE-036KA | 2699 | 7152703 | NORDYNE, LLC. | FS4BE-036KA | AC | Split System: Air-Cooled Condensing Unit, Coil with Blower | S4BE-036KA |  | C7B(A,H)MX36(C,U)-B | 12.5 | 15 | Yes | Yes | 2015-06-02 |  | 1
FALSE | S4QE-036KA | 2699 | 7152704 | NORDYNE, LLC. | FS4BE-036KA | AC | Split System: Air-Cooled Condensing Unit, Coil with Blower | S4BE-036KA |  | C7B(A,H)MX36(C,U)-B | 12.5 | 15 | Yes | Yes | 2015-06-02 |  | 1
FALSE | S4QE-036KA | 2699 | 7152705 | NORDYNE, LLC. | FS4BE-036KA | AC | Split System: Air-Cooled Condensing Unit, Coil with Blower | S4BE-036KA |  | C7B(A,H)MX36(C,U)-B | 12.5 | 15 | Yes | Yes | 2015-06-02 |  | 1
FALSE | S4QE-036KA | 2699 | 7152706 | NORDYNE, LLC. | FS4BE-036KA | AC | Split System: Air-Cooled Condensing Unit, Coil with Blower | S4BE-036KA |  | C7B(A,H)MX36(C,U)-C | 12.5 | 15 | Yes | Yes | 2015-06-02 |  | 1
FALSE | S4QE-036KA | 2699 | 7152707 | NORDYNE, LLC. | FS4BE-036KA | AC | Split System: Air-Cooled Condensing Unit, Coil with Blower | S4BE-036KA |  | C7B(A,H)MX36(C,U)-C | 12.5 | 15 | Yes | Yes | 2015-06-02 |  | 1
FALSE | S4QE-036KA | 2699 | 7152708 | NORDYNE, LLC. | FS4BE-036KA | AC | Split System: Air-Cooled Condensing Unit, Coil with Blower | S4BE-036KA |  | C7B(A,H)MX36(C,U)-C | 12.5 | 15 | Yes | Yes | 2015-06-02 |  | 1
FALSE | S4QE-036KA | 2699 | 7152778 | NORDYNE, LLC. | JS4BE-036KA | AC | Split System: Air-Cooled Condensing Unit, Coil with Blower | S4BE-036KA |  | C7B(A,H)MX36(C,U)-B | 12.5 | 15 | Yes | Yes | 2015-06-02 |  | 1
FALSE | S4QE-036KA | 2699 | 7152779 | NORDYNE, LLC. | JS4BE-036KA | AC | Split System: Air-Cooled Condensing Unit, Coil with Blower | S4BE-036KA |  | C7B(A,H)MX36(C,U)-B | 12.5 | 15 | Yes | Yes | 2015-06-02 |  | 1
FALSE | S4QE-036KA | 2699 | 7152780 | NORDYNE, LLC. | JS4BE-036KA | AC | Split System: Air-Cooled Condensing Unit, Coil with Blower | S4BE-036KA |  | C7B(A,H)MX36(C,U)-C | 12.5 | 15 | Yes | Yes | 2015-06-02 |  | 1
FALSE | S4QE-036KA | 2699 | 7152781 | NORDYNE, LLC. | JS4BE-036KA | AC | Split System: Air-Cooled Condensing Unit, Coil with Blower | S4BE-036KA |  | C7B(A,H)MX36(C,U)-C | 12.5 | 15 | Yes | Yes | 2015-06-02 |  | 1
FALSE | S4QE-036KA | 2699 | 7152782 | NORDYNE, LLC. | JS4BE-036KA | AC | Split System: Air-Cooled Condensing Unit, Coil with Blower | S4BE-036KA |  | C7B(A,H)MX36(C,U)-C | 12.5 | 15 | Yes | Yes | 2015-06-02 |  | 1
FALSE | S4BE-042KA | 2712 | 7152783 | NORDYNE, LLC. | JS4BE-042KA | AC | Split System: Air-Cooled Condensing Unit, Coil with Blower | S4BE-042KA |  | C7B(A,H)MX42(C,U)-C | 12.5 | 15 | Yes | Yes | 2015-06-02 |  | 1
FALSE | S4BE-042KA | 2712 | 7152784 | NORDYNE, LLC. | JS4BE-042KA | AC | Split System: Air-Cooled Condensing Unit, Coil with Blower | S4BE-042KA |  | C7B(A,H)MX42(C,U)-C | 12.5 | 15 | Yes | Yes | 2015-06-02 |  | 1
FALSE | S4BE-042KA | 2712 | 7152785 | NORDYNE, LLC. | JS4BE-042KA | AC | Split System: Air-Cooled Condensing Unit, Coil with Blower | S4BE-042KA |  | C7B(A,H)MX42(C,U)-C | 12.5 | 15 | Yes | Yes | 2015-06-02 |  | 1
FALSE | S4BE-048KA | 2717 | 7152786 | NORDYNE, LLC. | JS4BE-048KA | AC | Split System: Air-Cooled Condensing Unit, Coil with Blower | S4BE-048KA |  | C7B(A,H)MX48(C,U)-C | 12 | 15 | Yes | Yes | 2015-06-02 |  | 0
FALSE | S4BE-048KA | 2717 | 7152787 | NORDYNE, LLC. | JS4BE-048KA | AC | Split System: Air-Cooled Condensing Unit, Coil with Blower | S4BE-048KA |  | C7B(A,H)MX48(C,U)-C | 12 | 15 | Yes | Yes | 2015-06-02 |  | 0
FALSE | S4BE-048KA | 2717 | 7152788 | NORDYNE, LLC. | JS4BE-048KA | AC | Split System: Air-Cooled Condensing Unit, Coil with Blower | S4BE-048KA |  | C7B(A,H)MX48(C,U)-C | 12 | 15 | Yes | Yes | 2015-06-02 |  | 0
FALSE | S4BE-048KA | 2717 | 7152789 | NORDYNE, LLC. | JS4BE-048KA | AC | Split System: Air-Cooled Condensing Unit, Coil with Blower | S4BE-048KA |  | C7B(A,H)MX48(C,U)-D | 12 | 15 | Yes | Yes | 2015-06-02 |  | 0
FALSE | S4BE-048KA | 2717 | 7152790 | NORDYNE, LLC. | JS4BE-048KA | AC | Split System: Air-Cooled Condensing Unit, Coil with Blower | S4BE-048KA |  | C7B(A,H)MX48(C,U)-D | 12 | 15 | Yes | Yes | 2015-06-02 |  | 0
FALSE | S4BE-048KA | 2717 | 7152791 | NORDYNE, LLC. | JS4BE-048KA | AC | Split System: Air-Cooled Condensing Unit, Coil with Blower | S4BE-048KA |  | C7B(A,H)MX48(C,U)-D | 12 | 15 | Yes | Yes | 2015-06-02 |  | 0
FALSE | S4BE-060KA | 4508 | 7152792 | NORDYNE, LLC. | JS4BE-060KA | AC | Split System: Air-Cooled Condensing Unit, Coil with Blower | S4BE-060KA |  | C7B(A,H)MX60(C,U)-C | 12 | 15 | Yes | Yes | 2015-06-02 |  | 0
FALSE | S4BE-060KA | 4508 | 7152793 | NORDYNE, LLC. | JS4BE-060KA | AC | Split System: Air-Cooled Condensing Unit, Coil with Blower | S4BE-060KA |  | C7B(A,H)MX60(C,U)-C | 12 | 15 | Yes | Yes | 2015-06-02 |  | 0
FALSE | S4BE-060KA | 4508 | 7152794 | NORDYNE, LLC. | JS4BE-060KA | AC | Split System: Air-Cooled Condensing Unit, Coil with Blower | S4BE-060KA |  | C7B(A,H)MX60(C,U)-C | 12 | 15 | Yes | Yes | 2015-06-02 |  | 0
FALSE | S4BE-060KA | 4508 | 7152795 | NORDYNE, LLC. | JS4BE-060KA | AC | Split System: Air-Cooled Condensing Unit, Coil with Blower | S4BE-060KA |  | C7B(A,H)MX60(C,U)-D | 12 | 14.5 | Yes | Yes | 2015-06-02 |  | 0
FALSE | S6QF-042K | 4506 | 7152870 | KELVINATOR | JS6BF-042K | AC | Split System: Air-Cooled Condensing Unit, Coil with Blower | S6BF-042K |  | C7B(A,H)MX42(C,U)-C | 13 | 16 | Yes | Yes | 2015-06-02 |  | 2
FALSE | S6QF-042K | 4506 | 7152871 | KELVINATOR | JS6BF-042K | AC | Split System: Air-Cooled Condensing Unit, Coil with Blower | S6BF-042K |  | C7B(A,H)MX42(C,U)-C | 13 | 16 | Yes | Yes | 2015-06-02 |  | 2
FALSE | S6QF-042K | 4506 | 7152872 | KELVINATOR | JS6BF-042K | AC | Split System: Air-Cooled Condensing Unit, Coil with Blower | S6BF-042K |  | C7B(A,H)MX42(C,U)-C | 13 | 16 | Yes | Yes | 2015-06-02 |  | 2
FALSE | S6QF-048K | 4466 | 7152873 | KELVINATOR | JS6BF-048K | AC | Split System: Air-Cooled Condensing Unit, Coil with Blower | S6BF-048K |  | C7B(A,H)MX48(C,U)-C | 13 | 16 | Yes | Yes | 2015-06-02 |  | 2
FALSE | S6QF-048K | 4466 | 7152874 | KELVINATOR | JS6BF-048K | AC | Split System: Air-Cooled Condensing Unit, Coil with Blower | S6BF-048K |  | C7B(A,H)MX48(C,U)-C | 13 | 16 | Yes | Yes | 2015-06-02 |  | 2
FALSE | S6QF-048K | 4466 | 7152875 | KELVINATOR | JS6BF-048K | AC | Split System: Air-Cooled Condensing Unit, Coil with Blower | S6BF-048K |  | C7B(A,H)MX48(C,U)-C | 13 | 16 | Yes | Yes | 2015-06-02 |  | 2
FALSE | S6QF-048K | 4466 | 7152876 | KELVINATOR | JS6BF-048K | AC | Split System: Air-Cooled Condensing Unit, Coil with Blower | S6BF-048K |  | C7B(A,H)MX48(C,U)-D | 13 | 16 | Yes | Yes | 2015-06-02 |  | 2
FALSE | S6QF-048K | 4466 | 7152877 | KELVINATOR | JS6BF-048K | AC | Split System: Air-Cooled Condensing Unit, Coil with Blower | S6BF-048K |  | C7B(A,H)MX48(C,U)-D | 13 | 16 | Yes | Yes | 2015-06-02 |  | 2
FALSE | S6QF-048K | 4466 | 7152878 | KELVINATOR | JS6BF-048K | AC | Split System: Air-Cooled Condensing Unit, Coil with Blower | S6BF-048K |  | C7B(A,H)MX48(C,U)-D | 13 | 16 | Yes | Yes | 2015-06-02 |  | 2
FALSE | S6BF-024K | 2682 | 7152879 | NUTONE | JS6BF-024K | AC | Split System: Air-Cooled Condensing Unit, Coil with Blower | S6BF-024K |  | C7B(A,H)MX24(C,U)-A | 13 | 16 | Yes | Yes | 2015-06-02 |  | 2
FALSE | S6BF-024K | 2682 | 7152880 | NUTONE | JS6BF-024K | AC | Split System: Air-Cooled Condensing Unit, Coil with Blower | S6BF-024K |  | C7B(A,H)MX24(C,U)-A | 13 | 16 | Yes | Yes | 2015-06-02 |  | 2
FALSE | S6BF-024K | 2682 | 7152881 | NUTONE | JS6BF-024K | AC | Split System: Air-Cooled Condensing Unit, Coil with Blower | S6BF-024K |  | C7B(A,H)MX24(C,U)-B | 13 | 16 | Yes | Yes | 2015-06-02 |  | 2
FALSE | S6BF-024K | 2682 | 7152882 | NUTONE | JS6BF-024K | AC | Split System: Air-Cooled Condensing Unit, Coil with Blower | S6BF-024K |  | C7B(A,H)MX24(C,U)-B | 13 | 16 | Yes | Yes | 2015-06-02 |  | 2
FALSE | S6BF-024K | 2682 | 7152883 | NUTONE | JS6BF-024K | AC | Split System: Air-Cooled Condensing Unit, Coil with Blower | S6BF-024K |  | C7B(A,H)MX24(C,U)-B | 13 | 16 | Yes | Yes | 2015-06-02 |  | 2
FALSE | S6BF-030K | 2690 | 7152884 | NUTONE | JS6BF-030K | AC | Split System: Air-Cooled Condensing Unit, Coil with Blower | S6BF-030K |  | C7B(A,H)MX30(C,U)-A | 12.5 | 15 | Yes | Yes | 2015-06-02 |  | 1
FALSE | S6BF-030K | 2690 | 7152885 | NUTONE | JS6BF-030K | AC | Split System: Air-Cooled Condensing Unit, Coil with Blower | S6BF-030K |  | C7B(A,H)MX30(C,U)-B | 12.5 | 15 | Yes | Yes | 2015-06-02 |  | 1
FALSE | S6BF-030K | 2690 | 7152886 | NUTONE | JS6BF-030K | AC | Split System: Air-Cooled Condensing Unit, Coil with Blower | S6BF-030K |  | C7B(A,H)MX30(C,U)-B | 12.5 | 15 | Yes | Yes | 2015-06-02 |  | 1
FALSE | S6BF-030K | 2690 | 7152887 | NUTONE | JS6BF-030K | AC | Split System: Air-Cooled Condensing Unit, Coil with Blower | S6BF-030K |  | C7B(A,H)MX30(C,U)-B | 12.5 | 15 | Yes | Yes | 2015-06-02 |  | 1
FALSE | S6BF-030K | 2690 | 7152888 | NUTONE | JS6BF-030K | AC | Split System: Air-Cooled Condensing Unit, Coil with Blower | S6BF-030K |  | C7B(A,H)MX30(C,U)-C | 12.5 | 15 | Yes | Yes | 2015-06-02 |  | 1
FALSE | S6BF-024K | 2682 | 7152963 | NUTONE | JS6BF-024K | AC | Split System: Air-Cooled Condensing Unit, Coil with Blower | S6BF-024K |  | C7B(A,H)MX24(C,U)-A | 13 | 16 | Yes | Yes | 2015-06-02 |  | 2
FALSE | S6BF-024K | 2682 | 7152964 | NUTONE | JS6BF-024K | AC | Split System: Air-Cooled Condensing Unit, Coil with Blower | S6BF-024K |  | C7B(A,H)MX24(C,U)-A | 13 | 16 | Yes | Yes | 2015-06-02 |  | 2
FALSE | S6BF-024K | 2682 | 7152965 | NUTONE | JS6BF-024K | AC | Split System: Air-Cooled Condensing Unit, Coil with Blower | S6BF-024K |  | C7B(A,H)MX24(C,U)-B | 13 | 16 | Yes | Yes | 2015-06-02 |  | 2
FALSE | S6BF-024K | 2682 | 7152966 | NUTONE | JS6BF-024K | AC | Split System: Air-Cooled Condensing Unit, Coil with Blower | S6BF-024K |  | C7B(A,H)MX24(C,U)-B | 13 | 16 | Yes | Yes | 2015-06-02 |  | 2
FALSE | S6BF-030K | 2690 | 7152967 | NUTONE | JS6BF-030K | AC | Split System: Air-Cooled Condensing Unit, Coil with Blower | S6BF-030K |  | C7B(A,H)MX30(C,U)-A | 12.5 | 15 | Yes | Yes | 2015-06-02 |  | 1
FALSE | S6BF-030K | 2690 | 7152968 | NUTONE | JS6BF-030K | AC | Split System: Air-Cooled Condensing Unit, Coil with Blower | S6BF-030K |  | C7B(A,H)MX30(C,U)-B | 12.5 | 15 | Yes | Yes | 2015-06-02 |  | 1
FALSE | S6BF-030K | 2690 | 7152969 | NUTONE | JS6BF-030K | AC | Split System: Air-Cooled Condensing Unit, Coil with Blower | S6BF-030K |  | C7B(A,H)MX30(C,U)-B | 12.5 | 15 | Yes | Yes | 2015-06-02 |  | 1
FALSE | S6BF-030K | 2690 | 7152970 | NUTONE | JS6BF-030K | AC | Split System: Air-Cooled Condensing Unit, Coil with Blower | S6BF-030K |  | C7B(A,H)MX30(C,U)-C | 12.5 | 15 | Yes | Yes | 2015-06-02 |  | 1
FALSE | S6BF-030K | 2690 | 7152971 | NUTONE | JS6BF-030K | AC | Split System: Air-Cooled Condensing Unit, Coil with Blower | S6BF-030K |  | C7B(A,H)MX30(C,U)-C | 12.5 | 15 | Yes | Yes | 2015-06-02 |  | 1
FALSE | S6BF-036K | 2702 | 7152972 | NUTONE | JS6BF-036K | AC | Split System: Air-Cooled Condensing Unit, Coil with Blower | S6BF-036K |  | C7B(A,H)MX36(C,U)-B | 13 | 16 | Yes | Yes | 2015-06-02 |  | 2
FALSE | S6BF-036K | 2702 | 7152973 | NUTONE | JS6BF-036K | AC | Split System: Air-Cooled Condensing Unit, Coil with Blower | S6BF-036K |  | C7B(A,H)MX36(C,U)-B | 13 | 16 | Yes | Yes | 2015-06-02 |  | 2
FALSE | S6BF-036K | 2702 | 7152974 | NUTONE | JS6BF-036K | AC | Split System: Air-Cooled Condensing Unit, Coil with Blower | S6BF-036K |  | C7B(A,H)MX36(C,U)-C | 13 | 16 | Yes | Yes | 2015-06-02 |  | 2
FALSE | S6BF-036K | 2702 | 7152975 | NUTONE | JS6BF-036K | AC | Split System: Air-Cooled Condensing Unit, Coil with Blower | S6BF-036K |  | C7B(A,H)MX36(C,U)-C | 13 | 16 | Yes | Yes | 2015-06-02 |  | 2
FALSE | S6QF-042K | 4506 | 7152976 | NUTONE | JS6BF-042K | AC | Split System: Air-Cooled Condensing Unit, Coil with Blower | S6BF-042K |  | C7B(A,H)MX42(C,U)-C | 13 | 16 | Yes | Yes | 2015-06-02 |  | 2
FALSE | S6QF-042K | 4506 | 7152977 | NUTONE | JS6BF-042K | AC | Split System: Air-Cooled Condensing Unit, Coil with Blower | S6BF-042K |  | C7B(A,H)MX42(C,U)-C | 13 | 16 | Yes | Yes | 2015-06-02 |  | 2
FALSE | S6QF-048K | 4466 | 7152978 | NUTONE | JS6BF-048K | AC | Split System: Air-Cooled Condensing Unit, Coil with Blower | S6BF-048K |  | C7B(A,H)MX48(C,U)-C | 13 | 16 | Yes | Yes | 2015-06-02 |  | 2
FALSE | S6QF-048K | 4466 | 7152979 | NUTONE | JS6BF-048K | AC | Split System: Air-Cooled Condensing Unit, Coil with Blower | S6BF-048K |  | C7B(A,H)MX48(C,U)-C | 13 | 16 | Yes | Yes | 2015-06-02 |  | 2
FALSE | S6QF-048K | 4466 | 7152980 | NUTONE | JS6BF-048K | AC | Split System: Air-Cooled Condensing Unit, Coil with Blower | S6BF-048K |  | C7B(A,H)MX48(C,U)-D | 13 | 16 | Yes | Yes | 2015-06-02 |  | 2
FALSE | S6QF-048K | 4466 | 7152981 | NUTONE | JS6BF-048K | AC | Split System: Air-Cooled Condensing Unit, Coil with Blower | S6BF-048K |  | C7B(A,H)MX48(C,U)-D | 13 | 16 | Yes | Yes | 2015-06-02 |  | 2
FALSE | S6QF-042K | 4506 | 7153055 | WESTINGHOUSE | ES6BF-042K | AC | Split System: Air-Cooled Condensing Unit, Coil with Blower | S6BF-042K |  | C7B(A,H)MX42(C,U)-C | 13 | 16 | Yes | Yes | 2015-06-02 |  | 2
FALSE | S6QF-042K | 4506 | 7153056 | WESTINGHOUSE | ES6BF-042K | AC | Split System: Air-Cooled Condensing Unit, Coil with Blower | S6BF-042K |  | C7B(A,H)MX42(C,U)-C | 13 | 16 | Yes | Yes | 2015-06-02 |  | 2
FALSE | S6QF-048K | 4466 | 7153057 | WESTINGHOUSE | ES6BF-048K | AC | Split System: Air-Cooled Condensing Unit, Coil with Blower | S6BF-048K |  | C7B(A,H)MX48(C,U)-C | 13 | 16 | Yes | Yes | 2015-06-02 |  | 2
FALSE | S6QF-048K | 4466 | 7153058 | WESTINGHOUSE | ES6BF-048K | AC | Split System: Air-Cooled Condensing Unit, Coil with Blower | S6BF-048K |  | C7B(A,H)MX48(C,U)-C | 13 | 16 | Yes | Yes | 2015-06-02 |  | 2
FALSE | S6QF-048K | 4466 | 7153059 | WESTINGHOUSE | ES6BF-048K | AC | Split System: Air-Cooled Condensing Unit, Coil with Blower | S6BF-048K |  | C7B(A,H)MX48(C,U)-C | 13 | 16 | Yes | Yes | 2015-06-02 |  | 2
FALSE | S6QF-048K | 4466 | 7153060 | WESTINGHOUSE | ES6BF-048K | AC | Split System: Air-Cooled Condensing Unit, Coil with Blower | S6BF-048K |  | C7B(A,H)MX48(C,U)-D | 13 | 16 | Yes | Yes | 2015-06-02 |  | 2
FALSE | S6QF-048K | 4466 | 7153061 | WESTINGHOUSE | ES6BF-048K | AC | Split System: Air-Cooled Condensing Unit, Coil with Blower | S6BF-048K |  | C7B(A,H)MX48(C,U)-D | 13 | 16 | Yes | Yes | 2015-06-02 |  | 2
FALSE | S6QF-048K | 4466 | 7153062 | WESTINGHOUSE | ES6BF-048K | AC | Split System: Air-Cooled Condensing Unit, Coil with Blower | S6BF-048K |  | C7B(A,H)MX48(C,U)-D | 13 | 16 | Yes | Yes | 2015-06-02 |  | 2
FALSE | S6BF-024K | 2682 | 7153063 | NUTONE | ES6BF-024K | AC | Split System: Air-Cooled Condensing Unit, Coil with Blower | S6BF-024K |  | C7B(A,H)MX24(C,U)-A | 13 | 16 | Yes | Yes | 2015-06-02 |  | 2
FALSE | S6BF-024K | 2682 | 7153064 | NUTONE | ES6BF-024K | AC | Split System: Air-Cooled Condensing Unit, Coil with Blower | S6BF-024K |  | C7B(A,H)MX24(C,U)-A | 13 | 16 | Yes | Yes | 2015-06-02 |  | 2
FALSE | S6BF-024K | 2682 | 7153065 | NUTONE | ES6BF-024K | AC | Split System: Air-Cooled Condensing Unit, Coil with Blower | S6BF-024K |  | C7B(A,H)MX24(C,U)-B | 13 | 16 | Yes | Yes | 2015-06-02 |  | 2
FALSE | S6BF-024K | 2682 | 7153066 | NUTONE | ES6BF-024K | AC | Split System: Air-Cooled Condensing Unit, Coil with Blower | S6BF-024K |  | C7B(A,H)MX24(C,U)-B | 13 | 16 | Yes | Yes | 2015-06-02 |  | 2
FALSE | S6BF-024K | 2682 | 7153067 | NUTONE | ES6BF-024K | AC | Split System: Air-Cooled Condensing Unit, Coil with Blower | S6BF-024K |  | C7B(A,H)MX24(C,U)-B | 13 | 16 | Yes | Yes | 2015-06-02 |  | 2
FALSE | S6BF-030K | 2690 | 7153068 | NUTONE | ES6BF-030K | AC | Split System: Air-Cooled Condensing Unit, Coil with Blower | S6BF-030K |  | C7B(A,H)MX30(C,U)-A | 12.5 | 15 | Yes | Yes | 2015-06-02 |  | 1
FALSE | S6BF-030K | 2690 | 7153069 | NUTONE | ES6BF-030K | AC | Split System: Air-Cooled Condensing Unit, Coil with Blower | S6BF-030K |  | C7B(A,H)MX30(C,U)-B | 12.5 | 15 | Yes | Yes | 2015-06-02 |  | 1
FALSE | S6BF-030K | 2690 | 7153070 | NUTONE | ES6BF-030K | AC | Split System: Air-Cooled Condensing Unit, Coil with Blower | S6BF-030K |  | C7B(A,H)MX30(C,U)-B | 12.5 | 15 | Yes | Yes | 2015-06-02 |  | 1
FALSE | S6BF-030K | 2690 | 7153071 | NUTONE | ES6BF-030K | AC | Split System: Air-Cooled Condensing Unit, Coil with Blower | S6BF-030K |  | C7B(A,H)MX30(C,U)-B | 12.5 | 15 | Yes | Yes | 2015-06-02 |  | 1
FALSE | S6BF-030K | 2690 | 7153072 | NUTONE | ES6BF-030K | AC | Split System: Air-Cooled Condensing Unit, Coil with Blower | S6BF-030K |  | C7B(A,H)MX30(C,U)-C | 12.5 | 15 | Yes | Yes | 2015-06-02 |  | 1
FALSE | S6BF-030K | 2690 | 7153073 | NUTONE | ES6BF-030K | AC | Split System: Air-Cooled Condensing Unit, Coil with Blower | S6BF-030K |  | C7B(A,H)MX30(C,U)-C | 12.5 | 15 | Yes | Yes | 2015-06-02 |  | 1
FALSE | S6QF-048K | 4466 | 7153150 | MAYTAG | CSA6BF048K | AC | Split System: Air-Cooled Condensing Unit, Coil with Blower | S6BF-048K |  | C7B(A,H)MX48(C,U)-C | 13 | 16 | Yes | Yes | 2015-06-02 |  | 2
FALSE | S6QF-048K | 4466 | 7153151 | MAYTAG | CSA6BF048K | AC | Split System: Air-Cooled Condensing Unit, Coil with Blower | S6BF-048K |  | C7B(A,H)MX48(C,U)-C | 13 | 16 | Yes | Yes | 2015-06-02 |  | 2
FALSE | S6QF-048K | 4466 | 7153152 | MAYTAG | CSA6BF048K | AC | Split System: Air-Cooled Condensing Unit, Coil with Blower | S6BF-048K |  | C7B(A,H)MX48(C,U)-D | 13 | 16 | Yes | Yes | 2015-06-02 |  | 2
FALSE | S6QF-048K | 4466 | 7153153 | MAYTAG | CSA6BF048K | AC | Split System: Air-Cooled Condensing Unit, Coil with Blower | S6BF-048K |  | C7B(A,H)MX48(C,U)-D | 13 | 16 | Yes | Yes | 2015-06-02 |  | 2
FALSE | S6BF-024K | 2682 | 7153154 | NORDYNE, LLC. | ES6BF-024K | AC | Split System: Air-Cooled Condensing Unit, Coil with Blower | S6BF-024K |  | C7B(A,H)MX24(C,U)-A | 13 | 16 | Yes | Yes | 2015-06-02 |  | 2
FALSE | S6BF-024K | 2682 | 7153155 | NORDYNE, LLC. | ES6BF-024K | AC | Split System: Air-Cooled Condensing Unit, Coil with Blower | S6BF-024K |  | C7B(A,H)MX24(C,U)-A | 13 | 16 | Yes | Yes | 2015-06-02 |  | 2
FALSE | S6BF-024K | 2682 | 7153156 | NORDYNE, LLC. | ES6BF-024K | AC | Split System: Air-Cooled Condensing Unit, Coil with Blower | S6BF-024K |  | C7B(A,H)MX24(C,U)-B | 13 | 16 | Yes | Yes | 2015-06-02 |  | 2
FALSE | S6BF-024K | 2682 | 7153157 | NORDYNE, LLC. | ES6BF-024K | AC | Split System: Air-Cooled Condensing Unit, Coil with Blower | S6BF-024K |  | C7B(A,H)MX24(C,U)-B | 13 | 16 | Yes | Yes | 2015-06-02 |  | 2
FALSE | S6BF-030K | 2690 | 7153158 | NORDYNE, LLC. | ES6BF-030K | AC | Split System: Air-Cooled Condensing Unit, Coil with Blower | S6BF-030K |  | C7B(A,H)MX30(C,U)-A | 12.5 | 15 | Yes | Yes | 2015-06-02 |  | 1
FALSE | S6BF-030K | 2690 | 7153159 | NORDYNE, LLC. | ES6BF-030K | AC | Split System: Air-Cooled Condensing Unit, Coil with Blower | S6BF-030K |  | C7B(A,H)MX30(C,U)-B | 12.5 | 15 | Yes | Yes | 2015-06-02 |  | 1
FALSE | S6BF-030K | 2690 | 7153160 | NORDYNE, LLC. | ES6BF-030K | AC | Split System: Air-Cooled Condensing Unit, Coil with Blower | S6BF-030K |  | C7B(A,H)MX30(C,U)-B | 12.5 | 15 | Yes | Yes | 2015-06-02 |  | 1
FALSE | S6BF-030K | 2690 | 7153161 | NORDYNE, LLC. | ES6BF-030K | AC | Split System: Air-Cooled Condensing Unit, Coil with Blower | S6BF-030K |  | C7B(A,H)MX30(C,U)-C | 12.5 | 15 | Yes | Yes | 2015-06-02 |  | 1
FALSE | S6BF-030K | 2690 | 7153162 | NORDYNE, LLC. | ES6BF-030K | AC | Split System: Air-Cooled Condensing Unit, Coil with Blower | S6BF-030K |  | C7B(A,H)MX30(C,U)-C | 12.5 | 15 | Yes | Yes | 2015-06-02 |  | 1
FALSE | S6BF-036K | 2702 | 7153163 | NORDYNE, LLC. | ES6BF-036K | AC | Split System: Air-Cooled Condensing Unit, Coil with Blower | S6BF-036K |  | C7B(A,H)MX36(C,U)-B | 13 | 16 | Yes | Yes | 2015-06-02 |  | 2
FALSE | S6BF-036K | 2702 | 7153164 | NORDYNE, LLC. | ES6BF-036K | AC | Split System: Air-Cooled Condensing Unit, Coil with Blower | S6BF-036K |  | C7B(A,H)MX36(C,U)-B | 13 | 16 | Yes | Yes | 2015-06-02 |  | 2
FALSE | S6BF-036K | 2702 | 7153165 | NORDYNE, LLC. | ES6BF-036K | AC | Split System: Air-Cooled Condensing Unit, Coil with Blower | S6BF-036K |  | C7B(A,H)MX36(C,U)-C | 13 | 16 | Yes | Yes | 2015-06-02 |  | 2
FALSE | S6BF-036K | 2702 | 7153166 | NORDYNE, LLC. | ES6BF-036K | AC | Split System: Air-Cooled Condensing Unit, Coil with Blower | S6BF-036K |  | C7B(A,H)MX36(C,U)-C | 13 | 16 | Yes | Yes | 2015-06-02 |  | 2
FALSE | S6QF-042K | 4506 | 7153167 | NORDYNE, LLC. | ES6BF-042K | AC | Split System: Air-Cooled Condensing Unit, Coil with Blower | S6BF-042K |  | C7B(A,H)MX42(C,U)-C | 13 | 16 | Yes | Yes | 2015-06-02 |  | 2
FALSE | S6QF-042K | 4506 | 7153168 | NORDYNE, LLC. | ES6BF-042K | AC | Split System: Air-Cooled Condensing Unit, Coil with Blower | S6BF-042K |  | C7B(A,H)MX42(C,U)-C | 13 | 16 | Yes | Yes | 2015-06-02 |  | 2
FALSE | S6QF-042K | 4506 | 7153240 | NORDYNE, LLC. | JS6BF-042K | AC | Split System: Air-Cooled Condensing Unit, Coil with Blower | S6BF-042K |  | C7B(A,H)MX42(C,U)-C | 13 | 16 | Yes | Yes | 2015-06-02 |  | 2
FALSE | S6QF-042K | 4506 | 7153241 | NORDYNE, LLC. | JS6BF-042K | AC | Split System: Air-Cooled Condensing Unit, Coil with Blower | S6BF-042K |  | C7B(A,H)MX42(C,U)-C | 13 | 16 | Yes | Yes | 2015-06-02 |  | 2
FALSE | S6QF-048K | 4466 | 7153242 | NORDYNE, LLC. | JS6BF-048K | AC | Split System: Air-Cooled Condensing Unit, Coil with Blower | S6BF-048K |  | C7B(A,H)MX48(C,U)-C | 13 | 16 | Yes | Yes | 2015-06-02 |  | 2
FALSE | S6QF-048K | 4466 | 7153243 | NORDYNE, LLC. | JS6BF-048K | AC | Split System: Air-Cooled Condensing Unit, Coil with Blower | S6BF-048K |  | C7B(A,H)MX48(C,U)-C | 13 | 16 | Yes | Yes | 2015-06-02 |  | 2
FALSE | S6QF-048K | 4466 | 7153244 | NORDYNE, LLC. | JS6BF-048K | AC | Split System: Air-Cooled Condensing Unit, Coil with Blower | S6BF-048K |  | C7B(A,H)MX48(C,U)-C | 13 | 16 | Yes | Yes | 2015-06-02 |  | 2
FALSE | S6QF-048K | 4466 | 7153245 | NORDYNE, LLC. | JS6BF-048K | AC | Split System: Air-Cooled Condensing Unit, Coil with Blower | S6BF-048K |  | C7B(A,H)MX48(C,U)-D | 13 | 16 | Yes | Yes | 2015-06-02 |  | 2
FALSE | S6QF-048K | 4466 | 7153246 | NORDYNE, LLC. | JS6BF-048K | AC | Split System: Air-Cooled Condensing Unit, Coil with Blower | S6BF-048K |  | C7B(A,H)MX48(C,U)-D | 13 | 16 | Yes | Yes | 2015-06-02 |  | 2
FALSE | S6QF-048K | 4466 | 7153247 | NORDYNE, LLC. | JS6BF-048K | AC | Split System: Air-Cooled Condensing Unit, Coil with Blower | S6BF-048K |  | C7B(A,H)MX48(C,U)-D | 13 | 16 | Yes | Yes | 2015-06-02 |  | 2
FALSE | S6QF-048K | 4466 | 7158710 | NORDYNE, LLC. | JS6BF-048K | AC | Split System: Air-Cooled Condensing Unit, Coil Alone | S6BF-048K |  | C7B(A,H)MX48(C,U)-C | 12 | 14.5 | Yes | Yes | 2015-06-02 |  | 0
FALSE | S6QF-048K | 4466 | 7158711 | AIRTEMP | VS6BF-048K | AC | Split System: Air-Cooled Condensing Unit, Coil Alone | S6BF-048K |  | C7B(A,H)MX48(C,U)-C | 12 | 14.5 | Yes | Yes | 2015-06-02 |  | 0
FALSE | S6QF-048K | 4466 | 7158712 | NORDYNE, LLC. | ES6BF-048K | AC | Split System: Air-Cooled Condensing Unit, Coil Alone | S6BF-048K |  | C7B(A,H)MX48(C,U)-C | 12 | 14.5 | Yes | Yes | 2015-06-02 |  | 0
FALSE | S6QF-048K | 4466 | 7158713 | BROAN | ES6BF-048K | AC | Split System: Air-Cooled Condensing Unit, Coil Alone | S6BF-048K |  | C7B(A,H)MX48(C,U)-C | 12 | 14.5 | Yes | Yes | 2015-06-02 |  | 0
FALSE | S6QF-048K | 4466 | 7158714 | FRIGIDAIRE | ES6BF-048K | AC | Split System: Air-Cooled Condensing Unit, Coil Alone | S6BF-048K |  | C7B(A,H)MX48(C,U)-C | 12 | 14.5 | Yes | Yes | 2015-06-02 |  | 0
FALSE | S6QF-048K | 4466 | 7158715 | GIBSON | JS6BF-048K | AC | Split System: Air-Cooled Condensing Unit, Coil Alone | S6BF-048K |  | C7B(A,H)MX48(C,U)-C | 12 | 14.5 | Yes | Yes | 2015-06-02 |  | 0
FALSE | S6QF-048K | 4466 | 7158716 | KELVINATOR | JS6BF-048K | AC | Split System: Air-Cooled Condensing Unit, Coil Alone | S6BF-048K |  | C7B(A,H)MX48(C,U)-C | 12 | 14.5 | Yes | Yes | 2015-06-02 |  | 0
FALSE | S6QF-048K | 4466 | 7158717 | MAYTAG | CSA6BF048K | AC | Split System: Air-Cooled Condensing Unit, Coil Alone | S6BF-048K |  | C7B(A,H)MX48(C,U)-C | 12 | 14.5 | Yes | Yes | 2015-06-02 |  | 0
FALSE | S6QF-048K | 4466 | 7158718 | MAYTAG | MSA6BF048K | AC | Split System: Air-Cooled Condensing Unit, Coil Alone | S6BF-048K |  | C7B(A,H)MX48(C,U)-C | 12 | 14.5 | Yes | Yes | 2015-06-02 |  | 0
FALSE | S6QF-048K | 4466 | 7158719 | NUTONE | ES6BF-048K | AC | Split System: Air-Cooled Condensing Unit, Coil Alone | S6BF-048K |  | C7B(A,H)MX48(C,U)-C | 12 | 14.5 | Yes | Yes | 2015-06-02 |  | 0
FALSE | S6QF-048K | 4466 | 7158720 | NUTONE | JS6BF-048K | AC | Split System: Air-Cooled Condensing Unit, Coil Alone | S6BF-048K |  | C7B(A,H)MX48(C,U)-C | 12 | 14.5 | Yes | Yes | 2015-06-02 |  | 0
FALSE | S6QF-048K | 4466 | 7158721 | PHILCO | JS6BF-048K | AC | Split System: Air-Cooled Condensing Unit, Coil Alone | S6BF-048K |  | C7B(A,H)MX48(C,U)-C | 12 | 14.5 | Yes | Yes | 2015-06-02 |  | 0
FALSE | S6QF-048K | 4466 | 7158722 | TAPPAN | ES6BF-048K | AC | Split System: Air-Cooled Condensing Unit, Coil Alone | S6BF-048K |  | C7B(A,H)MX48(C,U)-C | 12 | 14.5 | Yes | Yes | 2015-06-02 |  | 0
FALSE | S6QF-048K | 4466 | 7158723 | WESTINGHOUSE | ES6BF-048K | AC | Split System: Air-Cooled Condensing Unit, Coil Alone | S6BF-048K |  | C7B(A,H)MX48(C,U)-C | 12 | 14.5 | Yes | Yes | 2015-06-02 |  | 0
FALSE | S4BE-018KA | 2679 | 7201785 | NORDYNE, LLC. | S4BE-018KA | AC | Split System: Air-Cooled Condensing Unit, Coil with Blower | S4BE-018KA |  | C7B(A,H)MX24(C,U)-A | 12.5 | 15 | Yes | Yes | 2015-06-02 |  | 1
FALSE | S4BE-018KA | 2679 | 7201786 | NORDYNE, LLC. | S4BE-018KA | AC | Split System: Air-Cooled Condensing Unit, Coil with Blower | S4BE-018KA |  | C7B(A,H)MX24(C,U)-B | 12.5 | 15 | Yes | Yes | 2015-06-02 |  | 1
FALSE | S4QE-024KA | 2681 | 7201787 | NORDYNE, LLC. | S4BE-024KA | AC | Split System: Air-Cooled Condensing Unit, Coil with Blower | S4BE-024KA |  | C7B(A,H)MX24(C,U)-B | 12.5 | 15 | Yes | Yes | 2015-06-02 |  | 1
FALSE | S4QE-030KA | 2694 | 7201788 | NORDYNE, LLC. | S4BE-030KA | AC | Split System: Air-Cooled Condensing Unit, Coil with Blower | S4BE-030KA |  | C7B(A,H)MX30(C,U)-B | 12.5 | 15 | Yes | Yes | 2015-06-02 |  | 1
FALSE | S4QE-030KA | 2694 | 7201789 | NORDYNE, LLC. | S4BE-030KA | AC | Split System: Air-Cooled Condensing Unit, Coil with Blower | S4BE-030KA |  | C7B(A,H)MX30(C,U)-C | 12.5 | 15 | Yes | Yes | 2015-06-02 |  | 1
FALSE | S4QE-036KA | 2699 | 7201790 | NORDYNE, LLC. | S4BE-036KA | AC | Split System: Air-Cooled Condensing Unit, Coil with Blower | S4BE-036KA |  | C7B(A,H)MX36(C,U)-B | 12.5 | 15 | Yes | Yes | 2015-06-02 |  | 1
FALSE | S4QE-036KA | 2699 | 7201791 | NORDYNE, LLC. | S4BE-036KA | AC | Split System: Air-Cooled Condensing Unit, Coil with Blower | S4BE-036KA |  | C7B(A,H)MX36(C,U)-C | 12.5 | 15 | Yes | Yes | 2015-06-02 |  | 1
FALSE | S4BE-042KA | 2712 | 7201792 | NORDYNE, LLC. | S4BE-042KA | AC | Split System: Air-Cooled Condensing Unit, Coil with Blower | S4BE-042KA |  | C7B(A,H)MX42(C,U)-C | 12.5 | 15 | Yes | Yes | 2015-06-02 |  | 1
FALSE | S6BF-024K | 2682 | 7201795 | NORDYNE, LLC. | S6BF-024K | AC | Split System: Air-Cooled Condensing Unit, Coil with Blower | S6BF-024K |  | C7B(A,H)MX24(C,U)-B | 13 | 16 | Yes | Yes | 2015-06-02 |  | 2
FALSE | S6BF-030K | 2690 | 7201796 | NORDYNE, LLC. | S6BF-030K | AC | Split System: Air-Cooled Condensing Unit, Coil with Blower | S6BF-030K |  | C7B(A,H)MX30(C,U)-B | 13 | 16 | Yes | Yes | 2015-06-02 |  | 2
FALSE | S4QE-030KA | 2694 | 7279724 | MAYTAG | MSA4BE030KA | AC | Split System: Air-Cooled Condensing Unit, Coil with Blower | S4BE-030KA |  | C6B(A,H)-X30(C,U)-C | 12.5 | 15 | Yes | Yes | 2015-06-02 |  | 1
FALSE | S4QE-030KA | 2694 | 7279726 | MAYTAG | MSA4BE030KA | AC | Split System: Air-Cooled Condensing Unit, Coil with Blower | S4BE-030KA |  | C7B(A,H)MX30(C,U)-C | 12.5 | 15 | Yes | Yes | 2015-06-02 |  | 1
FALSE | S4QE-030KA | 2694 | 7279728 | MAYTAG | MSA4BE030KA | AC | Split System: Air-Cooled Condensing Unit, Coil with Blower | S4BE-030KA |  | C7B(A,H)M030(C,U)-C+TXV | 12.5 | 15 | Yes | Yes | 2015-06-02 |  | 1
FALSE | S4QE-036KA | 2699 | 7279730 | MAYTAG | MSA4BE036KA | AC | Split System: Air-Cooled Condensing Unit, Coil with Blower | S4BE-036KA |  | C7B(A,H)MX36(C,U)-B | 12.5 | 15 | Yes | Yes | 2015-06-02 |  | 1
FALSE | S4QE-036KA | 2699 | 7279732 | MAYTAG | MSA4BE036KA | AC | Split System: Air-Cooled Condensing Unit, Coil with Blower | S4BE-036KA |  | C6B(A,H)-X36(C,U)-B | 12.5 | 15 | Yes | Yes | 2015-06-02 |  | 1
FALSE | S4QE-036KA | 2699 | 7279734 | MAYTAG | MSA4BE036KA | AC | Split System: Air-Cooled Condensing Unit, Coil with Blower | S4BE-036KA |  | C7B(A,H)M03642(C,U)-B+TXV | 12.5 | 15 | Yes | Yes | 2015-06-02 |  | 1
FALSE | S4QE-036KA | 2699 | 7279736 | MAYTAG | MSA4BE036KA | AC | Split System: Air-Cooled Condensing Unit, Coil with Blower | S4BE-036KA |  | C7B(A,H)M03648(C,U)-C+TXV | 12.5 | 15 | Yes | Yes | 2015-06-02 |  | 1
FALSE | S4QE-036KA | 2699 | 7279738 | MAYTAG | MSA4BE036KA | AC | Split System: Air-Cooled Condensing Unit, Coil with Blower | S4BE-036KA |  | C6B(A,H)-X36(C,U)-C | 12.5 | 15 | Yes | Yes | 2015-06-02 |  | 1
FALSE | S4QE-036KA | 2699 | 7279740 | MAYTAG | MSA4BE036KA | AC | Split System: Air-Cooled Condensing Unit, Coil with Blower | S4BE-036KA |  | C7B(A,H)MX36(C,U)-C | 12.5 | 15 | Yes | Yes | 2015-06-02 |  | 1
FALSE | S4QE-036KA | 2699 | 7279742 | MAYTAG | MSA4BE036KA | AC | Split System: Air-Cooled Condensing Unit, Coil with Blower | S4BE-036KA |  | C7B(A,H)MX36(C,U)-B | 12.5 | 15 | Yes | Yes | 2015-06-02 |  | 1
FALSE | S4QE-036KA | 2699 | 7279744 | MAYTAG | MSA4BE036KA | AC | Split System: Air-Cooled Condensing Unit, Coil with Blower | S4BE-036KA |  | C7B(A,H)M03642(C,U)-B+TXV | 12.5 | 15 | Yes | Yes | 2015-06-02 |  | 1
FALSE | S4QE-036KA | 2699 | 7279746 | MAYTAG | MSA4BE036KA | AC | Split System: Air-Cooled Condensing Unit, Coil with Blower | S4BE-036KA |  | C6B(A,H)-X36(C,U)-B | 12.5 | 15 | Yes | Yes | 2015-06-02 |  | 1
FALSE | S4QE-036KA | 2699 | 7279748 | MAYTAG | MSA4BE036KA | AC | Split System: Air-Cooled Condensing Unit, Coil with Blower | S4BE-036KA |  | C6B(A,H)-X36(C,U)-C | 12.5 | 15 | Yes | Yes | 2015-06-02 |  | 1
FALSE | S4QE-036KA | 2699 | 7279750 | MAYTAG | MSA4BE036KA | AC | Split System: Air-Cooled Condensing Unit, Coil with Blower | S4BE-036KA |  | C7B(A,H)MX36(C,U)-C | 12.5 | 15 | Yes | Yes | 2015-06-02 |  | 1
FALSE | S4QE-036KA | 2699 | 7279752 | MAYTAG | MSA4BE036KA | AC | Split System: Air-Cooled Condensing Unit, Coil with Blower | S4BE-036KA |  | C7B(A,H)M03648(C,U)-C+TXV | 12.5 | 15 | Yes | Yes | 2015-06-02 |  | 1
FALSE | S4BE-042KA | 2712 | 7279758 | MAYTAG | MSA4BE042KA | AC | Split System: Air-Cooled Condensing Unit, Coil with Blower | S4BE-042KA |  | C7B(A,H)MX42(C,U)-C | 12.5 | 15 | Yes | Yes | 2015-06-02 |  | 1
FALSE | S4BE-042KA | 2712 | 7279760 | MAYTAG | MSA4BE042KA | AC | Split System: Air-Cooled Condensing Unit, Coil with Blower | S4BE-042KA |  | C7B(A,H)M03648(C,U)-C+TXV | 12.5 | 15 | Yes | Yes | 2015-06-02 |  | 1
FALSE | S4BE-042KA | 2712 | 7279762 | MAYTAG | MSA4BE042KA | AC | Split System: Air-Cooled Condensing Unit, Coil with Blower | S4BE-042KA |  | C6B(A,H)-X42(C,U)-C | 12.5 | 15 | Yes | Yes | 2015-06-02 |  | 1
FALSE | S4BE-042KA | 2712 | 7279768 | MAYTAG | MSA4BE042KA | AC | Split System: Air-Cooled Condensing Unit, Coil with Blower | S4BE-042KA |  | C7B(A,H)MX42(C,U)-C | 12.5 | 15 | Yes | Yes | 2015-06-02 |  | 1
FALSE | S4BE-018KA | 2679 | 7294656 | AIRTEMP | VS4BE-018KA | AC | Split System: Air-Cooled Condensing Unit, Coil with Blower | S4BE-018KA |  | C7B(A,H)MX24(C,U)-A | 12.5 | 15 | Yes | Yes | 2015-06-02 |  | 1
FALSE | S4BE-018KA | 2679 | 7294657 | NORDYNE, LLC. | ES4BE-018KA | AC | Split System: Air-Cooled Condensing Unit, Coil with Blower | S4BE-018KA |  | C7B(A,H)MX24(C,U)-A | 12.5 | 15 | Yes | Yes | 2015-06-02 |  | 1
FALSE | S4BE-018KA | 2679 | 7294659 | NORDYNE, LLC. | FS4BE-018KA | AC | Split System: Air-Cooled Condensing Unit, Coil with Blower | S4BE-018KA |  | C7B(A,H)MX24(C,U)-A | 12.5 | 15 | Yes | Yes | 2015-06-02 |  | 1
FALSE | S4BE-018KA | 2679 | 7294660 | BROAN | DS4BE-018KA | AC | Split System: Air-Cooled Condensing Unit, Coil with Blower | S4BE-018KA |  | C7B(A,H)MX24(C,U)-A | 12.5 | 15 | Yes | Yes | 2015-06-02 |  | 1
FALSE | S4BE-018KA | 2679 | 7294662 | BROAN | ES4BE-018KA | AC | Split System: Air-Cooled Condensing Unit, Coil with Blower | S4BE-018KA |  | C7B(A,H)MX24(C,U)-A | 12.5 | 15 | Yes | Yes | 2015-06-02 |  | 1
FALSE | S4BE-018KA | 2679 | 7294663 | BROAN | FS4BE-018KA | AC | Split System: Air-Cooled Condensing Unit, Coil with Blower | S4BE-018KA |  | C7B(A,H)MX24(C,U)-A | 12.5 | 15 | Yes | Yes | 2015-06-02 |  | 1
FALSE | S4BE-018KA | 2679 | 7294664 | FRIGIDAIRE | ES4BE-018KA | AC | Split System: Air-Cooled Condensing Unit, Coil with Blower | S4BE-018KA |  | C7B(A,H)MX24(C,U)-A | 12.5 | 15 | Yes | Yes | 2015-06-02 |  | 1
FALSE | S4BE-018KA | 2679 | 7294665 | FRIGIDAIRE | FS4BE-018KA | AC | Split System: Air-Cooled Condensing Unit, Coil with Blower | S4BE-018KA |  | C7B(A,H)MX24(C,U)-A | 12.5 | 15 | Yes | Yes | 2015-06-02 |  | 1
FALSE | S4BE-018KA | 2679 | 7294666 | GIBSON | JS4BE-018KA | AC | Split System: Air-Cooled Condensing Unit, Coil with Blower | S4BE-018KA |  | C7B(A,H)MX24(C,U)-A | 12.5 | 15 | Yes | Yes | 2015-06-02 |  | 1
FALSE | S4BE-018KA | 2679 | 7294667 | INTERTHERM | DS4BE-018KA | AC | Split System: Air-Cooled Condensing Unit, Coil with Blower | S4BE-018KA |  | C7B(A,H)MX24(C,U)-A | 12.5 | 15 | Yes | Yes | 2015-06-02 |  | 1
FALSE | S4BE-018KA | 2679 | 7294668 | KELVINATOR | JS4BE-018KA | AC | Split System: Air-Cooled Condensing Unit, Coil with Blower | S4BE-018KA |  | C7B(A,H)MX24(C,U)-A | 12.5 | 15 | Yes | Yes | 2015-06-02 |  | 1
FALSE | S4BE-018KA | 2679 | 7294669 | MAYTAG | CSA4BE018KA | AC | Split System: Air-Cooled Condensing Unit, Coil with Blower | S4BE-018KA |  | C7B(A,H)MX24(C,U)-A | 12.5 | 15 | Yes | Yes | 2015-06-02 |  | 1
FALSE | S4BE-018KA | 2679 | 7294670 | MAYTAG | DS4BE-018KA | AC | Split System: Air-Cooled Condensing Unit, Coil with Blower | S4BE-018KA |  | C7B(A,H)MX24(C,U)-A | 12.5 | 15 | Yes | Yes | 2015-06-02 |  | 1
FALSE | S4BE-018KA | 2679 | 7294671 | MAYTAG | MSA4BE018KA | AC | Split System: Air-Cooled Condensing Unit, Coil with Blower | S4BE-018KA |  | C7B(A,H)MX24(C,U)-A | 12.5 | 15 | Yes | Yes | 2015-06-02 |  | 1
FALSE | S4BE-018KA | 2679 | 7294672 | MAYTAG | PSA4BE018KA | AC | Split System: Air-Cooled Condensing Unit, Coil with Blower | S4BE-018KA |  | C7B(A,H)MX24(C,U)-A | 12.5 | 15 | Yes | Yes | 2015-06-02 |  | 1
FALSE | S4BE-018KA | 2679 | 7294673 | MILLER | DS4BE-018KA | AC | Split System: Air-Cooled Condensing Unit, Coil with Blower | S4BE-018KA |  | C7B(A,H)MX24(C,U)-A | 12.5 | 15 | Yes | Yes | 2015-06-02 |  | 1
FALSE | S4BE-018KA | 2679 | 7294674 | NUTONE | ES4BE-018KA | AC | Split System: Air-Cooled Condensing Unit, Coil with Blower | S4BE-018KA |  | C7B(A,H)MX24(C,U)-A | 12.5 | 15 | Yes | Yes | 2015-06-02 |  | 1
FALSE | S4BE-018KA | 2679 | 7294675 | NUTONE | FS4BE-018KA | AC | Split System: Air-Cooled Condensing Unit, Coil with Blower | S4BE-018KA |  | C7B(A,H)MX24(C,U)-A | 12.5 | 15 | Yes | Yes | 2015-06-02 |  | 1
FALSE | S4BE-018KA | 2679 | 7294677 | NUTONE | JS4BE-018KA | AC | Split System: Air-Cooled Condensing Unit, Coil with Blower | S4BE-018KA |  | C7B(A,H)MX24(C,U)-A | 12.5 | 15 | Yes | Yes | 2015-06-02 |  | 1
FALSE | S4QE-030KA | 2694 | 7294762 | NUTONE | FS4BE-030KA | AC | Split System: Air-Cooled Condensing Unit, Coil with Blower | S4BE-030KA |  | C7B(A,H)MX30(C,U)-B | 12.5 | 15 | Yes | Yes | 2015-06-02 |  | 1
FALSE | S4QE-030KA | 2694 | 7294763 | NUTONE | JS4BE-030KA | AC | Split System: Air-Cooled Condensing Unit, Coil with Blower | S4BE-030KA |  | C7B(A,H)MX30(C,U)-B | 12.5 | 15 | Yes | Yes | 2015-06-02 |  | 1
FALSE | S4QE-030KA | 2694 | 7294764 | PHILCO | JS4BE-030KA | AC | Split System: Air-Cooled Condensing Unit, Coil with Blower | S4BE-030KA |  | C7B(A,H)MX30(C,U)-B | 12.5 | 15 | Yes | Yes | 2015-06-02 |  | 1
FALSE | S4QE-030KA | 2694 | 7294765 | TAPPAN | ES4BE-030KA | AC | Split System: Air-Cooled Condensing Unit, Coil with Blower | S4BE-030KA |  | C7B(A,H)MX30(C,U)-B | 12.5 | 15 | Yes | Yes | 2015-06-02 |  | 1
FALSE | S4QE-030KA | 2694 | 7294766 | TAPPAN | FS4BE-030KA | AC | Split System: Air-Cooled Condensing Unit, Coil with Blower | S4BE-030KA |  | C7B(A,H)MX30(C,U)-B | 12.5 | 15 | Yes | Yes | 2015-06-02 |  | 1
FALSE | S4QE-030KA | 2694 | 7294767 | WESTINGHOUSE | ES4BE-030KA | AC | Split System: Air-Cooled Condensing Unit, Coil with Blower | S4BE-030KA |  | C7B(A,H)MX30(C,U)-B | 12.5 | 15 | Yes | Yes | 2015-06-02 |  | 1
FALSE | S4QE-030KA | 2694 | 7294768 | WESTINGHOUSE | FS4BE-030KA | AC | Split System: Air-Cooled Condensing Unit, Coil with Blower | S4BE-030KA |  | C7B(A,H)MX30(C,U)-B | 12.5 | 15 | Yes | Yes | 2015-06-02 |  | 1
FALSE | S4QE-030KA | 2694 | 7294769 | NORDYNE, LLC. | JS4BE-030KA | AC | Split System: Air-Cooled Condensing Unit, Coil with Blower | S4BE-030KA |  | C7B(A,H)MX30(C,U)-C | 12.5 | 15 | Yes | Yes | 2015-06-02 |  | 1
FALSE | S4QE-030KA | 2694 | 7294770 | AIRTEMP | VS4BE-030KA | AC | Split System: Air-Cooled Condensing Unit, Coil with Blower | S4BE-030KA |  | C7B(A,H)MX30(C,U)-C | 12.5 | 15 | Yes | Yes | 2015-06-02 |  | 1
FALSE | S4QE-030KA | 2694 | 7294771 | NORDYNE, LLC. | ES4BE-030KA | AC | Split System: Air-Cooled Condensing Unit, Coil with Blower | S4BE-030KA |  | C7B(A,H)MX30(C,U)-C | 12.5 | 15 | Yes | Yes | 2015-06-02 |  | 1
FALSE | S4QE-030KA | 2694 | 7294772 | NORDYNE, LLC. | FS4BE-030KA | AC | Split System: Air-Cooled Condensing Unit, Coil with Blower | S4BE-030KA |  | C7B(A,H)MX30(C,U)-C | 12.5 | 15 | Yes | Yes | 2015-06-02 |  | 1
FALSE | S4QE-030KA | 2694 | 7294774 | BROAN | DS4BE-030KA | AC | Split System: Air-Cooled Condensing Unit, Coil with Blower | S4BE-030KA |  | C7B(A,H)MX30(C,U)-C | 12.5 | 15 | Yes | Yes | 2015-06-02 |  | 1
FALSE | S4QE-030KA | 2694 | 7294775 | BROAN | ES4BE-030KA | AC | Split System: Air-Cooled Condensing Unit, Coil with Blower | S4BE-030KA |  | C7B(A,H)MX30(C,U)-C | 12.5 | 15 | Yes | Yes | 2015-06-02 |  | 1
FALSE | S4QE-030KA | 2694 | 7294777 | BROAN | FS4BE-030KA | AC | Split System: Air-Cooled Condensing Unit, Coil with Blower | S4BE-030KA |  | C7B(A,H)MX30(C,U)-C | 12.5 | 15 | Yes | Yes | 2015-06-02 |  | 1
FALSE | S4QE-030KA | 2694 | 7294778 | FRIGIDAIRE | ES4BE-030KA | AC | Split System: Air-Cooled Condensing Unit, Coil with Blower | S4BE-030KA |  | C7B(A,H)MX30(C,U)-C | 12.5 | 15 | Yes | Yes | 2015-06-02 |  | 1
FALSE | S4QE-030KA | 2694 | 7294779 | FRIGIDAIRE | FS4BE-030KA | AC | Split System: Air-Cooled Condensing Unit, Coil with Blower | S4BE-030KA |  | C7B(A,H)MX30(C,U)-C | 12.5 | 15 | Yes | Yes | 2015-06-02 |  | 1
FALSE | S4QE-030KA | 2694 | 7294780 | GIBSON | JS4BE-030KA | AC | Split System: Air-Cooled Condensing Unit, Coil with Blower | S4BE-030KA |  | C7B(A,H)MX30(C,U)-C | 12.5 | 15 | Yes | Yes | 2015-06-02 |  | 1
FALSE | S4QE-030KA | 2694 | 7294781 | INTERTHERM | DS4BE-030KA | AC | Split System: Air-Cooled Condensing Unit, Coil with Blower | S4BE-030KA |  | C7B(A,H)MX30(C,U)-C | 12.5 | 15 | Yes | Yes | 2015-06-02 |  | 1
FALSE | S4QE-030KA | 2694 | 7294782 | KELVINATOR | JS4BE-030KA | AC | Split System: Air-Cooled Condensing Unit, Coil with Blower | S4BE-030KA |  | C7B(A,H)MX30(C,U)-C | 12.5 | 15 | Yes | Yes | 2015-06-02 |  | 1
FALSE | S4BE-042KA | 2712 | 7294866 | INTERTHERM | DS4BE-042KA | AC | Split System: Air-Cooled Condensing Unit, Coil with Blower | S4BE-042KA |  | C7B(A,H)MX42(C,U)-C | 12.5 | 15 | Yes | Yes | 2015-06-02 |  | 1
FALSE | S4BE-042KA | 2712 | 7294867 | KELVINATOR | JS4BE-042KA | AC | Split System: Air-Cooled Condensing Unit, Coil with Blower | S4BE-042KA |  | C7B(A,H)MX42(C,U)-C | 12.5 | 15 | Yes | Yes | 2015-06-02 |  | 1
FALSE | S4BE-042KA | 2712 | 7294868 | MAYTAG | CSA4BE042KA | AC | Split System: Air-Cooled Condensing Unit, Coil with Blower | S4BE-042KA |  | C7B(A,H)MX42(C,U)-C | 12.5 | 15 | Yes | Yes | 2015-06-02 |  | 1
FALSE | S4BE-042KA | 2712 | 7294869 | MAYTAG | DS4BE-042KA | AC | Split System: Air-Cooled Condensing Unit, Coil with Blower | S4BE-042KA |  | C7B(A,H)MX42(C,U)-C | 12.5 | 15 | Yes | Yes | 2015-06-02 |  | 1
FALSE | S4BE-042KA | 2712 | 7294870 | MAYTAG | MSA4BE042KA | AC | Split System: Air-Cooled Condensing Unit, Coil with Blower | S4BE-042KA |  | C7B(A,H)MX42(C,U)-C | 12.5 | 15 | Yes | Yes | 2015-06-02 |  | 1
FALSE | S4BE-042KA | 2712 | 7294871 | MAYTAG | PSA4BE042KA | AC | Split System: Air-Cooled Condensing Unit, Coil with Blower | S4BE-042KA |  | C7B(A,H)MX42(C,U)-C | 12.5 | 15 | Yes | Yes | 2015-06-02 |  | 1
FALSE | S4BE-042KA | 2712 | 7294872 | MILLER | DS4BE-042KA | AC | Split System: Air-Cooled Condensing Unit, Coil with Blower | S4BE-042KA |  | C7B(A,H)MX42(C,U)-C | 12.5 | 15 | Yes | Yes | 2015-06-02 |  | 1
FALSE | S4BE-042KA | 2712 | 7294873 | NUTONE | ES4BE-042KA | AC | Split System: Air-Cooled Condensing Unit, Coil with Blower | S4BE-042KA |  | C7B(A,H)MX42(C,U)-C | 12.5 | 15 | Yes | Yes | 2015-06-02 |  | 1
FALSE | S4BE-042KA | 2712 | 7294874 | NUTONE | FS4BE-042KA | AC | Split System: Air-Cooled Condensing Unit, Coil with Blower | S4BE-042KA |  | C7B(A,H)MX42(C,U)-C | 12.5 | 15 | Yes | Yes | 2015-06-02 |  | 1
FALSE | S4BE-042KA | 2712 | 7294875 | NUTONE | JS4BE-042KA | AC | Split System: Air-Cooled Condensing Unit, Coil with Blower | S4BE-042KA |  | C7B(A,H)MX42(C,U)-C | 12.5 | 15 | Yes | Yes | 2015-06-02 |  | 1
FALSE | S4BE-042KA | 2712 | 7294876 | PHILCO | JS4BE-042KA | AC | Split System: Air-Cooled Condensing Unit, Coil with Blower | S4BE-042KA |  | C7B(A,H)MX42(C,U)-C | 12.5 | 15 | Yes | Yes | 2015-06-02 |  | 1
FALSE | S4BE-042KA | 2712 | 7294877 | TAPPAN | ES4BE-042KA | AC | Split System: Air-Cooled Condensing Unit, Coil with Blower | S4BE-042KA |  | C7B(A,H)MX42(C,U)-C | 12.5 | 15 | Yes | Yes | 2015-06-02 |  | 1
FALSE | S4BE-042KA | 2712 | 7294878 | TAPPAN | FS4BE-042KA | AC | Split System: Air-Cooled Condensing Unit, Coil with Blower | S4BE-042KA |  | C7B(A,H)MX42(C,U)-C | 12.5 | 15 | Yes | Yes | 2015-06-02 |  | 1
FALSE | S4BE-042KA | 2712 | 7294879 | WESTINGHOUSE | ES4BE-042KA | AC | Split System: Air-Cooled Condensing Unit, Coil with Blower | S4BE-042KA |  | C7B(A,H)MX42(C,U)-C | 12.5 | 15 | Yes | Yes | 2015-06-02 |  | 1
FALSE | S4BE-042KA | 2712 | 7294880 | WESTINGHOUSE | FS4BE-042KA | AC | Split System: Air-Cooled Condensing Unit, Coil with Blower | S4BE-042KA |  | C7B(A,H)MX42(C,U)-C | 12.5 | 15 | Yes | Yes | 2015-06-02 |  | 1
FALSE | S4BE-048KA | 2717 | 7294882 | NORDYNE, LLC. | JS4BE-048KA | AC | Split System: Air-Cooled Condensing Unit, Coil with Blower | S4BE-048KA |  | C7B(A,H)MX48(C,U)-C | 12 | 15 | Yes | Yes | 2015-06-02 |  | 0
FALSE | S4BE-048KA | 2717 | 7294883 | AIRTEMP | VS4BE-048KA | AC | Split System: Air-Cooled Condensing Unit, Coil with Blower | S4BE-048KA |  | C7B(A,H)MX48(C,U)-C | 12 | 15 | Yes | Yes | 2015-06-02 |  | 0
FALSE | S4BE-048KA | 2717 | 7294885 | NORDYNE, LLC. | ES4BE-048KA | AC | Split System: Air-Cooled Condensing Unit, Coil with Blower | S4BE-048KA |  | C7B(A,H)MX48(C,U)-C | 12 | 15 | Yes | Yes | 2015-06-02 |  | 0
FALSE | S4BE-048KA | 2717 | 7294886 | NORDYNE, LLC. | FS4BE-048KA | AC | Split System: Air-Cooled Condensing Unit, Coil with Blower | S4BE-048KA |  | C7B(A,H)MX48(C,U)-C | 12 | 15 | Yes | Yes | 2015-06-02 |  | 0
FALSE | S6BF-030K | 2690 | 7294970 | WESTINGHOUSE | ES6BF-030K | AC | Split System: Air-Cooled Condensing Unit, Coil with Blower | S6BF-030K |  | C7B(A,H)MX30(C,U)-B | 13 | 16 | Yes | Yes | 2015-06-02 |  | 2
FALSE | S6BF-036K | 2702 | 7294971 | NORDYNE, LLC. | JS6BF-036K | AC | Split System: Air-Cooled Condensing Unit, Coil with Blower | S6BF-036K |  | C7B(A,H)MX36(C,U)-B | 13 | 16 | Yes | Yes | 2015-06-02 |  | 2
FALSE | S6BF-036K | 2702 | 7294972 | AIRTEMP | VS6BF-036K | AC | Split System: Air-Cooled Condensing Unit, Coil with Blower | S6BF-036K |  | C7B(A,H)MX36(C,U)-B | 13 | 16 | Yes | Yes | 2015-06-02 |  | 2
FALSE | S6BF-036K | 2702 | 7294973 | NORDYNE, LLC. | ES6BF-036K | AC | Split System: Air-Cooled Condensing Unit, Coil with Blower | S6BF-036K |  | C7B(A,H)MX36(C,U)-B | 13 | 16 | Yes | Yes | 2015-06-02 |  | 2
FALSE | S6BF-036K | 2702 | 7294974 | BROAN | ES6BF-036K | AC | Split System: Air-Cooled Condensing Unit, Coil with Blower | S6BF-036K |  | C7B(A,H)MX36(C,U)-B | 13 | 16 | Yes | Yes | 2015-06-02 |  | 2
FALSE | S6BF-036K | 2702 | 7294975 | FRIGIDAIRE | ES6BF-036K | AC | Split System: Air-Cooled Condensing Unit, Coil with Blower | S6BF-036K |  | C7B(A,H)MX36(C,U)-B | 13 | 16 | Yes | Yes | 2015-06-02 |  | 2
FALSE | S6BF-036K | 2702 | 7294977 | GIBSON | JS6BF-036K | AC | Split System: Air-Cooled Condensing Unit, Coil with Blower | S6BF-036K |  | C7B(A,H)MX36(C,U)-B | 13 | 16 | Yes | Yes | 2015-06-02 |  | 2
FALSE | S6BF-036K | 2702 | 7294978 | KELVINATOR | JS6BF-036K | AC | Split System: Air-Cooled Condensing Unit, Coil with Blower | S6BF-036K |  | C7B(A,H)MX36(C,U)-B | 13 | 16 | Yes | Yes | 2015-06-02 |  | 2
FALSE | S6BF-036K | 2702 | 7294980 | MAYTAG | CSA6BF036K | AC | Split System: Air-Cooled Condensing Unit, Coil with Blower | S6BF-036K |  | C7B(A,H)MX36(C,U)-B | 13 | 16 | Yes | Yes | 2015-06-02 |  | 2
FALSE | S6BF-036K | 2702 | 7294981 | MAYTAG | MSA6BF036K | AC | Split System: Air-Cooled Condensing Unit, Coil with Blower | S6BF-036K |  | C7B(A,H)MX36(C,U)-B | 13 | 16 | Yes | Yes | 2015-06-02 |  | 2
FALSE | S6BF-036K | 2702 | 7294982 | NUTONE | ES6BF-036K | AC | Split System: Air-Cooled Condensing Unit, Coil with Blower | S6BF-036K |  | C7B(A,H)MX36(C,U)-B | 13 | 16 | Yes | Yes | 2015-06-02 |  | 2
FALSE | S6BF-036K | 2702 | 7294983 | NUTONE | JS6BF-036K | AC | Split System: Air-Cooled Condensing Unit, Coil with Blower | S6BF-036K |  | C7B(A,H)MX36(C,U)-B | 13 | 16 | Yes | Yes | 2015-06-02 |  | 2
FALSE | S6BF-036K | 2702 | 7294984 | PHILCO | JS6BF-036K | AC | Split System: Air-Cooled Condensing Unit, Coil with Blower | S6BF-036K |  | C7B(A,H)MX36(C,U)-B | 13 | 16 | Yes | Yes | 2015-06-02 |  | 2
FALSE | S6BF-036K | 2702 | 7294986 | TAPPAN | ES6BF-036K | AC | Split System: Air-Cooled Condensing Unit, Coil with Blower | S6BF-036K |  | C7B(A,H)MX36(C,U)-B | 13 | 16 | Yes | Yes | 2015-06-02 |  | 2
FALSE | S6BF-036K | 2702 | 7294987 | WESTINGHOUSE | ES6BF-036K | AC | Split System: Air-Cooled Condensing Unit, Coil with Blower | S6BF-036K |  | C7B(A,H)MX36(C,U)-B | 13 | 16 | Yes | Yes | 2015-06-02 |  | 2
FALSE | S6BF-036K | 2702 | 7294989 | NORDYNE, LLC. | JS6BF-036K | AC | Split System: Air-Cooled Condensing Unit, Coil with Blower | S6BF-036K |  | C7B(A,H)MX36(C,U)-C | 13 | 16 | Yes | Yes | 2015-06-02 |  | 2
FALSE | S6BF-036K | 2702 | 7294990 | AIRTEMP | VS6BF-036K | AC | Split System: Air-Cooled Condensing Unit, Coil with Blower | S6BF-036K |  | C7B(A,H)MX36(C,U)-C | 13 | 16 | Yes | Yes | 2015-06-02 |  | 2
FALSE | S6BF-036K | 2702 | 7294991 | NORDYNE, LLC. | ES6BF-036K | AC | Split System: Air-Cooled Condensing Unit, Coil with Blower | S6BF-036K |  | C7B(A,H)MX36(C,U)-C | 13 | 16 | Yes | Yes | 2015-06-02 |  | 2
FALSE | S6BF-036K | 2702 | 7294992 | BROAN | ES6BF-036K | AC | Split System: Air-Cooled Condensing Unit, Coil with Blower | S6BF-036K |  | C7B(A,H)MX36(C,U)-C | 13 | 16 | Yes | Yes | 2015-06-02 |  | 2
FALSE | S4BG-024K | 4971 | 8052551 | NORDYNE, LLC. | S4BG-024K | AC | Split System: Air-Cooled Condensing Unit, Coil with Blower | S4BG-024K |  | C7B(A,H)MX24(C,U)-B | 13.5 | 20 | Yes | Yes | 2015-06-02 |  | 3
FALSE | S4BG-036K | 4968 | 8052552 | NORDYNE, LLC. | S4BG-036K | AC | Split System: Air-Cooled Condensing Unit, Coil with Blower | S4BG-036K |  | C7B(A,H)MX36(C,U)-B | 12.5 | 20 | Yes | Yes | 2015-06-02 |  | 1
FALSE | S4BG-036K | 4968 | 8052553 | NORDYNE, LLC. | S4BG-036K | AC | Split System: Air-Cooled Condensing Unit, Coil with Blower | S4BG-036K |  | C7B(A,H)MX36(C,U)-B | 12.5 | 20 | Yes | Yes | 2015-06-02 |  | 1
FALSE | S4BG-036K | 4968 | 8052554 | NORDYNE, LLC. | S4BG-036K | AC | Split System: Air-Cooled Condensing Unit, Coil with Blower | S4BG-036K |  | C7B(A,H)MX36(C,U)-B | 12.5 | 20 | Yes | Yes | 2015-06-02 |  | 1
FALSE | S4BG-036K | 4968 | 8052555 | NORDYNE, LLC. | S4BG-036K | AC | Split System: Air-Cooled Condensing Unit, Coil with Blower | S4BG-036K |  | C7B(A,H)MX36(C,U)-C | 13 | 20 | Yes | Yes | 2015-06-02 |  | 3
FALSE | S4BG-036K | 4968 | 8052556 | NORDYNE, LLC. | S4BG-036K | AC | Split System: Air-Cooled Condensing Unit, Coil with Blower | S4BG-036K |  | C7B(A,H)MX36(C,U)-C | 13 | 20 | Yes | Yes | 2015-06-02 |  | 3
FALSE | S4BG-036K | 4968 | 8052557 | NORDYNE, LLC. | S4BG-036K | AC | Split System: Air-Cooled Condensing Unit, Coil with Blower | S4BG-036K |  | C7B(A,H)MX36(C,U)-C | 13 | 20 | Yes | Yes | 2015-06-02 |  | 3
FALSE | S4BG-048K | 4969 | 8052558 | NORDYNE, LLC. | S4BG-048K | AC | Split System: Air-Cooled Condensing Unit, Coil with Blower | S4BG-048K |  | C7B(A,H)MX48(C,U)-C | 12.5 | 20 | Yes | Yes | 2015-06-02 |  | 1
FALSE | S4BG-048K | 4969 | 8052559 | NORDYNE, LLC. | S4BG-048K | AC | Split System: Air-Cooled Condensing Unit, Coil with Blower | S4BG-048K |  | C7B(A,H)MX48(C,U)-C | 12.5 | 20 | Yes | Yes | 2015-06-02 |  | 1
FALSE | S4BG-048K | 4969 | 8052560 | NORDYNE, LLC. | S4BG-048K | AC | Split System: Air-Cooled Condensing Unit, Coil with Blower | S4BG-048K |  | C7B(A,H)MX48(C,U)-C | 12.5 | 20 | Yes | Yes | 2015-06-02 |  | 1
FALSE | S4BG-048K | 4969 | 8052561 | NORDYNE, LLC. | S4BG-048K | AC | Split System: Air-Cooled Condensing Unit, Coil with Blower | S4BG-048K |  | C7B(A,H)MX48(C,U)-D | 13 | 20 | Yes | Yes | 2015-06-02 |  | 3
FALSE | S4BG-048K | 4969 | 8052562 | NORDYNE, LLC. | S4BG-048K | AC | Split System: Air-Cooled Condensing Unit, Coil with Blower | S4BG-048K |  | C7B(A,H)MX48(C,U)-D | 13 | 20 | Yes | Yes | 2015-06-02 |  | 3
FALSE | S4BG-048K | 4969 | 8052563 | NORDYNE, LLC. | S4BG-048K | AC | Split System: Air-Cooled Condensing Unit, Coil with Blower | S4BG-048K |  | C7B(A,H)MX48(C,U)-D | 13 | 20 | Yes | Yes | 2015-06-02 |  | 3
TRUE | S4BG-024K | 4971 | 8069674 | NORDYNE, LLC. | S4BG-024K | AC | Split System: Air-Cooled Condensing Unit, Coil with Blower | S4BG-024K |  | C7B(A,H)MX24(C,U)-B | 13.5 | 20 | Yes | Yes | 2015-06-02 |  | 3
TRUE | S4BG-036K | 4968 | 8069675 | NORDYNE, LLC. | S4BG-036K | AC | Split System: Air-Cooled Condensing Unit, Coil with Blower | S4BG-036K |  | C7B(A,H)MX36(C,U)-B | 12.5 | 20 | Yes | Yes | 2015-06-02 |  | 1
TRUE | S4BG-048K | 4969 | 8069677 | NORDYNE, LLC. | S4BG-048K | AC | Split System: Air-Cooled Condensing Unit, Coil with Blower | S4BG-048K |  | C7B(A,H)MX48(C,U)-C | 12.5 | 20 | Yes | Yes | 2015-06-02 |  | 1
FALSE | S6BE-018K | 4946 | 8150625 | NORDYNE, LLC. | S6BE-018K | AC | Split System: Air-Cooled Condensing Unit, Coil with Blower | S6BE-018K |  | B6EMMX24K-A | 12.5 | 15 | Yes | Yes | 2015-06-02 |  | 1
FALSE | S6BE-018K | 4946 | 8150626 | NORDYNE, LLC. | S6BE-018K | AC | Split System: Air-Cooled Condensing Unit, Coil with Blower | S6BE-018K |  | B6EMMX24K-B | 12.5 | 15 | Yes | Yes | 2015-06-02 |  | 1
FALSE | S6BE-018K | 4946 | 8150627 | NORDYNE, LLC. | S6BE-018K | AC | Split System: Air-Cooled Condensing Unit, Coil with Blower | S6BE-018K |  | B6EW-X18K(*) | 12.5 | 15 | Yes | Yes | 2015-06-02 |  | 1
FALSE | S6BE-024K | 4944 | 8150635 | NORDYNE, LLC. | S6BE-024K | AC | Split System: Air-Cooled Condensing Unit, Coil with Blower | S6BE-024K |  | B6EMMX24K-A | 12.5 | 15 | Yes | Yes | 2015-06-02 |  | 1
FALSE | S6BE-024K | 4944 | 8150636 | NORDYNE, LLC. | S6BE-024K | AC | Split System: Air-Cooled Condensing Unit, Coil with Blower | S6BE-024K |  | B6EMMX24K-B | 12.5 | 15 | Yes | Yes | 2015-06-02 |  | 1
FALSE | S6BE-024K | 4944 | 8150637 | NORDYNE, LLC. | S6BE-024K | AC | Split System: Air-Cooled Condensing Unit, Coil with Blower | S6BE-024K |  | B6EW-X24K(*) | 12.5 | 15 | Yes | Yes | 2015-06-02 |  | 1
FALSE | S6BE-030K | 4945 | 8150645 | NORDYNE, LLC. | S6BE-030K | AC | Split System: Air-Cooled Condensing Unit, Coil with Blower | S6BE-030K |  | B6EMMX30K-A | 12.5 | 15 | Yes | Yes | 2015-06-02 |  | 1
FALSE | S6BE-030K | 4945 | 8150646 | NORDYNE, LLC. | S6BE-030K | AC | Split System: Air-Cooled Condensing Unit, Coil with Blower | S6BE-030K |  | B6EMMX30K-B | 12.5 | 15 | Yes | Yes | 2015-06-02 |  | 1
FALSE | S6BE-030K | 4945 | 8150647 | NORDYNE, LLC. | S6BE-030K | AC | Split System: Air-Cooled Condensing Unit, Coil with Blower | S6BE-030K |  | B6EW-X30K(*) | 12.5 | 15 | Yes | Yes | 2015-06-02 |  | 1
FALSE | S6BE-036K | 4943 | 8150654 | NORDYNE, LLC. | S6BE-036K | AC | Split System: Air-Cooled Condensing Unit, Coil with Blower | S6BE-036K |  | B6EMMX36K-B | 12.5 | 15 | Yes | Yes | 2015-06-02 |  | 1
FALSE | S6BE-036K | 4943 | 8150655 | NORDYNE, LLC. | S6BE-036K | AC | Split System: Air-Cooled Condensing Unit, Coil with Blower | S6BE-036K |  | B6EW-X36K(*) | 12.5 | 15 | Yes | Yes | 2015-06-02 |  | 1
FALSE | S4BG-024K | 4971 | 8156026 | NORDYNE, LLC. | S4BG-024K | AC | Split System: Air-Cooled Condensing Unit, Coil with Blower | S4BG-024K |  | C7B(A,H)M01824(C,U)-B+TXV | 13.5 | 20 | Yes | Yes | 2015-06-02 |  | 3
FALSE | S4BG-024K | 4971 | 8156027 | NORDYNE, LLC. | S4BG-024K | AC | Split System: Air-Cooled Condensing Unit, Coil with Blower | S4BG-024K |  | C7B(A,H)M01824(C,U)-B+TXV | 13.5 | 20 | Yes | Yes | 2015-06-02 |  | 3
FALSE | S4BG-024K | 4971 | 8156028 | NORDYNE, LLC. | S4BG-024K | AC | Split System: Air-Cooled Condensing Unit, Coil with Blower | S4BG-024K |  | C7B(A,H)M01824(C,U)-B+TXV | 13.5 | 20 | Yes | Yes | 2015-06-02 |  | 3
FALSE | S4BG-024K | 4971 | 8156029 | NORDYNE, LLC. | S4BG-024K | AC | Split System: Air-Cooled Condensing Unit, Coil with Blower | S4BG-024K |  | C7B(A,H)M01824(C,U)-B+TXV | 13.5 | 20 | Yes | Yes | 2015-06-02 |  | 3
FALSE | S4BG-036K | 4968 | 8156030 | NORDYNE, LLC. | S4BG-036K | AC | Split System: Air-Cooled Condensing Unit, Coil with Blower | S4BG-036K |  | C7B(A,H)M03642(C,U)-B+TXV | 12.5 | 20 | Yes | Yes | 2015-06-02 |  | 1
FALSE | S4BG-036K | 4968 | 8156031 | NORDYNE, LLC. | S4BG-036K | AC | Split System: Air-Cooled Condensing Unit, Coil with Blower | S4BG-036K |  | C7B(A,H)M03642(C,U)-B+TXV | 12.5 | 20 | Yes | Yes | 2015-06-02 |  | 1
FALSE | S4BG-036K | 4968 | 8156032 | NORDYNE, LLC. | S4BG-036K | AC | Split System: Air-Cooled Condensing Unit, Coil with Blower | S4BG-036K |  | C7B(A,H)M03642(C,U)-B+TXV | 12.5 | 20 | Yes | Yes | 2015-06-02 |  | 1
FALSE | S4BG-036K | 4968 | 8156033 | NORDYNE, LLC. | S4BG-036K | AC | Split System: Air-Cooled Condensing Unit, Coil with Blower | S4BG-036K |  | C7B(A,H)M03642(C,U)-B+TXV | 12.5 | 20 | Yes | Yes | 2015-06-02 |  | 1
FALSE | S4BG-036K | 4968 | 8156034 | NORDYNE, LLC. | S4BG-036K | AC | Split System: Air-Cooled Condensing Unit, Coil with Blower | S4BG-036K |  | C7B(A,H)M03648(C,U)-C+TXV | 13 | 20 | Yes | Yes | 2015-06-02 |  | 3
FALSE | S4BG-036K | 4968 | 8156035 | NORDYNE, LLC. | S4BG-036K | AC | Split System: Air-Cooled Condensing Unit, Coil with Blower | S4BG-036K |  | C7B(A,H)M03648(C,U)-C+TXV | 13 | 20 | Yes | Yes | 2015-06-02 |  | 3
FALSE | S4BG-036K | 4968 | 8156036 | NORDYNE, LLC. | S4BG-036K | AC | Split System: Air-Cooled Condensing Unit, Coil with Blower | S4BG-036K |  | C7B(A,H)M03648(C,U)-C+TXV | 13 | 20 | Yes | Yes | 2015-06-02 |  | 3
FALSE | S4BG-048K | 4969 | 8156037 | NORDYNE, LLC. | S4BG-048K | AC | Split System: Air-Cooled Condensing Unit, Coil with Blower | S4BG-048K |  | C7B(A,H)M048(C,U)-C+TXV | 12.5 | 20 | Yes | Yes | 2015-06-02 |  | 1
FALSE | S4BG-048K | 4969 | 8156038 | NORDYNE, LLC. | S4BG-048K | AC | Split System: Air-Cooled Condensing Unit, Coil with Blower | S4BG-048K |  | C7B(A,H)M048(C,U)-C+TXV | 12.5 | 20 | Yes | Yes | 2015-06-02 |  | 1
FALSE | S4BG-048K | 4969 | 8156039 | NORDYNE, LLC. | S4BG-048K | AC | Split System: Air-Cooled Condensing Unit, Coil with Blower | S4BG-048K |  | C7B(A,H)M048(C,U)-C+TXV | 12.5 | 20 | Yes | Yes | 2015-06-02 |  | 1
FALSE | S4BG-048K | 4969 | 8156040 | NORDYNE, LLC. | S4BG-048K | AC | Split System: Air-Cooled Condensing Unit, Coil with Blower | S4BG-048K |  | C7B(A,H)M048(C,U)-C+TXV | 12.5 | 20 | Yes | Yes | 2015-06-02 |  | 1
FALSE | S4BG-048K | 4969 | 8156041 | NORDYNE, LLC. | S4BG-048K | AC | Split System: Air-Cooled Condensing Unit, Coil with Blower | S4BG-048K |  | C7B(A,H)M048(C,U)-D+TXV | 13 | 20 | Yes | Yes | 2015-06-02 |  | 3
FALSE | S4BG-048K | 4969 | 8156042 | NORDYNE, LLC. | S4BG-048K | AC | Split System: Air-Cooled Condensing Unit, Coil with Blower | S4BG-048K |  | C7B(A,H)M048(C,U)-D+TXV | 13 | 20 | Yes | Yes | 2015-06-02 |  | 3
FALSE | S4BG-048K | 4969 | 8156043 | NORDYNE, LLC. | S4BG-048K | AC | Split System: Air-Cooled Condensing Unit, Coil with Blower | S4BG-048K |  | C7B(A,H)M048(C,U)-D+TXV | 13 | 20 | Yes | Yes | 2015-06-02 |  | 3
TRUE | CZH02412 | 4589 | 8258904 | CHAMPION BY JOHNSON CONTROLS | AL8B024F4 | AC | Split System: Air-Cooled Condensing Unit, Coil with Blower | CZH02412 |  | FC/MC48D+MV12D+TXV | 14.5 | 18.25 | Yes | Yes | 2015-06-24 |  | 3
TRUE | CZH03612 | 4590 | 8262529 | CHAMPION BY JOHNSON CONTROLS | AL8B036F4 | AC | Split System: Air-Cooled Condensing Unit, Coil with Blower | CZH03612 |  | FC/MC62D+MV12D+TXV | 14.25 | 18.5 | Yes | Yes | 2015-06-24 |  | 3
TRUE | CZH04812 | 4591 | 8264236 | CHAMPION BY JOHNSON CONTROLS | AL8B048F4 | AC | Split System: Air-Cooled Condensing Unit, Coil with Blower | CZH04812 |  | FC/MC62D+MV20D+TXV | 13 | 17 | Yes | Yes | 2015-06-24 |  | 2
FALSE | XC16S024-230-04 | 4464 | 7622595 | LENNOX INDUSTRIES, INC. | XC16S024-230-04 | AC | Split System: Air-Cooled Condensing Unit, Coil with Blower | XC16S024-230-04 |  | CBX40UHV-024*+TDR | 12.5 | 16 | Yes | Yes | 2015-06-24 |  | 1
FALSE | XC16S024-230-04 | 4464 | 7622597 | LENNOX INDUSTRIES, INC. | XC16S024-230-04 | AC | Split System: Air-Cooled Condensing Unit, Coil with Blower | XC16S024-230-04 |  | CBX40UHV-030*+TDR | 13 | 15.5 | Yes | Yes | 2015-06-24 |  | 1
FALSE | XC16S036-230-05 | 4330 | 7622714 | LENNOX INDUSTRIES, INC. | XC16S036-230-05 | AC | Split System: Air-Cooled Condensing Unit, Coil with Blower | XC16S036-230-05 |  | CBX25UHV-042-230-* | 13 | 16 | Yes | Yes | 2015-06-24 |  | 2
FALSE | XC16S036-230-05 | 4330 | 7621079 | LENNOX INDUSTRIES, INC. | XC16S036-230-05 | AC | Split System: Air-Cooled Condensing Unit, Coil with Blower | XC16S036-230-05 |  | CBX27UH-042-230*+TDR | 12.5 | 16 | Yes | Yes | 2015-06-24 |  | 1
FALSE | XC16S036-230-05 | 4330 | 7621209 | LENNOX INDUSTRIES, INC. | XC16S036-230-05 | AC | Split System: Air-Cooled Condensing Unit, Coil with Blower | XC16S036-230-05 |  | CBX32MV-048*+TDR | 12.5 | 16 | Yes | Yes | 2015-06-24 |  | 1
FALSE | XC16S036-230-05 | 4330 | 7621500 | LENNOX INDUSTRIES, INC. | XC16S036-230-05 | AC | Split System: Air-Cooled Condensing Unit, Coil with Blower | XC16S036-230-05 |  | CBX40UHV-048*+TDR | 12.5 | 15 | Yes | Yes | 2015-06-24 |  | 1
FALSE | 14ACX-036-230-15 | 2264 | 5698784 | LENNOX INDUSTRIES, INC. | XC14-036-230-** | AC | Split System: Air-Cooled Condensing Unit, Coil with Blower | XC14-036-230-** |  | CBX32MV-048*+TDR+TXV | 13 | 16 | Yes | Yes | 2015-06-24 |  | 2
FALSE | 14ACX-036-230-15 | 2264 | 5698786 | LENNOX INDUSTRIES, INC. | XC14-036-230-** | AC | Split System: Air-Cooled Condensing Unit, Coil with Blower | XC14-036-230-** |  | CBX40UHV-042*+TDR | 12.7 | 15.2 | Yes | Yes | 2015-06-24 |  | 1
FALSE | 14ACX-036-230-15 | 2264 | 5698787 | LENNOX INDUSTRIES, INC. | XC14-036-230-** | AC | Split System: Air-Cooled Condensing Unit, Coil with Blower | XC14-036-230-** |  | CBX40UHV-048*+TDR | 12.7 | 15.7 | Yes | Yes | 2015-06-24 |  | 1
FALSE | XC14S036-230A** | 4819 | 7515162 | LENNOX INDUSTRIES, INC. | XC14-036-230A** | AC | Split System: Air-Cooled Condensing Unit, Coil with Blower | XC14-036-230A** |  | CBX25UH-042-230-* | 12.5 | 15 | Yes | Yes | 2015-06-24 |  | 1
FALSE | XC14S036-230A** | 4819 | 7515163 | LENNOX INDUSTRIES, INC. | XC14-036-230A** | AC | Split System: Air-Cooled Condensing Unit, Coil with Blower | XC14-036-230A** |  | CBX25UHV-036-230-* | 12.5 | 15 | Yes | Yes | 2015-06-24 |  | 1
FALSE | XC14S036-230A** | 4819 | 7515164 | LENNOX INDUSTRIES, INC. | XC14-036-230A** | AC | Split System: Air-Cooled Condensing Unit, Coil with Blower | XC14-036-230A** |  | CBX25UHV-042-230-* | 13 | 16 | Yes | Yes | 2015-06-24 |  | 2
FALSE | XC14S036-230A** | 4819 | 7515165 | LENNOX INDUSTRIES, INC. | XC14-036-230A** | AC | Split System: Air-Cooled Condensing Unit, Coil with Blower | XC14-036-230A** |  | CBX27UH-036-230*+TDR | 13 | 16 | Yes | Yes | 2015-06-24 |  | 2
FALSE | XC14S036-230A** | 4819 | 7515166 | LENNOX INDUSTRIES, INC. | XC14-036-230A** | AC | Split System: Air-Cooled Condensing Unit, Coil with Blower | XC14-036-230A** |  | CBX27UH-042-230*+TDR | 13 | 16 | Yes | Yes | 2015-06-24 |  | 2
FALSE | XC14S036-230A** | 4819 | 7515158 | LENNOX INDUSTRIES, INC. | XC14-036-230A** | AC | Split System: Air-Cooled Condensing Unit, Coil with Blower | XC14-036-230A** |  | CBX32M-048*+TDR+TXV | 12.5 | 15.1 | Yes | Yes | 2015-06-24 |  | 1
FALSE | XC14S036-230A** | 4819 | 7515159 | LENNOX INDUSTRIES, INC. | XC14-036-230A** | AC | Split System: Air-Cooled Condensing Unit, Coil with Blower | XC14-036-230A** |  | CBX32MV-036-230*+TDR | 12.5 | 15.1 | Yes | Yes | 2015-06-24 |  | 1
FALSE | XC14S036-230A** | 4819 | 7515160 | LENNOX INDUSTRIES, INC. | XC14-036-230A** | AC | Split System: Air-Cooled Condensing Unit, Coil with Blower | XC14-036-230A** |  | CBX32MV-048*+TDR+TXV | 13 | 16 | Yes | Yes | 2015-06-24 |  | 2
FALSE | XC14-047-230* | 2292 | 6970213 | LENNOX INDUSTRIES, INC. | XC14-047-230* | AC | Split System: Air-Cooled Condensing Unit, Coil with Blower | XC14-047-230* |  | CBX25UHV-048-230-* | 13 | 16 | Yes | Yes | 2015-06-24 |  | 2
FALSE | XC14-048-230-08 | 2298 | 7486861 | LENNOX INDUSTRIES, INC. | XC14-048-230-08 | AC | Split System: Air-Cooled Condensing Unit, Coil with Blower | XC14-048-230-08 |  | CBX27UH-060-230+TDR | 12.5 | 15 | Yes | Yes | 2015-06-24 |  | 1
FALSE | XC14S036-230A** | 4819 | 7783595 | LENNOX INDUSTRIES, INC. | XC14S036-230A** | AC | Split System: Air-Cooled Condensing Unit, Coil with Blower | XC14S036-230A** |  | CBX25UH-042-230-* | 12.5 | 15 | Yes | Yes | 2015-06-24 |  | 1
FALSE | XC14S036-230A** | 4819 | 7629724 | LENNOX INDUSTRIES, INC. | XC14S036-230A** | AC | Split System: Air-Cooled Condensing Unit, Coil with Blower | XC14S036-230A** |  | CBX25UHV-036-230-* | 12.5 | 15 | Yes | Yes | 2015-06-24 |  | 1
FALSE | XC14S036-230A** | 4819 | 7783596 | LENNOX INDUSTRIES, INC. | XC14S036-230A** | AC | Split System: Air-Cooled Condensing Unit, Coil with Blower | XC14S036-230A** |  | CBX25UHV-042-230-* | 13 | 16 | Yes | Yes | 2015-06-24 |  | 2
FALSE | XC14S036-230A** | 4819 | 7629727 | LENNOX INDUSTRIES, INC. | XC14S036-230A** | AC | Split System: Air-Cooled Condensing Unit, Coil with Blower | XC14S036-230A** |  | CBX27UH-036-230*+TDR | 13 | 16 | Yes | Yes | 2015-06-24 |  | 2
FALSE | XC14S036-230A** | 4819 | 7783597 | LENNOX INDUSTRIES, INC. | XC14S036-230A** | AC | Split System: Air-Cooled Condensing Unit, Coil with Blower | XC14S036-230A** |  | CBX27UH-042-230*+TDR | 13 | 16 | Yes | Yes | 2015-06-24 |  | 2
FALSE | XC14S036-230A** | 4819 | 7783593 | LENNOX INDUSTRIES, INC. | XC14S036-230A** | AC | Split System: Air-Cooled Condensing Unit, Coil with Blower | XC14S036-230A** |  | CBX32M-048*+TDR+TXV | 12.5 | 15.1 | Yes | Yes | 2015-06-24 |  | 1
FALSE | XC14S036-230A** | 4819 | 7629718 | LENNOX INDUSTRIES, INC. | XC14S036-230A** | AC | Split System: Air-Cooled Condensing Unit, Coil with Blower | XC14S036-230A** |  | CBX32MV-036-230*+TDR | 12.5 | 15.1 | Yes | Yes | 2015-06-24 |  | 1
FALSE | XC14S036-230A** | 4819 | 7783594 | LENNOX INDUSTRIES, INC. | XC14S036-230A** | AC | Split System: Air-Cooled Condensing Unit, Coil with Blower | XC14S036-230A** |  | CBX32MV-048*+TDR+TXV | 13 | 16 | Yes | Yes | 2015-06-24 |  | 2
FALSE | XC14S036-230A** | 4819 | 7629703 | LENNOX INDUSTRIES, INC. | XC14S036-230A** | AC | Split System: Air-Cooled Condensing Unit, Coil with Blower | XC14S036-230A** |  | CBX40UHV-036*+TDR | 12.5 | 15.1 | Yes | Yes | 2015-06-24 |  | 1
FALSE | XC14S036-230A** | 4819 | 7783589 | LENNOX INDUSTRIES, INC. | XC14S036-230A** | AC | Split System: Air-Cooled Condensing Unit, Coil with Blower | XC14S036-230A** |  | CBX40UHV-042*+TDR | 12.5 | 15.5 | Yes | Yes | 2015-06-24 |  | 1
FALSE | XC14S036-230A** | 4819 | 7629706 | LENNOX INDUSTRIES, INC. | XC14S036-230A** | AC | Split System: Air-Cooled Condensing Unit, Coil with Blower | XC14S036-230A** |  | CBX40UHV-048*+TDR | 13 | 16 | Yes | Yes | 2015-06-24 |  | 2
FALSE | 14ACXS024-230A** | 4647 | 7175069 | LENNOX INDUSTRIES, INC. | XC14-024-230A** | AC | Split System: Air-Cooled Condensing Unit, Coil with Blower | XC14-024-230A** |  | CBX25UHV-024-230-* | 13 | 16 | Yes | Yes | 2015-06-24 |  | 2
FALSE | 14ACXS024-230A** | 4647 | 7175070 | LENNOX INDUSTRIES, INC. | XC14-024-230A** | AC | Split System: Air-Cooled Condensing Unit, Coil with Blower | XC14-024-230A** |  | CBX25UHV-030-230-* | 13 | 16 | Yes | Yes | 2015-06-24 |  | 2
FALSE | 14ACXS024-230A** | 4647 | 7175071 | LENNOX INDUSTRIES, INC. | XC14-024-230A** | AC | Split System: Air-Cooled Condensing Unit, Coil with Blower | XC14-024-230A** |  | CBX25UHV-036-230-* | 13 | 16 | Yes | Yes | 2015-06-24 |  | 2
FALSE | 14ACXS024-230A** | 4647 | 7175072 | LENNOX INDUSTRIES, INC. | XC14-024-230A** | AC | Split System: Air-Cooled Condensing Unit, Coil with Blower | XC14-024-230A** |  | CBX27UH-024-230*+TDR | 13 | 16 | Yes | Yes | 2015-06-24 |  | 2
FALSE | 14ACXS024-230A** | 4647 | 7175073 | LENNOX INDUSTRIES, INC. | XC14-024-230A** | AC | Split System: Air-Cooled Condensing Unit, Coil with Blower | XC14-024-230A** |  | CBX27UH-030-230*+TDR | 13 | 16 | Yes | Yes | 2015-06-24 |  | 2
FALSE | 14ACXS024-230A** | 4647 | 7175075 | LENNOX INDUSTRIES, INC. | XC14-024-230A** | AC | Split System: Air-Cooled Condensing Unit, Coil with Blower | XC14-024-230A** |  | CBX32M-030*+TDR | 12.5 | 15.1 | Yes | Yes | 2015-06-24 |  | 1
FALSE | 14ACXS024-230A** | 4647 | 7175076 | LENNOX INDUSTRIES, INC. | XC14-024-230A** | AC | Split System: Air-Cooled Condensing Unit, Coil with Blower | XC14-024-230A** |  | CBX32MV-018/024*+TDR | 12.5 | 15.5 | Yes | Yes | 2015-06-24 |  | 1
FALSE | 14ACXS024-230A** | 4647 | 7175077 | LENNOX INDUSTRIES, INC. | XC14-024-230A** | AC | Split System: Air-Cooled Condensing Unit, Coil with Blower | XC14-024-230A** |  | CBX32MV-024/030*+TDR | 13 | 16 | Yes | Yes | 2015-06-24 |  | 2
FALSE | 14ACX-030-230-17 | 2250 | 6970208 | LENNOX INDUSTRIES, INC. | XC14-030-230-** | AC | Split System: Air-Cooled Condensing Unit, Coil with Blower | XC14-030-230-** |  | CBX25UHV-030-230-* | 12.5 | 15 | Yes | Yes | 2015-06-24 |  | 1
FALSE | 14ACX-030-230-17 | 2250 | 5221700 | LENNOX INDUSTRIES, INC. | XC14-030-230-** | AC | Split System: Air-Cooled Condensing Unit, Coil with Blower | XC14-030-230-** |  | CBX27UH-030-230*+TDR | 12.5 | 15 | Yes | Yes | 2015-06-24 |  | 1
FALSE | 14ACX-030-230-17 | 2250 | 5221701 | LENNOX INDUSTRIES, INC. | XC14-030-230-** | AC | Split System: Air-Cooled Condensing Unit, Coil with Blower | XC14-030-230-** |  | CBX27UH-036-230*+TDR | 13 | 16 | Yes | Yes | 2015-06-24 |  | 2
FALSE | 14ACX-030-230-17 | 2250 | 5221706 | LENNOX INDUSTRIES, INC. | XC14-030-230-** | AC | Split System: Air-Cooled Condensing Unit, Coil with Blower | XC14-030-230-** |  | CBX32MV-036*+TDR | 12.5 | 15 | Yes | Yes | 2015-06-24 |  | 1
FALSE | 14ACX-030-230-17 | 2250 | 6971023 | LENNOX INDUSTRIES, INC. | XC14-030-230-** | AC | Split System: Air-Cooled Condensing Unit, Coil with Blower | XC14-030-230-** |  | CBX40UHV-036*+TDR | 12.5 | 15 | Yes | Yes | 2015-06-24 |  | 1
FALSE | GSX160421F* | 4366 | 6945189 | GOODMAN MANUFACTURING CO., LP. | GSX160421F* | AC | Year-Round Air-Conditioner, Remote Air-Cooled Condensing Unit | GSX160421F* |  | CA*F4961*6D*+TXV | 13 | 16 | Yes | Yes | 2015-06-30 |  | 2
FALSE | GSX160481F* | 4299 | 6945219 | GOODMAN MANUFACTURING CO., LP. | GSX160481F* | AC | Year-Round Air-Conditioner, Remote Air-Cooled Condensing Unit | GSX160481F* |  | CA*F4961*6D*+TXV | 13 | 16 | Yes | Yes | 2015-06-30 |  | 2
FALSE | GSX160301F* | 4362 | 5983899 | GOODMAN MANUFACTURING CO., LP. | GSX160301F* | AC | Year-Round Air-Conditioner, Remote Air-Cooled Condensing Unit | GSX160301F* |  | CA*F3743*6D*+TXV | 13 | 16 | Yes | Yes | 2015-06-30 |  | 2
FALSE | GSX160181F* | 4288 | 6945031 | GOODMAN MANUFACTURING CO., LP. | GSX160181F* | AC | Year-Round Air-Conditioner, Remote Air-Cooled Condensing Unit | GSX160181F* |  | CA*F3636*6D*+TXV | 13 | 16 | Yes | Yes | 2015-06-30 |  | 2
FALSE | GSX160241F* | 4332 | 6945060 | GOODMAN MANUFACTURING CO., LP. | GSX160241F* | AC | Year-Round Air-Conditioner, Remote Air-Cooled Condensing Unit | GSX160241F* |  | CA*F3636*6D*+TXV | 13 | 16 | Yes | Yes | 2015-06-30 |  | 2
FALSE | GSX160301F* | 4362 | 6945092 | GOODMAN MANUFACTURING CO., LP. | GSX160301F* | AC | Year-Round Air-Conditioner, Remote Air-Cooled Condensing Unit | GSX160301F* |  | CA*F3743*6D*+TXV | 13 | 16 | Yes | Yes | 2015-06-30 |  | 2
FALSE | GSX160361F* | 4297 | 6945139 | GOODMAN MANUFACTURING CO., LP. | GSX160361F* | AC | Year-Round Air-Conditioner, Remote Air-Cooled Condensing Unit | GSX160361F* |  | CA*F4860*6D*+TXV | 13 | 16 | Yes | Yes | 2015-06-30 |  | 2
FALSE | GSX160181F* | 4288 | 6107838 | GOODMAN MANUFACTURING CO., LP. | GSX160181F* | AC | Year-Round Air-Conditioner, Remote Air-Cooled Condensing Unit | GSX160181F* |  | CA*F3636*6D*+TXV | 13 | 16 | Yes | Yes | 2015-06-30 |  | 2
FALSE | GSX160181F* | 4288 | 7355404 | GOODMAN MANUFACTURING CO., LP. | GSX160181F* | AC | Year-Round Air-Conditioner, Remote Air-Cooled Condensing Unit | GSX160181F* |  | CA*F3636*6D*+TXV | 13 | 16 | Yes | Yes | 2015-06-30 |  | 2
FALSE | GSX160181F* | 4288 | 7355414 | GOODMAN MANUFACTURING CO., LP. | GSX160181F* | AC | Year-Round Air-Conditioner, Remote Air-Cooled Condensing Unit | GSX160181F* |  | CA*F3636*6D*+TXV | 13 | 16 | Yes | Yes | 2015-06-30 |  | 2
FALSE | GSX160181F* | 4288 | 7355424 | GOODMAN MANUFACTURING CO., LP. | GSX160181F* | AC | Year-Round Air-Conditioner, Remote Air-Cooled Condensing Unit | GSX160181F* |  | CA*F3636*6D*+TXV | 13 | 16 | Yes | Yes | 2015-06-30 |  | 2
FALSE | GSX160241F* | 4332 | 7355434 | GOODMAN MANUFACTURING CO., LP. | GSX160241F* | AC | Year-Round Air-Conditioner, Remote Air-Cooled Condensing Unit | GSX160241F* |  | CA*F3636*6D*+TXV | 13 | 16 | Yes | Yes | 2015-06-30 |  | 2
FALSE | GSX160241F* | 4332 | 7355445 | GOODMAN MANUFACTURING CO., LP. | GSX160241F* | AC | Year-Round Air-Conditioner, Remote Air-Cooled Condensing Unit | GSX160241F* |  | CA*F3636*6D*+TXV | 13 | 16 | Yes | Yes | 2015-06-30 |  | 2
FALSE | GSX160241F* | 4332 | 7355456 | GOODMAN MANUFACTURING CO., LP. | GSX160241F* | AC | Year-Round Air-Conditioner, Remote Air-Cooled Condensing Unit | GSX160241F* |  | CA*F3636*6D*+TXV | 13 | 16 | Yes | Yes | 2015-06-30 |  | 2
FALSE | GSX160241F* | 4332 | 7355467 | GOODMAN MANUFACTURING CO., LP. | GSX160241F* | AC | Year-Round Air-Conditioner, Remote Air-Cooled Condensing Unit | GSX160241F* |  | CA*F3636*6D*+TXV | 13 | 16 | Yes | Yes | 2015-06-30 |  | 2
FALSE | GSX160301F* | 4362 | 7355514 | GOODMAN MANUFACTURING CO., LP. | GSX160301F* | AC | Year-Round Air-Conditioner, Remote Air-Cooled Condensing Unit | GSX160301F* |  | CA*F4860*6D*+TXV | 13 | 16 | Yes | Yes | 2015-06-30 |  | 2
FALSE | GSX160361F* | 4297 | 7355834 | GOODMAN MANUFACTURING CO., LP. | GSX160361F* | AC | Year-Round Air-Conditioner, Remote Air-Cooled Condensing Unit | GSX160361F* |  | CA*F4961*6D*+TXV | 13 | 16 | Yes | Yes | 2015-06-30 |  | 2
FALSE | GSX160421F* | 4366 | 7355537 | GOODMAN MANUFACTURING CO., LP. | GSX160421F* | AC | Year-Round Air-Conditioner, Remote Air-Cooled Condensing Unit | GSX160421F* |  | CA*F4961*6D*+TXV | 13 | 16 | Yes | Yes | 2015-06-30 |  | 2
FALSE | GSX160481F* | 4299 | 7355554 | GOODMAN MANUFACTURING CO., LP. | GSX160481F* | AC | Year-Round Air-Conditioner, Remote Air-Cooled Condensing Unit | GSX160481F* |  | CA*F4961*6D*+TXV | 13 | 16 | Yes | Yes | 2015-06-30 |  | 2
FALSE | GSX160181F* | 4288 | 7355584 | GOODMAN MANUFACTURING CO., LP. | GSX160181F* | AC | Year-Round Air-Conditioner, Remote Air-Cooled Condensing Unit | GSX160181F* |  | CA*F3636*6D*+TXV | 13 | 16 | Yes | Yes | 2015-06-30 |  | 2
FALSE | GSX160181F* | 4288 | 7355594 | GOODMAN MANUFACTURING CO., LP. | GSX160181F* | AC | Year-Round Air-Conditioner, Remote Air-Cooled Condensing Unit | GSX160181F* |  | CA*F3636*6D*+TXV | 13 | 16 | Yes | Yes | 2015-06-30 |  | 2
FALSE | GSX160241F* | 4332 | 7355604 | GOODMAN MANUFACTURING CO., LP. | GSX160241F* | AC | Year-Round Air-Conditioner, Remote Air-Cooled Condensing Unit | GSX160241F* |  | CA*F3636*6D*+TXV | 13 | 16 | Yes | Yes | 2015-06-30 |  | 2
FALSE | GSX160241F* | 4332 | 7355615 | GOODMAN MANUFACTURING CO., LP. | GSX160241F* | AC | Year-Round Air-Conditioner, Remote Air-Cooled Condensing Unit | GSX160241F* |  | CA*F3636*6D*+TXV | 13 | 16 | Yes | Yes | 2015-06-30 |  | 2
FALSE | GSX160241F* | 4332 | 7355626 | GOODMAN MANUFACTURING CO., LP. | GSX160241F* | AC | Year-Round Air-Conditioner, Remote Air-Cooled Condensing Unit | GSX160241F* |  | CA*F3636*6D*+TXV | 13 | 16 | Yes | Yes | 2015-06-30 |  | 2
FALSE | GSX160301F* | 4362 | 7355661 | GOODMAN MANUFACTURING CO., LP. | GSX160301F* | AC | Year-Round Air-Conditioner, Remote Air-Cooled Condensing Unit | GSX160301F* |  | CA*F4860*6D*+TXV | 13 | 16 | Yes | Yes | 2015-06-30 |  | 2
FALSE | GSX160361F* | 4297 | 7355673 | GOODMAN MANUFACTURING CO., LP. | GSX160361F* | AC | Year-Round Air-Conditioner, Remote Air-Cooled Condensing Unit | GSX160361F* |  | CA*F4961*6D*+TXV | 13 | 16 | Yes | Yes | 2015-06-30 |  | 2
FALSE | GSX160361F* | 4297 | 7355876 | GOODMAN MANUFACTURING CO., LP. | GSX160361F* | AC | Year-Round Air-Conditioner, Remote Air-Cooled Condensing Unit | GSX160361F* |  | CA*F4961*6D*+TXV | 13 | 16 | Yes | Yes | 2015-06-30 |  | 2
FALSE | GSX160421F* | 4366 | 7355908 | GOODMAN MANUFACTURING CO., LP. | GSX160421F* | AC | Year-Round Air-Conditioner, Remote Air-Cooled Condensing Unit | GSX160421F* |  | CA*F4961*6D*+TXV | 13 | 16 | Yes | Yes | 2015-06-30 |  | 2
FALSE | GSX160421F* | 4366 | 7355684 | GOODMAN MANUFACTURING CO., LP. | GSX160421F* | AC | Year-Round Air-Conditioner, Remote Air-Cooled Condensing Unit | GSX160421F* |  | CA*F4961*6D*+TXV | 13 | 16 | Yes | Yes | 2015-06-30 |  | 2
FALSE | GSX160481F* | 4299 | 7355701 | GOODMAN MANUFACTURING CO., LP. | GSX160481F* | AC | Year-Round Air-Conditioner, Remote Air-Cooled Condensing Unit | GSX160481F* |  | CA*F4961*6D*+TXV | 13 | 16 | Yes | Yes | 2015-06-30 |  | 2
FALSE | GSX160181F* | 4288 | 7365903 | GOODMAN MANUFACTURING CO., LP. | GSX160181F* | AC | Year-Round Air-Conditioner, Remote Air-Cooled Condensing Unit | GSX160181F* |  | CA*F3636*6D*+TXV | 13 | 16 | Yes | Yes | 2015-06-30 |  | 2
FALSE | GSX160181F* | 4288 | 7365910 | GOODMAN MANUFACTURING CO., LP. | GSX160181F* | AC | Year-Round Air-Conditioner, Remote Air-Cooled Condensing Unit | GSX160181F* |  | CA*F3636*6D*+TXV | 13 | 16 | Yes | Yes | 2015-06-30 |  | 2
FALSE | GSX160181F* | 4288 | 7365917 | GOODMAN MANUFACTURING CO., LP. | GSX160181F* | AC | Year-Round Air-Conditioner, Remote Air-Cooled Condensing Unit | GSX160181F* |  | CA*F3636*6D*+TXV | 13 | 16 | Yes | Yes | 2015-06-30 |  | 2
FALSE | GSX160241F* | 4332 | 7365929 | GOODMAN MANUFACTURING CO., LP. | GSX160241F* | AC | Year-Round Air-Conditioner, Remote Air-Cooled Condensing Unit | GSX160241F* |  | CA*F3636*6D*+TXV | 13 | 16 | Yes | Yes | 2015-06-30 |  | 2
FALSE | GSX160241F* | 4332 | 7365935 | GOODMAN MANUFACTURING CO., LP. | GSX160241F* | AC | Year-Round Air-Conditioner, Remote Air-Cooled Condensing Unit | GSX160241F* |  | CA*F3636*6D*+TXV | 13 | 16 | Yes | Yes | 2015-06-30 |  | 2
FALSE | GSX160241F* | 4332 | 7365944 | GOODMAN MANUFACTURING CO., LP. | GSX160241F* | AC | Year-Round Air-Conditioner, Remote Air-Cooled Condensing Unit | GSX160241F* |  | CA*F3636*6D*+TXV | 13 | 16 | Yes | Yes | 2015-06-30 |  | 2
FALSE | GSX160301F* | 4362 | 7365980 | GOODMAN MANUFACTURING CO., LP. | GSX160301F* | AC | Year-Round Air-Conditioner, Remote Air-Cooled Condensing Unit | GSX160301F* |  | CA*F3743*6D*+TXV | 13 | 16 | Yes | Yes | 2015-06-30 |  | 2
FALSE | GSX160481F* | 4299 | 7366042 | GOODMAN MANUFACTURING CO., LP. | GSX160481F* | AC | Year-Round Air-Conditioner, Remote Air-Cooled Condensing Unit | GSX160481F* |  | CA*F4961*6D*+TXV | 13 | 16 | Yes | Yes | 2015-06-30 |  | 2
FALSE | GSX160421F* | 4366 | 6946038 | AMANA HEATING AND AIR CONDITIONING | ASX160421F* | AC | Year-Round Air-Conditioner, Remote Air-Cooled Condensing Unit | GSX160421F* |  | CA*F4961*6D*+TXV | 13 | 16 | Yes | Yes | 2015-06-30 |  | 2
FALSE | GSX160481F* | 4299 | 6946068 | AMANA HEATING AND AIR CONDITIONING | ASX160481F* | AC | Year-Round Air-Conditioner, Remote Air-Cooled Condensing Unit | GSX160481F* |  | CA*F4961*6D*+TXV | 13 | 16 | Yes | Yes | 2015-06-30 |  | 2
FALSE | GSX160181F* | 4288 | 6945880 | AMANA HEATING AND AIR CONDITIONING | ASX160181F* | AC | Year-Round Air-Conditioner, Remote Air-Cooled Condensing Unit | GSX160181F* |  | CA*F3636*6D*+TXV | 13 | 16 | Yes | Yes | 2015-06-30 |  | 2
FALSE | GSX160241F* | 4332 | 6945909 | AMANA HEATING AND AIR CONDITIONING | ASX160241F* | AC | Year-Round Air-Conditioner, Remote Air-Cooled Condensing Unit | GSX160241F* |  | CA*F3636*6D*+TXV | 13 | 16 | Yes | Yes | 2015-06-30 |  | 2
FALSE | GSX160301F* | 4362 | 6945941 | AMANA HEATING AND AIR CONDITIONING | ASX160301F* | AC | Year-Round Air-Conditioner, Remote Air-Cooled Condensing Unit | GSX160301F* |  | CA*F3743*6D*+TXV | 13 | 16 | Yes | Yes | 2015-06-30 |  | 2
FALSE | GSX160361F* | 4297 | 6945988 | AMANA HEATING AND AIR CONDITIONING | ASX160361F* | AC | Year-Round Air-Conditioner, Remote Air-Cooled Condensing Unit | GSX160361F* |  | CA*F4860*6D*+TXV | 13 | 16 | Yes | Yes | 2015-06-30 |  | 2
FALSE | GSX160181F* | 4288 | 7362089 | AMANA HEATING AND AIR CONDITIONING | ASX160181F* | AC | Year-Round Air-Conditioner, Remote Air-Cooled Condensing Unit | GSX160181F* |  | CA*F3636*6D*+TXV | 13 | 16 | Yes | Yes | 2015-06-30 |  | 2
FALSE | GSX160181F* | 4288 | 7362099 | AMANA HEATING AND AIR CONDITIONING | ASX160181F* | AC | Year-Round Air-Conditioner, Remote Air-Cooled Condensing Unit | GSX160181F* |  | CA*F3636*6D*+TXV | 13 | 16 | Yes | Yes | 2015-06-30 |  | 2
FALSE | GSX160181F* | 4288 | 7362109 | AMANA HEATING AND AIR CONDITIONING | ASX160181F* | AC | Year-Round Air-Conditioner, Remote Air-Cooled Condensing Unit | GSX160181F* |  | CA*F3636*6D*+TXV | 13 | 16 | Yes | Yes | 2015-06-30 |  | 2
FALSE | GSX160241F* | 4332 | 7362119 | AMANA HEATING AND AIR CONDITIONING | ASX160241F* | AC | Year-Round Air-Conditioner, Remote Air-Cooled Condensing Unit | GSX160241F* |  | CA*F3636*6D*+TXV | 13 | 16 | Yes | Yes | 2015-06-30 |  | 2
FALSE | GSX160241F* | 4332 | 7362130 | AMANA HEATING AND AIR CONDITIONING | ASX160241F* | AC | Year-Round Air-Conditioner, Remote Air-Cooled Condensing Unit | GSX160241F* |  | CA*F3636*6D*+TXV | 13 | 16 | Yes | Yes | 2015-06-30 |  | 2
FALSE | GSX160241F* | 4332 | 7362141 | AMANA HEATING AND AIR CONDITIONING | ASX160241F* | AC | Year-Round Air-Conditioner, Remote Air-Cooled Condensing Unit | GSX160241F* |  | CA*F3636*6D*+TXV | 13 | 16 | Yes | Yes | 2015-06-30 |  | 2
FALSE | GSX160241F* | 4332 | 7362152 | AMANA HEATING AND AIR CONDITIONING | ASX160241F* | AC | Year-Round Air-Conditioner, Remote Air-Cooled Condensing Unit | GSX160241F* |  | CA*F3636*6D*+TXV | 13 | 16 | Yes | Yes | 2015-06-30 |  | 2
FALSE | GSX160301F* | 4362 | 7362199 | AMANA HEATING AND AIR CONDITIONING | ASX160301F* | AC | Year-Round Air-Conditioner, Remote Air-Cooled Condensing Unit | GSX160301F* |  | CA*F4860*6D*+TXV | 13 | 16 | Yes | Yes | 2015-06-30 |  | 2
FALSE | GSX160361F* | 4297 | 7362224 | AMANA HEATING AND AIR CONDITIONING | ASX160361F* | AC | Year-Round Air-Conditioner, Remote Air-Cooled Condensing Unit | GSX160361F* |  | CA*F4961*6D*+TXV | 13 | 16 | Yes | Yes | 2015-06-30 |  | 2
FALSE | GSX160421F* | 4366 | 7362264 | AMANA HEATING AND AIR CONDITIONING | ASX160421F* | AC | Year-Round Air-Conditioner, Remote Air-Cooled Condensing Unit | GSX160421F* |  | CA*F4961*6D*+TXV | 13 | 16 | Yes | Yes | 2015-06-30 |  | 2
FALSE | GSX160481F* | 4299 | 7362281 | AMANA HEATING AND AIR CONDITIONING | ASX160481F* | AC | Year-Round Air-Conditioner, Remote Air-Cooled Condensing Unit | GSX160481F* |  | CA*F4961*6D*+TXV | 13 | 16 | Yes | Yes | 2015-06-30 |  | 2
FALSE | GSX160181F* | 4288 | 7362311 | AMANA HEATING AND AIR CONDITIONING | ASX160181F* | AC | Year-Round Air-Conditioner, Remote Air-Cooled Condensing Unit | GSX160181F* |  | CA*F3636*6D*+TXV | 13 | 16 | Yes | Yes | 2015-06-30 |  | 2
FALSE | GSX160181F* | 4288 | 7362321 | AMANA HEATING AND AIR CONDITIONING | ASX160181F* | AC | Year-Round Air-Conditioner, Remote Air-Cooled Condensing Unit | GSX160181F* |  | CA*F3636*6D*+TXV | 13 | 16 | Yes | Yes | 2015-06-30 |  | 2
FALSE | GSX160241F* | 4332 | 7362331 | AMANA HEATING AND AIR CONDITIONING | ASX160241F* | AC | Year-Round Air-Conditioner, Remote Air-Cooled Condensing Unit | GSX160241F* |  | CA*F3636*6D*+TXV | 13 | 16 | Yes | Yes | 2015-06-30 |  | 2
FALSE | GSX160241F* | 4332 | 7362342 | AMANA HEATING AND AIR CONDITIONING | ASX160241F* | AC | Year-Round Air-Conditioner, Remote Air-Cooled Condensing Unit | GSX160241F* |  | CA*F3636*6D*+TXV | 13 | 16 | Yes | Yes | 2015-06-30 |  | 2
FALSE | GSX160241F* | 4332 | 7362353 | AMANA HEATING AND AIR CONDITIONING | ASX160241F* | AC | Year-Round Air-Conditioner, Remote Air-Cooled Condensing Unit | GSX160241F* |  | CA*F3636*6D*+TXV | 13 | 16 | Yes | Yes | 2015-06-30 |  | 2
FALSE | GSX160301F* | 4362 | 7362388 | AMANA HEATING AND AIR CONDITIONING | ASX160301F* | AC | Year-Round Air-Conditioner, Remote Air-Cooled Condensing Unit | GSX160301F* |  | CA*F4860*6D*+TXV | 13 | 16 | Yes | Yes | 2015-06-30 |  | 2
FALSE | GSX160361F* | 4297 | 7362400 | AMANA HEATING AND AIR CONDITIONING | ASX160361F* | AC | Year-Round Air-Conditioner, Remote Air-Cooled Condensing Unit | GSX160361F* |  | CA*F4961*6D*+TXV | 13 | 16 | Yes | Yes | 2015-06-30 |  | 2
FALSE | GSX160361F* | 4297 | 7362413 | AMANA HEATING AND AIR CONDITIONING | ASX160361F* | AC | Year-Round Air-Conditioner, Remote Air-Cooled Condensing Unit | GSX160361F* |  | CA*F4961*6D*+TXV | 13 | 16 | Yes | Yes | 2015-06-30 |  | 2
FALSE | GSX160421F* | 4366 | 7362445 | AMANA HEATING AND AIR CONDITIONING | ASX160421F* | AC | Year-Round Air-Conditioner, Remote Air-Cooled Condensing Unit | GSX160421F* |  | CA*F4961*6D*+TXV | 13 | 16 | Yes | Yes | 2015-06-30 |  | 2
FALSE | GSX160421F* | 4366 | 7362453 | AMANA HEATING AND AIR CONDITIONING | ASX160421F* | AC | Year-Round Air-Conditioner, Remote Air-Cooled Condensing Unit | GSX160421F* |  | CA*F4961*6D*+TXV | 13 | 16 | Yes | Yes | 2015-06-30 |  | 2
FALSE | CT16A024A | 5047 | 8315531 | WOLF STEEL LTD. | NT16A024A | AC | Split System: Air-Cooled Condensing Unit, Coil Alone | NT16A024A |  | CA24B3*+TXV+TDR | 12.5 | 15 | Yes | Yes | 2015-07-23 |  | 1
FALSE | CT16A030A | 5049 | 8315590 | WOLF STEEL LTD. | NT16A030A | AC | Split System: Air-Cooled Condensing Unit, Coil Alone | NT16A030A |  | CA36D4*+TXV+TDR | 12.5 | 15 | Yes | Yes | 2015-07-23 |  | 1
FALSE | NT16A036A | 5050 | 8315591 | WOLF STEEL LTD. | NT16A036A | AC | Split System: Air-Cooled Condensing Unit, Coil Alone | NT16A036A |  | CA48D4*+TXV+TDR | 12.5 | 15 | Yes | Yes | 2015-07-23 |  | 1
FALSE | CT16A018A | 5048 | 8315604 | WOLF STEEL LTD. | NT16A018A | AC | Split System: Air-Cooled Condensing Unit, Coil Alone | NT16A018A |  | CA24A3*+TXV+TDR | 12.5 | 15 | Yes | Yes | 2015-07-23 |  | 1
FALSE | CT16A024A | 5047 | 8330325 | WOLF STEEL LTD. | CT16A024A | AC | Split System: Air-Cooled Condensing Unit, Coil Alone | CT16A024A |  | CA24B3*+TXV+TDR | 12.5 | 15 | Yes | Yes | 2015-07-23 |  | 1
FALSE | CT16A030A | 5049 | 8330326 | WOLF STEEL LTD. | CT16A030A | AC | Split System: Air-Cooled Condensing Unit, Coil Alone | CT16A030A |  | CA36D4*+TXV+TDR | 12.5 | 15 | Yes | Yes | 2015-07-23 |  | 1
TRUE | CT16A036A | 5050 | 8330327 | WOLF STEEL LTD. | CT16A036A | AC | Split System: Air-Cooled Condensing Unit, Coil Alone | CT16A036A |  | CA48D4*+TXV+TDR | 12.5 | 15 | Yes | Yes | 2015-07-23 |  | 1
FALSE | CT16A018A | 5048 | 8330328 | WOLF STEEL LTD. | CT16A018A | AC | Split System: Air-Cooled Condensing Unit, Coil Alone | CT16A018A |  | CA24A3*+TXV+TDR | 12.5 | 15 | Yes | Yes | 2015-07-23 |  | 1
FALSE | XC14-048-230-08 | 2298 | 3139978 | LENNOX INDUSTRIES, INC. | TSA048H4N41G | AC | Split System: Air-Cooled Condensing Unit, Coil with Blower | TSA048H4N41G |  | CB31MV-51*P+TDR+TXV | 12 | 14.5 | Yes | Yes | 2011-01-21 |  | 0
FALSE | XC14-048-230-08 | 2298 | 3139979 | LENNOX INDUSTRIES, INC. | TSA048H4N41G | AC | Split System: Air-Cooled Condensing Unit, Coil with Blower | TSA048H4N41G |  | CB31MV-65*P+TDR+TXV | 12 | 14.5 | Yes | Yes | 2011-01-21 |  | 0
FALSE | XC14-048-230-08 | 2298 | 3139982 | LENNOX INDUSTRIES, INC. | TSA048H4N41G | AC | Split System: Air-Cooled Condensing Unit, Coil with Blower | TSA048H4N41G |  | CBX32MV-060+TDR | 12 | 14.5 | Yes | Yes | 2011-01-21 |  | 0
FALSE | XC14-048-230-08 | 2298 | 3139994 | LENNOX INDUSTRIES, INC. | TSA048H4N41G | AC | Split System: Air-Cooled Condensing Unit, Coil with Blower | TSA048H4N41G |  | CBX27UH-048-230*+TDR | 12 | 14.5 | Yes | Yes | 2011-01-21 |  | 0
FALSE | XC14-048-230-08 | 2298 | 3139995 | LENNOX INDUSTRIES, INC. | TSA048H4N41G | AC | Split System: Air-Cooled Condensing Unit, Coil with Blower | TSA048H4N41G |  | CBX27UH-060-230*+TDR | 12 | 14.5 | Yes | Yes | 2011-01-21 |  | 0
FALSE | XC14-048-230-08 | 2298 | 3139997 | LENNOX INDUSTRIES, INC. | TSA048H4N41G | AC | Split System: Air-Cooled Condensing Unit, Coil with Blower | TSA048H4N41G |  | CH33-60D+TDR+TXV | 12 | 14.5 | Yes | Yes | 2011-01-21 |  | 0
FALSE | XC14-048-230-08 | 2298 | 3139998 | LENNOX INDUSTRIES, INC. | TSA048H4N41G | AC | Split System: Air-Cooled Condensing Unit, Coil with Blower | TSA048H4N41G |  | CB27UH-048-230*+TDR+TXV | 12 | 14.5 | Yes | Yes | 2011-01-21 |  | 0
FALSE | XC14-048-230-08 | 2298 | 3139999 | LENNOX INDUSTRIES, INC. | TSA048H4N41G | AC | Split System: Air-Cooled Condensing Unit, Coil with Blower | TSA048H4N41G |  | CB27UH-060-230*+TDR+TXV | 12 | 14.5 | Yes | Yes | 2011-01-21 |  | 0
TRUE | H4A624GKD* | 2002 | 3198544 | HEIL | H4A624GKD* | AC | Split System: Air-Cooled Condensing Unit, Coil with Blower | H4A624GKD* |  | FVM4X36**** | 13.2 | 16 | Yes | Yes | 2011-01-21 |  | 2
FALSE | 14ACX-036-230-15 | 2264 | 3208928 | LENNOX INDUSTRIES, INC. | 14ACX-036-230-10 | AC | Split System: Air-Cooled Condensing Unit, Coil with Blower | 14ACX-036-230-10 |  | C33-36+TDR+TXV | 12 | 14.5 | Yes | Yes | 2011-01-21 |  | 0
FALSE | 14ACX-036-230-15 | 2264 | 3208929 | LENNOX INDUSTRIES, INC. | 14ACX-036-230-10 | AC | Split System: Air-Cooled Condensing Unit, Coil with Blower | 14ACX-036-230-10 |  | C33-38+TDR+TXV | 12 | 14.5 | Yes | Yes | 2011-01-21 |  | 0
FALSE | 14ACX-036-230-15 | 2264 | 3208930 | LENNOX INDUSTRIES, INC. | 14ACX-036-230-10 | AC | Split System: Air-Cooled Condensing Unit, Coil with Blower | 14ACX-036-230-10 |  | C33-38+TDR+TXV | 12.5 | 15 | Yes | Yes | 2011-01-21 |  | 1
FALSE | 14ACX-036-230-15 | 2264 | 3208931 | LENNOX INDUSTRIES, INC. | 14ACX-036-230-10 | AC | Split System: Air-Cooled Condensing Unit, Coil with Blower | 14ACX-036-230-10 |  | C33-38+TDR+TXV | 12 | 14.5 | Yes | Yes | 2011-01-21 |  | 0
FALSE | 14ACX-036-230-15 | 2264 | 3208932 | LENNOX INDUSTRIES, INC. | 14ACX-036-230-10 | AC | Split System: Air-Cooled Condensing Unit, Coil with Blower | 14ACX-036-230-10 |  | C33-38+TDR+TXV | 12 | 14.5 | Yes | Yes | 2011-01-21 |  | 0
FALSE | 14ACX-036-230-15 | 2264 | 3208933 | LENNOX INDUSTRIES, INC. | 14ACX-036-230-10 | AC | Split System: Air-Cooled Condensing Unit, Coil with Blower | 14ACX-036-230-10 |  | C33-38+TDR+TXV | 12 | 14.5 | Yes | Yes | 2011-01-21 |  | 0
FALSE | 14ACX-036-230-15 | 2264 | 3208934 | LENNOX INDUSTRIES, INC. | 14ACX-036-230-10 | AC | Split System: Air-Cooled Condensing Unit, Coil with Blower | 14ACX-036-230-10 |  | C33-31+TDR+TXV | 12 | 14.5 | Yes | Yes | 2011-01-21 |  | 0
FALSE | 14ACX-036-230-15 | 2264 | 3208935 | LENNOX INDUSTRIES, INC. | 14ACX-036-230-10 | AC | Split System: Air-Cooled Condensing Unit, Coil with Blower | 14ACX-036-230-10 |  | C33-31+TDR+TXV | 12.5 | 15 | Yes | Yes | 2011-01-21 |  | 1
FALSE | 14ACX-036-230-15 | 2264 | 3208936 | LENNOX INDUSTRIES, INC. | 14ACX-036-230-10 | AC | Split System: Air-Cooled Condensing Unit, Coil with Blower | 14ACX-036-230-10 |  | C33-31+TDR+TXV | 12 | 14.5 | Yes | Yes | 2011-01-21 |  | 0
FALSE | 14ACX-036-230-15 | 2264 | 3208937 | LENNOX INDUSTRIES, INC. | 14ACX-036-230-10 | AC | Split System: Air-Cooled Condensing Unit, Coil with Blower | 14ACX-036-230-10 |  | C33-31+TDR+TXV | 12 | 14.5 | Yes | Yes | 2011-01-21 |  | 0
FALSE | 14ACX-036-230-15 | 2264 | 3208938 | LENNOX INDUSTRIES, INC. | 14ACX-036-230-10 | AC | Split System: Air-Cooled Condensing Unit, Coil with Blower | 14ACX-036-230-10 |  | C33-31+TDR+TXV | 12 | 14.5 | Yes | Yes | 2011-01-21 |  | 0
FALSE | 14ACX-036-230-15 | 2264 | 3208939 | LENNOX INDUSTRIES, INC. | 14ACX-036-230-10 | AC | Split System: Air-Cooled Condensing Unit, Coil with Blower | 14ACX-036-230-10 |  | C33-42+TDR+TXV | 12.5 | 15 | Yes | Yes | 2011-01-21 |  | 1
FALSE | 14ACX-036-230-15 | 2264 | 3208940 | LENNOX INDUSTRIES, INC. | 14ACX-036-230-10 | AC | Split System: Air-Cooled Condensing Unit, Coil with Blower | 14ACX-036-230-10 |  | C33-42+TDR+TXV | 12 | 14.5 | Yes | Yes | 2011-01-21 |  | 0
FALSE | 14ACX-036-230-15 | 2264 | 3208941 | LENNOX INDUSTRIES, INC. | 14ACX-036-230-10 | AC | Split System: Air-Cooled Condensing Unit, Coil with Blower | 14ACX-036-230-10 |  | C33-42+TDR+TXV | 12 | 14.5 | Yes | Yes | 2011-01-21 |  | 0
FALSE | 14ACX-036-230-15 | 2264 | 3208942 | LENNOX INDUSTRIES, INC. | 14ACX-036-230-10 | AC | Split System: Air-Cooled Condensing Unit, Coil with Blower | 14ACX-036-230-10 |  | C33-43+TDR+TXV | 12.5 | 15 | Yes | Yes | 2011-01-21 |  | 1
FALSE | 14ACX-036-230-15 | 2264 | 3208943 | LENNOX INDUSTRIES, INC. | 14ACX-036-230-10 | AC | Split System: Air-Cooled Condensing Unit, Coil with Blower | 14ACX-036-230-10 |  | C33-43+TDR+TXV | 12.5 | 15 | Yes | Yes | 2011-01-21 |  | 1
FALSE | 14ACX-036-230-15 | 2264 | 3208944 | LENNOX INDUSTRIES, INC. | 14ACX-036-230-10 | AC | Split System: Air-Cooled Condensing Unit, Coil with Blower | 14ACX-036-230-10 |  | C33-43+TDR+TXV | 12.5 | 15 | Yes | Yes | 2011-01-21 |  | 1
FALSE | 14ACX-036-230-15 | 2264 | 3208945 | LENNOX INDUSTRIES, INC. | 14ACX-036-230-10 | AC | Split System: Air-Cooled Condensing Unit, Coil with Blower | 14ACX-036-230-10 |  | C33-43+TDR+TXV | 12.5 | 15 | Yes | Yes | 2011-01-21 |  | 1
FALSE | 4TTX6024H1 | 3520 | 3224638 | TRANE | 4TTX5024A1 | AC | Split System: Air-Cooled Condensing Unit, Coil with Blower | 4TTX5024A1 |  | 4TXCB031BC3 | 12.9 | 15.5 | Yes | Yes | 2011-01-21 |  | 1
FALSE | 4TTX6024H1 | 3520 | 3224639 | TRANE | 4TTX5024A1 | AC | Split System: Air-Cooled Condensing Unit, Coil with Blower | 4TTX5024A1 |  | 4TXCB032BC3 | 13.1 | 15.75 | Yes | Yes | 2011-01-21 |  | 1
FALSE | 4TTX6024H1 | 3520 | 3224640 | TRANE | 4TTX5024A1 | AC | Split System: Air-Cooled Condensing Unit, Coil with Blower | 4TTX5024A1 |  | 4TXCB032BC3 | 13 | 15.5 | Yes | Yes | 2011-01-21 |  | 1
FALSE | 4TTX6024H1 | 3520 | 3224641 | TRANE | 4TTX5024A1 | AC | Split System: Air-Cooled Condensing Unit, Coil with Blower | 4TTX5024A1 |  | 4TXCB032BC3 | 13.1 | 15.75 | Yes | Yes | 2011-01-21 |  | 1
FALSE | 4TTX6024H1 | 3520 | 3224642 | TRANE | 4TTX5024A1 | AC | Split System: Air-Cooled Condensing Unit, Coil with Blower | 4TTX5024A1 |  | 4TXCB032BC3 | 13 | 15.75 | Yes | Yes | 2011-01-21 |  | 1
FALSE | 4TTX6030H1 | 3530 | 3224656 | TRANE | 4TTX5030A1 | AC | Split System: Air-Cooled Condensing Unit, Coil with Blower | 4TTX5030A1 |  | 4TXAB031BC3 | 12.3 | 14.75 | Yes | Yes | 2011-01-21 |  | 0
FALSE | 4TTX6030H1 | 3530 | 3224657 | TRANE | 4TTX5030A1 | AC | Split System: Air-Cooled Condensing Unit, Coil with Blower | 4TTX5030A1 |  | 4TXAB031BC3 | 12.5 | 15 | Yes | Yes | 2011-01-21 |  | 1
FALSE | 4TTX6030H1 | 3530 | 3224658 | TRANE | 4TTX5030A1 | AC | Split System: Air-Cooled Condensing Unit, Coil with Blower | 4TTX5030A1 |  | 4TXAB031BC3 | 12.4 | 14.75 | Yes | Yes | 2011-01-21 |  | 0
FALSE | 4TTX6030H1 | 3530 | 3224659 | TRANE | 4TTX5030A1 | AC | Split System: Air-Cooled Condensing Unit, Coil with Blower | 4TTX5030A1 |  | 4TXAB031BC3 | 12 | 14.75 | Yes | Yes | 2011-01-21 |  | 0
FALSE | 4TTX6030H1 | 3530 | 3224660 | TRANE | 4TTX5030A1 | AC | Split System: Air-Cooled Condensing Unit, Coil with Blower | 4TTX5030A1 |  | 4TXAB031BC3 | 12.1 | 14.5 | Yes | Yes | 2011-01-21 |  | 0
FALSE | 4TTX6030H1 | 3530 | 3224661 | TRANE | 4TTX5030A1 | AC | Split System: Air-Cooled Condensing Unit, Coil with Blower | 4TTX5030A1 |  | 4TXAB032BC3 | 12.7 | 15.25 | Yes | Yes | 2011-01-21 |  | 1
FALSE | 4TTX6030H1 | 3530 | 3224662 | TRANE | 4TTX5030A1 | AC | Split System: Air-Cooled Condensing Unit, Coil with Blower | 4TTX5030A1 |  | 4TXAB032BC3 | 12.6 | 15.25 | Yes | Yes | 2011-01-21 |  | 1
FALSE | 4TTX6030H1 | 3530 | 3224663 | TRANE | 4TTX5030A1 | AC | Split System: Air-Cooled Condensing Unit, Coil with Blower | 4TTX5030A1 |  | 4TXAB032BC3 | 12.7 | 15 | Yes | Yes | 2011-01-21 |  | 1
FALSE | 4TTX6030H1 | 3530 | 3224664 | TRANE | 4TTX5030A1 | AC | Split System: Air-Cooled Condensing Unit, Coil with Blower | 4TTX5030A1 |  | 4TXAB032BC3 | 12.3 | 14.75 | Yes | Yes | 2011-01-21 |  | 0
FALSE | 4TTX6030H1 | 3530 | 3224665 | TRANE | 4TTX5030A1 | AC | Split System: Air-Cooled Condensing Unit, Coil with Blower | 4TTX5030A1 |  | 4TXAB032BC3 | 12.6 | 15 | Yes | Yes | 2011-01-21 |  | 1
FALSE | 4TTX6030H1 | 3530 | 3224671 | TRANE | 4TTX5030A1 | AC | Split System: Air-Cooled Condensing Unit, Coil with Blower | 4TTX5030A1 |  | 4TXAB042BC3 | 12.3 | 14.75 | Yes | Yes | 2011-01-21 |  | 0
FALSE | 4TTX6030H1 | 3530 | 3224672 | TRANE | 4TTX5030A1 | AC | Split System: Air-Cooled Condensing Unit, Coil with Blower | 4TTX5030A1 |  | 4TXAB042BC3 | 12.1 | 14.5 | Yes | Yes | 2011-01-21 |  | 0
FALSE | 4TTX6030H1 | 3530 | 3224673 | TRANE | 4TTX5030A1 | AC | Split System: Air-Cooled Condensing Unit, Coil with Blower | 4TTX5030A1 |  | 4TXAB042BC3 | 12.1 | 14.5 | Yes | Yes | 2011-01-21 |  | 0
FALSE | 4TTX6030H1 | 3530 | 3224674 | TRANE | 4TTX5030A1 | AC | Split System: Air-Cooled Condensing Unit, Coil with Blower | 4TTX5030A1 |  | 4TXAB042BC3 | 12.3 | 14.75 | Yes | Yes | 2011-01-21 |  | 0
FALSE | 4TTX6030H1 | 3530 | 3224675 | TRANE | 4TTX5030A1 | AC | Split System: Air-Cooled Condensing Unit, Coil with Blower | 4TTX5030A1 |  | 4TXAB042BC3 | 12.5 | 15 | Yes | Yes | 2011-01-21 |  | 1
FALSE | 4TTX6030H1 | 3530 | 3224681 | TRANE | 4TTX5030A1 | AC | Split System: Air-Cooled Condensing Unit, Coil with Blower | 4TTX5030A1 |  | 4TXAC037BC3 | 12.7 | 15.25 | Yes | Yes | 2011-01-21 |  | 1
FALSE | 4TTX6030H1 | 3530 | 3224682 | TRANE | 4TTX5030A1 | AC | Split System: Air-Cooled Condensing Unit, Coil with Blower | 4TTX5030A1 |  | 4TXAC037BC3 | 12.5 | 15 | Yes | Yes | 2011-01-21 |  | 1
FALSE | XC17-048-230-** | 2300 | 1046608 | LENNOX INDUSTRIES, INC. | XC15-048-230* | AC | Split System: Air-Cooled Condensing Unit, Coil with Blower | XC15-048-230* |  | C33-49+TDR+TXV | 12 | 14.7 | Yes | Yes | 2011-01-21 |  | 0
FALSE | XC17-048-230-** | 2300 | 1046609 | LENNOX INDUSTRIES, INC. | XC15-048-230* | AC | Split System: Air-Cooled Condensing Unit, Coil with Blower | XC15-048-230* |  | C33-49+TDR+TXV | 12.2 | 14.7 | Yes | Yes | 2011-01-21 |  | 0
FALSE | XC17-048-230-** | 2300 | 1046616 | LENNOX INDUSTRIES, INC. | XC15-048-230* | AC | Split System: Air-Cooled Condensing Unit, Coil with Blower | XC15-048-230* |  | CH23-68+TDR+TXV | 12 | 14.7 | Yes | Yes | 2011-01-21 |  | 0
FALSE | XC17-048-230-** | 2300 | 1046617 | LENNOX INDUSTRIES, INC. | XC15-048-230* | AC | Split System: Air-Cooled Condensing Unit, Coil with Blower | XC15-048-230* |  | CH23-68+TDR+TXV | 12.2 | 15 | Yes | Yes | 2011-01-21 |  | 0
FALSE | XC17-048-230-** | 2300 | 1046620 | LENNOX INDUSTRIES, INC. | XC15-048-230* | AC | Split System: Air-Cooled Condensing Unit, Coil with Blower | XC15-048-230* |  | CH33-50/60C+TDR+TXV | 12 | 14.7 | Yes | Yes | 2011-01-21 |  | 0
FALSE | XC17-048-230-** | 2300 | 1046624 | LENNOX INDUSTRIES, INC. | XC15-048-230* | AC | Split System: Air-Cooled Condensing Unit, Coil with Blower | XC15-048-230* |  | CR33-50/60+TDR+TXV | 12 | 14.5 | Yes | Yes | 2011-01-21 |  | 0
FALSE | XC17-048-230-** | 2300 | 1046625 | LENNOX INDUSTRIES, INC. | XC15-048-230* | AC | Split System: Air-Cooled Condensing Unit, Coil with Blower | XC15-048-230* |  | CX34-49+TDR | 12 | 14.7 | Yes | Yes | 2011-01-21 |  | 0
FALSE | XC17-048-230-** | 2300 | 1046626 | LENNOX INDUSTRIES, INC. | XC15-048-230* | AC | Split System: Air-Cooled Condensing Unit, Coil with Blower | XC15-048-230* |  | CX34-49+TDR | 12.2 | 14.7 | Yes | Yes | 2011-01-21 |  | 0
FALSE | XC17-048-230-** | 2300 | 1046647 | LENNOX INDUSTRIES, INC. | XC15-048-230* | AC | Split System: Air-Cooled Condensing Unit, Coil with Blower | XC15-048-230* |  | CH33-50/60C+TDR+TXV | 12 | 14.5 | Yes | Yes | 2011-01-21 |  | 0
FALSE | XC17-048-230-** | 2300 | 1145129 | LENNOX INDUSTRIES, INC. | XC15-048-230* | AC | Split System: Air-Cooled Condensing Unit, Coil with Blower | XC15-048-230* |  | CBX27UH-048-230*+TDR | 12.5 | 15.2 | Yes | Yes | 2011-01-21 |  | 1
FALSE | XC17-048-230-** | 2300 | 1145130 | LENNOX INDUSTRIES, INC. | XC15-048-230* | AC | Split System: Air-Cooled Condensing Unit, Coil with Blower | XC15-048-230* |  | CBX27UH-060-230*+TDR | 12.2 | 15.2 | Yes | Yes | 2011-01-21 |  | 0
FALSE | TSA042H4N4*Y | 2280 | 1235312 | LENNOX INDUSTRIES, INC. | XC14-042-230* | AC | Split System: Air-Cooled Condensing Unit, Coil with Blower | XC14-042-230* |  | CX34-44/48+TDR | 12.2 | 14.5 | Yes | Yes | 2011-01-21 |  | 0
FALSE | TSA042H4N4*Y | 2280 | 1235313 | LENNOX INDUSTRIES, INC. | XC14-042-230* | AC | Split System: Air-Cooled Condensing Unit, Coil with Blower | XC14-042-230* |  | CX34-44/48+TDR | 12.2 | 14.5 | Yes | Yes | 2011-01-21 |  | 0
FALSE | TSA042H4N4*Y | 2280 | 1235315 | LENNOX INDUSTRIES, INC. | XC14-042-230* | AC | Split System: Air-Cooled Condensing Unit, Coil with Blower | XC14-042-230* |  | CX34-44/48+TDR | 12.2 | 14.5 | Yes | Yes | 2011-01-21 |  | 0
FALSE | TSA042H4N4*Y | 2280 | 1235316 | LENNOX INDUSTRIES, INC. | XC14-042-230* | AC | Split System: Air-Cooled Condensing Unit, Coil with Blower | XC14-042-230* |  | CX34-49+TDR | 13 | 15.5 | Yes | Yes | 2011-01-21 |  | 1
FALSE | TSA042H4N4*Y | 2280 | 1235317 | LENNOX INDUSTRIES, INC. | XC14-042-230* | AC | Split System: Air-Cooled Condensing Unit, Coil with Blower | XC14-042-230* |  | CX34-49+TDR | 12.7 | 15.5 | Yes | Yes | 2011-01-21 |  | 1
FALSE | TSA042H4N4*Y | 2280 | 1235318 | LENNOX INDUSTRIES, INC. | XC14-042-230* | AC | Split System: Air-Cooled Condensing Unit, Coil with Blower | XC14-042-230* |  | CX34-49+TDR | 12.7 | 15.2 | Yes | Yes | 2011-01-21 |  | 1
FALSE | TSA042H4N4*Y | 2280 | 1235319 | LENNOX INDUSTRIES, INC. | XC14-042-230* | AC | Split System: Air-Cooled Condensing Unit, Coil with Blower | XC14-042-230* |  | CX34-49+TDR | 12.7 | 15.2 | Yes | Yes | 2011-01-21 |  | 1
FALSE | TSA042H4N4*Y | 2280 | 1235320 | LENNOX INDUSTRIES, INC. | XC14-042-230* | AC | Split System: Air-Cooled Condensing Unit, Coil with Blower | XC14-042-230* |  | CX34-49+TDR | 12.5 | 15 | Yes | Yes | 2011-01-21 |  | 1
FALSE | TSA042H4N4*Y | 2280 | 1235321 | LENNOX INDUSTRIES, INC. | XC14-042-230* | AC | Split System: Air-Cooled Condensing Unit, Coil with Blower | XC14-042-230* |  | CX34-49+TDR | 12.7 | 15.2 | Yes | Yes | 2011-01-21 |  | 1
FALSE | TSA042H4N4*Y | 2280 | 1235322 | LENNOX INDUSTRIES, INC. | XC14-042-230* | AC | Split System: Air-Cooled Condensing Unit, Coil with Blower | XC14-042-230* |  | CX34-50/60C+TDR | 12.7 | 15 | Yes | Yes | 2011-01-21 |  | 1
FALSE | TSA042H4N4*Y | 2280 | 1235323 | LENNOX INDUSTRIES, INC. | XC14-042-230* | AC | Split System: Air-Cooled Condensing Unit, Coil with Blower | XC14-042-230* |  | CX34-50/60C+TDR | 12.5 | 14.7 | Yes | Yes | 2011-01-21 |  | 0
FALSE | TSA042H4N4*Y | 2280 | 1235324 | LENNOX INDUSTRIES, INC. | XC14-042-230* | AC | Split System: Air-Cooled Condensing Unit, Coil with Blower | XC14-042-230* |  | CX34-50/60C+TDR | 12.5 | 14.5 | Yes | Yes | 2011-01-21 |  | 0
FALSE | TSA042H4N4*Y | 2280 | 1235325 | LENNOX INDUSTRIES, INC. | XC14-042-230* | AC | Split System: Air-Cooled Condensing Unit, Coil with Blower | XC14-042-230* |  | CX34-50/60C+TDR | 12.5 | 14.7 | Yes | Yes | 2011-01-21 |  | 0
FALSE | TSA042H4N4*Y | 2280 | 1235327 | LENNOX INDUSTRIES, INC. | XC14-042-230* | AC | Split System: Air-Cooled Condensing Unit, Coil with Blower | XC14-042-230* |  | CX34-50/60C+TDR | 12.2 | 14.5 | Yes | Yes | 2011-01-21 |  | 0
FALSE | TSA042H4N4*Y | 2280 | 1235336 | LENNOX INDUSTRIES, INC. | XC14-042-230* | AC | Split System: Air-Cooled Condensing Unit, Coil with Blower | XC14-042-230* |  | C33-62C+TDR+TXV | 13 | 15.7 | Yes | Yes | 2011-01-21 |  | 1
FALSE | TSA042H4N4*Y | 2280 | 1235337 | LENNOX INDUSTRIES, INC. | XC14-042-230* | AC | Split System: Air-Cooled Condensing Unit, Coil with Blower | XC14-042-230* |  | C33-62C+TDR+TXV | 12.7 | 15.7 | Yes | Yes | 2011-01-21 |  | 1
FALSE | TSA042H4N4*Y | 2280 | 1235338 | LENNOX INDUSTRIES, INC. | XC14-042-230* | AC | Split System: Air-Cooled Condensing Unit, Coil with Blower | XC14-042-230* |  | C33-62C+TDR+TXV | 12.7 | 15.5 | Yes | Yes | 2011-01-21 |  | 1
FALSE | TSA042H4N4*Y | 2280 | 1235339 | LENNOX INDUSTRIES, INC. | XC14-042-230* | AC | Split System: Air-Cooled Condensing Unit, Coil with Blower | XC14-042-230* |  | C33-62C+TDR+TXV | 12.7 | 15.5 | Yes | Yes | 2011-01-21 |  | 1
FALSE | TSA042H4N4*Y | 2280 | 1235340 | LENNOX INDUSTRIES, INC. | XC14-042-230* | AC | Split System: Air-Cooled Condensing Unit, Coil with Blower | XC14-042-230* |  | C33-62C+TDR+TXV | 12.5 | 15.2 | Yes | Yes | 2011-01-21 |  | 1
FALSE | TSA042H4N4*Y | 2280 | 1235369 | LENNOX INDUSTRIES, INC. | XC14-042-230* | AC | Split System: Air-Cooled Condensing Unit, Coil with Blower | XC14-042-230* |  | C33-49+TDR+TXV | 12.7 | 15.2 | Yes | Yes | 2011-01-21 |  | 1
FALSE | TSA042H4N4*Y | 2280 | 1235370 | LENNOX INDUSTRIES, INC. | XC14-042-230* | AC | Split System: Air-Cooled Condensing Unit, Coil with Blower | XC14-042-230* |  | C33-49+TDR+TXV | 12.5 | 15 | Yes | Yes | 2011-01-21 |  | 1
FALSE | TSA042H4N4*Y | 2280 | 1235371 | LENNOX INDUSTRIES, INC. | XC14-042-230* | AC | Split System: Air-Cooled Condensing Unit, Coil with Blower | XC14-042-230* |  | C33-49+TDR+TXV | 12.7 | 15.2 | Yes | Yes | 2011-01-21 |  | 1
FALSE | TSA042H4N4*Y | 2280 | 1235372 | LENNOX INDUSTRIES, INC. | XC14-042-230* | AC | Split System: Air-Cooled Condensing Unit, Coil with Blower | XC14-042-230* |  | C33-50/60C+TDR+TXV | 12.7 | 15 | Yes | Yes | 2011-01-21 |  | 1
FALSE | TSA042H4N4*Y | 2280 | 1235373 | LENNOX INDUSTRIES, INC. | XC14-042-230* | AC | Split System: Air-Cooled Condensing Unit, Coil with Blower | XC14-042-230* |  | C33-50/60C+TDR+TXV | 12.5 | 14.7 | Yes | Yes | 2011-01-21 |  | 0
FALSE | TSA042H4N4*Y | 2280 | 1235374 | LENNOX INDUSTRIES, INC. | XC14-042-230* | AC | Split System: Air-Cooled Condensing Unit, Coil with Blower | XC14-042-230* |  | C33-50/60C+TDR+TXV | 12.5 | 14.5 | Yes | Yes | 2011-01-21 |  | 0
FALSE | TSA042H4N4*Y | 2280 | 1235375 | LENNOX INDUSTRIES, INC. | XC14-042-230* | AC | Split System: Air-Cooled Condensing Unit, Coil with Blower | XC14-042-230* |  | C33-50/60C+TDR+TXV | 12.5 | 14.7 | Yes | Yes | 2011-01-21 |  | 0
FALSE | TSA042H4N4*Y | 2280 | 1235377 | LENNOX INDUSTRIES, INC. | XC14-042-230* | AC | Split System: Air-Cooled Condensing Unit, Coil with Blower | XC14-042-230* |  | C33-50/60C+TDR+TXV | 12.2 | 14.5 | Yes | Yes | 2011-01-21 |  | 0
FALSE | TSA042H4N4*Y | 2280 | 1235380 | LENNOX INDUSTRIES, INC. | XC14-042-230* | AC | Split System: Air-Cooled Condensing Unit, Coil with Blower | XC14-042-230* |  | CR33-50/60+TDR+TXV | 12.7 | 15 | Yes | Yes | 2011-01-21 |  | 1
FALSE | TSA042H4N4*Y | 2280 | 1235381 | LENNOX INDUSTRIES, INC. | XC14-042-230* | AC | Split System: Air-Cooled Condensing Unit, Coil with Blower | XC14-042-230* |  | CR33-50/60+TDR+TXV | 12.5 | 14.7 | Yes | Yes | 2011-01-21 |  | 0
FALSE | TSA042H4N4*Y | 2280 | 1235382 | LENNOX INDUSTRIES, INC. | XC14-042-230* | AC | Split System: Air-Cooled Condensing Unit, Coil with Blower | XC14-042-230* |  | CR33-50/60+TDR+TXV | 12.5 | 14.7 | Yes | Yes | 2011-01-21 |  | 0
FALSE | TSA042H4N4*Y | 2280 | 1235383 | LENNOX INDUSTRIES, INC. | XC14-042-230* | AC | Split System: Air-Cooled Condensing Unit, Coil with Blower | XC14-042-230* |  | CR33-50/60+TDR+TXV | 12.2 | 14.5 | Yes | Yes | 2011-01-21 |  | 0
FALSE | TSA042H4N4*Y | 2280 | 1235384 | LENNOX INDUSTRIES, INC. | XC14-042-230* | AC | Split System: Air-Cooled Condensing Unit, Coil with Blower | XC14-042-230* |  | CR33-50/60+TDR+TXV | 12.5 | 14.7 | Yes | Yes | 2011-01-21 |  | 0
FALSE | TSA042H4N4*Y | 2280 | 1235385 | LENNOX INDUSTRIES, INC. | XC14-042-230* | AC | Split System: Air-Cooled Condensing Unit, Coil with Blower | XC14-042-230* |  | CR33-60+TDR+TXV | 12.7 | 15 | Yes | Yes | 2011-01-21 |  | 1
FALSE | TSA042H4N4*Y | 2280 | 1235386 | LENNOX INDUSTRIES, INC. | XC14-042-230* | AC | Split System: Air-Cooled Condensing Unit, Coil with Blower | XC14-042-230* |  | CR33-60+TDR+TXV | 12.7 | 15 | Yes | Yes | 2011-01-21 |  | 1
FALSE | TSA042H4N4*Y | 2280 | 1235391 | LENNOX INDUSTRIES, INC. | XC14-042-230* | AC | Split System: Air-Cooled Condensing Unit, Coil with Blower | XC14-042-230* |  | CH33-43+TDR+TXV | 12.7 | 15 | Yes | Yes | 2011-01-21 |  | 1
FALSE | TSA042H4N4*Y | 2280 | 1235392 | LENNOX INDUSTRIES, INC. | XC14-042-230* | AC | Split System: Air-Cooled Condensing Unit, Coil with Blower | XC14-042-230* |  | CH33-43+TDR+TXV | 13 | 15.2 | Yes | Yes | 2011-01-21 |  | 1
FALSE | TSA042H4N4*Y | 2280 | 1235393 | LENNOX INDUSTRIES, INC. | XC14-042-230* | AC | Split System: Air-Cooled Condensing Unit, Coil with Blower | XC14-042-230* |  | CH33-43+TDR+TXV | 12.7 | 15 | Yes | Yes | 2011-01-21 |  | 1
FALSE | TSA042H4N4*Y | 2280 | 1235394 | LENNOX INDUSTRIES, INC. | XC14-042-230* | AC | Split System: Air-Cooled Condensing Unit, Coil with Blower | XC14-042-230* |  | CH33-43+TDR+TXV | 12.7 | 14.7 | Yes | Yes | 2011-01-21 |  | 0
FALSE | TSA042H4N4*Y | 2280 | 1235413 | LENNOX INDUSTRIES, INC. | XC14-042-230* | AC | Split System: Air-Cooled Condensing Unit, Coil with Blower | XC14-042-230* |  | CH33-50/60C+TDR+TXV | 12.7 | 14.7 | Yes | Yes | 2011-01-21 |  | 0
FALSE | TSA042H4N4*Y | 2280 | 1235414 | LENNOX INDUSTRIES, INC. | XC14-042-230* | AC | Split System: Air-Cooled Condensing Unit, Coil with Blower | XC14-042-230* |  | CH33-50/60C+TDR+TXV | 12.5 | 14.5 | Yes | Yes | 2011-01-21 |  | 0
FALSE | TSA042H4N4*Y | 2280 | 1235415 | LENNOX INDUSTRIES, INC. | XC14-042-230* | AC | Split System: Air-Cooled Condensing Unit, Coil with Blower | XC14-042-230* |  | CH33-50/60C+TDR+TXV | 12.5 | 14.7 | Yes | Yes | 2011-01-21 |  | 0
FALSE | TSA042H4N4*Y | 2280 | 1235417 | LENNOX INDUSTRIES, INC. | XC14-042-230* | AC | Split System: Air-Cooled Condensing Unit, Coil with Blower | XC14-042-230* |  | CB31MV-51*P+TDR+TXV | 12.5 | 14.7 | Yes | Yes | 2011-01-21 |  | 0
FALSE | TSA042H4N4*Y | 2280 | 1235422 | LENNOX INDUSTRIES, INC. | XC14-042-230* | AC | Split System: Air-Cooled Condensing Unit, Coil with Blower | XC14-042-230* |  | CBX27UH-042-230*+TDR | 12.7 | 15.2 | Yes | Yes | 2011-01-21 |  | 1
FALSE | TSA042H4N4*Y | 2280 | 1235423 | LENNOX INDUSTRIES, INC. | XC14-042-230* | AC | Split System: Air-Cooled Condensing Unit, Coil with Blower | XC14-042-230* |  | CBX27UH-048-230*+TDR | 12.7 | 15 | Yes | Yes | 2011-01-21 |  | 1
FALSE | TSA042H4N4*Y | 2280 | 1235425 | LENNOX INDUSTRIES, INC. | XC14-042-230* | AC | Split System: Air-Cooled Condensing Unit, Coil with Blower | XC14-042-230* |  | CBX32MV-048*+TDR | 12.5 | 14.7 | Yes | Yes | 2011-01-21 |  | 0
FALSE | TSA042H4N4*Y | 2280 | 1235429 | LENNOX INDUSTRIES, INC. | XC14-042-230* | AC | Split System: Air-Cooled Condensing Unit, Coil with Blower | XC14-042-230* |  | CB27UH-042-230*+TDR+TXV | 12.7 | 15.2 | Yes | Yes | 2011-01-21 |  | 1
FALSE | TSA042H4N4*Y | 2280 | 1235430 | LENNOX INDUSTRIES, INC. | XC14-042-230* | AC | Split System: Air-Cooled Condensing Unit, Coil with Blower | XC14-042-230* |  | CB27UH-048-230*+TDR+TXV | 12.7 | 15 | Yes | Yes | 2011-01-21 |  | 1
FALSE | TSA042H4N4*Y | 2280 | 1235431 | LENNOX INDUSTRIES, INC. | XC14-042-230* | AC | Split System: Air-Cooled Condensing Unit, Coil with Blower | XC14-042-230* |  | CR33-50/60+TDR+TXV | 12.7 | 15 | Yes | Yes | 2011-01-21 |  | 1
FALSE | XC14-048-230-08 | 2298 | 1235443 | LENNOX INDUSTRIES, INC. | XC14-048-230* | AC | Split System: Air-Cooled Condensing Unit, Coil with Blower | XC14-048-230* |  | CX34-43+TDR | 12.2 | 14.5 | Yes | Yes | 2011-01-21 |  | 0
FALSE | XC14-048-230-08 | 2298 | 1235444 | LENNOX INDUSTRIES, INC. | XC14-048-230* | AC | Split System: Air-Cooled Condensing Unit, Coil with Blower | XC14-048-230* |  | CX34-43+TDR | 12.2 | 14.5 | Yes | Yes | 2011-01-21 |  | 0
FALSE | XC14-048-230-08 | 2298 | 1235446 | LENNOX INDUSTRIES, INC. | XC14-048-230* | AC | Split System: Air-Cooled Condensing Unit, Coil with Blower | XC14-048-230* |  | CX34-43+TDR | 12.2 | 14.5 | Yes | Yes | 2011-01-21 |  | 0
FALSE | XC14-048-230-08 | 2298 | 1235449 | LENNOX INDUSTRIES, INC. | XC14-048-230* | AC | Split System: Air-Cooled Condensing Unit, Coil with Blower | XC14-048-230* |  | CX34-49+TDR | 12.2 | 14.7 | Yes | Yes | 2011-01-21 |  | 0
FALSE | XC14-048-230-08 | 2298 | 1235450 | LENNOX INDUSTRIES, INC. | XC14-048-230* | AC | Split System: Air-Cooled Condensing Unit, Coil with Blower | XC14-048-230* |  | CX34-49+TDR | 12.5 | 14.7 | Yes | Yes | 2011-01-21 |  | 0
FALSE | XC14-048-230-08 | 2298 | 1235451 | LENNOX INDUSTRIES, INC. | XC14-048-230* | AC | Split System: Air-Cooled Condensing Unit, Coil with Blower | XC14-048-230* |  | CX34-49+TDR | 12.2 | 14.7 | Yes | Yes | 2011-01-21 |  | 0
FALSE | XC14-048-230-08 | 2298 | 1235452 | LENNOX INDUSTRIES, INC. | XC14-048-230* | AC | Split System: Air-Cooled Condensing Unit, Coil with Blower | XC14-048-230* |  | CX34-49+TDR | 12.2 | 14.7 | Yes | Yes | 2011-01-21 |  | 0
FALSE | XC14-048-230-08 | 2298 | 1235454 | LENNOX INDUSTRIES, INC. | XC14-048-230* | AC | Split System: Air-Cooled Condensing Unit, Coil with Blower | XC14-048-230* |  | CX34-49+TDR | 12.2 | 14.5 | Yes | Yes | 2011-01-21 |  | 0
FALSE | XC14-048-230-08 | 2298 | 1235455 | LENNOX INDUSTRIES, INC. | XC14-048-230* | AC | Split System: Air-Cooled Condensing Unit, Coil with Blower | XC14-048-230* |  | CX34-62C+TDR | 12.5 | 15 | Yes | Yes | 2011-01-21 |  | 1
FALSE | XC14-048-230-08 | 2298 | 1235489 | LENNOX INDUSTRIES, INC. | XC14-048-230* | AC | Split System: Air-Cooled Condensing Unit, Coil with Blower | XC14-048-230* |  | C33-62C+TDR+TXV | 12.5 | 15 | Yes | Yes | 2011-01-21 |  | 1
FALSE | XC14-048-230-08 | 2298 | 1235490 | LENNOX INDUSTRIES, INC. | XC14-048-230* | AC | Split System: Air-Cooled Condensing Unit, Coil with Blower | XC14-048-230* |  | C33-62C+TDR+TXV | 12.5 | 14.7 | Yes | Yes | 2011-01-21 |  | 0
FALSE | XC14-048-230-08 | 2298 | 1235491 | LENNOX INDUSTRIES, INC. | XC14-048-230* | AC | Split System: Air-Cooled Condensing Unit, Coil with Blower | XC14-048-230* |  | C33-62C+TDR+TXV | 12.5 | 15 | Yes | Yes | 2011-01-21 |  | 1
FALSE | XC14-048-230-08 | 2298 | 1235492 | LENNOX INDUSTRIES, INC. | XC14-048-230* | AC | Split System: Air-Cooled Condensing Unit, Coil with Blower | XC14-048-230* |  | C33-62C+TDR+TXV | 12.2 | 14.5 | Yes | Yes | 2011-01-21 |  | 0
FALSE | XC14-048-230-08 | 2298 | 1235493 | LENNOX INDUSTRIES, INC. | XC14-048-230* | AC | Split System: Air-Cooled Condensing Unit, Coil with Blower | XC14-048-230* |  | C33-62C+TDR+TXV | 12.2 | 14.7 | Yes | Yes | 2011-01-21 |  | 0
FALSE | XC14-048-230-08 | 2298 | 1235494 | LENNOX INDUSTRIES, INC. | XC14-048-230* | AC | Split System: Air-Cooled Condensing Unit, Coil with Blower | XC14-048-230* |  | C33-60D+TDR+TXV | 12.5 | 15 | Yes | Yes | 2011-01-21 |  | 1
FALSE | XC14-048-230-08 | 2298 | 1235495 | LENNOX INDUSTRIES, INC. | XC14-048-230* | AC | Split System: Air-Cooled Condensing Unit, Coil with Blower | XC14-048-230* |  | C33-60D+TDR+TXV | 12.2 | 14.7 | Yes | Yes | 2011-01-21 |  | 0
FALSE | XC14-048-230-08 | 2298 | 1235496 | LENNOX INDUSTRIES, INC. | XC14-048-230* | AC | Split System: Air-Cooled Condensing Unit, Coil with Blower | XC14-048-230* |  | C33-62D+TDR+TXV | 12.7 | 15.2 | Yes | Yes | 2011-01-21 |  | 1
FALSE | XC14-048-230-08 | 2298 | 1235497 | LENNOX INDUSTRIES, INC. | XC14-048-230* | AC | Split System: Air-Cooled Condensing Unit, Coil with Blower | XC14-048-230* |  | C33-62D+TDR+TXV | 12.5 | 15 | Yes | Yes | 2011-01-21 |  | 1
FALSE | XC14-048-230-08 | 2298 | 1235501 | LENNOX INDUSTRIES, INC. | XC14-048-230* | AC | Split System: Air-Cooled Condensing Unit, Coil with Blower | XC14-048-230* |  | CR33-48+TDR+TXV | 12 | 14.5 | Yes | Yes | 2011-01-21 |  | 0
FALSE | XC14-048-230-08 | 2298 | 1235506 | LENNOX INDUSTRIES, INC. | XC14-048-230* | AC | Split System: Air-Cooled Condensing Unit, Coil with Blower | XC14-048-230* |  | CR33-50/60+TDR+TXV | 12.2 | 14.5 | Yes | Yes | 2011-01-21 |  | 0
FALSE | XC14-048-230-08 | 2298 | 1235507 | LENNOX INDUSTRIES, INC. | XC14-048-230* | AC | Split System: Air-Cooled Condensing Unit, Coil with Blower | XC14-048-230* |  | CR33-50/60+TDR+TXV | 12 | 14.5 | Yes | Yes | 2011-01-21 |  | 0
FALSE | XC14-048-230-08 | 2298 | 1235512 | LENNOX INDUSTRIES, INC. | XC14-048-230* | AC | Split System: Air-Cooled Condensing Unit, Coil with Blower | XC14-048-230* |  | CR33-60+TDR+TXV | 12.2 | 14.7 | Yes | Yes | 2011-01-21 |  | 0
FALSE | XC14-048-230-08 | 2298 | 1235513 | LENNOX INDUSTRIES, INC. | XC14-048-230* | AC | Split System: Air-Cooled Condensing Unit, Coil with Blower | XC14-048-230* |  | CR33-60+TDR+TXV | 12.2 | 14.5 | Yes | Yes | 2011-01-21 |  | 0
FALSE | XC14-048-230-08 | 2298 | 1235521 | LENNOX INDUSTRIES, INC. | XC14-048-230* | AC | Split System: Air-Cooled Condensing Unit, Coil with Blower | XC14-048-230* |  | CH33-43+TDR+TXV | 12 | 14.5 | Yes | Yes | 2011-01-21 |  | 0
FALSE | XC14-048-230-08 | 2298 | 1235522 | LENNOX INDUSTRIES, INC. | XC14-048-230* | AC | Split System: Air-Cooled Condensing Unit, Coil with Blower | XC14-048-230* |  | CH33-43+TDR+TXV | 12 | 14.5 | Yes | Yes | 2011-01-21 |  | 0
FALSE | XC14-048-230-08 | 2298 | 1235527 | LENNOX INDUSTRIES, INC. | XC14-048-230* | AC | Split System: Air-Cooled Condensing Unit, Coil with Blower | XC14-048-230* |  | CH33-48+TDR+TXV | 12 | 14.5 | Yes | Yes | 2011-01-21 |  | 0
FALSE | XC14-048-230-08 | 2298 | 1235533 | LENNOX INDUSTRIES, INC. | XC14-048-230* | AC | Split System: Air-Cooled Condensing Unit, Coil with Blower | XC14-048-230* |  | CH33-49+TDR+TXV | 12.2 | 14.7 | Yes | Yes | 2011-01-21 |  | 0
FALSE | XC14-048-230-08 | 2298 | 1235556 | LENNOX INDUSTRIES, INC. | XC14-048-230* | AC | Split System: Air-Cooled Condensing Unit, Coil with Blower | XC14-048-230* |  | CB26UH-048*+TDR+TXV | 12 | 14.5 | Yes | Yes | 2011-01-21 |  | 0
FALSE | XC14-048-230-08 | 2298 | 1235557 | LENNOX INDUSTRIES, INC. | XC14-048-230* | AC | Split System: Air-Cooled Condensing Unit, Coil with Blower | XC14-048-230* |  | CBX32M-048*+TDR | 12 | 14.5 | Yes | Yes | 2011-01-21 |  | 0
FALSE | XC14-048-230-08 | 2298 | 1235558 | LENNOX INDUSTRIES, INC. | XC14-048-230* | AC | Split System: Air-Cooled Condensing Unit, Coil with Blower | XC14-048-230* |  | CB30M-46*P | 12.2 | 14.7 | Yes | Yes | 2011-01-21 |  | 0
FALSE | XC14-048-230-08 | 2298 | 1235561 | LENNOX INDUSTRIES, INC. | XC14-048-230* | AC | Split System: Air-Cooled Condensing Unit, Coil with Blower | XC14-048-230* |  | CBX32MV-048*+TDR | 12.2 | 14.5 | Yes | Yes | 2011-01-21 |  | 0
FALSE | XC14-048-230-08 | 2298 | 1235562 | LENNOX INDUSTRIES, INC. | XC14-048-230* | AC | Split System: Air-Cooled Condensing Unit, Coil with Blower | XC14-048-230* |  | CBX27UH-048-230*+TDR | 12.5 | 14.7 | Yes | Yes | 2011-01-21 |  | 0
FALSE | XC14-048-230-08 | 2298 | 1235563 | LENNOX INDUSTRIES, INC. | XC14-048-230* | AC | Split System: Air-Cooled Condensing Unit, Coil with Blower | XC14-048-230* |  | CBX27UH-060-230*+TDR | 12.2 | 14.7 | Yes | Yes | 2011-01-21 |  | 0
FALSE | XC14-048-230-08 | 2298 | 1235564 | LENNOX INDUSTRIES, INC. | XC14-048-230* | AC | Split System: Air-Cooled Condensing Unit, Coil with Blower | XC14-048-230* |  | CBX26UH-048*+TDR | 12 | 14.5 | Yes | Yes | 2011-01-21 |  | 0
FALSE | XC14-048-230-08 | 2298 | 1235565 | LENNOX INDUSTRIES, INC. | XC14-048-230* | AC | Split System: Air-Cooled Condensing Unit, Coil with Blower | XC14-048-230* |  | CB30M-51*P+TDR+TXV | 12 | 14.5 | Yes | Yes | 2011-01-21 |  | 0
FALSE | XC14-048-230-08 | 2298 | 1235566 | LENNOX INDUSTRIES, INC. | XC14-048-230* | AC | Split System: Air-Cooled Condensing Unit, Coil with Blower | XC14-048-230* |  | CBX32M-042*+TDR | 12.2 | 14.7 | Yes | Yes | 2011-01-21 |  | 0
FALSE | XC14-048-230-08 | 2298 | 1235568 | LENNOX INDUSTRIES, INC. | XC14-048-230* | AC | Split System: Air-Cooled Condensing Unit, Coil with Blower | XC14-048-230* |  | CB31MV-51*P+TDR+TXV | 12.2 | 14.5 | Yes | Yes | 2011-01-21 |  | 0
FALSE | XC14-048-230-08 | 2298 | 1235569 | LENNOX INDUSTRIES, INC. | XC14-048-230* | AC | Split System: Air-Cooled Condensing Unit, Coil with Blower | XC14-048-230* |  | CB31MV-65*P+TDR+TXV | 12.2 | 14.7 | Yes | Yes | 2011-01-21 |  | 0
FALSE | XC14-048-230-08 | 2298 | 1235570 | LENNOX INDUSTRIES, INC. | XC14-048-230* | AC | Split System: Air-Cooled Condensing Unit, Coil with Blower | XC14-048-230* |  | CB27UH-048-230*+TDR+TXV | 12.5 | 14.7 | Yes | Yes | 2011-01-21 |  | 0
FALSE | XC14-048-230-08 | 2298 | 1235571 | LENNOX INDUSTRIES, INC. | XC14-048-230* | AC | Split System: Air-Cooled Condensing Unit, Coil with Blower | XC14-048-230* |  | CB27UH-060-230*+TDR+TXV | 12.2 | 14.7 | Yes | Yes | 2011-01-21 |  | 0
FALSE | XC14-048-230-08 | 2298 | 1235587 | LENNOX INDUSTRIES, INC. | XC14-048-230* | AC | Split System: Air-Cooled Condensing Unit, Coil with Blower | XC14-048-230* |  | CBX32MV-060*+TDR | 12.2 | 14.7 | Yes | Yes | 2011-01-21 |  | 0
FALSE | XC14-060-230-** | 2308 | 1235591 | LENNOX INDUSTRIES, INC. | XC14-060-230* | AC | Split System: Air-Cooled Condensing Unit, Coil with Blower | XC14-060-230* |  | CB26UH-060*+TDR+TXV | 12.2 | 14.7 | Yes | Yes | 2011-01-21 |  | 0
FALSE | XC14-060-230-** | 2308 | 1235597 | LENNOX INDUSTRIES, INC. | XC14-060-230* | AC | Split System: Air-Cooled Condensing Unit, Coil with Blower | XC14-060-230* |  | CBX26UH-060*+TDR | 12.2 | 14.7 | Yes | Yes | 2011-01-21 |  | 0
FALSE | XC14-060-230-** | 2308 | 1235601 | LENNOX INDUSTRIES, INC. | XC14-060-230* | AC | Split System: Air-Cooled Condensing Unit, Coil with Blower | XC14-060-230* |  | CH33-62D+TDR+TXV | 12.2 | 14.7 | Yes | Yes | 2011-01-21 |  | 0
FALSE | XC14-060-230-** | 2308 | 1235602 | LENNOX INDUSTRIES, INC. | XC14-060-230* | AC | Split System: Air-Cooled Condensing Unit, Coil with Blower | XC14-060-230* |  | CH33-62D+TDR+TXV | 12.2 | 14.5 | Yes | Yes | 2011-01-21 |  | 0
FALSE | TSA042H4N4*Y | 2280 | 1236965 | LENNOX INDUSTRIES, INC. | XC14-042-230-* | AC | Split System: Air-Cooled Condensing Unit, Coil with Blower | XC14-042-230-* |  | C33-43* | 12.5 | 14.5 | Yes | Yes | 2011-01-21 |  | 0
FALSE | TSA042H4N4*Y | 2280 | 1236966 | LENNOX INDUSTRIES, INC. | XC14-042-230-* | AC | Split System: Air-Cooled Condensing Unit, Coil with Blower | XC14-042-230-* |  | C33-43* | 12.7 | 14.7 | Yes | Yes | 2011-01-21 |  | 0
FALSE | TSA042H4N4*Y | 2280 | 1236967 | LENNOX INDUSTRIES, INC. | XC14-042-230-* | AC | Split System: Air-Cooled Condensing Unit, Coil with Blower | XC14-042-230-* |  | C33-48* | 12.5 | 14.5 | Yes | Yes | 2011-01-21 |  | 0
FALSE | TSA042H4N4*Y | 2280 | 1236968 | LENNOX INDUSTRIES, INC. | XC14-042-230-* | AC | Split System: Air-Cooled Condensing Unit, Coil with Blower | XC14-042-230-* |  | C33-48* | 12.2 | 14.5 | Yes | Yes | 2011-01-21 |  | 0
FALSE | TSA042H4N4*Y | 2280 | 1236973 | LENNOX INDUSTRIES, INC. | XC14-042-230-* | AC | Split System: Air-Cooled Condensing Unit, Coil with Blower | XC14-042-230-* |  | C33-49* | 12.7 | 15.5 | Yes | Yes | 2011-01-21 |  | 1
FALSE | TSA042H4N4*Y | 2280 | 1236974 | LENNOX INDUSTRIES, INC. | XC14-042-230-* | AC | Split System: Air-Cooled Condensing Unit, Coil with Blower | XC14-042-230-* |  | C33-49* | 12.5 | 15.2 | Yes | Yes | 2011-01-21 |  | 1
FALSE | TSA042H4N4*Y | 2280 | 1236975 | LENNOX INDUSTRIES, INC. | XC14-042-230-* | AC | Split System: Air-Cooled Condensing Unit, Coil with Blower | XC14-042-230-* |  | C33-49* | 12.5 | 15 | Yes | Yes | 2011-01-21 |  | 1
FALSE | TSA042H4N4*Y | 2280 | 1236976 | LENNOX INDUSTRIES, INC. | XC14-042-230-* | AC | Split System: Air-Cooled Condensing Unit, Coil with Blower | XC14-042-230-* |  | C33-49* | 12.5 | 15.2 | Yes | Yes | 2011-01-21 |  | 1
FALSE | TSA042H4N4*Y | 2280 | 1236977 | LENNOX INDUSTRIES, INC. | XC14-042-230-* | AC | Split System: Air-Cooled Condensing Unit, Coil with Blower | XC14-042-230-* |  | C33-49* | 12.2 | 14.7 | Yes | Yes | 2011-01-21 |  | 0
FALSE | TSA042H4N4*Y | 2280 | 1236978 | LENNOX INDUSTRIES, INC. | XC14-042-230-* | AC | Split System: Air-Cooled Condensing Unit, Coil with Blower | XC14-042-230-* |  | C33-49* | 12.5 | 15.2 | Yes | Yes | 2011-01-21 |  | 1
FALSE | TSA042H4N4*Y | 2280 | 1236979 | LENNOX INDUSTRIES, INC. | XC14-042-230-* | AC | Split System: Air-Cooled Condensing Unit, Coil with Blower | XC14-042-230-* |  | C33-50/60C* | 12.7 | 14.7 | Yes | Yes | 2011-01-21 |  | 0
FALSE | TSA042H4N4*Y | 2280 | 1236980 | LENNOX INDUSTRIES, INC. | XC14-042-230-* | AC | Split System: Air-Cooled Condensing Unit, Coil with Blower | XC14-042-230-* |  | C33-50/60C* | 12.5 | 14.5 | Yes | Yes | 2011-01-21 |  | 0
FALSE | TSA042H4N4*Y | 2280 | 1236981 | LENNOX INDUSTRIES, INC. | XC14-042-230-* | AC | Split System: Air-Cooled Condensing Unit, Coil with Blower | XC14-042-230-* |  | C33-50/60C* | 12.2 | 14.5 | Yes | Yes | 2011-01-21 |  | 0
FALSE | TSA042H4N4*Y | 2280 | 1236982 | LENNOX INDUSTRIES, INC. | XC14-042-230-* | AC | Split System: Air-Cooled Condensing Unit, Coil with Blower | XC14-042-230-* |  | C33-50/60C* | 12.5 | 14.5 | Yes | Yes | 2011-01-21 |  | 0
FALSE | TSA042H4N4*Y | 2280 | 1236984 | LENNOX INDUSTRIES, INC. | XC14-042-230-* | AC | Split System: Air-Cooled Condensing Unit, Coil with Blower | XC14-042-230-* |  | C33-50/60C* | 12.2 | 14.5 | Yes | Yes | 2011-01-21 |  | 0
FALSE | TSA042H4N4*Y | 2280 | 1236987 | LENNOX INDUSTRIES, INC. | XC14-042-230-* | AC | Split System: Air-Cooled Condensing Unit, Coil with Blower | XC14-042-230-* |  | CR33-50/60* | 12.7 | 14.7 | Yes | Yes | 2011-01-21 |  | 0
FALSE | TSA042H4N4*Y | 2280 | 1236988 | LENNOX INDUSTRIES, INC. | XC14-042-230-* | AC | Split System: Air-Cooled Condensing Unit, Coil with Blower | XC14-042-230-* |  | CR33-50/60* | 12.7 | 14.7 | Yes | Yes | 2011-01-21 |  | 0
FALSE | TSA042H4N4*Y | 2280 | 1236989 | LENNOX INDUSTRIES, INC. | XC14-042-230-* | AC | Split System: Air-Cooled Condensing Unit, Coil with Blower | XC14-042-230-* |  | CR33-50/60* | 12.7 | 14.5 | Yes | Yes | 2011-01-21 |  | 0
FALSE | TSA042H4N4*Y | 2280 | 1236990 | LENNOX INDUSTRIES, INC. | XC14-042-230-* | AC | Split System: Air-Cooled Condensing Unit, Coil with Blower | XC14-042-230-* |  | CR33-50/60* | 12.7 | 14.5 | Yes | Yes | 2011-01-21 |  | 0
FALSE | TSA042H4N4*Y | 2280 | 1237014 | LENNOX INDUSTRIES, INC. | XC14-042-230-* | AC | Split System: Air-Cooled Condensing Unit, Coil with Blower | XC14-042-230-* |  | CH33-49* | 12.5 | 14.7 | Yes | Yes | 2011-01-21 |  | 0
FALSE | TSA042H4N4*Y | 2280 | 1237015 | LENNOX INDUSTRIES, INC. | XC14-042-230-* | AC | Split System: Air-Cooled Condensing Unit, Coil with Blower | XC14-042-230-* |  | CH33-49* | 12.5 | 14.5 | Yes | Yes | 2011-01-21 |  | 0
FALSE | TSA042H4N4*Y | 2280 | 1237016 | LENNOX INDUSTRIES, INC. | XC14-042-230-* | AC | Split System: Air-Cooled Condensing Unit, Coil with Blower | XC14-042-230-* |  | CH33-49* | 12.5 | 14.7 | Yes | Yes | 2011-01-21 |  | 0
FALSE | TSA042H4N4*Y | 2280 | 1237017 | LENNOX INDUSTRIES, INC. | XC14-042-230-* | AC | Split System: Air-Cooled Condensing Unit, Coil with Blower | XC14-042-230-* |  | CH33-50/60C* | 12.7 | 15 | Yes | Yes | 2011-01-21 |  | 1
FALSE | TSA042H4N4*Y | 2280 | 1237018 | LENNOX INDUSTRIES, INC. | XC14-042-230-* | AC | Split System: Air-Cooled Condensing Unit, Coil with Blower | XC14-042-230-* |  | CH33-50/60C* | 12.5 | 14.7 | Yes | Yes | 2011-01-21 |  | 0
FALSE | TSA042H4N4*Y | 2280 | 1237019 | LENNOX INDUSTRIES, INC. | XC14-042-230-* | AC | Split System: Air-Cooled Condensing Unit, Coil with Blower | XC14-042-230-* |  | CH33-50/60C* | 12.5 | 14.7 | Yes | Yes | 2011-01-21 |  | 0
FALSE | TSA042H4N4*Y | 2280 | 1237020 | LENNOX INDUSTRIES, INC. | XC14-042-230-* | AC | Split System: Air-Cooled Condensing Unit, Coil with Blower | XC14-042-230-* |  | CH33-50/60C* | 12.5 | 14.7 | Yes | Yes | 2011-01-21 |  | 0
FALSE | TSA042H4N4*Y | 2280 | 1237021 | LENNOX INDUSTRIES, INC. | XC14-042-230-* | AC | Split System: Air-Cooled Condensing Unit, Coil with Blower | XC14-042-230-* |  | CH33-50/60C* | 12.2 | 14.5 | Yes | Yes | 2011-01-21 |  | 0
FALSE | TSA042H4N4*Y | 2280 | 1237022 | LENNOX INDUSTRIES, INC. | XC14-042-230-* | AC | Split System: Air-Cooled Condensing Unit, Coil with Blower | XC14-042-230-* |  | CH33-50/60C* | 12.2 | 14.7 | Yes | Yes | 2011-01-21 |  | 0
FALSE | TSA042H4N4*Y | 2280 | 1237025 | LENNOX INDUSTRIES, INC. | XC14-042-230-* | AC | Split System: Air-Cooled Condensing Unit, Coil with Blower | XC14-042-230-* |  | C33-62C | 12.7 | 15.7 | Yes | Yes | 2011-01-21 |  | 1
FALSE | TSA042H4N4*Y | 2280 | 1237026 | LENNOX INDUSTRIES, INC. | XC14-042-230-* | AC | Split System: Air-Cooled Condensing Unit, Coil with Blower | XC14-042-230-* |  | C33-62C | 12.7 | 15.5 | Yes | Yes | 2011-01-21 |  | 1
FALSE | TSA042H4N4*Y | 2280 | 1237027 | LENNOX INDUSTRIES, INC. | XC14-042-230-* | AC | Split System: Air-Cooled Condensing Unit, Coil with Blower | XC14-042-230-* |  | C33-62C | 12.7 | 15.2 | Yes | Yes | 2011-01-21 |  | 1
FALSE | TSA042H4N4*Y | 2280 | 1237028 | LENNOX INDUSTRIES, INC. | XC14-042-230-* | AC | Split System: Air-Cooled Condensing Unit, Coil with Blower | XC14-042-230-* |  | C33-62C | 12.7 | 15.4 | Yes | Yes | 2011-01-21 |  | 1
FALSE | TSA042H4N4*Y | 2280 | 1237029 | LENNOX INDUSTRIES, INC. | XC14-042-230-* | AC | Split System: Air-Cooled Condensing Unit, Coil with Blower | XC14-042-230-* |  | C33-62C | 12.2 | 15 | Yes | Yes | 2011-01-21 |  | 0
FALSE | TSA042H4N4*Y | 2280 | 1237030 | LENNOX INDUSTRIES, INC. | XC14-042-230-* | AC | Split System: Air-Cooled Condensing Unit, Coil with Blower | XC14-042-230-* |  | C33-62C | 12.7 | 15.2 | Yes | Yes | 2011-01-21 |  | 1
FALSE | XC14-048-230-08 | 2298 | 1237050 | LENNOX INDUSTRIES, INC. | XC14-048-230-* | AC | Split System: Air-Cooled Condensing Unit, Coil with Blower | XC14-048-230-* |  | C33-43* | 12.2 | 14.5 | Yes | Yes | 2011-01-21 |  | 0
FALSE | XC14-048-230-08 | 2298 | 1237056 | LENNOX INDUSTRIES, INC. | XC14-048-230-* | AC | Split System: Air-Cooled Condensing Unit, Coil with Blower | XC14-048-230-* |  | C33-49* | 12.2 | 14.7 | Yes | Yes | 2011-01-21 |  | 0
FALSE | XC14-048-230-08 | 2298 | 1237057 | LENNOX INDUSTRIES, INC. | XC14-048-230-* | AC | Split System: Air-Cooled Condensing Unit, Coil with Blower | XC14-048-230-* |  | C33-49* | 12.2 | 14.7 | Yes | Yes | 2011-01-21 |  | 0
FALSE | XC14-048-230-08 | 2298 | 1237058 | LENNOX INDUSTRIES, INC. | XC14-048-230-* | AC | Split System: Air-Cooled Condensing Unit, Coil with Blower | XC14-048-230-* |  | C33-49* | 12.2 | 14.5 | Yes | Yes | 2011-01-21 |  | 0
FALSE | XC14-048-230-08 | 2298 | 1237128 | LENNOX INDUSTRIES, INC. | XC14-048-230-* | AC | Split System: Air-Cooled Condensing Unit, Coil with Blower | XC14-048-230-* |  | CH33-62D* | 12.2 | 14.5 | Yes | Yes | 2011-01-21 |  | 0
FALSE | XC14-048-230-08 | 2298 | 1237130 | LENNOX INDUSTRIES, INC. | XC14-048-230-* | AC | Split System: Air-Cooled Condensing Unit, Coil with Blower | XC14-048-230-* |  | CH33-62D* | 12.2 | 14.5 | Yes | Yes | 2011-01-21 |  | 0
FALSE | XC14-048-230-08 | 2298 | 1237132 | LENNOX INDUSTRIES, INC. | XC14-048-230-* | AC | Split System: Air-Cooled Condensing Unit, Coil with Blower | XC14-048-230-* |  | CH23-68* | 12.7 | 15.2 | Yes | Yes | 2011-01-21 |  | 1
FALSE | XC14-048-230-08 | 2298 | 1237133 | LENNOX INDUSTRIES, INC. | XC14-048-230-* | AC | Split System: Air-Cooled Condensing Unit, Coil with Blower | XC14-048-230-* |  | CH23-68* | 12.5 | 15 | Yes | Yes | 2011-01-21 |  | 1
FALSE | XC14-060-230-** | 2308 | 1237146 | LENNOX INDUSTRIES, INC. | XC14-060-230-* | AC | Split System: Air-Cooled Condensing Unit, Coil with Blower | XC14-060-230-* |  | C33-60D* | 12.5 | 14.7 | Yes | Yes | 2011-01-21 |  | 0
FALSE | XC14-060-230-** | 2308 | 1237152 | LENNOX INDUSTRIES, INC. | XC14-060-230-* | AC | Split System: Air-Cooled Condensing Unit, Coil with Blower | XC14-060-230-* |  | C33-62C | 12.2 | 14.7 | Yes | Yes | 2011-01-21 |  | 0
FALSE | XC14-060-230-** | 2308 | 1237169 | LENNOX INDUSTRIES, INC. | XC14-060-230-* | AC | Split System: Air-Cooled Condensing Unit, Coil with Blower | XC14-060-230-* |  | CH33-62D* | 12 | 14.5 | Yes | Yes | 2011-01-21 |  | 0
FALSE | XC14-060-230-** | 2308 | 1237174 | LENNOX INDUSTRIES, INC. | XC14-060-230-* | AC | Split System: Air-Cooled Condensing Unit, Coil with Blower | XC14-060-230-* |  | CH23-68* | 12.2 | 14.7 | Yes | Yes | 2011-01-21 |  | 0
FALSE | XC14-048-230-08 | 2298 | 1237177 | LENNOX INDUSTRIES, INC. | XC14-048-230-* | AC | Split System: Air-Cooled Condensing Unit, Coil with Blower | XC14-048-230-* |  | C33-62D | 12.5 | 15 | Yes | Yes | 2011-01-21 |  | 1
FALSE | XC14-048-230-08 | 2298 | 1237178 | LENNOX INDUSTRIES, INC. | XC14-048-230-* | AC | Split System: Air-Cooled Condensing Unit, Coil with Blower | XC14-048-230-* |  | C33-62D | 12.5 | 14.7 | Yes | Yes | 2011-01-21 |  | 0
FALSE | XC14-060-230-** | 2308 | 1237180 | LENNOX INDUSTRIES, INC. | XC14-060-230-* | AC | Split System: Air-Cooled Condensing Unit, Coil with Blower | XC14-060-230-* |  | C33-62D | 12.2 | 14.7 | Yes | Yes | 2011-01-21 |  | 0
FALSE | XC17-048-230-** | 2300 | 1329187 | LENNOX INDUSTRIES, INC. | XC15-048-230* | AC | Split System: Air-Cooled Condensing Unit, Coil with Blower | XC15-048-230* |  | CX34-60D+TDR | 12 | 14.5 | Yes | Yes | 2011-01-21 |  | 0
FALSE | XC17-048-230-** | 2300 | 1329197 | LENNOX INDUSTRIES, INC. | XC15-048-230* | AC | Split System: Air-Cooled Condensing Unit, Coil Alone | XC15-048-230* |  | C33-49+TDR+TXV | 12 | 14.5 | Yes | Yes | 2011-01-21 |  | 0
FALSE | XC17-048-230-** | 2300 | 1329201 | LENNOX INDUSTRIES, INC. | XC15-048-230* | AC | Split System: Air-Cooled Condensing Unit, Coil Alone | XC15-048-230* |  | C33-62D+TDR+TXV | 12 | 14.5 | Yes | Yes | 2011-01-21 |  | 0
FALSE | XC17-048-230-** | 2300 | 1329206 | LENNOX INDUSTRIES, INC. | XC15-048-230* | AC | Split System: Air-Cooled Condensing Unit, Coil with Blower | XC15-048-230* |  | CB30M-51*P+TDR+TXV | 12.2 | 15 | Yes | Yes | 2011-01-21 |  | 0
FALSE | XC17-048-230-** | 2300 | 1329207 | LENNOX INDUSTRIES, INC. | XC15-048-230* | AC | Split System: Air-Cooled Condensing Unit, Coil with Blower | XC15-048-230* |  | CB30M-65*P+TDR+TXV | 12.2 | 14.7 | Yes | Yes | 2011-01-21 |  | 0
FALSE | XC17-048-230-** | 2300 | 1329211 | LENNOX INDUSTRIES, INC. | XC15-048-230* | AC | Split System: Air-Cooled Condensing Unit, Coil with Blower | XC15-048-230* |  | CB30U-65*P+TDR+TXV | 12 | 14.7 | Yes | Yes | 2011-01-21 |  | 0
FALSE | XC17-048-230-** | 2300 | 1329214 | LENNOX INDUSTRIES, INC. | XC15-048-230* | AC | Split System: Air-Cooled Condensing Unit, Coil with Blower | XC15-048-230* |  | CB31MV-51*P+TDR+TXV | 12.5 | 15.2 | Yes | Yes | 2011-01-21 |  | 1
FALSE | XC17-048-230-** | 2300 | 1329297 | LENNOX INDUSTRIES, INC. | XC15-048-230* | AC | Split System: Air-Cooled Condensing Unit, Coil with Blower | XC15-048-230* |  | CH33-50/60C+TDR+TXV | 12.2 | 15 | Yes | Yes | 2011-01-21 |  | 0
FALSE | XC17-048-230-** | 2300 | 1329299 | LENNOX INDUSTRIES, INC. | XC15-048-230* | AC | Split System: Air-Cooled Condensing Unit, Coil with Blower | XC15-048-230* |  | CX34-44/48+TDR | 12 | 14.5 | Yes | Yes | 2011-01-21 |  | 0
FALSE | XC17-048-230-** | 2300 | 1329301 | LENNOX INDUSTRIES, INC. | XC15-048-230* | AC | Split System: Air-Cooled Condensing Unit, Coil with Blower | XC15-048-230* |  | CX34-49+TDR | 12.5 | 15 | Yes | Yes | 2011-01-21 |  | 1
FALSE | XC17-048-230-** | 2300 | 1329302 | LENNOX INDUSTRIES, INC. | XC15-048-230* | AC | Split System: Air-Cooled Condensing Unit, Coil with Blower | XC15-048-230* |  | CX34-50/60C+TDR | 12 | 14.7 | Yes | Yes | 2011-01-21 |  | 0
FALSE | XC17-048-230-** | 2300 | 1329304 | LENNOX INDUSTRIES, INC. | XC15-048-230* | AC | Split System: Air-Cooled Condensing Unit, Coil with Blower | XC15-048-230* |  | C33-48+TDR+TXV | 12 | 14.5 | Yes | Yes | 2011-01-21 |  | 0
FALSE | XC17-048-230-** | 2300 | 1329306 | LENNOX INDUSTRIES, INC. | XC15-048-230* | AC | Split System: Air-Cooled Condensing Unit, Coil with Blower | XC15-048-230* |  | C33-49+TDR+TXV | 12.2 | 15 | Yes | Yes | 2011-01-21 |  | 0
FALSE | XC17-048-230-** | 2300 | 1329307 | LENNOX INDUSTRIES, INC. | XC15-048-230* | AC | Split System: Air-Cooled Condensing Unit, Coil with Blower | XC15-048-230* |  | C33-50/60C+TDR+TXV | 12.2 | 15 | Yes | Yes | 2011-01-21 |  | 0
FALSE | XC17-048-230-** | 2300 | 1329311 | LENNOX INDUSTRIES, INC. | XC15-048-230* | AC | Split System: Air-Cooled Condensing Unit, Coil with Blower | XC15-048-230* |  | CH23-65+TDR+TXV | 12 | 14.5 | Yes | Yes | 2011-01-21 |  | 0
FALSE | XC17-048-230-** | 2300 | 1329313 | LENNOX INDUSTRIES, INC. | XC15-048-230* | AC | Split System: Air-Cooled Condensing Unit, Coil with Blower | XC15-048-230* |  | CH23-68+TDR+TXV | 12.5 | 15.2 | Yes | Yes | 2011-01-21 |  | 1
FALSE | XC17-048-230-** | 2300 | 1329315 | LENNOX INDUSTRIES, INC. | XC15-048-230* | AC | Split System: Air-Cooled Condensing Unit, Coil with Blower | XC15-048-230* |  | CH33-48+TDR+TXV | 12 | 14.7 | Yes | Yes | 2011-01-21 |  | 0
FALSE | XC17-048-230-** | 2300 | 1329317 | LENNOX INDUSTRIES, INC. | XC15-048-230* | AC | Split System: Air-Cooled Condensing Unit, Coil with Blower | XC15-048-230* |  | CH33-50/60C+TDR+TXV | 12.2 | 15 | Yes | Yes | 2011-01-21 |  | 0
FALSE | XC17-048-230-** | 2300 | 1329319 | LENNOX INDUSTRIES, INC. | XC15-048-230* | AC | Split System: Air-Cooled Condensing Unit, Coil with Blower | XC15-048-230* |  | CX34-44/48+TDR | 12 | 14.5 | Yes | Yes | 2011-01-21 |  | 0
FALSE | XC17-048-230-** | 2300 | 1329321 | LENNOX INDUSTRIES, INC. | XC15-048-230* | AC | Split System: Air-Cooled Condensing Unit, Coil with Blower | XC15-048-230* |  | CX34-49+TDR | 12.2 | 15 | Yes | Yes | 2011-01-21 |  | 0
FALSE | XC17-048-230-** | 2300 | 1329322 | LENNOX INDUSTRIES, INC. | XC15-048-230* | AC | Split System: Air-Cooled Condensing Unit, Coil with Blower | XC15-048-230* |  | CX34-50/60C+TDR | 12.2 | 15 | Yes | Yes | 2011-01-21 |  | 0
FALSE | XC17-048-230-** | 2300 | 1329324 | LENNOX INDUSTRIES, INC. | XC15-048-230* | AC | Split System: Air-Cooled Condensing Unit, Coil with Blower | XC15-048-230* |  | C33-60D+TDR+TXV | 12.5 | 15.2 | Yes | Yes | 2011-01-21 |  | 1
FALSE | XC17-048-230-** | 2300 | 1329325 | LENNOX INDUSTRIES, INC. | XC15-048-230* | AC | Split System: Air-Cooled Condensing Unit, Coil with Blower | XC15-048-230* |  | C33-62D+TDR+TXV | 12.7 | 15.2 | Yes | Yes | 2011-01-21 |  | 1
FALSE | XC17-048-230-** | 2300 | 1329326 | LENNOX INDUSTRIES, INC. | XC15-048-230* | AC | Split System: Air-Cooled Condensing Unit, Coil with Blower | XC15-048-230* |  | CH23-51+TDR+TXV | 12 | 14.5 | Yes | Yes | 2011-01-21 |  | 0
FALSE | XC17-048-230-** | 2300 | 1329327 | LENNOX INDUSTRIES, INC. | XC15-048-230* | AC | Split System: Air-Cooled Condensing Unit, Coil with Blower | XC15-048-230* |  | CH23-65+TDR+TXV | 12.2 | 14.7 | Yes | Yes | 2011-01-21 |  | 0
FALSE | XC17-048-230-** | 2300 | 1329328 | LENNOX INDUSTRIES, INC. | XC15-048-230* | AC | Split System: Air-Cooled Condensing Unit, Coil with Blower | XC15-048-230* |  | CH23-68+TDR+TXV | 12.7 | 15.5 | Yes | Yes | 2011-01-21 |  | 1
FALSE | XC17-048-230-** | 2300 | 1329418 | LENNOX INDUSTRIES, INC. | XC15-048-230* | AC | Split System: Air-Cooled Condensing Unit, Coil with Blower | XC15-048-230* |  | C33-60D+TDR+TXV | 12.5 | 15 | Yes | Yes | 2011-01-21 |  | 1
FALSE | XC17-048-230-** | 2300 | 1329419 | LENNOX INDUSTRIES, INC. | XC15-048-230* | AC | Split System: Air-Cooled Condensing Unit, Coil with Blower | XC15-048-230* |  | C33-62D+TDR+TXV | 12.5 | 15.2 | Yes | Yes | 2011-01-21 |  | 1
FALSE | XC17-048-230-** | 2300 | 1329421 | LENNOX INDUSTRIES, INC. | XC15-048-230* | AC | Split System: Air-Cooled Condensing Unit, Coil with Blower | XC15-048-230* |  | CH23-65+TDR+TXV | 12 | 14.7 | Yes | Yes | 2011-01-21 |  | 0
FALSE | XC17-048-230-** | 2300 | 1329422 | LENNOX INDUSTRIES, INC. | XC15-048-230* | AC | Split System: Air-Cooled Condensing Unit, Coil with Blower | XC15-048-230* |  | CH23-68+TDR+TXV | 12.5 | 15.2 | Yes | Yes | 2011-01-21 |  | 1
FALSE | XC17-048-230-** | 2300 | 1329423 | LENNOX INDUSTRIES, INC. | XC15-048-230* | AC | Split System: Air-Cooled Condensing Unit, Coil with Blower | XC15-048-230* |  | CH33-60D+TDR+TXV | 12.2 | 15 | Yes | Yes | 2011-01-21 |  | 0
FALSE | XC17-048-230-** | 2300 | 1329424 | LENNOX INDUSTRIES, INC. | XC15-048-230* | AC | Split System: Air-Cooled Condensing Unit, Coil with Blower | XC15-048-230* |  | CH33-62D+TDR+TXV | 12.5 | 15 | Yes | Yes | 2011-01-21 |  | 1
FALSE | XC17-048-230-** | 2300 | 1329426 | LENNOX INDUSTRIES, INC. | XC15-048-230* | AC | Split System: Air-Cooled Condensing Unit, Coil with Blower | XC15-048-230* |  | CR33-60+TDR+TXV | 12.2 | 14.7 | Yes | Yes | 2011-01-21 |  | 0
FALSE | XC17-048-230-** | 2300 | 1329427 | LENNOX INDUSTRIES, INC. | XC15-048-230* | AC | Split System: Air-Cooled Condensing Unit, Coil with Blower | XC15-048-230* |  | CX34-60D+TDR | 12.5 | 15 | Yes | Yes | 2011-01-21 |  | 1
FALSE | XC17-048-230-** | 2300 | 1329428 | LENNOX INDUSTRIES, INC. | XC15-048-230* | AC | Split System: Air-Cooled Condensing Unit, Coil with Blower | XC15-048-230* |  | CX34-62D+TDR | 12.5 | 15.2 | Yes | Yes | 2011-01-21 |  | 1
TRUE | XC15-024-230* | 2236 | 1329440 | LENNOX INDUSTRIES, INC. | XC15-024-230* | AC | Split System: Air-Cooled Condensing Unit, Coil Alone | XC15-024-230* |  | C33-31+TDR+TXV | 12 | 14.7 | Yes | Yes | 2011-01-21 |  | 0
FALSE | XC17-048-230-** | 2300 | 1329846 | LENNOX INDUSTRIES, INC. | XC15-048-230* | AC | Split System: Air-Cooled Condensing Unit, Coil with Blower | XC15-048-230* |  | C33-44C+TDR+TXV | 12 | 14.5 | Yes | Yes | 2011-01-21 |  | 0
FALSE | XC14-060-230-** | 2308 | 1332081 | LENNOX INDUSTRIES, INC. | XC14-060-230* | AC | Split System: Air-Cooled Condensing Unit, Coil with Blower | XC14-060-230* |  | CX34-62C+TDR+TXV | 12.2 | 14.5 | Yes | Yes | 2011-01-21 |  | 0
FALSE | XC14-060-230-** | 2308 | 1332083 | LENNOX INDUSTRIES, INC. | XC14-060-230* | AC | Split System: Air-Cooled Condensing Unit, Coil with Blower | XC14-060-230* |  | CX34-62C+TDR+TXV | 12.2 | 14.5 | Yes | Yes | 2011-01-21 |  | 0
FALSE | XC14-060-230-** | 2308 | 1332084 | LENNOX INDUSTRIES, INC. | XC14-060-230* | AC | Split System: Air-Cooled Condensing Unit, Coil with Blower | XC14-060-230* |  | CX34-62C+TDR+TXV | 12.5 | 14.7 | Yes | Yes | 2011-01-21 |  | 0
FALSE | XC14-060-230-** | 2308 | 1332085 | LENNOX INDUSTRIES, INC. | XC14-060-230* | AC | Split System: Air-Cooled Condensing Unit, Coil with Blower | XC14-060-230* |  | CX34-60D+TDR+TXV | 12.5 | 15 | Yes | Yes | 2011-01-21 |  | 1
FALSE | XC14-060-230-** | 2308 | 1332086 | LENNOX INDUSTRIES, INC. | XC14-060-230* | AC | Split System: Air-Cooled Condensing Unit, Coil with Blower | XC14-060-230* |  | CX34-60D+TDR+TXV | 12.2 | 14.5 | Yes | Yes | 2011-01-21 |  | 0
FALSE | XC17-048-230-** | 2300 | 1349006 | LENNOX INDUSTRIES, INC. | XC15-048-230* | AC | Split System: Air-Cooled Condensing Unit, Coil with Blower | XC15-048-230* |  | CB27UH-048-230*+TDR+TXV | 12.5 | 15.2 | Yes | Yes | 2011-01-21 |  | 1
FALSE | XC17-048-230-** | 2300 | 1349007 | LENNOX INDUSTRIES, INC. | XC15-048-230* | AC | Split System: Air-Cooled Condensing Unit, Coil with Blower | XC15-048-230* |  | CB27UH-060-230*+TDR+TXV | 12.2 | 15.2 | Yes | Yes | 2011-01-21 |  | 0
FALSE | XC14-048-230-08 | 2298 | 1399216 | LENNOX INDUSTRIES, INC. | XC14-048-230* | AC | Split System: Air-Cooled Condensing Unit, Coil with Blower | XC14-048-230* |  | CH23-65+TDR+TXV | 12 | 14.5 | Yes | Yes | 2011-01-21 |  | 0
FALSE | XC14-048-230-08 | 2298 | 1399258 | LENNOX INDUSTRIES, INC. | XC14-048-230* | AC | Split System: Air-Cooled Condensing Unit, Coil with Blower | XC14-048-230* |  | CH23-65+TDR+TXV | 12 | 14.5 | Yes | Yes | 2011-01-21 |  | 0
FALSE | 4TTX6018H1 | 3491 | 1418652 | AMERICAN STANDARD, INC. | 4A7A5018A1 | AC | Split System: Air-Cooled Condensing Unit, Coil with Blower | 4TTX5018A1 |  | 4TXAA018BC3 | 12.8 | 15.5 | Yes | Yes | 2011-02-28 |  | 1
FALSE | 4TTX6018H1 | 3491 | 1418653 | TRANE | 4TTX5018A1 | AC | Split System: Air-Cooled Condensing Unit, Coil with Blower | 4TTX5018A1 |  | 4TXAA018BC3 | 12.8 | 15.5 | Yes | Yes | 2011-01-21 |  | 1
FALSE | 4TTX6018H1 | 3491 | 1418654 | AMERICAN STANDARD, INC. | 4A7A5018A1 | AC | Split System: Air-Cooled Condensing Unit, Coil with Blower | 4TTX5018A1 |  | 4TXAA018BC3 | 12.8 | 15.5 | Yes | Yes | 2011-02-28 |  | 1
FALSE | 4TTX6018H1 | 3491 | 1418655 | TRANE | 4TTX5018A1 | AC | Split System: Air-Cooled Condensing Unit, Coil with Blower | 4TTX5018A1 |  | 4TXAA018BC3 | 13 | 15.75 | Yes | Yes | 2011-01-21 |  | 1
FALSE | 4TTX6018H1 | 3491 | 1418656 | AMERICAN STANDARD, INC. | 4A7A5018A1 | AC | Split System: Air-Cooled Condensing Unit, Coil with Blower | 4TTX5018A1 |  | 4TXAA018BC3 | 13 | 15.75 | Yes | Yes | 2011-02-28 |  | 1
FALSE | 4TTX6018H1 | 3491 | 1418659 | TRANE | 4TTX5018A1 | AC | Split System: Air-Cooled Condensing Unit, Coil with Blower | 4TTX5018A1 |  | 4TXAA018BC3 | 13.1 | 15.75 | Yes | Yes | 2011-01-21 |  | 1
FALSE | 4TTX6018H1 | 3491 | 1418660 | AMERICAN STANDARD, INC. | 4A7A5018A1 | AC | Split System: Air-Cooled Condensing Unit, Coil with Blower | 4TTX5018A1 |  | 4TXAA018BC3 | 13.1 | 15.75 | Yes | Yes | 2011-02-28 |  | 1
FALSE | 4TTX6018H1 | 3491 | 1418665 | TRANE | 4TTX5018A1 | AC | Split System: Air-Cooled Condensing Unit, Coil with Blower | 4TTX5018A1 |  | 4TXAA018BC3 | 13.4 | 16 | Yes | Yes | 2011-01-21 |  | 2
FALSE | 4TTX6018H1 | 3491 | 1418666 | AMERICAN STANDARD, INC. | 4A7A5018A1 | AC | Split System: Air-Cooled Condensing Unit, Coil with Blower | 4TTX5018A1 |  | 4TXAA018BC3 | 13.4 | 16 | Yes | Yes | 2011-02-28 |  | 2
FALSE | 4TTX6018H1 | 3491 | 1418667 | TRANE | 4TTX5018A1 | AC | Split System: Air-Cooled Condensing Unit, Coil with Blower | 4TTX5018A1 |  | 4TXAA018BC3 | 13.3 | 16 | Yes | Yes | 2011-01-21 |  | 2
FALSE | 4TTX6018H1 | 3491 | 1418668 | AMERICAN STANDARD, INC. | 4A7A5018A1 | AC | Split System: Air-Cooled Condensing Unit, Coil with Blower | 4TTX5018A1 |  | 4TXAA018BC3 | 13.3 | 16 | Yes | Yes | 2011-02-28 |  | 2
FALSE | 4TTX6018H1 | 3491 | 1418677 | TRANE | 4TTX5018A1 | AC | Split System: Air-Cooled Condensing Unit, Coil with Blower | 4TTX5018A1 |  | 4TXAA018BC3 | 13.3 | 16 | Yes | Yes | 2011-01-21 |  | 2
FALSE | 4TTX6018H1 | 3491 | 1418678 | AMERICAN STANDARD, INC. | 4A7A5018A1 | AC | Split System: Air-Cooled Condensing Unit, Coil with Blower | 4TTX5018A1 |  | 4TXAA018BC3 | 13.3 | 16 | Yes | Yes | 2011-02-28 |  | 2
FALSE | 4TTX6018H1 | 3491 | 1418681 | TRANE | 4TTX5018A1 | AC | Split System: Air-Cooled Condensing Unit, Coil with Blower | 4TTX5018A1 |  | 4TXAA024BC3 | 13.2 | 16 | Yes | Yes | 2011-01-21 |  | 2
FALSE | 4TTX6018H1 | 3491 | 1418682 | AMERICAN STANDARD, INC. | 4A7A5018A1 | AC | Split System: Air-Cooled Condensing Unit, Coil with Blower | 4TTX5018A1 |  | 4TXAA024BC3 | 13.2 | 16 | Yes | Yes | 2011-02-28 |  | 2
FALSE | 4TTX6018H1 | 3491 | 1418683 | TRANE | 4TTX5018A1 | AC | Split System: Air-Cooled Condensing Unit, Coil with Blower | 4TTX5018A1 |  | 4TXAA024BC3 | 13.2 | 16 | Yes | Yes | 2011-01-21 |  | 2
FALSE | 4TTX6018H1 | 3491 | 1418684 | AMERICAN STANDARD, INC. | 4A7A5018A1 | AC | Split System: Air-Cooled Condensing Unit, Coil with Blower | 4TTX5018A1 |  | 4TXAA024BC3 | 13.2 | 16 | Yes | Yes | 2011-02-28 |  | 2
FALSE | 4TTX6018H1 | 3491 | 1418687 | TRANE | 4TTX5018A1 | AC | Split System: Air-Cooled Condensing Unit, Coil with Blower | 4TTX5018A1 |  | 4TXAA024BC3 | 12.8 | 15.5 | Yes | Yes | 2011-01-21 |  | 1
FALSE | 4TTX6018H1 | 3491 | 1418688 | AMERICAN STANDARD, INC. | 4A7A5018A1 | AC | Split System: Air-Cooled Condensing Unit, Coil with Blower | 4TTX5018A1 |  | 4TXAA024BC3 | 12.8 | 15.5 | Yes | Yes | 2011-02-28 |  | 1
FALSE | 4TTX6018H1 | 3491 | 1418691 | TRANE | 4TTX5018A1 | AC | Split System: Air-Cooled Condensing Unit, Coil with Blower | 4TTX5018A1 |  | 4TXAA024BC3 | 13.2 | 16 | Yes | Yes | 2011-01-21 |  | 2
FALSE | 4TTX6018H1 | 3491 | 1418692 | AMERICAN STANDARD, INC. | 4A7A5018A1 | AC | Split System: Air-Cooled Condensing Unit, Coil with Blower | 4TTX5018A1 |  | 4TXAA024BC3 | 13.2 | 16 | Yes | Yes | 2011-02-28 |  | 2
FALSE | 4TTX6018H1 | 3491 | 1418695 | TRANE | 4TTX5018A1 | AC | Split System: Air-Cooled Condensing Unit, Coil with Blower | 4TTX5018A1 |  | 4TXAA024BC3 | 12.6 | 15.25 | Yes | Yes | 2011-01-21 |  | 1
FALSE | 4TTX6018H1 | 3491 | 1418696 | AMERICAN STANDARD, INC. | 4A7A5018A1 | AC | Split System: Air-Cooled Condensing Unit, Coil with Blower | 4TTX5018A1 |  | 4TXAA024BC3 | 12.6 | 15.25 | Yes | Yes | 2011-02-28 |  | 1
FALSE | 4TTX6018H1 | 3491 | 1418697 | TRANE | 4TTX5018A1 | AC | Split System: Air-Cooled Condensing Unit, Coil with Blower | 4TTX5018A1 |  | 4TXAA024BC3 | 12.6 | 15.25 | Yes | Yes | 2011-01-21 |  | 1
FALSE | 4TTX6018H1 | 3491 | 1418698 | AMERICAN STANDARD, INC. | 4A7A5018A1 | AC | Split System: Air-Cooled Condensing Unit, Coil with Blower | 4TTX5018A1 |  | 4TXAA024BC3 | 12.6 | 15.25 | Yes | Yes | 2011-02-28 |  | 1
FALSE | 4TTX6018H1 | 3491 | 1418701 | TRANE | 4TTX5018A1 | AC | Split System: Air-Cooled Condensing Unit, Coil with Blower | 4TTX5018A1 |  | 4TXAA024BC3 | 13.2 | 16 | Yes | Yes | 2011-01-21 |  | 2
FALSE | 4TTX6018H1 | 3491 | 1418702 | AMERICAN STANDARD, INC. | 4A7A5018A1 | AC | Split System: Air-Cooled Condensing Unit, Coil with Blower | 4TTX5018A1 |  | 4TXAA024BC3 | 13.2 | 16 | Yes | Yes | 2011-02-28 |  | 2
FALSE | 4TTX6018H1 | 3491 | 1418703 | TRANE | 4TTX5018A1 | AC | Split System: Air-Cooled Condensing Unit, Coil with Blower | 4TTX5018A1 |  | 4TXAA024BC3 | 13 | 15.5 | Yes | Yes | 2011-01-21 |  | 1
FALSE | 4TTX6018H1 | 3491 | 1418799 | TRANE | 4TTX5018A1 | AC | Split System: Air-Cooled Condensing Unit, Coil with Blower | 4TTX5018A1 |  | 4TXCA018BC3 | 12.8 | 15.5 | Yes | Yes | 2011-01-21 |  | 1
FALSE | 4TTX6018H1 | 3491 | 1418800 | AMERICAN STANDARD, INC. | 4A7A5018A1 | AC | Split System: Air-Cooled Condensing Unit, Coil with Blower | 4TTX5018A1 |  | 4TXCA018BC3 | 12.8 | 15.5 | Yes | Yes | 2011-02-28 |  | 1
FALSE | 4TTX6018H1 | 3491 | 1418803 | TRANE | 4TTX5018A1 | AC | Split System: Air-Cooled Condensing Unit, Coil with Blower | 4TTX5018A1 |  | 4TXCA018BC3 | 13.4 | 16 | Yes | Yes | 2011-01-21 |  | 2
FALSE | 4TTX6018H1 | 3491 | 1418804 | AMERICAN STANDARD, INC. | 4A7A5018A1 | AC | Split System: Air-Cooled Condensing Unit, Coil with Blower | 4TTX5018A1 |  | 4TXCA018BC3 | 13.4 | 16 | Yes | Yes | 2011-02-28 |  | 2
FALSE | 4TTX6018H1 | 3491 | 1418811 | TRANE | 4TTX5018A1 | AC | Split System: Air-Cooled Condensing Unit, Coil with Blower | 4TTX5018A1 |  | 4TXCA018BC3 | 13 | 15.75 | Yes | Yes | 2011-01-21 |  | 1
FALSE | 4TTX6018H1 | 3491 | 1418812 | AMERICAN STANDARD, INC. | 4A7A5018A1 | AC | Split System: Air-Cooled Condensing Unit, Coil with Blower | 4TTX5018A1 |  | 4TXCA018BC3 | 13 | 15.75 | Yes | Yes | 2011-02-28 |  | 1
FALSE | 4TTX6018H1 | 3491 | 1418815 | TRANE | 4TTX5018A1 | AC | Split System: Air-Cooled Condensing Unit, Coil with Blower | 4TTX5018A1 |  | 4TXCA018BC3 | 13.1 | 15.75 | Yes | Yes | 2011-01-21 |  | 1
FALSE | 4TTX6018H1 | 3491 | 1418816 | AMERICAN STANDARD, INC. | 4A7A5018A1 | AC | Split System: Air-Cooled Condensing Unit, Coil with Blower | 4TTX5018A1 |  | 4TXCA018BC3 | 13.1 | 15.75 | Yes | Yes | 2011-02-28 |  | 1
FALSE | 4TTX6018H1 | 3491 | 1418817 | TRANE | 4TTX5018A1 | AC | Split System: Air-Cooled Condensing Unit, Coil with Blower | 4TTX5018A1 |  | 4TXCA018BC3 | 13.3 | 16 | Yes | Yes | 2011-01-21 |  | 2
FALSE | 4TTX6018H1 | 3491 | 1418818 | AMERICAN STANDARD, INC. | 4A7A5018A1 | AC | Split System: Air-Cooled Condensing Unit, Coil with Blower | 4TTX5018A1 |  | 4TXCA018BC3 | 13.3 | 16 | Yes | Yes | 2011-02-28 |  | 2
FALSE | 4TTX6018H1 | 3491 | 1418821 | TRANE | 4TTX5018A1 | AC | Split System: Air-Cooled Condensing Unit, Coil with Blower | 4TTX5018A1 |  | 4TXCA024BC3 | 13.2 | 16 | Yes | Yes | 2011-01-21 |  | 2
FALSE | 4TTX6018H1 | 3491 | 1418822 | AMERICAN STANDARD, INC. | 4A7A5018A1 | AC | Split System: Air-Cooled Condensing Unit, Coil with Blower | 4TTX5018A1 |  | 4TXCA024BC3 | 13.2 | 16 | Yes | Yes | 2011-02-28 |  | 2
FALSE | 4TTX6018H1 | 3491 | 1418823 | TRANE | 4TTX5018A1 | AC | Split System: Air-Cooled Condensing Unit, Coil with Blower | 4TTX5018A1 |  | 4TXCA024BC3 | 12.6 | 15.25 | Yes | Yes | 2011-01-21 |  | 1
FALSE | 4TTX6018H1 | 3491 | 1418824 | AMERICAN STANDARD, INC. | 4A7A5018A1 | AC | Split System: Air-Cooled Condensing Unit, Coil with Blower | 4TTX5018A1 |  | 4TXCA024BC3 | 12.6 | 15.25 | Yes | Yes | 2011-02-28 |  | 1
FALSE | 4TTX6018H1 | 3491 | 1418827 | TRANE | 4TTX5018A1 | AC | Split System: Air-Cooled Condensing Unit, Coil with Blower | 4TTX5018A1 |  | 4TXCA024BC3 | 12.8 | 15.5 | Yes | Yes | 2011-01-21 |  | 1
FALSE | 4TTX6018H1 | 3491 | 1418828 | AMERICAN STANDARD, INC. | 4A7A5018A1 | AC | Split System: Air-Cooled Condensing Unit, Coil with Blower | 4TTX5018A1 |  | 4TXCA024BC3 | 12.8 | 15.5 | Yes | Yes | 2011-02-28 |  | 1
FALSE | 4TTX6018H1 | 3491 | 1418831 | TRANE | 4TTX5018A1 | AC | Split System: Air-Cooled Condensing Unit, Coil with Blower | 4TTX5018A1 |  | 4TXCA024BC3 | 13 | 15.5 | Yes | Yes | 2011-01-21 |  | 1
FALSE | 4TTX6018H1 | 3491 | 1418832 | AMERICAN STANDARD, INC. | 4A7A5018A1 | AC | Split System: Air-Cooled Condensing Unit, Coil with Blower | 4TTX5018A1 |  | 4TXCA024BC3 | 13 | 15.5 | Yes | Yes | 2011-02-28 |  | 1
FALSE | 4TTX6018H1 | 3491 | 1418835 | TRANE | 4TTX5018A1 | AC | Split System: Air-Cooled Condensing Unit, Coil with Blower | 4TTX5018A1 |  | 4TXCA024BC3 | 13.2 | 16 | Yes | Yes | 2011-01-21 |  | 2
FALSE | 4TTX6018H1 | 3491 | 1418836 | AMERICAN STANDARD, INC. | 4A7A5018A1 | AC | Split System: Air-Cooled Condensing Unit, Coil with Blower | 4TTX5018A1 |  | 4TXCA024BC3 | 13.2 | 16 | Yes | Yes | 2011-02-28 |  | 2
FALSE | 4TTX6018H1 | 3491 | 1418843 | TRANE | 4TTX5018A1 | AC | Split System: Air-Cooled Condensing Unit, Coil with Blower | 4TTX5018A1 |  | 4TXCA024BC3 | 13.2 | 16 | Yes | Yes | 2011-01-21 |  | 2
FALSE | 4TTX6018H1 | 3491 | 1418844 | AMERICAN STANDARD, INC. | 4A7A5018A1 | AC | Split System: Air-Cooled Condensing Unit, Coil with Blower | 4TTX5018A1 |  | 4TXCA024BC3 | 13.2 | 16 | Yes | Yes | 2011-02-28 |  | 2
FALSE | 4TTX6018H1 | 3491 | 1418847 | TRANE | 4TTX5018A1 | AC | Split System: Air-Cooled Condensing Unit, Coil with Blower | 4TTX5018A1 |  | 4TXCA024BC3 | 13.2 | 16 | Yes | Yes | 2011-01-21 |  | 2
FALSE | 4TTX6018H1 | 3491 | 1418848 | AMERICAN STANDARD, INC. | 4A7A5018A1 | AC | Split System: Air-Cooled Condensing Unit, Coil with Blower | 4TTX5018A1 |  | 4TXCA024BC3 | 13.2 | 16 | Yes | Yes | 2011-02-28 |  | 2
FALSE | 4TTX6018H1 | 3491 | 1418851 | TRANE | 4TTX5018A1 | AC | Split System: Air-Cooled Condensing Unit, Coil with Blower | 4TTX5018A1 |  | 4TXCA024BC3 | 12.6 | 15.25 | Yes | Yes | 2011-01-21 |  | 1
FALSE | 4TTX6018H1 | 3491 | 1418852 | AMERICAN STANDARD, INC. | 4A7A5018A1 | AC | Split System: Air-Cooled Condensing Unit, Coil with Blower | 4TTX5018A1 |  | 4TXCA024BC3 | 12.6 | 15.25 | Yes | Yes | 2011-02-28 |  | 1
FALSE | 4TTX6018H1 | 3491 | 1418855 | TRANE | 4TTX5018A1 | AC | Split System: Air-Cooled Condensing Unit, Coil with Blower | 4TTX5018A1 |  | 4TXCB025BC3 | 13.1 | 15.75 | Yes | Yes | 2011-01-21 |  | 1
FALSE | 4TTX6018H1 | 3491 | 1418856 | AMERICAN STANDARD, INC. | 4A7A5018A1 | AC | Split System: Air-Cooled Condensing Unit, Coil with Blower | 4TTX5018A1 |  | 4TXCB025BC3 | 13.1 | 15.75 | Yes | Yes | 2011-02-28 |  | 1
FALSE | 4TTX6024H1 | 3520 | 1418946 | AMERICAN STANDARD, INC. | 4A7A5024A1 | AC | Split System: Air-Cooled Condensing Unit, Coil with Blower | 4TTX5024A1 |  | 4TFE3F25B1 | 12.9 | 15.5 | Yes | Yes | 2011-02-28 |  | 1
FALSE | 4TTX6024H1 | 3520 | 1419007 | TRANE | 4TTX5024A1 | AC | Split System: Air-Cooled Condensing Unit, Coil with Blower | 4TTX5024A1 |  | 4TXAB025BC3 | 12.9 | 15.5 | Yes | Yes | 2011-01-21 |  | 1
FALSE | 4TTX6024H1 | 3520 | 1419008 | AMERICAN STANDARD, INC. | 4A7A5024A1 | AC | Split System: Air-Cooled Condensing Unit, Coil with Blower | 4TTX5024A1 |  | 4TXAB025BC3 | 12.9 | 15.5 | Yes | Yes | 2011-02-28 |  | 1
FALSE | 4TTX6024H1 | 3520 | 1419011 | TRANE | 4TTX5024A1 | AC | Split System: Air-Cooled Condensing Unit, Coil with Blower | 4TTX5024A1 |  | 4TXAB025BC3 | 12.9 | 15.5 | Yes | Yes | 2011-01-21 |  | 1
FALSE | 4TTX6024H1 | 3520 | 1419012 | AMERICAN STANDARD, INC. | 4A7A5024A1 | AC | Split System: Air-Cooled Condensing Unit, Coil with Blower | 4TTX5024A1 |  | 4TXAB025BC3 | 12.9 | 15.5 | Yes | Yes | 2011-02-28 |  | 1
FALSE | 4TTX6024H1 | 3520 | 1419017 | TRANE | 4TTX5024A1 | AC | Split System: Air-Cooled Condensing Unit, Coil with Blower | 4TTX5024A1 |  | 4TXAB025BC3 | 12.6 | 15 | Yes | Yes | 2011-01-21 |  | 1
FALSE | 4TTX6024H1 | 3520 | 1419018 | AMERICAN STANDARD, INC. | 4A7A5024A1 | AC | Split System: Air-Cooled Condensing Unit, Coil with Blower | 4TTX5024A1 |  | 4TXAB025BC3 | 12.6 | 15 | Yes | Yes | 2011-02-28 |  | 1
FALSE | 4TTX6024H1 | 3520 | 1419019 | TRANE | 4TTX5024A1 | AC | Split System: Air-Cooled Condensing Unit, Coil with Blower | 4TTX5024A1 |  | 4TXAB025BC3 | 12.8 | 15.25 | Yes | Yes | 2011-01-21 |  | 1
FALSE | 4TTX6024H1 | 3520 | 1419020 | AMERICAN STANDARD, INC. | 4A7A5024A1 | AC | Split System: Air-Cooled Condensing Unit, Coil with Blower | 4TTX5024A1 |  | 4TXAB025BC3 | 12.8 | 15.25 | Yes | Yes | 2011-02-28 |  | 1
FALSE | 4TTX6024H1 | 3520 | 1419021 | TRANE | 4TTX5024A1 | AC | Split System: Air-Cooled Condensing Unit, Coil with Blower | 4TTX5024A1 |  | 4TXAB025BC3 | 12.9 | 15.5 | Yes | Yes | 2011-01-21 |  | 1
FALSE | 4TTX6024H1 | 3520 | 1419022 | AMERICAN STANDARD, INC. | 4A7A5024A1 | AC | Split System: Air-Cooled Condensing Unit, Coil with Blower | 4TTX5024A1 |  | 4TXAB025BC3 | 12.9 | 15.5 | Yes | Yes | 2011-02-28 |  | 1
FALSE | 4TTX6024H1 | 3520 | 1419023 | TRANE | 4TTX5024A1 | AC | Split System: Air-Cooled Condensing Unit, Coil with Blower | 4TTX5024A1 |  | 4TXAB025BC3 | 12.8 | 15.25 | Yes | Yes | 2011-01-21 |  | 1
FALSE | 4TTX6024H1 | 3520 | 1419024 | AMERICAN STANDARD, INC. | 4A7A5024A1 | AC | Split System: Air-Cooled Condensing Unit, Coil with Blower | 4TTX5024A1 |  | 4TXAB025BC3 | 12.8 | 15.25 | Yes | Yes | 2011-02-28 |  | 1
FALSE | 4TTX6024H1 | 3520 | 1419025 | TRANE | 4TTX5024A1 | AC | Split System: Air-Cooled Condensing Unit, Coil with Blower | 4TTX5024A1 |  | 4TXAB025BC3 | 12.9 | 15.5 | Yes | Yes | 2011-01-21 |  | 1
FALSE | 4TTX6024H1 | 3520 | 1419026 | AMERICAN STANDARD, INC. | 4A7A5024A1 | AC | Split System: Air-Cooled Condensing Unit, Coil with Blower | 4TTX5024A1 |  | 4TXAB025BC3 | 12.9 | 15.5 | Yes | Yes | 2011-02-28 |  | 1
FALSE | 4TTX6024H1 | 3520 | 1419031 | TRANE | 4TTX5024A1 | AC | Split System: Air-Cooled Condensing Unit, Coil with Blower | 4TTX5024A1 |  | 4TXAB025BC3 | 12.6 | 15 | Yes | Yes | 2011-01-21 |  | 1
FALSE | 4TTX6024H1 | 3520 | 1419032 | AMERICAN STANDARD, INC. | 4A7A5024A1 | AC | Split System: Air-Cooled Condensing Unit, Coil with Blower | 4TTX5024A1 |  | 4TXAB025BC3 | 12.6 | 15 | Yes | Yes | 2011-02-28 |  | 1
FALSE | 4TTX6024H1 | 3520 | 1419033 | TRANE | 4TTX5024A1 | AC | Split System: Air-Cooled Condensing Unit, Coil with Blower | 4TTX5024A1 |  | 4TXAB025BC3 | 12.6 | 15 | Yes | Yes | 2011-01-21 |  | 1
FALSE | 4TTX6024H1 | 3520 | 1419034 | AMERICAN STANDARD, INC. | 4A7A5024A1 | AC | Split System: Air-Cooled Condensing Unit, Coil with Blower | 4TTX5024A1 |  | 4TXAB025BC3 | 12.6 | 15 | Yes | Yes | 2011-02-28 |  | 1
FALSE | 4TTX6024H1 | 3520 | 1419035 | TRANE | 4TTX5024A1 | AC | Split System: Air-Cooled Condensing Unit, Coil with Blower | 4TTX5024A1 |  | 4TXAB025BC3 | 12.6 | 15 | Yes | Yes | 2011-01-21 |  | 1
FALSE | 4TTX6024H1 | 3520 | 1419036 | AMERICAN STANDARD, INC. | 4A7A5024A1 | AC | Split System: Air-Cooled Condensing Unit, Coil with Blower | 4TTX5024A1 |  | 4TXAB025BC3 | 12.6 | 15 | Yes | Yes | 2011-02-28 |  | 1
FALSE | 4TTX6024H1 | 3520 | 1419041 | TRANE | 4TTX5024A1 | AC | Split System: Air-Cooled Condensing Unit, Coil with Blower | 4TTX5024A1 |  | 4TXAB025BC3 | 12.9 | 15.5 | Yes | Yes | 2011-01-21 |  | 1
FALSE | 4TTX6024H1 | 3520 | 1419042 | AMERICAN STANDARD, INC. | 4A7A5024A1 | AC | Split System: Air-Cooled Condensing Unit, Coil with Blower | 4TTX5024A1 |  | 4TXAB025BC3 | 12.9 | 15.5 | Yes | Yes | 2011-02-28 |  | 1
FALSE | 4TTX6024H1 | 3520 | 1419043 | TRANE | 4TTX5024A1 | AC | Split System: Air-Cooled Condensing Unit, Coil with Blower | 4TTX5024A1 |  | 4TXAB025BC3 | 13.1 | 15.75 | Yes | Yes | 2011-01-21 |  | 1
FALSE | 4TTX6024H1 | 3520 | 1419044 | AMERICAN STANDARD, INC. | 4A7A5024A1 | AC | Split System: Air-Cooled Condensing Unit, Coil with Blower | 4TTX5024A1 |  | 4TXAB025BC3 | 13.1 | 15.75 | Yes | Yes | 2011-02-28 |  | 1
FALSE | 4TTX6024H1 | 3520 | 1419045 | TRANE | 4TTX5024A1 | AC | Split System: Air-Cooled Condensing Unit, Coil with Blower | 4TTX5024A1 |  | 4TXAB025BC3 | 13.2 | 15.75 | Yes | Yes | 2011-01-21 |  | 1
FALSE | 4TTX6024H1 | 3520 | 1419046 | AMERICAN STANDARD, INC. | 4A7A5024A1 | AC | Split System: Air-Cooled Condensing Unit, Coil with Blower | 4TTX5024A1 |  | 4TXAB025BC3 | 13.2 | 15.75 | Yes | Yes | 2011-02-28 |  | 1
FALSE | 4TTX6024H1 | 3520 | 1419047 | TRANE | 4TTX5024A1 | AC | Split System: Air-Cooled Condensing Unit, Coil with Blower | 4TTX5024A1 |  | 4TXAB025BC3 | 12.9 | 15.5 | Yes | Yes | 2011-01-21 |  | 1
FALSE | 4TTX6024H1 | 3520 | 1419147 | TRANE | 4TTX5024A1 | AC | Split System: Air-Cooled Condensing Unit, Coil with Blower | 4TTX5024A1 |  | 4TXAB031BC3 | 12.9 | 15.5 | Yes | Yes | 2011-01-21 |  | 1
FALSE | 4TTX6024H1 | 3520 | 1419148 | AMERICAN STANDARD, INC. | 4A7A5024A1 | AC | Split System: Air-Cooled Condensing Unit, Coil with Blower | 4TTX5024A1 |  | 4TXAB031BC3 | 12.9 | 15.5 | Yes | Yes | 2011-02-28 |  | 1
FALSE | 4TTX6024H1 | 3520 | 1419149 | TRANE | 4TTX5024A1 | AC | Split System: Air-Cooled Condensing Unit, Coil with Blower | 4TTX5024A1 |  | 4TXAB031BC3 | 12.9 | 15.5 | Yes | Yes | 2011-01-21 |  | 1
FALSE | 4TTX6024H1 | 3520 | 1419150 | AMERICAN STANDARD, INC. | 4A7A5024A1 | AC | Split System: Air-Cooled Condensing Unit, Coil with Blower | 4TTX5024A1 |  | 4TXAB031BC3 | 12.9 | 15.5 | Yes | Yes | 2011-02-28 |  | 1
FALSE | 4TTX6024H1 | 3520 | 1419165 | TRANE | 4TTX5024A1 | AC | Split System: Air-Cooled Condensing Unit, Coil with Blower | 4TTX5024A1 |  | 4TXAB032BC3 | 12.8 | 15.25 | Yes | Yes | 2011-01-21 |  | 1
FALSE | 4TTX6024H1 | 3520 | 1419166 | AMERICAN STANDARD, INC. | 4A7A5024A1 | AC | Split System: Air-Cooled Condensing Unit, Coil with Blower | 4TTX5024A1 |  | 4TXAB032BC3 | 12.8 | 15.25 | Yes | Yes | 2011-02-28 |  | 1
FALSE | 4TTX6024H1 | 3520 | 1419167 | TRANE | 4TTX5024A1 | AC | Split System: Air-Cooled Condensing Unit, Coil with Blower | 4TTX5024A1 |  | 4TXAB032BC3 | 12.8 | 15.25 | Yes | Yes | 2011-01-21 |  | 1
FALSE | 4TTX6024H1 | 3520 | 1419168 | AMERICAN STANDARD, INC. | 4A7A5024A1 | AC | Split System: Air-Cooled Condensing Unit, Coil with Blower | 4TTX5024A1 |  | 4TXAB032BC3 | 12.8 | 15.25 | Yes | Yes | 2011-02-28 |  | 1
FALSE | 4TTX6024H1 | 3520 | 1419175 | TRANE | 4TTX5024A1 | AC | Split System: Air-Cooled Condensing Unit, Coil with Blower | 4TTX5024A1 |  | 4TXAB032BC3 | 13.1 | 15.75 | Yes | Yes | 2011-01-21 |  | 1
FALSE | 4TTX6024H1 | 3520 | 1419176 | AMERICAN STANDARD, INC. | 4A7A5024A1 | AC | Split System: Air-Cooled Condensing Unit, Coil with Blower | 4TTX5024A1 |  | 4TXAB032BC3 | 13.1 | 15.75 | Yes | Yes | 2011-02-28 |  | 1
FALSE | 4TTX6024H1 | 3520 | 1419177 | TRANE | 4TTX5024A1 | AC | Split System: Air-Cooled Condensing Unit, Coil with Blower | 4TTX5024A1 |  | 4TXAB032BC3 | 13.1 | 15.75 | Yes | Yes | 2011-01-21 |  | 1
FALSE | 4TTX6024H1 | 3520 | 1419178 | AMERICAN STANDARD, INC. | 4A7A5024A1 | AC | Split System: Air-Cooled Condensing Unit, Coil with Blower | 4TTX5024A1 |  | 4TXAB032BC3 | 13.1 | 15.75 | Yes | Yes | 2011-02-28 |  | 1
FALSE | 4TTX6024H1 | 3520 | 1419187 | TRANE | 4TTX5024A1 | AC | Split System: Air-Cooled Condensing Unit, Coil with Blower | 4TTX5024A1 |  | 4TXAB032BC3 | 12.8 | 15.25 | Yes | Yes | 2011-01-21 |  | 1
FALSE | 4TTX6024H1 | 3520 | 1419188 | AMERICAN STANDARD, INC. | 4A7A5024A1 | AC | Split System: Air-Cooled Condensing Unit, Coil with Blower | 4TTX5024A1 |  | 4TXAB032BC3 | 12.8 | 15.25 | Yes | Yes | 2011-02-28 |  | 1
FALSE | 4TTX6024H1 | 3520 | 1419195 | TRANE | 4TTX5024A1 | AC | Split System: Air-Cooled Condensing Unit, Coil with Blower | 4TTX5024A1 |  | 4TXAB032BC3 | 13 | 15.5 | Yes | Yes | 2011-01-21 |  | 1
FALSE | 4TTX6024H1 | 3520 | 1419196 | AMERICAN STANDARD, INC. | 4A7A5024A1 | AC | Split System: Air-Cooled Condensing Unit, Coil with Blower | 4TTX5024A1 |  | 4TXAB032BC3 | 13 | 15.5 | Yes | Yes | 2011-02-28 |  | 1
FALSE | 4TTX6024H1 | 3520 | 1419197 | TRANE | 4TTX5024A1 | AC | Split System: Air-Cooled Condensing Unit, Coil with Blower | 4TTX5024A1 |  | 4TXAB032BC3 | 13.1 | 15.75 | Yes | Yes | 2011-01-21 |  | 1
FALSE | 4TTX6024H1 | 3520 | 1419198 | AMERICAN STANDARD, INC. | 4A7A5024A1 | AC | Split System: Air-Cooled Condensing Unit, Coil with Blower | 4TTX5024A1 |  | 4TXAB032BC3 | 13.1 | 15.75 | Yes | Yes | 2011-02-28 |  | 1
FALSE | 4TTX6024H1 | 3520 | 1419203 | TRANE | 4TTX5024A1 | AC | Split System: Air-Cooled Condensing Unit, Coil with Blower | 4TTX5024A1 |  | 4TXAB032BC3 | 12.8 | 15.25 | Yes | Yes | 2011-01-21 |  | 1
FALSE | 4TTX6024H1 | 3520 | 1419204 | AMERICAN STANDARD, INC. | 4A7A5024A1 | AC | Split System: Air-Cooled Condensing Unit, Coil with Blower | 4TTX5024A1 |  | 4TXAB032BC3 | 12.8 | 15.25 | Yes | Yes | 2011-02-28 |  | 1
FALSE | 4TTX6024H1 | 3520 | 1419205 | TRANE | 4TTX5024A1 | AC | Split System: Air-Cooled Condensing Unit, Coil with Blower | 4TTX5024A1 |  | 4TXCB025BC3 | 12.9 | 15.5 | Yes | Yes | 2011-01-21 |  | 1
FALSE | 4TTX6024H1 | 3520 | 1419206 | AMERICAN STANDARD, INC. | 4A7A5024A1 | AC | Split System: Air-Cooled Condensing Unit, Coil with Blower | 4TTX5024A1 |  | 4TXCB025BC3 | 12.9 | 15.5 | Yes | Yes | 2011-02-28 |  | 1
FALSE | 4TTX6024H1 | 3520 | 1419207 | TRANE | 4TTX5024A1 | AC | Split System: Air-Cooled Condensing Unit, Coil with Blower | 4TTX5024A1 |  | 4TXCB025BC3 | 12.6 | 15 | Yes | Yes | 2011-01-21 |  | 1
FALSE | 4TTX6024H1 | 3520 | 1419208 | AMERICAN STANDARD, INC. | 4A7A5024A1 | AC | Split System: Air-Cooled Condensing Unit, Coil with Blower | 4TTX5024A1 |  | 4TXCB025BC3 | 12.6 | 15 | Yes | Yes | 2011-02-28 |  | 1
FALSE | 4TTX6024H1 | 3520 | 1419215 | TRANE | 4TTX5024A1 | AC | Split System: Air-Cooled Condensing Unit, Coil with Blower | 4TTX5024A1 |  | 4TXCB025BC3 | 12.6 | 15 | Yes | Yes | 2011-01-21 |  | 1
FALSE | 4TTX6024H1 | 3520 | 1419216 | AMERICAN STANDARD, INC. | 4A7A5024A1 | AC | Split System: Air-Cooled Condensing Unit, Coil with Blower | 4TTX5024A1 |  | 4TXCB025BC3 | 12.6 | 15 | Yes | Yes | 2011-02-28 |  | 1
FALSE | 4TTX6024H1 | 3520 | 1419217 | TRANE | 4TTX5024A1 | AC | Split System: Air-Cooled Condensing Unit, Coil with Blower | 4TTX5024A1 |  | 4TXCB025BC3 | 12.6 | 15 | Yes | Yes | 2011-01-21 |  | 1
FALSE | 4TTX6024H1 | 3520 | 1419218 | AMERICAN STANDARD, INC. | 4A7A5024A1 | AC | Split System: Air-Cooled Condensing Unit, Coil with Blower | 4TTX5024A1 |  | 4TXCB025BC3 | 12.6 | 15 | Yes | Yes | 2011-02-28 |  | 1
FALSE | 4TTX6024H1 | 3520 | 1419266 | AMERICAN STANDARD, INC. | 4A7A5024A1 | AC | Split System: Air-Cooled Condensing Unit, Coil with Blower | 4TTX5024A1 |  | 4TXCB031BC3 | 12.9 | 15.5 | Yes | Yes | 2011-02-28 |  | 1
FALSE | 4TTX6024H1 | 3520 | 1419273 | TRANE | 4TTX5024A1 | AC | Split System: Air-Cooled Condensing Unit, Coil with Blower | 4TTX5024A1 |  | 4TXCB031BC3 | 12.6 | 15 | Yes | Yes | 2011-01-21 |  | 1
FALSE | 4TTX6024H1 | 3520 | 1419274 | AMERICAN STANDARD, INC. | 4A7A5024A1 | AC | Split System: Air-Cooled Condensing Unit, Coil with Blower | 4TTX5024A1 |  | 4TXCB031BC3 | 12.6 | 15 | Yes | Yes | 2011-02-28 |  | 1
FALSE | 4TTX6024H1 | 3520 | 1419275 | TRANE | 4TTX5024A1 | AC | Split System: Air-Cooled Condensing Unit, Coil with Blower | 4TTX5024A1 |  | 4TXCB031BC3 | 12.6 | 15 | Yes | Yes | 2011-01-21 |  | 1
FALSE | 4TTX6024H1 | 3520 | 1419276 | AMERICAN STANDARD, INC. | 4A7A5024A1 | AC | Split System: Air-Cooled Condensing Unit, Coil with Blower | 4TTX5024A1 |  | 4TXCB031BC3 | 12.6 | 15 | Yes | Yes | 2011-02-28 |  | 1
FALSE | 4TTX6024H1 | 3520 | 1419279 | TRANE | 4TTX5024A1 | AC | Split System: Air-Cooled Condensing Unit, Coil with Blower | 4TTX5024A1 |  | 4TXCB031BC3 | 12.9 | 15.5 | Yes | Yes | 2011-01-21 |  | 1
FALSE | 4TTX6024H1 | 3520 | 1419280 | AMERICAN STANDARD, INC. | 4A7A5024A1 | AC | Split System: Air-Cooled Condensing Unit, Coil with Blower | 4TTX5024A1 |  | 4TXCB031BC3 | 12.9 | 15.5 | Yes | Yes | 2011-02-28 |  | 1
FALSE | 4TTX6024H1 | 3520 | 1419281 | TRANE | 4TTX5024A1 | AC | Split System: Air-Cooled Condensing Unit, Coil with Blower | 4TTX5024A1 |  | 4TXCB031BC3 | 12.8 | 15.25 | Yes | Yes | 2011-01-21 |  | 1
FALSE | 4TTX6024H1 | 3520 | 1419282 | AMERICAN STANDARD, INC. | 4A7A5024A1 | AC | Split System: Air-Cooled Condensing Unit, Coil with Blower | 4TTX5024A1 |  | 4TXCB031BC3 | 12.8 | 15.25 | Yes | Yes | 2011-02-28 |  | 1
FALSE | 4TTX6024H1 | 3520 | 1419283 | TRANE | 4TTX5024A1 | AC | Split System: Air-Cooled Condensing Unit, Coil with Blower | 4TTX5024A1 |  | 4TXCB031BC3 | 12.9 | 15.5 | Yes | Yes | 2011-01-21 |  | 1
FALSE | 4TTX6024H1 | 3520 | 1419284 | AMERICAN STANDARD, INC. | 4A7A5024A1 | AC | Split System: Air-Cooled Condensing Unit, Coil with Blower | 4TTX5024A1 |  | 4TXCB031BC3 | 12.9 | 15.5 | Yes | Yes | 2011-02-28 |  | 1
FALSE | 4TTX6024H1 | 3520 | 1419287 | TRANE | 4TTX5024A1 | AC | Split System: Air-Cooled Condensing Unit, Coil with Blower | 4TTX5024A1 |  | 4TXCB031BC3 | 12.9 | 15.5 | Yes | Yes | 2011-01-21 |  | 1
FALSE | 4TTX6024H1 | 3520 | 1419288 | AMERICAN STANDARD, INC. | 4A7A5024A1 | AC | Split System: Air-Cooled Condensing Unit, Coil with Blower | 4TTX5024A1 |  | 4TXCB031BC3 | 12.9 | 15.5 | Yes | Yes | 2011-02-28 |  | 1
FALSE | 4TTX6024H1 | 3520 | 1419289 | TRANE | 4TTX5024A1 | AC | Split System: Air-Cooled Condensing Unit, Coil with Blower | 4TTX5024A1 |  | 4TXCB031BC3 | 12.9 | 15.5 | Yes | Yes | 2011-01-21 |  | 1
FALSE | 4TTX6024H1 | 3520 | 1419290 | AMERICAN STANDARD, INC. | 4A7A5024A1 | AC | Split System: Air-Cooled Condensing Unit, Coil with Blower | 4TTX5024A1 |  | 4TXCB031BC3 | 12.9 | 15.5 | Yes | Yes | 2011-02-28 |  | 1
FALSE | 4TTX6024H1 | 3520 | 1419295 | TRANE | 4TTX5024A1 | AC | Split System: Air-Cooled Condensing Unit, Coil with Blower | 4TTX5024A1 |  | 4TXCB031BC3 | 12.6 | 15 | Yes | Yes | 2011-01-21 |  | 1
FALSE | 4TTX6024H1 | 3520 | 1419296 | AMERICAN STANDARD, INC. | 4A7A5024A1 | AC | Split System: Air-Cooled Condensing Unit, Coil with Blower | 4TTX5024A1 |  | 4TXCB031BC3 | 12.6 | 15 | Yes | Yes | 2011-02-28 |  | 1
FALSE | 4TTX6024H1 | 3520 | 1419297 | TRANE | 4TTX5024A1 | AC | Split System: Air-Cooled Condensing Unit, Coil with Blower | 4TTX5024A1 |  | 4TXCB031BC3 | 12.6 | 15 | Yes | Yes | 2011-01-21 |  | 1
FALSE | 4TTX6024H1 | 3520 | 1419298 | AMERICAN STANDARD, INC. | 4A7A5024A1 | AC | Split System: Air-Cooled Condensing Unit, Coil with Blower | 4TTX5024A1 |  | 4TXCB031BC3 | 12.6 | 15 | Yes | Yes | 2011-02-28 |  | 1
FALSE | 4TTX6024H1 | 3520 | 1419301 | TRANE | 4TTX5024A1 | AC | Split System: Air-Cooled Condensing Unit, Coil with Blower | 4TTX5024A1 |  | 4TXCB031BC3 | 12.9 | 15.5 | Yes | Yes | 2011-01-21 |  | 1
FALSE | 4TTX6024H1 | 3520 | 1419302 | AMERICAN STANDARD, INC. | 4A7A5024A1 | AC | Split System: Air-Cooled Condensing Unit, Coil with Blower | 4TTX5024A1 |  | 4TXCB031BC3 | 12.9 | 15.5 | Yes | Yes | 2011-02-28 |  | 1
FALSE | 4TTX6024H1 | 3520 | 1419309 | TRANE | 4TTX5024A1 | AC | Split System: Air-Cooled Condensing Unit, Coil with Blower | 4TTX5024A1 |  | 4TXCB031BC3 | 12.9 | 15.5 | Yes | Yes | 2011-01-21 |  | 1
FALSE | 4TTX6024H1 | 3520 | 1419310 | AMERICAN STANDARD, INC. | 4A7A5024A1 | AC | Split System: Air-Cooled Condensing Unit, Coil with Blower | 4TTX5024A1 |  | 4TXCB031BC3 | 12.9 | 15.5 | Yes | Yes | 2011-02-28 |  | 1
FALSE | 4TTX6024H1 | 3520 | 1419317 | TRANE | 4TTX5024A1 | AC | Split System: Air-Cooled Condensing Unit, Coil with Blower | 4TTX5024A1 |  | 4TXCB032BC3 | 13.1 | 15.75 | Yes | Yes | 2011-01-21 |  | 1
FALSE | 4TTX6024H1 | 3520 | 1419318 | AMERICAN STANDARD, INC. | 4A7A5024A1 | AC | Split System: Air-Cooled Condensing Unit, Coil with Blower | 4TTX5024A1 |  | 4TXCB032BC3 | 13.1 | 15.75 | Yes | Yes | 2011-02-28 |  | 1
FALSE | 4TTX6024H1 | 3520 | 1419319 | TRANE | 4TTX5024A1 | AC | Split System: Air-Cooled Condensing Unit, Coil with Blower | 4TTX5024A1 |  | 4TXCB032BC3 | 13 | 15.5 | Yes | Yes | 2011-01-21 |  | 1
FALSE | 4TTX6024H1 | 3520 | 1419320 | AMERICAN STANDARD, INC. | 4A7A5024A1 | AC | Split System: Air-Cooled Condensing Unit, Coil with Blower | 4TTX5024A1 |  | 4TXCB032BC3 | 13 | 15.5 | Yes | Yes | 2011-02-28 |  | 1
FALSE | 4TTX6024H1 | 3520 | 1419323 | TRANE | 4TTX5024A1 | AC | Split System: Air-Cooled Condensing Unit, Coil with Blower | 4TTX5024A1 |  | 4TXCB032BC3 | 12.8 | 15.25 | Yes | Yes | 2011-01-21 |  | 1
FALSE | 4TTX6030H1 | 3530 | 1419565 | TRANE | 4TTX5030A1 | AC | Split System: Air-Cooled Condensing Unit, Coil with Blower | 4TTX5030A1 |  | 4TXAB031BC3 | 12.3 | 14.75 | Yes | Yes | 2011-01-21 |  | 0
FALSE | 4TTX6030H1 | 3530 | 1419567 | TRANE | 4TTX5030A1 | AC | Split System: Air-Cooled Condensing Unit, Coil with Blower | 4TTX5030A1 |  | 4TXAB031BC3 | 12.5 | 15 | Yes | Yes | 2011-01-21 |  | 1
FALSE | 4TTX6030H1 | 3530 | 1419579 | TRANE | 4TTX5030A1 | AC | Split System: Air-Cooled Condensing Unit, Coil with Blower | 4TTX5030A1 |  | 4TXAB031BC3 | 12.1 | 14.5 | Yes | Yes | 2011-01-21 |  | 0
FALSE | 4TTX6030H1 | 3530 | 1419580 | AMERICAN STANDARD, INC. | 4A7A5030A1 | AC | Split System: Air-Cooled Condensing Unit, Coil with Blower | 4TTX5030A1 |  | 4TXAB031BC3 | 12.1 | 14.5 | Yes | Yes | 2011-02-28 |  | 0
FALSE | 4TTX6030H1 | 3530 | 1419587 | TRANE | 4TTX5030A1 | AC | Split System: Air-Cooled Condensing Unit, Coil with Blower | 4TTX5030A1 |  | 4TXAB031BC3 | 12.6 | 15 | Yes | Yes | 2011-01-21 |  | 1
FALSE | 4TTX6030H1 | 3530 | 1419589 | TRANE | 4TTX5030A1 | AC | Split System: Air-Cooled Condensing Unit, Coil with Blower | 4TTX5030A1 |  | 4TXAB031BC3 | 12.7 | 15.25 | Yes | Yes | 2011-01-21 |  | 1
FALSE | 4TTX6030H1 | 3530 | 1419591 | TRANE | 4TTX5030A1 | AC | Split System: Air-Cooled Condensing Unit, Coil with Blower | 4TTX5030A1 |  | 4TXAB031BC3 | 12.2 | 14.75 | Yes | Yes | 2011-01-21 |  | 0
FALSE | 4TTX6030H1 | 3530 | 1419599 | TRANE | 4TTX5030A1 | AC | Split System: Air-Cooled Condensing Unit, Coil with Blower | 4TTX5030A1 |  | 4TXAB032BC3 | 12.6 | 15.25 | Yes | Yes | 2011-01-21 |  | 1
FALSE | 4TTX6030H1 | 3530 | 1419601 | TRANE | 4TTX5030A1 | AC | Split System: Air-Cooled Condensing Unit, Coil with Blower | 4TTX5030A1 |  | 4TXAB032BC3 | 12.6 | 15.25 | Yes | Yes | 2011-01-21 |  | 1
FALSE | 4TTX6030H1 | 3530 | 1419603 | TRANE | 4TTX5030A1 | AC | Split System: Air-Cooled Condensing Unit, Coil with Blower | 4TTX5030A1 |  | 4TXAB032BC3 | 12.5 | 15 | Yes | Yes | 2011-01-21 |  | 1
FALSE | 4TTX6030H1 | 3530 | 1419605 | TRANE | 4TTX5030A1 | AC | Split System: Air-Cooled Condensing Unit, Coil with Blower | 4TTX5030A1 |  | 4TXAB032BC3 | 12.5 | 15 | Yes | Yes | 2011-01-21 |  | 1
FALSE | 4TTX6030H1 | 3530 | 1419607 | TRANE | 4TTX5030A1 | AC | Split System: Air-Cooled Condensing Unit, Coil with Blower | 4TTX5030A1 |  | 4TXAB032BC3 | 12.6 | 15.25 | Yes | Yes | 2011-01-21 |  | 1
FALSE | 4TTX6030H1 | 3530 | 1419613 | TRANE | 4TTX5030A1 | AC | Split System: Air-Cooled Condensing Unit, Coil with Blower | 4TTX5030A1 |  | 4TXAB032BC3 | 12.4 | 14.75 | Yes | Yes | 2011-01-21 |  | 0
FALSE | 4TTX6030H1 | 3530 | 1419615 | TRANE | 4TTX5030A1 | AC | Split System: Air-Cooled Condensing Unit, Coil with Blower | 4TTX5030A1 |  | 4TXAB032BC3 | 12.3 | 14.75 | Yes | Yes | 2011-01-21 |  | 0
FALSE | 4TTX6030H1 | 3530 | 1419617 | TRANE | 4TTX5030A1 | AC | Split System: Air-Cooled Condensing Unit, Coil with Blower | 4TTX5030A1 |  | 4TXAB032BC3 | 12.3 | 14.75 | Yes | Yes | 2011-01-21 |  | 0
FALSE | 4TTX6030H1 | 3530 | 1419625 | TRANE | 4TTX5030A1 | AC | Split System: Air-Cooled Condensing Unit, Coil with Blower | 4TTX5030A1 |  | 4TXAB032BC3 | 12.8 | 15.5 | Yes | Yes | 2011-01-21 |  | 1
FALSE | 4TTX6030H1 | 3530 | 1419627 | TRANE | 4TTX5030A1 | AC | Split System: Air-Cooled Condensing Unit, Coil with Blower | 4TTX5030A1 |  | 4TXAB032BC3 | 12.9 | 15.5 | Yes | Yes | 2011-01-21 |  | 1
FALSE | 4TTX6030H1 | 3530 | 1419631 | TRANE | 4TTX5030A1 | AC | Split System: Air-Cooled Condensing Unit, Coil with Blower | 4TTX5030A1 |  | 4TXAB032BC3 | 12.2 | 14.75 | Yes | Yes | 2011-01-21 |  | 0
FALSE | 4TTX6030H1 | 3530 | 1419633 | TRANE | 4TTX5030A1 | AC | Split System: Air-Cooled Condensing Unit, Coil with Blower | 4TTX5030A1 |  | 4TXAB032BC3 | 12.8 | 15.5 | Yes | Yes | 2011-01-21 |  | 1
FALSE | 4TTX6030H1 | 3530 | 1419641 | TRANE | 4TTX5030A1 | AC | Split System: Air-Cooled Condensing Unit, Coil with Blower | 4TTX5030A1 |  | 4TXAB032BC3 | 12.5 | 15 | Yes | Yes | 2011-01-21 |  | 1
FALSE | 4TTX6030H1 | 3530 | 1419643 | TRANE | 4TTX5030A1 | AC | Split System: Air-Cooled Condensing Unit, Coil with Blower | 4TTX5030A1 |  | 4TXAB032BC3 | 12.6 | 15 | Yes | Yes | 2011-01-21 |  | 1
FALSE | 4TTX6030H1 | 3530 | 1419645 | TRANE | 4TTX5030A1 | AC | Split System: Air-Cooled Condensing Unit, Coil with Blower | 4TTX5030A1 |  | 4TXAB032BC3 | 12.5 | 15 | Yes | Yes | 2011-01-21 |  | 1
FALSE | 4TTX6030H1 | 3530 | 1419873 | TRANE | 4TTX5030A1 | AC | Split System: Air-Cooled Condensing Unit, Coil with Blower | 4TTX5030A1 |  | 4TXAC037BC3 | 12.6 | 15 | Yes | Yes | 2011-01-21 |  | 1
FALSE | 4TTX6030H1 | 3530 | 1419875 | TRANE | 4TTX5030A1 | AC | Split System: Air-Cooled Condensing Unit, Coil with Blower | 4TTX5030A1 |  | 4TXAC037BC3 | 12.6 | 15.25 | Yes | Yes | 2011-01-21 |  | 1
FALSE | 4TTX6030H1 | 3530 | 1419877 | TRANE | 4TTX5030A1 | AC | Split System: Air-Cooled Condensing Unit, Coil with Blower | 4TTX5030A1 |  | 4TXAC037BC3 | 12.5 | 15.25 | Yes | Yes | 2011-01-21 |  | 1
FALSE | 4TTX6030H1 | 3530 | 1419883 | TRANE | 4TTX5030A1 | AC | Split System: Air-Cooled Condensing Unit, Coil with Blower | 4TTX5030A1 |  | 4TXAC037BC3 | 12.7 | 15.25 | Yes | Yes | 2011-01-21 |  | 1
FALSE | 4TTX6030H1 | 3530 | 1419895 | TRANE | 4TTX5030A1 | AC | Split System: Air-Cooled Condensing Unit, Coil with Blower | 4TTX5030A1 |  | 4TXCB031BC3 | 12.4 | 15 | Yes | Yes | 2011-01-21 |  | 0
FALSE | 4TTX6030H1 | 3530 | 1419899 | TRANE | 4TTX5030A1 | AC | Split System: Air-Cooled Condensing Unit, Coil with Blower | 4TTX5030A1 |  | 4TXCB031BC3 | 12.5 | 15 | Yes | Yes | 2011-01-21 |  | 1
FALSE | 4TTX6030H1 | 3530 | 1419901 | TRANE | 4TTX5030A1 | AC | Split System: Air-Cooled Condensing Unit, Coil with Blower | 4TTX5030A1 |  | 4TXCB031BC3 | 12.4 | 15 | Yes | Yes | 2011-01-21 |  | 0
FALSE | 4TTX6030H1 | 3530 | 1419903 | TRANE | 4TTX5030A1 | AC | Split System: Air-Cooled Condensing Unit, Coil with Blower | 4TTX5030A1 |  | 4TXCB031BC3 | 12.6 | 15 | Yes | Yes | 2011-01-21 |  | 1
FALSE | 4TTX6030H1 | 3530 | 1419905 | TRANE | 4TTX5030A1 | AC | Split System: Air-Cooled Condensing Unit, Coil with Blower | 4TTX5030A1 |  | 4TXCB031BC3 | 12.6 | 15 | Yes | Yes | 2011-01-21 |  | 1
FALSE | 4TTX6030H1 | 3530 | 1419907 | TRANE | 4TTX5030A1 | AC | Split System: Air-Cooled Condensing Unit, Coil with Blower | 4TTX5030A1 |  | 4TXCB031BC3 | 12.5 | 15 | Yes | Yes | 2011-01-21 |  | 1
FALSE | 4TTX6030H1 | 3530 | 1419911 | TRANE | 4TTX5030A1 | AC | Split System: Air-Cooled Condensing Unit, Coil with Blower | 4TTX5030A1 |  | 4TXCB031BC3 | 12.7 | 15.25 | Yes | Yes | 2011-01-21 |  | 1
FALSE | 4TTX6030H1 | 3530 | 1419921 | TRANE | 4TTX5030A1 | AC | Split System: Air-Cooled Condensing Unit, Coil with Blower | 4TTX5030A1 |  | 4TXCB031BC3 | 12.3 | 14.75 | Yes | Yes | 2011-01-21 |  | 0
FALSE | 4TTX6030H1 | 3530 | 1419923 | TRANE | 4TTX5030A1 | AC | Split System: Air-Cooled Condensing Unit, Coil with Blower | 4TTX5030A1 |  | 4TXCB031BC3 | 12 | 14.75 | Yes | Yes | 2011-01-21 |  | 0
FALSE | 4TTX6030H1 | 3530 | 1419925 | TRANE | 4TTX5030A1 | AC | Split System: Air-Cooled Condensing Unit, Coil with Blower | 4TTX5030A1 |  | 4TXCB031BC3 | 12.2 | 14.75 | Yes | Yes | 2011-01-21 |  | 0
FALSE | 4TTX6030H1 | 3530 | 1419937 | TRANE | 4TTX5030A1 | AC | Split System: Air-Cooled Condensing Unit, Coil with Blower | 4TTX5030A1 |  | 4TXCB031BC3 | 12.3 | 14.75 | Yes | Yes | 2011-01-21 |  | 0
FALSE | 4TTX6030H1 | 3530 | 1419941 | TRANE | 4TTX5030A1 | AC | Split System: Air-Cooled Condensing Unit, Coil with Blower | 4TTX5030A1 |  | 4TXCB031BC3 | 12.1 | 14.5 | Yes | Yes | 2011-01-21 |  | 0
FALSE | 4TTX6030H1 | 3530 | 1419942 | AMERICAN STANDARD, INC. | 4A7A5030A1 | AC | Split System: Air-Cooled Condensing Unit, Coil with Blower | 4TTX5030A1 |  | 4TXCB031BC3 | 12.1 | 14.5 | Yes | Yes | 2011-02-28 |  | 0
FALSE | 4TTX6030H1 | 3530 | 1419951 | TRANE | 4TTX5030A1 | AC | Split System: Air-Cooled Condensing Unit, Coil with Blower | 4TTX5030A1 |  | 4TXCB031BC3 | 12.5 | 15 | Yes | Yes | 2011-01-21 |  | 1
FALSE | 4TTX6030H1 | 3530 | 1419953 | TRANE | 4TTX5030A1 | AC | Split System: Air-Cooled Condensing Unit, Coil with Blower | 4TTX5030A1 |  | 4TXCB031BC3 | 12.5 | 15 | Yes | Yes | 2011-01-21 |  | 1
FALSE | 4TTX6030H1 | 3530 | 1419957 | TRANE | 4TTX5030A1 | AC | Split System: Air-Cooled Condensing Unit, Coil with Blower | 4TTX5030A1 |  | 4TXCB032BC3 | 12.3 | 14.75 | Yes | Yes | 2011-01-21 |  | 0
FALSE | 4TTX6030H1 | 3530 | 1419959 | TRANE | 4TTX5030A1 | AC | Split System: Air-Cooled Condensing Unit, Coil with Blower | 4TTX5030A1 |  | 4TXCB032BC3 | 12.2 | 14.75 | Yes | Yes | 2011-01-21 |  | 0
FALSE | 4TTX6030H1 | 3530 | 1419967 | TRANE | 4TTX5030A1 | AC | Split System: Air-Cooled Condensing Unit, Coil with Blower | 4TTX5030A1 |  | 4TXCB032BC3 | 12.8 | 15.5 | Yes | Yes | 2011-01-21 |  | 1
FALSE | 4TTX6030H1 | 3530 | 1420071 | TRANE | 4TTX5030A1 | AC | Split System: Air-Cooled Condensing Unit, Coil with Blower | 4TTX5030A1 |  | 4TXCC037BC3 | 12.6 | 15.25 | Yes | Yes | 2011-01-21 |  | 1
FALSE | 4TTX6030H1 | 3530 | 1420073 | TRANE | 4TTX5030A1 | AC | Split System: Air-Cooled Condensing Unit, Coil with Blower | 4TTX5030A1 |  | 4TXCC037BC3 | 12.5 | 15 | Yes | Yes | 2011-01-21 |  | 1
FALSE | 4TTX6030H1 | 3530 | 1420077 | TRANE | 4TTX5030A1 | AC | Split System: Air-Cooled Condensing Unit, Coil with Blower | 4TTX5030A1 |  | 4TXCC037BC3 | 12.5 | 15 | Yes | Yes | 2011-01-21 |  | 1
FALSE | 4TTX6030H1 | 3530 | 1420079 | TRANE | 4TTX5030A1 | AC | Split System: Air-Cooled Condensing Unit, Coil with Blower | 4TTX5030A1 |  | 4TXCC037BC3 | 12.3 | 14.75 | Yes | Yes | 2011-01-21 |  | 0
FALSE | 4TTX6030H1 | 3530 | 1420089 | TRANE | 4TTX5030A1 | AC | Split System: Air-Cooled Condensing Unit, Coil with Blower | 4TTX5030A1 |  | 4TXCC037BC3 | 12.6 | 15.25 | Yes | Yes | 2011-01-21 |  | 1
FALSE | 4TTX6030H1 | 3530 | 1420091 | TRANE | 4TTX5030A1 | AC | Split System: Air-Cooled Condensing Unit, Coil with Blower | 4TTX5030A1 |  | 4TXCC037BC3 | 12.6 | 15.25 | Yes | Yes | 2011-01-21 |  | 1
FALSE | 4TTX6030H1 | 3530 | 1420095 | TRANE | 4TTX5030A1 | AC | Split System: Air-Cooled Condensing Unit, Coil with Blower | 4TTX5030A1 |  | 4TXCC037BC3 | 12.5 | 15.25 | Yes | Yes | 2011-01-21 |  | 1
FALSE | 4TTX6030H1 | 3530 | 1420097 | TRANE | 4TTX5030A1 | AC | Split System: Air-Cooled Condensing Unit, Coil with Blower | 4TTX5030A1 |  | 4TXCC037BC3 | 12.3 | 14.75 | Yes | Yes | 2011-01-21 |  | 0
FALSE | 4TTX6030H1 | 3530 | 1420101 | TRANE | 4TTX5030A1 | AC | Split System: Air-Cooled Condensing Unit, Coil with Blower | 4TTX5030A1 |  | 4TXCC037BC3 | 12.5 | 15 | Yes | Yes | 2011-01-21 |  | 1
FALSE | 4TTX6030H1 | 3530 | 1420103 | TRANE | 4TTX5030A1 | AC | Split System: Air-Cooled Condensing Unit, Coil with Blower | 4TTX5030A1 |  | 4TXCC037BC3 | 12.6 | 15 | Yes | Yes | 2011-01-21 |  | 1
FALSE | 4TTX6030H1 | 3530 | 1420107 | TRANE | 4TTX5030A1 | AC | Split System: Air-Cooled Condensing Unit, Coil with Blower | 4TTX5030A1 |  | 4TXCC037BC3 | 12.3 | 14.75 | Yes | Yes | 2011-01-21 |  | 0
FALSE | 4TTX6030H1 | 3530 | 1420111 | TRANE | 4TTX5030A1 | AC | Split System: Air-Cooled Condensing Unit, Coil with Blower | 4TTX5030A1 |  | 4TXCC037BC3 | 12.8 | 15.5 | Yes | Yes | 2011-01-21 |  | 1
FALSE | 4TTX6030H1 | 3530 | 1420115 | TRANE | 4TTX5030A1 | AC | Split System: Air-Cooled Condensing Unit, Coil with Blower | 4TTX5030A1 |  | 4TXCC037BC3 | 12.8 | 15.5 | Yes | Yes | 2011-01-21 |  | 1
FALSE | 4TTX6030H1 | 3530 | 1420117 | TRANE | 4TTX5030A1 | AC | Split System: Air-Cooled Condensing Unit, Coil with Blower | 4TTX5030A1 |  | 4TXCC037BC3 | 12.7 | 15.25 | Yes | Yes | 2011-01-21 |  | 1
FALSE | 4TTX6030H1 | 3530 | 1420119 | TRANE | 4TTX5030A1 | AC | Split System: Air-Cooled Condensing Unit, Coil with Blower | 4TTX5030A1 |  | 4TXCC037BC3 | 13 | 15.5 | Yes | Yes | 2011-01-21 |  | 1
FALSE | 4TTX6030H1 | 3530 | 1420121 | TRANE | 4TTX5030A1 | AC | Split System: Air-Cooled Condensing Unit, Coil with Blower | 4TTX5030A1 |  | 4TXCC037BC3 | 12.6 | 15.25 | Yes | Yes | 2011-01-21 |  | 1
FALSE | 4TTX6036H1 | 3598 | 1420263 | TRANE | 4TTX5036A1 | AC | Split System: Air-Cooled Condensing Unit, Coil with Blower | 4TTX5036A1 |  | 4TEE3F31B1 | 12 | 14.5 | Yes | Yes | 2011-01-21 |  | 0
FALSE | 4TTX6036H1 | 3598 | 1420265 | TRANE | 4TTX5036A1 | AC | Split System: Air-Cooled Condensing Unit, Coil with Blower | 4TTX5036A1 |  | 4TEE3F37B1 | 12.5 | 15 | Yes | Yes | 2011-01-21 |  | 1
FALSE | 4TTX6036H1 | 3598 | 1420267 | TRANE | 4TTX5036A1 | AC | Split System: Air-Cooled Condensing Unit, Coil with Blower | 4TTX5036A1 |  | 4TEE3F39A1 | 13.2 | 16 | Yes | Yes | 2011-01-21 |  | 2
FALSE | 4TTX6036H1 | 3598 | 1420351 | TRANE | 4TTX5036A1 | AC | Split System: Air-Cooled Condensing Unit, Coil with Blower | 4TTX5036A1 |  | 4TXAB036BC3 | 12.4 | 14.75 | Yes | Yes | 2011-01-21 |  | 0
FALSE | 4TTX6036H1 | 3598 | 1420353 | TRANE | 4TTX5036A1 | AC | Split System: Air-Cooled Condensing Unit, Coil with Blower | 4TTX5036A1 |  | 4TXAB036BC3 | 12.7 | 15 | Yes | Yes | 2011-01-21 |  | 1
FALSE | 4TTX6036H1 | 3598 | 1420355 | TRANE | 4TTX5036A1 | AC | Split System: Air-Cooled Condensing Unit, Coil with Blower | 4TTX5036A1 |  | 4TXAB036BC3 | 12.5 | 14.75 | Yes | Yes | 2011-01-21 |  | 0
FALSE | 4TTX6036H1 | 3598 | 1420495 | TRANE | 4TTX5036A1 | AC | Split System: Air-Cooled Condensing Unit, Coil with Blower | 4TTX5036A1 |  | 4TXAB048BC3 | 12.5 | 14.75 | Yes | Yes | 2011-01-21 |  | 0
FALSE | 4TTX6036H1 | 3598 | 1420511 | TRANE | 4TTX5036A1 | AC | Split System: Air-Cooled Condensing Unit, Coil with Blower | 4TTX5036A1 |  | 4TXAB048BC3 | 12 | 14.5 | Yes | Yes | 2011-01-21 |  | 0
FALSE | 4TTX6036H1 | 3598 | 1420513 | TRANE | 4TTX5036A1 | AC | Split System: Air-Cooled Condensing Unit, Coil with Blower | 4TTX5036A1 |  | 4TXAB048BC3 | 12.2 | 14.5 | Yes | Yes | 2011-01-21 |  | 0
FALSE | 4TTX6036H1 | 3598 | 1420515 | TRANE | 4TTX5036A1 | AC | Split System: Air-Cooled Condensing Unit, Coil with Blower | 4TTX5036A1 |  | 4TXAB048BC3 | 12 | 14.5 | Yes | Yes | 2011-01-21 |  | 0
FALSE | 4TTX6036H1 | 3598 | 1420517 | TRANE | 4TTX5036A1 | AC | Split System: Air-Cooled Condensing Unit, Coil with Blower | 4TTX5036A1 |  | 4TXAB048BC3 | 12 | 14.5 | Yes | Yes | 2011-01-21 |  | 0
FALSE | 4TTX6036H1 | 3598 | 1420521 | TRANE | 4TTX5036A1 | AC | Split System: Air-Cooled Condensing Unit, Coil with Blower | 4TTX5036A1 |  | 4TXAB048BC3 | 12 | 14.75 | Yes | Yes | 2011-01-21 |  | 0
FALSE | 4TTX6036H1 | 3598 | 1420523 | TRANE | 4TTX5036A1 | AC | Split System: Air-Cooled Condensing Unit, Coil with Blower | 4TTX5036A1 |  | 4TXAB048BC3 | 12 | 14.75 | Yes | Yes | 2011-01-21 |  | 0
FALSE | 4TTX6036H1 | 3598 | 1420527 | TRANE | 4TTX5036A1 | AC | Split System: Air-Cooled Condensing Unit, Coil with Blower | 4TTX5036A1 |  | 4TXAB048BC3 | 12.4 | 14.75 | Yes | Yes | 2011-01-21 |  | 0
FALSE | 4TTX6036H1 | 3598 | 1420593 | TRANE | 4TTX5036A1 | AC | Split System: Air-Cooled Condensing Unit, Coil with Blower | 4TTX5036A1 |  | 4TXAC037BC3 | 12.2 | 14.5 | Yes | Yes | 2011-01-21 |  | 0
FALSE | 4TTX6036H1 | 3598 | 1420603 | TRANE | 4TTX5036A1 | AC | Split System: Air-Cooled Condensing Unit, Coil with Blower | 4TTX5036A1 |  | 4TXAC037BC3 | 12.6 | 15 | Yes | Yes | 2011-01-21 |  | 1
FALSE | 4TTX6036H1 | 3598 | 1420605 | TRANE | 4TTX5036A1 | AC | Split System: Air-Cooled Condensing Unit, Coil with Blower | 4TTX5036A1 |  | 4TXAC037BC3 | 12.8 | 15.25 | Yes | Yes | 2011-01-21 |  | 1
FALSE | 4TTX6036H1 | 3598 | 1420607 | TRANE | 4TTX5036A1 | AC | Split System: Air-Cooled Condensing Unit, Coil with Blower | 4TTX5036A1 |  | 4TXAC037BC3 | 12.5 | 14.75 | Yes | Yes | 2011-01-21 |  | 0
FALSE | 4TTX6036H1 | 3598 | 1420615 | TRANE | 4TTX5036A1 | AC | Split System: Air-Cooled Condensing Unit, Coil with Blower | 4TTX5036A1 |  | 4TXAC037BC3 | 12 | 14.5 | Yes | Yes | 2011-01-21 |  | 0
FALSE | 4TTX6036H1 | 3598 | 1420617 | TRANE | 4TTX5036A1 | AC | Split System: Air-Cooled Condensing Unit, Coil with Blower | 4TTX5036A1 |  | 4TXAC037BC3 | 12 | 14.5 | Yes | Yes | 2011-01-21 |  | 0
FALSE | 4TTX6036H1 | 3598 | 1420625 | TRANE | 4TTX5036A1 | AC | Split System: Air-Cooled Condensing Unit, Coil with Blower | 4TTX5036A1 |  | 4TXAC037BC3 | 12.3 | 14.5 | Yes | Yes | 2011-01-21 |  | 0
FALSE | 4TTX6036H1 | 3598 | 1420627 | TRANE | 4TTX5036A1 | AC | Split System: Air-Cooled Condensing Unit, Coil with Blower | 4TTX5036A1 |  | 4TXAC037BC3 | 12.3 | 14.5 | Yes | Yes | 2011-01-21 |  | 0
FALSE | 4TTX6036H1 | 3598 | 1420631 | TRANE | 4TTX5036A1 | AC | Split System: Air-Cooled Condensing Unit, Coil with Blower | 4TTX5036A1 |  | 4TXAC037BC3 | 12 | 14.5 | Yes | Yes | 2011-01-21 |  | 0
FALSE | 4TTX6036H1 | 3598 | 1420633 | TRANE | 4TTX5036A1 | AC | Split System: Air-Cooled Condensing Unit, Coil with Blower | 4TTX5036A1 |  | 4TXAC037BC3 | 12.5 | 15 | Yes | Yes | 2011-01-21 |  | 1
FALSE | 4TTX6036H1 | 3598 | 1420635 | TRANE | 4TTX5036A1 | AC | Split System: Air-Cooled Condensing Unit, Coil with Blower | 4TTX5036A1 |  | 4TXAC037BC3 | 12.5 | 15 | Yes | Yes | 2011-01-21 |  | 1
FALSE | 4TTX6036H1 | 3598 | 1420643 | TRANE | 4TTX5036A1 | AC | Split System: Air-Cooled Condensing Unit, Coil with Blower | 4TTX5036A1 |  | 4TXAC037BC3 | 12.5 | 14.75 | Yes | Yes | 2011-01-21 |  | 0
FALSE | 4TTX6036H1 | 3598 | 1420655 | TRANE | 4TTX5036A1 | AC | Split System: Air-Cooled Condensing Unit, Coil with Blower | 4TTX5036A1 |  | 4TXAC037BC3 | 12 | 14.75 | Yes | Yes | 2011-01-21 |  | 0
FALSE | 4TTX6036H1 | 3598 | 1420657 | TRANE | 4TTX5036A1 | AC | Split System: Air-Cooled Condensing Unit, Coil with Blower | 4TTX5036A1 |  | 4TXAC043BC3 | 12 | 14.75 | Yes | Yes | 2011-01-21 |  | 0
FALSE | 4TTX6036H1 | 3598 | 1420759 | TRANE | 4TTX5036A1 | AC | Split System: Air-Cooled Condensing Unit, Coil with Blower | 4TTX5036A1 |  | 4TXAC044BC3 | 12.6 | 15 | Yes | Yes | 2011-01-21 |  | 1
FALSE | 4TTX6036H1 | 3598 | 1420775 | TRANE | 4TTX5036A1 | AC | Split System: Air-Cooled Condensing Unit, Coil with Blower | 4TTX5036A1 |  | 4TXAC044BC3 | 12.3 | 14.5 | Yes | Yes | 2011-01-21 |  | 0
FALSE | 4TTX6036H1 | 3598 | 1420777 | TRANE | 4TTX5036A1 | AC | Split System: Air-Cooled Condensing Unit, Coil with Blower | 4TTX5036A1 |  | 4TXAC044BC3 | 12.4 | 14.75 | Yes | Yes | 2011-01-21 |  | 0
FALSE | 4TTX6036H1 | 3598 | 1420779 | TRANE | 4TTX5036A1 | AC | Split System: Air-Cooled Condensing Unit, Coil with Blower | 4TTX5036A1 |  | 4TXAC044BC3 | 12.2 | 14.5 | Yes | Yes | 2011-01-21 |  | 0
FALSE | 4TTX6036H1 | 3598 | 1420781 | TRANE | 4TTX5036A1 | AC | Split System: Air-Cooled Condensing Unit, Coil with Blower | 4TTX5036A1 |  | 4TXAC044BC3 | 12.4 | 14.75 | Yes | Yes | 2011-01-21 |  | 0
FALSE | 4TTX6036H1 | 3598 | 1420783 | TRANE | 4TTX5036A1 | AC | Split System: Air-Cooled Condensing Unit, Coil with Blower | 4TTX5036A1 |  | 4TXAC044BC3 | 12.2 | 14.5 | Yes | Yes | 2011-01-21 |  | 0
FALSE | 4TTX6036H1 | 3598 | 1420791 | TRANE | 4TTX5036A1 | AC | Split System: Air-Cooled Condensing Unit, Coil with Blower | 4TTX5036A1 |  | 4TXCB036BC3 | 12 | 14.5 | Yes | Yes | 2011-01-21 |  | 0
FALSE | 4TTX6036H1 | 3598 | 1420807 | TRANE | 4TTX5036A1 | AC | Split System: Air-Cooled Condensing Unit, Coil with Blower | 4TTX5036A1 |  | 4TXCB036BC3 | 12.3 | 14.5 | Yes | Yes | 2011-01-21 |  | 0
FALSE | 4TTX6036H1 | 3598 | 1420809 | TRANE | 4TTX5036A1 | AC | Split System: Air-Cooled Condensing Unit, Coil with Blower | 4TTX5036A1 |  | 4TXCB036BC3 | 12.2 | 14.5 | Yes | Yes | 2011-01-21 |  | 0
FALSE | 4TTX6036H1 | 3598 | 1420813 | TRANE | 4TTX5036A1 | AC | Split System: Air-Cooled Condensing Unit, Coil with Blower | 4TTX5036A1 |  | 4TXCB036BC3 | 12.7 | 15 | Yes | Yes | 2011-01-21 |  | 1
FALSE | 4TTX6036H1 | 3598 | 1420817 | TRANE | 4TTX5036A1 | AC | Split System: Air-Cooled Condensing Unit, Coil with Blower | 4TTX5036A1 |  | 4TXCB036BC3 | 12.4 | 14.75 | Yes | Yes | 2011-01-21 |  | 0
FALSE | 4TTX6036H1 | 3598 | 1420825 | TRANE | 4TTX5036A1 | AC | Split System: Air-Cooled Condensing Unit, Coil with Blower | 4TTX5036A1 |  | 4TXCB036BC3 | 12 | 14.5 | Yes | Yes | 2011-01-21 |  | 0
FALSE | 4TTX6036H1 | 3598 | 1420837 | TRANE | 4TTX5036A1 | AC | Split System: Air-Cooled Condensing Unit, Coil with Blower | 4TTX5036A1 |  | 4TXCB036BC3 | 12.3 | 14.75 | Yes | Yes | 2011-01-21 |  | 0
FALSE | 4TTX6036H1 | 3598 | 1420839 | TRANE | 4TTX5036A1 | AC | Split System: Air-Cooled Condensing Unit, Coil with Blower | 4TTX5036A1 |  | 4TXCB036BC3 | 12.4 | 14.75 | Yes | Yes | 2011-01-21 |  | 0
FALSE | 4TTX6036H1 | 3598 | 1420847 | TRANE | 4TTX5036A1 | AC | Split System: Air-Cooled Condensing Unit, Coil with Blower | 4TTX5036A1 |  | 4TXCB036BC3 | 12.5 | 14.75 | Yes | Yes | 2011-01-21 |  | 0
FALSE | 4TTX6036H1 | 3598 | 1420859 | TRANE | 4TTX5036A1 | AC | Split System: Air-Cooled Condensing Unit, Coil with Blower | 4TTX5036A1 |  | 4TXCB042BC3 | 12 | 14.5 | Yes | Yes | 2011-01-21 |  | 0
FALSE | 4TTX6036H1 | 3598 | 1420861 | TRANE | 4TTX5036A1 | AC | Split System: Air-Cooled Condensing Unit, Coil with Blower | 4TTX5036A1 |  | 4TXCB042BC3 | 12 | 14.5 | Yes | Yes | 2011-01-21 |  | 0
FALSE | 4TTX6036H1 | 3598 | 1420877 | TRANE | 4TTX5036A1 | AC | Split System: Air-Cooled Condensing Unit, Coil with Blower | 4TTX5036A1 |  | 4TXCB042BC3 | 12 | 14.5 | Yes | Yes | 2011-01-21 |  | 0
FALSE | 4TTX6036H1 | 3598 | 1420879 | TRANE | 4TTX5036A1 | AC | Split System: Air-Cooled Condensing Unit, Coil with Blower | 4TTX5036A1 |  | 4TXCB042BC3 | 12 | 14.75 | Yes | Yes | 2011-01-21 |  | 0
FALSE | 4TTX6036H1 | 3598 | 1420881 | TRANE | 4TTX5036A1 | AC | Split System: Air-Cooled Condensing Unit, Coil with Blower | 4TTX5036A1 |  | 4TXCB042BC3 | 12.5 | 14.75 | Yes | Yes | 2011-01-21 |  | 0
FALSE | 4TTX6036H1 | 3598 | 1420883 | TRANE | 4TTX5036A1 | AC | Split System: Air-Cooled Condensing Unit, Coil with Blower | 4TTX5036A1 |  | 4TXCB042BC3 | 12 | 14.75 | Yes | Yes | 2011-01-21 |  | 0
FALSE | 4TTX6036H1 | 3598 | 1420887 | TRANE | 4TTX5036A1 | AC | Split System: Air-Cooled Condensing Unit, Coil with Blower | 4TTX5036A1 |  | 4TXCB042BC3 | 12 | 14.5 | Yes | Yes | 2011-01-21 |  | 0
FALSE | 4TTX6036H1 | 3598 | 1421007 | TRANE | 4TTX5036A1 | AC | Split System: Air-Cooled Condensing Unit, Coil with Blower | 4TTX5036A1 |  | 4TXCC037BC3 | 12.2 | 14.5 | Yes | Yes | 2011-01-21 |  | 0
FALSE | 4TTX6036H1 | 3598 | 1421009 | TRANE | 4TTX5036A1 | AC | Split System: Air-Cooled Condensing Unit, Coil with Blower | 4TTX5036A1 |  | 4TXCC037BC3 | 12 | 14.75 | Yes | Yes | 2011-01-21 |  | 0
FALSE | 4TTX6036H1 | 3598 | 1421029 | TRANE | 4TTX5036A1 | AC | Split System: Air-Cooled Condensing Unit, Coil with Blower | 4TTX5036A1 |  | 4TXCC037BC3 | 12.3 | 14.5 | Yes | Yes | 2011-01-21 |  | 0
FALSE | 4TTX6036H1 | 3598 | 1421031 | TRANE | 4TTX5036A1 | AC | Split System: Air-Cooled Condensing Unit, Coil with Blower | 4TTX5036A1 |  | 4TXCC037BC3 | 12.5 | 14.75 | Yes | Yes | 2011-01-21 |  | 0
FALSE | 4TTX6036H1 | 3598 | 1421033 | TRANE | 4TTX5036A1 | AC | Split System: Air-Cooled Condensing Unit, Coil with Blower | 4TTX5036A1 |  | 4TXCC037BC3 | 12.6 | 15 | Yes | Yes | 2011-01-21 |  | 1
FALSE | 4TTX6036H1 | 3598 | 1421037 | TRANE | 4TTX5036A1 | AC | Split System: Air-Cooled Condensing Unit, Coil with Blower | 4TTX5036A1 |  | 4TXCC043BC3 | 12.5 | 14.75 | Yes | Yes | 2011-01-21 |  | 0
FALSE | 4TTX6036H1 | 3598 | 1421041 | TRANE | 4TTX5036A1 | AC | Split System: Air-Cooled Condensing Unit, Coil with Blower | 4TTX5036A1 |  | 4TXCC043BC3 | 12 | 14.5 | Yes | Yes | 2011-01-21 |  | 0
FALSE | 4TTX6036H1 | 3598 | 1421057 | TRANE | 4TTX5036A1 | AC | Split System: Air-Cooled Condensing Unit, Coil with Blower | 4TTX5036A1 |  | 4TXCC043BC3 | 12 | 14.5 | Yes | Yes | 2011-01-21 |  | 0
FALSE | 4TTX6036H1 | 3598 | 1421061 | TRANE | 4TTX5036A1 | AC | Split System: Air-Cooled Condensing Unit, Coil with Blower | 4TTX5036A1 |  | 4TXCC043BC3 | 12.4 | 14.75 | Yes | Yes | 2011-01-21 |  | 0
FALSE | 4TTX6036H1 | 3598 | 1421063 | TRANE | 4TTX5036A1 | AC | Split System: Air-Cooled Condensing Unit, Coil with Blower | 4TTX5036A1 |  | 4TXCC043BC3 | 12 | 14.75 | Yes | Yes | 2011-01-21 |  | 0
FALSE | 4TTX6036H1 | 3598 | 1421081 | TRANE | 4TTX5036A1 | AC | Split System: Air-Cooled Condensing Unit, Coil with Blower | 4TTX5036A1 |  | 4TXCC043BC3 | 12 | 14.5 | Yes | Yes | 2011-01-21 |  | 0
FALSE | 4TTX6036H1 | 3598 | 1421083 | TRANE | 4TTX5036A1 | AC | Split System: Air-Cooled Condensing Unit, Coil with Blower | 4TTX5036A1 |  | 4TXCC043BC3 | 12 | 14.5 | Yes | Yes | 2011-01-21 |  | 0
FALSE | 4TTX6036H1 | 3598 | 1421093 | TRANE | 4TTX5036A1 | AC | Split System: Air-Cooled Condensing Unit, Coil with Blower | 4TTX5036A1 |  | 4TXCC043BC3 | 12 | 14.5 | Yes | Yes | 2011-01-21 |  | 0
FALSE | 4TTX6036H1 | 3598 | 1421095 | TRANE | 4TTX5036A1 | AC | Split System: Air-Cooled Condensing Unit, Coil with Blower | 4TTX5036A1 |  | 4TXCC043BC3 | 12 | 14.5 | Yes | Yes | 2011-01-21 |  | 0
FALSE | 4TTX6036H1 | 3598 | 1421097 | TRANE | 4TTX5036A1 | AC | Split System: Air-Cooled Condensing Unit, Coil with Blower | 4TTX5036A1 |  | 4TXCC043BC3 | 12.5 | 15 | Yes | Yes | 2011-01-21 |  | 1
FALSE | 4TTX6036H1 | 3598 | 1421099 | TRANE | 4TTX5036A1 | AC | Split System: Air-Cooled Condensing Unit, Coil with Blower | 4TTX5036A1 |  | 4TXCC043BC3 | 12 | 14.5 | Yes | Yes | 2011-01-21 |  | 0
FALSE | 4TTX6036H1 | 3598 | 1421105 | TRANE | 4TTX5036A1 | AC | Split System: Air-Cooled Condensing Unit, Coil with Blower | 4TTX5036A1 |  | 4TXCC044BC3 | 12.5 | 14.75 | Yes | Yes | 2011-01-21 |  | 0
FALSE | 4TTX6036H1 | 3598 | 1421107 | TRANE | 4TTX5036A1 | AC | Split System: Air-Cooled Condensing Unit, Coil with Blower | 4TTX5036A1 |  | 4TXCC044BC3 | 12.4 | 14.75 | Yes | Yes | 2011-01-21 |  | 0
FALSE | 4TTX6036H1 | 3598 | 1421109 | TRANE | 4TTX5036A1 | AC | Split System: Air-Cooled Condensing Unit, Coil with Blower | 4TTX5036A1 |  | 4TXCC044BC3 | 12.2 | 14.5 | Yes | Yes | 2011-01-21 |  | 0
FALSE | 4TTX6036H1 | 3598 | 1421117 | TRANE | 4TTX5036A1 | AC | Split System: Air-Cooled Condensing Unit, Coil with Blower | 4TTX5036A1 |  | 4TXCC044BC3 | 12.3 | 14.5 | Yes | Yes | 2011-01-21 |  | 0
FALSE | 4TTX6036H1 | 3598 | 1421119 | TRANE | 4TTX5036A1 | AC | Split System: Air-Cooled Condensing Unit, Coil with Blower | 4TTX5036A1 |  | 4TXCC044BC3 | 12.5 | 15 | Yes | Yes | 2011-01-21 |  | 1
FALSE | 4TTX6036H1 | 3598 | 1421121 | TRANE | 4TTX5036A1 | AC | Split System: Air-Cooled Condensing Unit, Coil with Blower | 4TTX5036A1 |  | 4TXCC044BC3 | 12.7 | 15 | Yes | Yes | 2011-01-21 |  | 1
FALSE | 4TTX6048H1 | 3702 | 1421809 | TRANE | 4TTX5048A1 | AC | Split System: Air-Cooled Condensing Unit, Coil with Blower | 4TTX5048A1 |  | 4TXAD061BC3 | 12 | 15.25 | Yes | Yes | 2011-01-21 |  | 0
FALSE | 4TTX6048H1 | 3702 | 1421821 | TRANE | 4TTX5048A1 | AC | Split System: Air-Cooled Condensing Unit, Coil with Blower | 4TTX5048A1 |  | 4TXAD064BC3 | 12.3 | 15.25 | Yes | Yes | 2011-01-21 |  | 0
FALSE | 4TTX6048H1 | 3702 | 1421823 | TRANE | 4TTX5048A1 | AC | Split System: Air-Cooled Condensing Unit, Coil with Blower | 4TTX5048A1 |  | 4TXAD064BC3 | 12.4 | 15.25 | Yes | Yes | 2011-01-21 |  | 0
FALSE | 4TTX6048H1 | 3702 | 1421827 | TRANE | 4TTX5048A1 | AC | Split System: Air-Cooled Condensing Unit, Coil with Blower | 4TTX5048A1 |  | 4TXAD064BC3 | 12.1 | 14.75 | Yes | Yes | 2011-01-21 |  | 0
FALSE | 4TTX6048H1 | 3702 | 1421829 | TRANE | 4TTX5048A1 | AC | Split System: Air-Cooled Condensing Unit, Coil with Blower | 4TTX5048A1 |  | 4TXAD064BC3 | 12.1 | 14.75 | Yes | Yes | 2011-01-21 |  | 0
FALSE | 4TTX6048H1 | 3702 | 1421849 | TRANE | 4TTX5048A1 | AC | Split System: Air-Cooled Condensing Unit, Coil with Blower | 4TTX5048A1 |  | 4TXAD064BC3 | 12.4 | 15.25 | Yes | Yes | 2011-01-21 |  | 0
FALSE | 4TTX6048H1 | 3702 | 1421851 | TRANE | 4TTX5048A1 | AC | Split System: Air-Cooled Condensing Unit, Coil with Blower | 4TTX5048A1 |  | 4TXAD064BC3 | 12 | 14.75 | Yes | Yes | 2011-01-21 |  | 0
FALSE | 4TTX6048H1 | 3702 | 1421853 | TRANE | 4TTX5048A1 | AC | Split System: Air-Cooled Condensing Unit, Coil with Blower | 4TTX5048A1 |  | 4TXAD064BC3 | 12.5 | 15.5 | Yes | Yes | 2011-01-21 |  | 1
FALSE | 4TTX6048H1 | 3702 | 1421855 | TRANE | 4TTX5048A1 | AC | Split System: Air-Cooled Condensing Unit, Coil with Blower | 4TTX5048A1 |  | 4TXAD064BC3 | 12.4 | 15.25 | Yes | Yes | 2011-01-21 |  | 0
FALSE | 4TTX6048H1 | 3702 | 1421865 | TRANE | 4TTX5048A1 | AC | Split System: Air-Cooled Condensing Unit, Coil with Blower | 4TTX5048A1 |  | 4TXAD064BC3 | 12.2 | 15 | Yes | Yes | 2011-01-21 |  | 0
FALSE | 4TTX6048H1 | 3702 | 1421867 | TRANE | 4TTX5048A1 | AC | Split System: Air-Cooled Condensing Unit, Coil with Blower | 4TTX5048A1 |  | 4TXAD064BC3 | 12.3 | 15.25 | Yes | Yes | 2011-01-21 |  | 0
FALSE | 4TTX6048H1 | 3702 | 1421959 | TRANE | 4TTX5048A1 | AC | Split System: Air-Cooled Condensing Unit, Coil with Blower | 4TTX5048A1 |  | 4TXCC060BC3 | 12 | 14.75 | Yes | Yes | 2011-01-21 |  | 0
FALSE | 4TTX6048H1 | 3702 | 1421961 | TRANE | 4TTX5048A1 | AC | Split System: Air-Cooled Condensing Unit, Coil with Blower | 4TTX5048A1 |  | 4TXCC060BC3 | 12 | 14.75 | Yes | Yes | 2011-01-21 |  | 0
FALSE | 4TTX6048H1 | 3702 | 1421965 | TRANE | 4TTX5048A1 | AC | Split System: Air-Cooled Condensing Unit, Coil with Blower | 4TTX5048A1 |  | 4TXCC060BC3 | 12 | 15 | Yes | Yes | 2011-01-21 |  | 0
FALSE | 4TTX6048H1 | 3702 | 1421985 | TRANE | 4TTX5048A1 | AC | Split System: Air-Cooled Condensing Unit, Coil with Blower | 4TTX5048A1 |  | 4TXCC060BC3 | 12 | 15 | Yes | Yes | 2011-01-21 |  | 0
FALSE | 4TTX6048H1 | 3702 | 1421989 | TRANE | 4TTX5048A1 | AC | Split System: Air-Cooled Condensing Unit, Coil with Blower | 4TTX5048A1 |  | 4TXCC060BC3 | 12 | 15 | Yes | Yes | 2011-01-21 |  | 0
FALSE | 4TTX6048H1 | 3702 | 1422001 | TRANE | 4TTX5048A1 | AC | Split System: Air-Cooled Condensing Unit, Coil with Blower | 4TTX5048A1 |  | 4TXCC060BC3 | 12 | 14.75 | Yes | Yes | 2011-01-21 |  | 0
FALSE | 4TTX6048H1 | 3702 | 1422003 | TRANE | 4TTX5048A1 | AC | Split System: Air-Cooled Condensing Unit, Coil with Blower | 4TTX5048A1 |  | 4TXCC060BC3 | 12 | 14.75 | Yes | Yes | 2011-01-21 |  | 0
FALSE | 4TTX6048H1 | 3702 | 1422007 | TRANE | 4TTX5048A1 | AC | Split System: Air-Cooled Condensing Unit, Coil with Blower | 4TTX5048A1 |  | 4TXCD061BC3 | 12 | 15 | Yes | Yes | 2011-01-21 |  | 0
FALSE | 4TTX6048H1 | 3702 | 1422017 | TRANE | 4TTX5048A1 | AC | Split System: Air-Cooled Condensing Unit, Coil with Blower | 4TTX5048A1 |  | 4TXCD061BC3 | 12 | 15 | Yes | Yes | 2011-01-21 |  | 0
FALSE | 4TTX6048H1 | 3702 | 1422025 | TRANE | 4TTX5048A1 | AC | Split System: Air-Cooled Condensing Unit, Coil with Blower | 4TTX5048A1 |  | 4TXCD061BC3 | 12 | 15 | Yes | Yes | 2011-01-21 |  | 0
FALSE | 4TTX6048H1 | 3702 | 1422027 | TRANE | 4TTX5048A1 | AC | Split System: Air-Cooled Condensing Unit, Coil with Blower | 4TTX5048A1 |  | 4TXCD061BC3 | 12 | 15.25 | Yes | Yes | 2011-01-21 |  | 0
FALSE | 4TTX6060H1 | 3708 | 1422431 | TRANE | 4TTX5060A1 | AC | Split System: Air-Cooled Condensing Unit, Coil with Blower | 4TTX5060A1 |  | 4TXAD064BC3 | 12.3 | 14.75 | Yes | Yes | 2011-01-21 |  | 0
FALSE | 4TTX6060H1 | 3708 | 1422457 | TRANE | 4TTX5060A1 | AC | Split System: Air-Cooled Condensing Unit, Coil with Blower | 4TTX5060A1 |  | 4TXAD064BC3 | 12 | 14.5 | Yes | Yes | 2011-01-21 |  | 0
FALSE | 4TTX6060H1 | 3708 | 1422459 | TRANE | 4TTX5060A1 | AC | Split System: Air-Cooled Condensing Unit, Coil with Blower | 4TTX5060A1 |  | 4TXAD064BC3 | 12 | 14.5 | Yes | Yes | 2011-01-21 |  | 0
FALSE | 4TTX6060H1 | 3708 | 1422613 | TRANE | 4TTX5060A1 | AC | Split System: Air-Cooled Condensing Unit, Coil with Blower | 4TTX5060A1 |  | 4TXCD061BC3 | 12 | 14.5 | Yes | Yes | 2011-01-21 |  | 0
FALSE | 4TTX6060H1 | 3708 | 1422657 | TRANE | 4TTX5060A1 | AC | Split System: Air-Cooled Condensing Unit, Coil with Blower | 4TTX5060A1 |  | 4TXCD064BC3 | 12 | 14.5 | Yes | Yes | 2011-01-21 |  | 0
FALSE | 4TTX6060H1 | 3708 | 1422669 | TRANE | 4TTX5060A1 | AC | Split System: Air-Cooled Condensing Unit, Coil with Blower | 4TTX5060A1 |  | 4TXCD064BC3 | 12.3 | 14.75 | Yes | Yes | 2011-01-21 |  | 0
FALSE | 4TTX6060H1 | 3708 | 1422703 | TRANE | 4TTX5060A1 | AC | Split System: Air-Cooled Condensing Unit, Coil with Blower | 4TTX5060A1 |  | 4TXCD064BC3 | 12 | 14.5 | Yes | Yes | 2011-01-21 |  | 0
FALSE | 4TTX6060H1 | 3708 | 1422715 | TRANE | 4TTX5060A1 | AC | Split System: Air-Cooled Condensing Unit, Coil with Blower | 4TTX5060A1 |  | 4TXCD064BC3 | 12 | 14.5 | Yes | Yes | 2011-01-21 |  | 0
FALSE | 4TTX6060H1 | 3708 | 1422717 | TRANE | 4TTX5060A1 | AC | Split System: Air-Cooled Condensing Unit, Coil with Blower | 4TTX5060A1 |  | 4TXCD064BC3 | 12 | 14.5 | Yes | Yes | 2011-01-21 |  | 0
FALSE | 4TTX6036H1 | 3598 | 1441706 | TRANE | 4TTX5036A1 | AC | Split System: Air-Cooled Condensing Unit, Coil with Blower | 4TTX5036A1 |  | 4TEE3F40B1 | 13 | 15.75 | Yes | Yes | 2011-01-21 |  | 1
FALSE | XC14-048-230-08 | 2298 | 1488551 | LENNOX INDUSTRIES, INC. | XC14-048-230* | AC | Split System: Air-Cooled Condensing Unit, Coil with Blower | XC14-048-230* |  | CX34-49+TDR | 12.2 | 14.7 | Yes | Yes | 2011-01-21 |  | 0
FALSE | XC14-048-230-08 | 2298 | 1488552 | LENNOX INDUSTRIES, INC. | XC14-048-230* | AC | Split System: Air-Cooled Condensing Unit, Coil with Blower | XC14-048-230* |  | CX34-62C+TDR | 12.5 | 15 | Yes | Yes | 2011-01-21 |  | 1
FALSE | XC14-048-230-08 | 2298 | 1488554 | LENNOX INDUSTRIES, INC. | XC14-048-230* | AC | Split System: Air-Cooled Condensing Unit, Coil with Blower | XC14-048-230* |  | C33-43+TDR+TXV | 12.2 | 14.5 | Yes | Yes | 2011-01-21 |  | 0
FALSE | XC14-048-230-08 | 2298 | 1488555 | LENNOX INDUSTRIES, INC. | XC14-048-230* | AC | Split System: Air-Cooled Condensing Unit, Coil with Blower | XC14-048-230* |  | C33-49+TDR+TXV | 12.2 | 14.7 | Yes | Yes | 2011-01-21 |  | 0
FALSE | TSA042H4N4*Y | 2280 | 1488556 | LENNOX INDUSTRIES, INC. | XC14-042-230* | AC | Split System: Air-Cooled Condensing Unit, Coil with Blower | XC14-042-230* |  | CH33-50/60C+TDR+TXV | 12.7 | 14.7 | Yes | Yes | 2011-01-21 |  | 0
FALSE | XC14-048-230-08 | 2298 | 1488558 | LENNOX INDUSTRIES, INC. | XC14-048-230* | AC | Split System: Air-Cooled Condensing Unit, Coil with Blower | XC14-048-230* |  | CX34-43+TDR | 12.2 | 14.5 | Yes | Yes | 2011-01-21 |  | 0
FALSE | TSA042H4N4*Y | 2280 | 1488559 | LENNOX INDUSTRIES, INC. | XC14-042-230* | AC | Split System: Air-Cooled Condensing Unit, Coil with Blower | XC14-042-230* |  | C33-49+TDR+TXV | 12.7 | 15.2 | Yes | Yes | 2011-01-21 |  | 1
FALSE | XC14-048-230-08 | 2298 | 1488608 | LENNOX INDUSTRIES, INC. | XC14-048-230-* | AC | Split System: Air-Cooled Condensing Unit, Coil with Blower | XC14-048-230-* |  | C33-62C | 12.5 | 14.7 | Yes | Yes | 2011-01-21 |  | 0
FALSE | XC14-048-230-08 | 2298 | 1488610 | LENNOX INDUSTRIES, INC. | XC14-048-230-* | AC | Split System: Air-Cooled Condensing Unit, Coil with Blower | XC14-048-230-* |  | C33-49* | 12.2 | 14.5 | Yes | Yes | 2011-01-21 |  | 0
FALSE | TSA042H4N4*Y | 2280 | 1488613 | LENNOX INDUSTRIES, INC. | XC14-042-230-* | AC | Split System: Air-Cooled Condensing Unit, Coil with Blower | XC14-042-230-* |  | C33-62C | 12.7 | 15.4 | Yes | Yes | 2011-01-21 |  | 1
FALSE | TSA042H4N4*Y | 2280 | 1488614 | LENNOX INDUSTRIES, INC. | XC14-042-230-* | AC | Split System: Air-Cooled Condensing Unit, Coil with Blower | XC14-042-230-* |  | CH33-50/60C* | 12.5 | 14.7 | Yes | Yes | 2011-01-21 |  | 0
FALSE | TSA042H4N4*Y | 2280 | 1488615 | LENNOX INDUSTRIES, INC. | XC14-042-230-* | AC | Split System: Air-Cooled Condensing Unit, Coil with Blower | XC14-042-230-* |  | CH33-49* | 12.5 | 14.7 | Yes | Yes | 2011-01-21 |  | 0
FALSE | TSA042H4N4*Y | 2280 | 1488616 | LENNOX INDUSTRIES, INC. | XC14-042-230-* | AC | Split System: Air-Cooled Condensing Unit, Coil with Blower | XC14-042-230-* |  | CH33-48 | 12.5 | 14.5 | Yes | Yes | 2011-01-21 |  | 0
FALSE | TSA042H4N4*Y | 2280 | 1488617 | LENNOX INDUSTRIES, INC. | XC14-042-230-* | AC | Split System: Air-Cooled Condensing Unit, Coil with Blower | XC14-042-230-* |  | CH33-43* | 12.7 | 14.7 | Yes | Yes | 2011-01-21 |  | 0
FALSE | TSA042H4N4*Y | 2280 | 1488618 | LENNOX INDUSTRIES, INC. | XC14-042-230-* | AC | Split System: Air-Cooled Condensing Unit, Coil with Blower | XC14-042-230-* |  | C33-50/60C* | 12.5 | 14.5 | Yes | Yes | 2011-01-21 |  | 0
FALSE | TSA042H4N4*Y | 2280 | 1488619 | LENNOX INDUSTRIES, INC. | XC14-042-230-* | AC | Split System: Air-Cooled Condensing Unit, Coil with Blower | XC14-042-230-* |  | CR33-50/60* | 12.7 | 14.5 | Yes | Yes | 2011-01-21 |  | 0
FALSE | TSA042H4N4*Y | 2280 | 1488621 | LENNOX INDUSTRIES, INC. | XC14-042-230-* | AC | Split System: Air-Cooled Condensing Unit, Coil with Blower | XC14-042-230-* |  | C33-49* | 12.5 | 15.2 | Yes | Yes | 2011-01-21 |  | 1
FALSE | TSA042H4N4*Y | 2280 | 1488622 | LENNOX INDUSTRIES, INC. | XC14-042-230-* | AC | Split System: Air-Cooled Condensing Unit, Coil with Blower | XC14-042-230-* |  | C33-43* | 12.7 | 14.7 | Yes | Yes | 2011-01-21 |  | 0
FALSE | XC14-060-230-** | 2308 | 1488631 | LENNOX INDUSTRIES, INC. | XC14-060-230* | AC | Split System: Air-Cooled Condensing Unit, Coil with Blower | XC14-060-230* |  | C33-62C+TDR+TXV | 12.2 | 14.5 | Yes | Yes | 2011-01-21 |  | 0
FALSE | XC14-048-230-08 | 2298 | 1488635 | LENNOX INDUSTRIES, INC. | XC14-048-230* | AC | Split System: Air-Cooled Condensing Unit, Coil with Blower | XC14-048-230* |  | CH33-49+TDR+TXV | 12.2 | 14.5 | Yes | Yes | 2011-01-21 |  | 0
FALSE | XC14-048-230-08 | 2298 | 1488636 | LENNOX INDUSTRIES, INC. | XC14-048-230* | AC | Split System: Air-Cooled Condensing Unit, Coil with Blower | XC14-048-230* |  | CH33-50/60C+TDR+TXV | 12.2 | 14.5 | Yes | Yes | 2011-01-21 |  | 0
FALSE | XC14-048-230-08 | 2298 | 1488637 | LENNOX INDUSTRIES, INC. | XC14-048-230* | AC | Split System: Air-Cooled Condensing Unit, Coil with Blower | XC14-048-230* |  | CH33-62D+TDR+TXV | 12.2 | 14.7 | Yes | Yes | 2011-01-21 |  | 0
FALSE | XC14-048-230-08 | 2298 | 1488643 | LENNOX INDUSTRIES, INC. | XC14-048-230* | AC | Split System: Air-Cooled Condensing Unit, Coil with Blower | XC14-048-230* |  | C33-62C+TDR+TXV | 12.5 | 15 | Yes | Yes | 2011-01-21 |  | 1
FALSE | XC14-060-230-** | 2308 | 1488873 | LENNOX INDUSTRIES, INC. | XC14-060-230* | AC | Split System: Air-Cooled Condensing Unit, Coil with Blower | XC14-060-230* |  | CX34-62C+TDR+TXV | 12.2 | 14.5 | Yes | Yes | 2011-01-21 |  | 0
FALSE | XC14-048-230-08 | 2298 | 1489352 | LENNOX INDUSTRIES, INC. | XC14-048-230-* | AC | Split System: Air-Cooled Condensing Unit, Coil with Blower | XC14-048-230-* |  | C33-62D* | 12.5 | 14.7 | Yes | Yes | 2011-01-21 |  | 0
FALSE | XC17-048-230-** | 2300 | 1489471 | LENNOX INDUSTRIES, INC. | XC15-048-230* | AC | Split System: Air-Cooled Condensing Unit, Coil with Blower | XC15-048-230* |  | C33-60D+TDR+TXV | 12.5 | 15 | Yes | Yes | 2011-01-21 |  | 1
FALSE | 4TTX6018H1 | 3491 | 3000357 | TRANE | 4TTX5018A1 | AC | Split System: Air-Cooled Condensing Unit, Coil with Blower | 4TTX5018A1 |  | 4TFE3F25B1 | 13 | 16 | Yes | Yes | 2011-01-21 |  | 2
FALSE | 4TTX6018H1 | 3491 | 3000358 | TRANE | 4TTX5018A1 | AC | Split System: Air-Cooled Condensing Unit, Coil with Blower | 4TTX5018A1 |  | 4TXCB025BC3 | 13.5 | 16 | Yes | Yes | 2011-01-21 |  | 2
FALSE | XC17-024-230* | 2237 | 3007679 | LENNOX INDUSTRIES, INC. | XC15-024-230-05 | AC | Split System: Air-Cooled Condensing Unit, Coil with Blower | XC15-024-230-05 |  | C33-36+TDR+TXV | 13.2 | 16 | Yes | Yes | 2011-01-21 |  | 2
FALSE | XC17-024-230* | 2237 | 3007680 | LENNOX INDUSTRIES, INC. | XC15-024-230-05 | AC | Split System: Air-Cooled Condensing Unit, Coil with Blower | XC15-024-230-05 |  | C33-36+TDR+TXV | 13.5 | 16 | Yes | Yes | 2011-01-21 |  | 2
FALSE | XC17-024-230* | 2237 | 3007681 | LENNOX INDUSTRIES, INC. | XC15-024-230-05 | AC | Split System: Air-Cooled Condensing Unit, Coil with Blower | XC15-024-230-05 |  | C33-36+TDR+TXV | 13.2 | 16 | Yes | Yes | 2011-01-21 |  | 2
FALSE | XC17-024-230* | 2237 | 3007684 | LENNOX INDUSTRIES, INC. | XC15-024-230-05 | AC | Split System: Air-Cooled Condensing Unit, Coil with Blower | XC15-024-230-05 |  | C33-38+TDR+TXV | 13.7 | 16.5 | Yes | Yes | 2011-01-21 |  | 2
FALSE | XC17-024-230* | 2237 | 3007685 | LENNOX INDUSTRIES, INC. | XC15-024-230-05 | AC | Split System: Air-Cooled Condensing Unit, Coil with Blower | XC15-024-230-05 |  | C33-38+TDR+TXV | 13.7 | 16.7 | Yes | Yes | 2011-01-21 |  | 2
FALSE | XC17-024-230* | 2237 | 3007686 | LENNOX INDUSTRIES, INC. | XC15-024-230-05 | AC | Split System: Air-Cooled Condensing Unit, Coil with Blower | XC15-024-230-05 |  | C33-38+TDR+TXV | 13.7 | 16.5 | Yes | Yes | 2011-01-21 |  | 2
FALSE | XC17-024-230* | 2237 | 3007687 | LENNOX INDUSTRIES, INC. | XC15-024-230-05 | AC | Split System: Air-Cooled Condensing Unit, Coil with Blower | XC15-024-230-05 |  | C33-38+TDR+TXV | 13.7 | 16.5 | Yes | Yes | 2011-01-21 |  | 2
FALSE | XC17-024-230* | 2237 | 3007688 | LENNOX INDUSTRIES, INC. | XC15-024-230-05 | AC | Split System: Air-Cooled Condensing Unit, Coil with Blower | XC15-024-230-05 |  | C33-38+TDR+TXV | 13.7 | 16.5 | Yes | Yes | 2011-01-21 |  | 2
FALSE | XC17-024-230* | 2237 | 3007690 | LENNOX INDUSTRIES, INC. | XC15-024-230-05 | AC | Split System: Air-Cooled Condensing Unit, Coil Alone | XC15-024-230-05 |  | C33-38+TDR+TXV | 12.2 | 14.5 | Yes | Yes | 2011-01-21 |  | 0
FALSE | XC17-024-230* | 2237 | 3007691 | LENNOX INDUSTRIES, INC. | XC15-024-230-05 | AC | Split System: Air-Cooled Condensing Unit, Coil with Blower | XC15-024-230-05 |  | CB27UH-024-230*+TDR+TXV | 13.5 | 16.5 | Yes | Yes | 2011-01-21 |  | 2
FALSE | XC17-024-230* | 2237 | 3007692 | LENNOX INDUSTRIES, INC. | XC15-024-230-05 | AC | Split System: Air-Cooled Condensing Unit, Coil with Blower | XC15-024-230-05 |  | CB27UH-030-230*+TDR+TXV | 13.7 | 16.7 | Yes | Yes | 2011-01-21 |  | 2
FALSE | XC17-024-230* | 2237 | 3007693 | LENNOX INDUSTRIES, INC. | XC15-024-230-05 | AC | Split System: Air-Cooled Condensing Unit, Coil with Blower | XC15-024-230-05 |  | CB30M-21/26*P+TDR+TXV | 12 | 14.5 | Yes | Yes | 2011-01-21 |  | 0
FALSE | XC17-024-230* | 2237 | 3007694 | LENNOX INDUSTRIES, INC. | XC15-024-230-05 | AC | Split System: Air-Cooled Condensing Unit, Coil with Blower | XC15-024-230-05 |  | CB30M-31*P+TDR+TXV | 12.5 | 15 | Yes | Yes | 2011-01-21 |  | 1
FALSE | XC17-024-230* | 2237 | 3007695 | LENNOX INDUSTRIES, INC. | XC15-024-230-05 | AC | Split System: Air-Cooled Condensing Unit, Coil with Blower | XC15-024-230-05 |  | CB30M-41*P+TDR+TXV | 12.5 | 15 | Yes | Yes | 2011-01-21 |  | 1
FALSE | XC17-024-230* | 2237 | 3007696 | LENNOX INDUSTRIES, INC. | XC15-024-230-05 | AC | Split System: Air-Cooled Condensing Unit, Coil with Blower | XC15-024-230-05 |  | CBX27UH-024-230*+TDR | 13.5 | 16.5 | Yes | Yes | 2011-01-21 |  | 2
FALSE | XC17-024-230* | 2237 | 3007697 | LENNOX INDUSTRIES, INC. | XC15-024-230-05 | AC | Split System: Air-Cooled Condensing Unit, Coil with Blower | XC15-024-230-05 |  | CBX27UH-030-230*+TDR | 13.7 | 16.7 | Yes | Yes | 2011-01-21 |  | 2
FALSE | XC17-024-230* | 2237 | 3007698 | LENNOX INDUSTRIES, INC. | XC15-024-230-05 | AC | Split System: Air-Cooled Condensing Unit, Coil with Blower | XC15-024-230-05 |  | CBX32M-018/024*+TDR | 12 | 14.5 | Yes | Yes | 2011-01-21 |  | 0
FALSE | XC17-024-230* | 2237 | 3007699 | LENNOX INDUSTRIES, INC. | XC15-024-230-05 | AC | Split System: Air-Cooled Condensing Unit, Coil with Blower | XC15-024-230-05 |  | CBX32M-030*+TDR | 12.5 | 15 | Yes | Yes | 2011-01-21 |  | 1
FALSE | XC17-024-230* | 2237 | 3007722 | LENNOX INDUSTRIES, INC. | XC15-024-230-05 | AC | Split System: Air-Cooled Condensing Unit, Coil with Blower | XC15-024-230-05 |  | CH23-41+TDR+TXV | 13.5 | 16 | Yes | Yes | 2011-01-21 |  | 2
FALSE | XC17-024-230* | 2237 | 3007723 | LENNOX INDUSTRIES, INC. | XC15-024-230-05 | AC | Split System: Air-Cooled Condensing Unit, Coil with Blower | XC15-024-230-05 |  | CH23-41+TDR+TXV | 13.2 | 16 | Yes | Yes | 2011-01-21 |  | 2
FALSE | XC17-024-230* | 2237 | 3007726 | LENNOX INDUSTRIES, INC. | XC15-024-230-05 | AC | Split System: Air-Cooled Condensing Unit, Coil with Blower | XC15-024-230-05 |  | CH33-19+TDR+TXV | 13.2 | 15.7 | Yes | Yes | 2011-01-21 |  | 1
FALSE | XC17-024-230* | 2237 | 3007728 | LENNOX INDUSTRIES, INC. | XC15-024-230-05 | AC | Split System: Air-Cooled Condensing Unit, Coil with Blower | XC15-024-230-05 |  | CH33-24/30+TDR+TXV | 13 | 15.5 | Yes | Yes | 2011-01-21 |  | 1
FALSE | XC17-024-230* | 2237 | 3007729 | LENNOX INDUSTRIES, INC. | XC15-024-230-05 | AC | Split System: Air-Cooled Condensing Unit, Coil with Blower | XC15-024-230-05 |  | CH33-25+TDR+TXV | 13.2 | 16 | Yes | Yes | 2011-01-21 |  | 2
FALSE | XC17-024-230* | 2237 | 3007730 | LENNOX INDUSTRIES, INC. | XC15-024-230-05 | AC | Split System: Air-Cooled Condensing Unit, Coil with Blower | XC15-024-230-05 |  | CH33-25+TDR+TXV | 13.5 | 16.2 | Yes | Yes | 2011-01-21 |  | 2
FALSE | XC17-024-230* | 2237 | 3007731 | LENNOX INDUSTRIES, INC. | XC15-024-230-05 | AC | Split System: Air-Cooled Condensing Unit, Coil with Blower | XC15-024-230-05 |  | CH33-25+TDR+TXV | 13.2 | 16 | Yes | Yes | 2011-01-21 |  | 2
FALSE | XC17-024-230* | 2237 | 3007732 | LENNOX INDUSTRIES, INC. | XC15-024-230-05 | AC | Split System: Air-Cooled Condensing Unit, Coil with Blower | XC15-024-230-05 |  | CH33-25+TDR+TXV | 13.5 | 16 | Yes | Yes | 2011-01-21 |  | 2
FALSE | XC17-024-230* | 2237 | 3007733 | LENNOX INDUSTRIES, INC. | XC15-024-230-05 | AC | Split System: Air-Cooled Condensing Unit, Coil with Blower | XC15-024-230-05 |  | CH33-25+TDR+TXV | 13.5 | 16 | Yes | Yes | 2011-01-21 |  | 2
FALSE | XC17-024-230* | 2237 | 3007736 | LENNOX INDUSTRIES, INC. | XC15-024-230-05 | AC | Split System: Air-Cooled Condensing Unit, Coil with Blower | XC15-024-230-05 |  | CH33-31+TDR+TXV | 13.5 | 16.2 | Yes | Yes | 2011-01-21 |  | 2
FALSE | XC17-024-230* | 2237 | 3007737 | LENNOX INDUSTRIES, INC. | XC15-024-230-05 | AC | Split System: Air-Cooled Condensing Unit, Coil with Blower | XC15-024-230-05 |  | CH33-31+TDR+TXV | 13.7 | 16.7 | Yes | Yes | 2011-01-21 |  | 2
FALSE | XC17-024-230* | 2237 | 3007738 | LENNOX INDUSTRIES, INC. | XC15-024-230-05 | AC | Split System: Air-Cooled Condensing Unit, Coil with Blower | XC15-024-230-05 |  | CH33-31+TDR+TXV | 13.7 | 16.5 | Yes | Yes | 2011-01-21 |  | 2
FALSE | XC17-024-230* | 2237 | 3007739 | LENNOX INDUSTRIES, INC. | XC15-024-230-05 | AC | Split System: Air-Cooled Condensing Unit, Coil with Blower | XC15-024-230-05 |  | CH33-31+TDR+TXV | 13.7 | 16.5 | Yes | Yes | 2011-01-21 |  | 2
FALSE | XC17-024-230* | 2237 | 3007740 | LENNOX INDUSTRIES, INC. | XC15-024-230-05 | AC | Split System: Air-Cooled Condensing Unit, Coil with Blower | XC15-024-230-05 |  | CH33-31+TDR+TXV | 13.7 | 16.5 | Yes | Yes | 2011-01-21 |  | 2
FALSE | XC17-024-230* | 2237 | 3007743 | LENNOX INDUSTRIES, INC. | XC15-024-230-05 | AC | Split System: Air-Cooled Condensing Unit, Coil with Blower | XC15-024-230-05 |  | CH33-36A+TDR+TXV | 13 | 15.7 | Yes | Yes | 2011-01-21 |  | 1
FALSE | XC17-024-230* | 2237 | 3007744 | LENNOX INDUSTRIES, INC. | XC15-024-230-05 | AC | Split System: Air-Cooled Condensing Unit, Coil with Blower | XC15-024-230-05 |  | CH33-36B+TDR+TXV | 13.5 | 16.2 | Yes | Yes | 2011-01-21 |  | 2
FALSE | XC17-024-230* | 2237 | 3007745 | LENNOX INDUSTRIES, INC. | XC15-024-230-05 | AC | Split System: Air-Cooled Condensing Unit, Coil with Blower | XC15-024-230-05 |  | CH33-36B+TDR+TXV | 13.2 | 16 | Yes | Yes | 2011-01-21 |  | 2
FALSE | XC17-024-230* | 2237 | 3007746 | LENNOX INDUSTRIES, INC. | XC15-024-230-05 | AC | Split System: Air-Cooled Condensing Unit, Coil with Blower | XC15-024-230-05 |  | CH33-36B+TDR+TXV | 13.5 | 16 | Yes | Yes | 2011-01-21 |  | 2
FALSE | XC17-024-230* | 2237 | 3007774 | LENNOX INDUSTRIES, INC. | XC15-024-230-05 | AC | Split System: Air-Cooled Condensing Unit, Coil with Blower | XC15-024-230-05 |  | CX34-31+TDR | 13.5 | 16.2 | Yes | Yes | 2011-01-21 |  | 2
FALSE | XC17-024-230* | 2237 | 3007777 | LENNOX INDUSTRIES, INC. | XC15-024-230-05 | AC | Split System: Air-Cooled Condensing Unit, Coil with Blower | XC15-024-230-05 |  | CX34-36+TDR | 13.5 | 16 | Yes | Yes | 2011-01-21 |  | 2
FALSE | XC17-024-230* | 2237 | 3007778 | LENNOX INDUSTRIES, INC. | XC15-024-230-05 | AC | Split System: Air-Cooled Condensing Unit, Coil with Blower | XC15-024-230-05 |  | CX34-36+TDR | 13.2 | 16 | Yes | Yes | 2011-01-21 |  | 2
FALSE | XC17-024-230* | 2237 | 3007779 | LENNOX INDUSTRIES, INC. | XC15-024-230-05 | AC | Split System: Air-Cooled Condensing Unit, Coil with Blower | XC15-024-230-05 |  | CX34-36+TDR | 13.5 | 16 | Yes | Yes | 2011-01-21 |  | 2
FALSE | XC17-024-230* | 2237 | 3007780 | LENNOX INDUSTRIES, INC. | XC15-024-230-05 | AC | Split System: Air-Cooled Condensing Unit, Coil with Blower | XC15-024-230-05 |  | CX34-36+TDR | 13.2 | 16 | Yes | Yes | 2011-01-21 |  | 2
FALSE | XC17-024-230* | 2237 | 3007782 | LENNOX INDUSTRIES, INC. | XC15-024-230-05 | AC | Split System: Air-Cooled Condensing Unit, Coil Alone | XC15-024-230-05 |  | CX34-31+TDR | 12.2 | 14.5 | Yes | Yes | 2011-01-21 |  | 0
FALSE | XC17-024-230* | 2237 | 3007783 | LENNOX INDUSTRIES, INC. | XC15-024-230-05 | AC | Split System: Air-Cooled Condensing Unit, Coil with Blower | XC15-024-230-05 |  | CX34-38+TDR | 13.7 | 16.5 | Yes | Yes | 2011-01-21 |  | 2
FALSE | XC17-024-230* | 2237 | 3007784 | LENNOX INDUSTRIES, INC. | XC15-024-230-05 | AC | Split System: Air-Cooled Condensing Unit, Coil with Blower | XC15-024-230-05 |  | CX34-38+TDR | 13.7 | 16.7 | Yes | Yes | 2011-01-21 |  | 2
FALSE | XC17-024-230* | 2237 | 3007785 | LENNOX INDUSTRIES, INC. | XC15-024-230-05 | AC | Split System: Air-Cooled Condensing Unit, Coil with Blower | XC15-024-230-05 |  | CX34-38+TDR | 13.7 | 16.5 | Yes | Yes | 2011-01-21 |  | 2
FALSE | XC17-024-230* | 2237 | 3007786 | LENNOX INDUSTRIES, INC. | XC15-024-230-05 | AC | Split System: Air-Cooled Condensing Unit, Coil with Blower | XC15-024-230-05 |  | CX34-38+TDR | 13.7 | 16.5 | Yes | Yes | 2011-01-21 |  | 2
FALSE | XC17-024-230* | 2237 | 3007787 | LENNOX INDUSTRIES, INC. | XC15-024-230-05 | AC | Split System: Air-Cooled Condensing Unit, Coil with Blower | XC15-024-230-05 |  | CX34-38+TDR | 13.7 | 16.5 | Yes | Yes | 2011-01-21 |  | 2
FALSE | XC17-024-230* | 2237 | 3008607 | LENNOX INDUSTRIES, INC. | XC15-024-230-05 | AC | Split System: Air-Cooled Condensing Unit, Coil with Blower | XC15-024-230-05 |  | C33-25+TDR+TXV | 13.2 | 16 | Yes | Yes | 2011-01-21 |  | 2
FALSE | XC17-024-230* | 2237 | 3008608 | LENNOX INDUSTRIES, INC. | XC15-024-230-05 | AC | Split System: Air-Cooled Condensing Unit, Coil with Blower | XC15-024-230-05 |  | C33-25+TDR+TXV | 13.7 | 16.5 | Yes | Yes | 2011-01-21 |  | 2
FALSE | XC17-024-230* | 2237 | 3008609 | LENNOX INDUSTRIES, INC. | XC15-024-230-05 | AC | Split System: Air-Cooled Condensing Unit, Coil with Blower | XC15-024-230-05 |  | C33-25+TDR+TXV | 13.5 | 16 | Yes | Yes | 2011-01-21 |  | 2
FALSE | XC17-024-230* | 2237 | 3008610 | LENNOX INDUSTRIES, INC. | XC15-024-230-05 | AC | Split System: Air-Cooled Condensing Unit, Coil with Blower | XC15-024-230-05 |  | C33-25+TDR+TXV | 13.5 | 16.2 | Yes | Yes | 2011-01-21 |  | 2
FALSE | XC17-024-230* | 2237 | 3008611 | LENNOX INDUSTRIES, INC. | XC15-024-230-05 | AC | Split System: Air-Cooled Condensing Unit, Coil with Blower | XC15-024-230-05 |  | C33-25+TDR+TXV | 13.5 | 16 | Yes | Yes | 2011-01-21 |  | 2
FALSE | XC17-024-230* | 2237 | 3008613 | LENNOX INDUSTRIES, INC. | XC15-024-230-05 | AC | Split System: Air-Cooled Condensing Unit, Coil with Blower | XC15-024-230-05 |  | C33-30+TDR+TXV | 12.7 | 15.2 | Yes | Yes | 2011-01-21 |  | 1
FALSE | XC17-024-230* | 2237 | 3008614 | LENNOX INDUSTRIES, INC. | XC15-024-230-05 | AC | Split System: Air-Cooled Condensing Unit, Coil with Blower | XC15-024-230-05 |  | C33-31+TDR+TXV | 13.7 | 16.7 | Yes | Yes | 2011-01-21 |  | 2
FALSE | XC17-024-230* | 2237 | 3008615 | LENNOX INDUSTRIES, INC. | XC15-024-230-05 | AC | Split System: Air-Cooled Condensing Unit, Coil Alone | XC15-024-230-05 |  | CH33-31+TDR+TXV | 12.2 | 14.5 | Yes | Yes | 2011-01-21 |  | 0
FALSE | XC17-024-230* | 2237 | 3008617 | LENNOX INDUSTRIES, INC. | XC15-024-230-05 | AC | Split System: Air-Cooled Condensing Unit, Coil with Blower | XC15-024-230-05 |  | CX34-18/24+TDR | 12.5 | 15 | Yes | Yes | 2011-01-21 |  | 1
FALSE | XC17-024-230* | 2237 | 3008618 | LENNOX INDUSTRIES, INC. | XC15-024-230-05 | AC | Split System: Air-Cooled Condensing Unit, Coil with Blower | XC15-024-230-05 |  | CX34-18/24+TDR | 12.7 | 15.2 | Yes | Yes | 2011-01-21 |  | 1
FALSE | XC17-024-230* | 2237 | 3008619 | LENNOX INDUSTRIES, INC. | XC15-024-230-05 | AC | Split System: Air-Cooled Condensing Unit, Coil with Blower | XC15-024-230-05 |  | CX34-18/24+TDR | 12.5 | 15 | Yes | Yes | 2011-01-21 |  | 1
FALSE | XC17-024-230* | 2237 | 3008620 | LENNOX INDUSTRIES, INC. | XC15-024-230-05 | AC | Split System: Air-Cooled Condensing Unit, Coil with Blower | XC15-024-230-05 |  | CX34-18/24+TDR | 12.5 | 15 | Yes | Yes | 2011-01-21 |  | 1
FALSE | XC17-024-230* | 2237 | 3008621 | LENNOX INDUSTRIES, INC. | XC15-024-230-05 | AC | Split System: Air-Cooled Condensing Unit, Coil with Blower | XC15-024-230-05 |  | CX34-18/24+TDR | 12.5 | 15 | Yes | Yes | 2011-01-21 |  | 1
FALSE | XC17-024-230* | 2237 | 3008623 | LENNOX INDUSTRIES, INC. | XC15-024-230-05 | AC | Split System: Air-Cooled Condensing Unit, Coil with Blower | XC15-024-230-05 |  | CX34-25+TDR | 13.2 | 16 | Yes | Yes | 2011-01-21 |  | 2
FALSE | XC17-024-230* | 2237 | 3008624 | LENNOX INDUSTRIES, INC. | XC15-024-230-05 | AC | Split System: Air-Cooled Condensing Unit, Coil with Blower | XC15-024-230-05 |  | CX34-25+TDR | 13.7 | 16.5 | Yes | Yes | 2011-01-21 |  | 2
FALSE | XC17-024-230* | 2237 | 3008625 | LENNOX INDUSTRIES, INC. | XC15-024-230-05 | AC | Split System: Air-Cooled Condensing Unit, Coil with Blower | XC15-024-230-05 |  | CX34-25+TDR | 13.5 | 16 | Yes | Yes | 2011-01-21 |  | 2
FALSE | XC17-024-230* | 2237 | 3008626 | LENNOX INDUSTRIES, INC. | XC15-024-230-05 | AC | Split System: Air-Cooled Condensing Unit, Coil with Blower | XC15-024-230-05 |  | CX34-25+TDR | 13.5 | 16.2 | Yes | Yes | 2011-01-21 |  | 2
FALSE | XC17-024-230* | 2237 | 3008627 | LENNOX INDUSTRIES, INC. | XC15-024-230-05 | AC | Split System: Air-Cooled Condensing Unit, Coil with Blower | XC15-024-230-05 |  | CX34-25+TDR | 13.5 | 16 | Yes | Yes | 2011-01-21 |  | 2
FALSE | XC17-024-230* | 2237 | 3008629 | LENNOX INDUSTRIES, INC. | XC15-024-230-05 | AC | Split System: Air-Cooled Condensing Unit, Coil with Blower | XC15-024-230-05 |  | CX34-30+TDR | 12.7 | 15.2 | Yes | Yes | 2011-01-21 |  | 1
FALSE | TSA042H4N4*Y | 2280 | 3008990 | LENNOX INDUSTRIES, INC. | XC14-042-230* | AC | Split System: Air-Cooled Condensing Unit, Coil with Blower | XC14-042-230* |  | C33-50/60C+TDR+TXV | 12.5 | 14.5 | Yes | Yes | 2011-01-21 |  | 0
FALSE | TSA042H4N4*Y | 2280 | 3008991 | LENNOX INDUSTRIES, INC. | XC14-042-230* | AC | Split System: Air-Cooled Condensing Unit, Coil with Blower | XC14-042-230* |  | CR33-50/60+TDR+TXV | 12.5 | 14.7 | Yes | Yes | 2011-01-21 |  | 0
FALSE | TSA042H4N4*Y | 2280 | 3008993 | LENNOX INDUSTRIES, INC. | XC14-042-230* | AC | Split System: Air-Cooled Condensing Unit, Coil with Blower | XC14-042-230* |  | CH33-48+TDR+TXV | 12.5 | 14.7 | Yes | Yes | 2011-01-21 |  | 0
FALSE | TSA042H4N4*Y | 2280 | 3008998 | LENNOX INDUSTRIES, INC. | XC14-042-230* | AC | Split System: Air-Cooled Condensing Unit, Coil with Blower | XC14-042-230* |  | CH33-49+TDR+TXV | 12.7 | 14.7 | Yes | Yes | 2011-01-21 |  | 0
FALSE | TSA042H4N4*Y | 2280 | 3009000 | LENNOX INDUSTRIES, INC. | XC14-042-230* | AC | Split System: Air-Cooled Condensing Unit, Coil with Blower | XC14-042-230* |  | CH33-50/60C+TDR+TXV | 12.5 | 14.7 | Yes | Yes | 2011-01-21 |  | 0
FALSE | XC14-048-230-08 | 2298 | 3009032 | LENNOX INDUSTRIES, INC. | XC14-048-230* | AC | Split System: Air-Cooled Condensing Unit, Coil with Blower | XC14-048-230* |  | CX34-49+TDR | 12.2 | 14.7 | Yes | Yes | 2011-01-21 |  | 0
FALSE | XC14-048-230-08 | 2298 | 3009033 | LENNOX INDUSTRIES, INC. | XC14-048-230* | AC | Split System: Air-Cooled Condensing Unit, Coil with Blower | XC14-048-230* |  | CX34-62C+TDR | 12.5 | 14.7 | Yes | Yes | 2011-01-21 |  | 0
FALSE | XC14-048-230-08 | 2298 | 3009036 | LENNOX INDUSTRIES, INC. | XC14-048-230* | AC | Split System: Air-Cooled Condensing Unit, Coil with Blower | XC14-048-230* |  | C33-49+TDR+TXV | 12.2 | 14.7 | Yes | Yes | 2011-01-21 |  | 0
FALSE | XC14-048-230-08 | 2298 | 3009037 | LENNOX INDUSTRIES, INC. | XC14-048-230* | AC | Split System: Air-Cooled Condensing Unit, Coil with Blower | XC14-048-230* |  | C33-62C+TDR+TXV | 12.5 | 14.7 | Yes | Yes | 2011-01-21 |  | 0
FALSE | XC14-048-230-08 | 2298 | 3009042 | LENNOX INDUSTRIES, INC. | XC14-048-230* | AC | Split System: Air-Cooled Condensing Unit, Coil with Blower | XC14-048-230* |  | CH33-49+TDR+TXV | 12 | 14.5 | Yes | Yes | 2011-01-21 |  | 0
FALSE | XC14-048-230-08 | 2298 | 3009045 | LENNOX INDUSTRIES, INC. | XC14-048-230* | AC | Split System: Air-Cooled Condensing Unit, Coil with Blower | XC14-048-230* |  | CH33-62D+TDR+TXV | 12.2 | 14.5 | Yes | Yes | 2011-01-21 |  | 0
FALSE | TSA036S4N*G | 2270 | 3009629 | LENNOX INDUSTRIES, INC. | XC13-036-230-03 | AC | Split System: Air-Cooled Condensing Unit, Coil with Blower | XC13-036-230-03 |  | C33-43+TDR+TXV | 12.1 | 14.5 | Yes | Yes | 2011-01-21 |  | 0
FALSE | TSA036S4N*G | 2270 | 3009659 | LENNOX INDUSTRIES, INC. | XC13-036-230-03 | AC | Split System: Air-Cooled Condensing Unit, Coil with Blower | XC13-036-230-03 |  | C33-49+TDR+TXV | 12.05 | 14.6 | Yes | Yes | 2011-01-21 |  | 0
FALSE | TSA036S4N*G | 2270 | 3009678 | LENNOX INDUSTRIES, INC. | XC13-036-230-03 | AC | Split System: Air-Cooled Condensing Unit, Coil with Blower | XC13-036-230-03 |  | C33-60D+TDR+TXV | 12.05 | 14.55 | Yes | Yes | 2011-01-21 |  | 0
FALSE | TSA036S4N*G | 2270 | 3009683 | LENNOX INDUSTRIES, INC. | XC13-036-230-03 | AC | Split System: Air-Cooled Condensing Unit, Coil with Blower | XC13-036-230-03 |  | CB27UH-042-230*+TDR+TXV | 12.15 | 14.7 | Yes | Yes | 2011-01-21 |  | 0
FALSE | TSA036S4N*G | 2270 | 3009810 | LENNOX INDUSTRIES, INC. | XC13-036-230-03 | AC | Split System: Air-Cooled Condensing Unit, Coil with Blower | XC13-036-230-03 |  | CX34-49+TDR | 12.05 | 14.6 | Yes | Yes | 2011-01-21 |  | 0
FALSE | 4TTX6030H1 | 3530 | 3040299 | TRANE | 4TTX5030A1 | AC | Split System: Air-Cooled Condensing Unit, Coil with Blower | 4TTX5030A1 |  | 4TXCC037BC3 | 12.5 | 15.25 | Yes | Yes | 2011-01-21 |  | 1
FALSE | 4TTX6036H1 | 3598 | 3068846 | TRANE | 4TTX5036A1 | AC | Split System: Air-Cooled Condensing Unit, Coil with Blower | 4TTX5036A1 |  | 4TXCC037BC3 | 12 | 14.5 | Yes | Yes | 2011-01-21 |  | 0
TRUE | S4BF-048KA | 2748 | 3075086 | NORDYNE, INC. | S4BF-048KA | AC | Split System: Air-Cooled Condensing Unit, Coil with Blower | S4BF-048KA |  | C6B(A,H)-X48(C,U)-C | 12.5 | 16 | Yes | Yes | 2011-01-21 |  | 1
TRUE | S4BF-048KA | 2748 | 3075141 | FRIGIDAIRE | FS4BF-048KA | AC | Split System: Air-Cooled Condensing Unit, Coil with Blower | S4BF-048KA |  | C6B(A,H)-X48(C,U)-C | 12.5 | 16 | Yes | Yes | 2011-02-08 |  | 1
TRUE | S4BF-048KA | 2748 | 3075152 | TAPPAN | FS4BF-048KA | AC | Split System: Air-Cooled Condensing Unit, Coil with Blower | S4BF-048KA |  | C6B(A,H)-X48(C,U)-C | 12.5 | 16 | Yes | Yes | 2011-02-08 |  | 1
TRUE | S4BF-048KA | 2748 | 3075163 | WESTINGHOUSE | FS4BF-048KA | AC | Split System: Air-Cooled Condensing Unit, Coil with Blower | S4BF-048KA |  | C6B(A,H)-X48(C,U)-C | 12.5 | 16 | Yes | Yes | 2011-02-08 |  | 1
TRUE | S4BF-048KA | 2748 | 3076119 | GRANDAIRE | JS4BF-048KA | AC | Split System: Air-Cooled Condensing Unit, Coil with Blower | S4BF-048KA |  | C6B(A,H)-X48(C,U)-C | 12.5 | 16 | Yes | Yes | 2011-02-08 |  | 1
FALSE | XC17-048-230-** | 2300 | 3076240 | LENNOX INDUSTRIES, INC. | XC15-048-230* | AC | Split System: Air-Cooled Condensing Unit, Coil with Blower | XC15-048-230* |  | CX34-49+TDR | 12.2 | 14.7 | Yes | Yes | 2011-01-21 |  | 0
TRUE | S4BF-048KA | 2748 | 3076086 | GIBSON | JS4BF-048KA | AC | Split System: Air-Cooled Condensing Unit, Coil with Blower | S4BF-048KA |  | C6B(A,H)-X48(C,U)-C | 12.5 | 16 | Yes | Yes | 2011-02-08 |  | 1
TRUE | S4BF-048KA | 2748 | 3076097 | PHILCO | JS4BF-048KA | AC | Split System: Air-Cooled Condensing Unit, Coil with Blower | S4BF-048KA |  | C6B(A,H)-X48(C,U)-C | 12.5 | 16 | Yes | Yes | 2011-02-08 |  | 1
TRUE | S4BF-048KA | 2748 | 3076108 | KELVINATOR | JS4BF-048KA | AC | Split System: Air-Cooled Condensing Unit, Coil with Blower | S4BF-048KA |  | C6B(A,H)-X48(C,U)-C | 12.5 | 16 | Yes | Yes | 2011-02-08 |  | 1
TRUE | YCJF30S41S1 | 3875 | 3089521 | YORK BY JOHNSON CONTROLS | YCJF30S41S1 | AC | Split System: Air-Cooled Condensing Unit, Coil Alone | YCJF30S41S1 |  | FC/MC/PC43+TXV | 12.3 | 14.5 | Yes | Yes | 2011-01-21 |  | 0
FALSE | YCJF36S41S1 | 3877 | 3089564 | YORK BY JOHNSON CONTROLS | YCJF36S41S1 | AC | Split System: Air-Cooled Condensing Unit, Coil with Blower | YCJF36S41S1 |  | AHP36+TXV | 12.5 | 15 | Yes | Yes | 2011-01-21 |  | 1
FALSE | YCJF36S41S1 | 3877 | 3089570 | YORK BY JOHNSON CONTROLS | YCJF36S41S1 | AC | Split System: Air-Cooled Condensing Unit, Coil with Blower | YCJF36S41S1 |  | F*FV060+TXV | 13 | 15.5 | Yes | Yes | 2011-01-21 |  | 1
FALSE | YCJF36S41S1 | 3877 | 3089571 | YORK BY JOHNSON CONTROLS | YCJF36S41S1 | AC | Split System: Air-Cooled Condensing Unit, Coil with Blower | YCJF36S41S1 |  | F5FP048+TXV | 13.5 | 16.25 | Yes | Yes | 2011-01-21 |  | 2
FALSE | YCJF36S41S1 | 3877 | 3089572 | YORK BY JOHNSON CONTROLS | YCJF36S41S1 | AC | Split System: Air-Cooled Condensing Unit, Coil with Blower | YCJF36S41S1 |  | F5FP060+TXV | 12.75 | 15.25 | Yes | Yes | 2011-01-21 |  | 1
TRUE | YCJF36S41S1 | 3877 | 3089596 | YORK BY JOHNSON CONTROLS | YCJF36S41S1 | AC | Split System: Air-Cooled Condensing Unit, Coil Alone | YCJF36S41S1 |  | FC/MC/PC43+TXV | 12.3 | 14.5 | Yes | Yes | 2011-01-21 |  | 0
FALSE | XC17-048-230-** | 2300 | 3095123 | LENNOX INDUSTRIES, INC. | XC15-048-230* | AC | Split System: Air-Cooled Condensing Unit, Coil with Blower | XC15-048-230* |  | CX34-50/60C+TDR | 12 | 14.5 | Yes | Yes | 2011-01-21 |  | 0
FALSE | XC17-048-230-** | 2300 | 3095124 | LENNOX INDUSTRIES, INC. | XC15-048-230* | AC | Split System: Air-Cooled Condensing Unit, Coil with Blower | XC15-048-230* |  | CH33-48+TDR+TXV | 12 | 14.5 | Yes | Yes | 2011-01-21 |  | 0
FALSE | XC17-048-230-** | 2300 | 3095125 | LENNOX INDUSTRIES, INC. | XC15-048-230* | AC | Split System: Air-Cooled Condensing Unit, Coil with Blower | XC15-048-230* |  | CH33-49+TDR+TXV | 12.2 | 14.7 | Yes | Yes | 2011-01-21 |  | 0
FALSE | XC17-048-230-** | 2300 | 3095126 | LENNOX INDUSTRIES, INC. | XC15-048-230* | AC | Split System: Air-Cooled Condensing Unit, Coil with Blower | XC15-048-230* |  | CH33-50/60C+TDR+TXV | 12.2 | 14.7 | Yes | Yes | 2011-01-21 |  | 0
FALSE | XC17-048-230-** | 2300 | 3095132 | LENNOX INDUSTRIES, INC. | XC15-048-230* | AC | Split System: Air-Cooled Condensing Unit, Coil with Blower | XC15-048-230* |  | C33-50/60C+TDR+TXV | 12 | 14.5 | Yes | Yes | 2011-01-21 |  | 0
FALSE | 4TTX6036H1 | 3598 | 3097622 | TRANE | 4TTX5036A1 | AC | Split System: Air-Cooled Condensing Unit, Coil with Blower | 4TTX5036A1 |  | 4TXCC049BC3 | 12.5 | 15 | Yes | Yes | 2011-01-21 |  | 1
FALSE | 4TTX6030H1 | 3530 | 3110862 | TRANE | 4TTX5030A1 | AC | Split System: Air-Cooled Condensing Unit, Coil with Blower | 4TTX5030A1 |  | 4TXCB036BC3 | 12 | 15 | Yes | Yes | 2011-01-21 |  | 0
FALSE | 14ACX-036-230-15 | 2264 | 3119153 | LENNOX INDUSTRIES, INC. | TSA036H4N42Y | AC | Split System: Air-Cooled Condensing Unit, Coil with Blower | TSA036H4N42Y |  | CX34-31+TDR | 12 | 14.5 | Yes | Yes | 2011-01-21 |  | 0
FALSE | 14ACX-036-230-15 | 2264 | 3119154 | LENNOX INDUSTRIES, INC. | TSA036H4N42Y | AC | Split System: Air-Cooled Condensing Unit, Coil with Blower | TSA036H4N42Y |  | CX34-31+TDR | 12 | 14.5 | Yes | Yes | 2011-01-21 |  | 0
FALSE | 14ACX-036-230-15 | 2264 | 3119155 | LENNOX INDUSTRIES, INC. | TSA036H4N42Y | AC | Split System: Air-Cooled Condensing Unit, Coil with Blower | TSA036H4N42Y |  | CX34-31+TDR | 12 | 14.5 | Yes | Yes | 2011-01-21 |  | 0
FALSE | 14ACX-036-230-15 | 2264 | 3119156 | LENNOX INDUSTRIES, INC. | TSA036H4N42Y | AC | Split System: Air-Cooled Condensing Unit, Coil with Blower | TSA036H4N42Y |  | CX34-42+TDR | 12.5 | 15 | Yes | Yes | 2011-01-21 |  | 1
FALSE | 14ACX-036-230-15 | 2264 | 3119157 | LENNOX INDUSTRIES, INC. | TSA036H4N42Y | AC | Split System: Air-Cooled Condensing Unit, Coil with Blower | TSA036H4N42Y |  | CX34-42+TDR | 12 | 14.5 | Yes | Yes | 2011-01-21 |  | 0
FALSE | 14ACX-036-230-15 | 2264 | 3119158 | LENNOX INDUSTRIES, INC. | TSA036H4N42Y | AC | Split System: Air-Cooled Condensing Unit, Coil with Blower | TSA036H4N42Y |  | CX34-42+TDR | 12 | 14.5 | Yes | Yes | 2011-01-21 |  | 0
FALSE | 14ACX-036-230-15 | 2264 | 3119159 | LENNOX INDUSTRIES, INC. | TSA036H4N42Y | AC | Split System: Air-Cooled Condensing Unit, Coil with Blower | TSA036H4N42Y |  | CX34-43+TDR | 12.5 | 15 | Yes | Yes | 2011-01-21 |  | 1
FALSE | 14ACX-036-230-15 | 2264 | 3119160 | LENNOX INDUSTRIES, INC. | TSA036H4N42Y | AC | Split System: Air-Cooled Condensing Unit, Coil with Blower | TSA036H4N42Y |  | CX34-43+TDR | 12.5 | 15 | Yes | Yes | 2011-01-21 |  | 1
FALSE | 14ACX-036-230-15 | 2264 | 3119161 | LENNOX INDUSTRIES, INC. | TSA036H4N42Y | AC | Split System: Air-Cooled Condensing Unit, Coil with Blower | TSA036H4N42Y |  | CX34-43+TDR | 12.5 | 15 | Yes | Yes | 2011-01-21 |  | 1
FALSE | 14ACX-036-230-15 | 2264 | 3119162 | LENNOX INDUSTRIES, INC. | TSA036H4N42Y | AC | Split System: Air-Cooled Condensing Unit, Coil with Blower | TSA036H4N42Y |  | CX34-43+TDR | 12.5 | 15 | Yes | Yes | 2011-01-21 |  | 1
FALSE | 14ACX-036-230-15 | 2264 | 3119163 | LENNOX INDUSTRIES, INC. | TSA036H4N42Y | AC | Split System: Air-Cooled Condensing Unit, Coil with Blower | TSA036H4N42Y |  | CX34-43+TDR | 12.5 | 15 | Yes | Yes | 2011-01-21 |  | 1
FALSE | 14ACX-036-230-15 | 2264 | 3119164 | LENNOX INDUSTRIES, INC. | TSA036H4N42Y | AC | Split System: Air-Cooled Condensing Unit, Coil with Blower | TSA036H4N42Y |  | CX34-43+TDR | 12.5 | 15 | Yes | Yes | 2011-01-21 |  | 1
FALSE | 14ACX-036-230-15 | 2264 | 3119165 | LENNOX INDUSTRIES, INC. | TSA036H4N42Y | AC | Split System: Air-Cooled Condensing Unit, Coil with Blower | TSA036H4N42Y |  | CX34-43+TDR | 12.5 | 15 | Yes | Yes | 2011-01-21 |  | 1
FALSE | 14ACX-036-230-15 | 2264 | 3119166 | LENNOX INDUSTRIES, INC. | TSA036H4N42Y | AC | Split System: Air-Cooled Condensing Unit, Coil with Blower | TSA036H4N42Y |  | CX34-43+TDR | 12.5 | 15 | Yes | Yes | 2011-01-21 |  | 1
FALSE | 14ACX-036-230-15 | 2264 | 3119167 | LENNOX INDUSTRIES, INC. | TSA036H4N42Y | AC | Split System: Air-Cooled Condensing Unit, Coil with Blower | TSA036H4N42Y |  | CX34-44/48+TDR | 12.5 | 15 | Yes | Yes | 2011-01-21 |  | 1
FALSE | 14ACX-036-230-15 | 2264 | 3119168 | LENNOX INDUSTRIES, INC. | TSA036H4N42Y | AC | Split System: Air-Cooled Condensing Unit, Coil with Blower | TSA036H4N42Y |  | CX34-44/48+TDR | 12.5 | 14.5 | Yes | Yes | 2011-01-21 |  | 0
FALSE | 14ACX-036-230-15 | 2264 | 3119169 | LENNOX INDUSTRIES, INC. | TSA036H4N42Y | AC | Split System: Air-Cooled Condensing Unit, Coil with Blower | TSA036H4N42Y |  | CX34-44/48+TDR | 12.5 | 15 | Yes | Yes | 2011-01-21 |  | 1
FALSE | 14ACX-036-230-15 | 2264 | 3119170 | LENNOX INDUSTRIES, INC. | TSA036H4N42Y | AC | Split System: Air-Cooled Condensing Unit, Coil with Blower | TSA036H4N42Y |  | CX34-44/48+TDR | 12.5 | 15 | Yes | Yes | 2011-01-21 |  | 1
FALSE | 14ACX-036-230-15 | 2264 | 3119171 | LENNOX INDUSTRIES, INC. | TSA036H4N42Y | AC | Split System: Air-Cooled Condensing Unit, Coil with Blower | TSA036H4N42Y |  | CX34-44/48+TDR | 12.5 | 15 | Yes | Yes | 2011-01-21 |  | 1
FALSE | 14ACX-036-230-15 | 2264 | 3130610 | LENNOX INDUSTRIES, INC. | XC14-036-230-03 | AC | Split System: Air-Cooled Condensing Unit, Coil Alone | XC14-036-230-03 |  | CH33-43B+TDR+TXV | 12.2 | 14.5 | Yes | Yes | 2011-01-21 |  | 0
FALSE | 14ACX-036-230-15 | 2264 | 3130616 | LENNOX INDUSTRIES, INC. | XC14-036-230-03 | AC | Split System: Air-Cooled Condensing Unit, Coil with Blower | XC14-036-230-03 |  | CX34-36+TDR | 12.5 | 15 | Yes | Yes | 2011-01-21 |  | 1
FALSE | 14ACX-036-230-15 | 2264 | 3130617 | LENNOX INDUSTRIES, INC. | XC14-036-230-03 | AC | Split System: Air-Cooled Condensing Unit, Coil with Blower | XC14-036-230-03 |  | CX34-36+TDR | 12.2 | 14.5 | Yes | Yes | 2011-01-21 |  | 0
FALSE | 14ACX-036-230-15 | 2264 | 3130618 | LENNOX INDUSTRIES, INC. | XC14-036-230-03 | AC | Split System: Air-Cooled Condensing Unit, Coil with Blower | XC14-036-230-03 |  | CX34-38+TDR | 12.2 | 14.5 | Yes | Yes | 2011-01-21 |  | 0
FALSE | 14ACX-036-230-15 | 2264 | 3130619 | LENNOX INDUSTRIES, INC. | XC14-036-230-03 | AC | Split System: Air-Cooled Condensing Unit, Coil with Blower | XC14-036-230-03 |  | CX34-38+TDR | 12.7 | 15.2 | Yes | Yes | 2011-01-21 |  | 1
FALSE | 14ACX-036-230-15 | 2264 | 3130620 | LENNOX INDUSTRIES, INC. | XC14-036-230-03 | AC | Split System: Air-Cooled Condensing Unit, Coil with Blower | XC14-036-230-03 |  | CX34-38+TDR | 12.2 | 14.7 | Yes | Yes | 2011-01-21 |  | 0
FALSE | 14ACX-036-230-15 | 2264 | 3130621 | LENNOX INDUSTRIES, INC. | XC14-036-230-03 | AC | Split System: Air-Cooled Condensing Unit, Coil with Blower | XC14-036-230-03 |  | CX34-38+TDR | 12.2 | 14.7 | Yes | Yes | 2011-01-21 |  | 0
FALSE | 14ACX-036-230-15 | 2264 | 3130622 | LENNOX INDUSTRIES, INC. | XC14-036-230-03 | AC | Split System: Air-Cooled Condensing Unit, Coil with Blower | XC14-036-230-03 |  | CX34-31+TDR | 12.2 | 14.7 | Yes | Yes | 2011-01-21 |  | 0
FALSE | 14ACX-036-230-15 | 2264 | 3130623 | LENNOX INDUSTRIES, INC. | XC14-036-230-03 | AC | Split System: Air-Cooled Condensing Unit, Coil with Blower | XC14-036-230-03 |  | CX34-31+TDR | 12.7 | 15.2 | Yes | Yes | 2011-01-21 |  | 1
FALSE | 14ACX-036-230-15 | 2264 | 3130624 | LENNOX INDUSTRIES, INC. | XC14-036-230-03 | AC | Split System: Air-Cooled Condensing Unit, Coil with Blower | XC14-036-230-03 |  | CX34-31+TDR | 12.2 | 14.5 | Yes | Yes | 2011-01-21 |  | 0
FALSE | 14ACX-036-230-15 | 2264 | 3130625 | LENNOX INDUSTRIES, INC. | XC14-036-230-03 | AC | Split System: Air-Cooled Condensing Unit, Coil with Blower | XC14-036-230-03 |  | CX34-42+TDR | 12.5 | 15 | Yes | Yes | 2011-01-21 |  | 1
FALSE | 14ACX-036-230-15 | 2264 | 3130626 | LENNOX INDUSTRIES, INC. | XC14-036-230-03 | AC | Split System: Air-Cooled Condensing Unit, Coil with Blower | XC14-036-230-03 |  | CX34-42+TDR | 12.2 | 14.5 | Yes | Yes | 2011-01-21 |  | 0
FALSE | 14ACX-036-230-15 | 2264 | 3130627 | LENNOX INDUSTRIES, INC. | XC14-036-230-03 | AC | Split System: Air-Cooled Condensing Unit, Coil with Blower | XC14-036-230-03 |  | CX34-43+TDR | 13.2 | 15.7 | Yes | Yes | 2011-01-21 |  | 1
FALSE | 14ACX-036-230-15 | 2264 | 3130628 | LENNOX INDUSTRIES, INC. | XC14-036-230-03 | AC | Split System: Air-Cooled Condensing Unit, Coil with Blower | XC14-036-230-03 |  | CX34-43+TDR | 12.7 | 15 | Yes | Yes | 2011-01-21 |  | 1
FALSE | 14ACX-036-230-15 | 2264 | 3130629 | LENNOX INDUSTRIES, INC. | XC14-036-230-03 | AC | Split System: Air-Cooled Condensing Unit, Coil with Blower | XC14-036-230-03 |  | CX34-43+TDR | 12.7 | 15 | Yes | Yes | 2011-01-21 |  | 1
FALSE | 14ACX-036-230-15 | 2264 | 3130630 | LENNOX INDUSTRIES, INC. | XC14-036-230-03 | AC | Split System: Air-Cooled Condensing Unit, Coil with Blower | XC14-036-230-03 |  | CX34-43+TDR | 13.2 | 15.7 | Yes | Yes | 2011-01-21 |  | 1
FALSE | 14ACX-036-230-15 | 2264 | 3130631 | LENNOX INDUSTRIES, INC. | XC14-036-230-03 | AC | Split System: Air-Cooled Condensing Unit, Coil with Blower | XC14-036-230-03 |  | CX34-43+TDR | 13 | 15.5 | Yes | Yes | 2011-01-21 |  | 1
FALSE | 14ACX-036-230-15 | 2264 | 3130632 | LENNOX INDUSTRIES, INC. | XC14-036-230-03 | AC | Split System: Air-Cooled Condensing Unit, Coil with Blower | XC14-036-230-03 |  | CX34-43+TDR | 13 | 15.7 | Yes | Yes | 2011-01-21 |  | 1
FALSE | 14ACX-036-230-15 | 2264 | 3130687 | LENNOX INDUSTRIES, INC. | XC14-036-230-03 | AC | Split System: Air-Cooled Condensing Unit, Coil with Blower | XC14-036-230-03 |  | CR33-48+TDR+TXV | 12.2 | 14.5 | Yes | Yes | 2011-01-21 |  | 0
FALSE | 14ACX-036-230-15 | 2264 | 3130688 | LENNOX INDUSTRIES, INC. | XC14-036-230-03 | AC | Split System: Air-Cooled Condensing Unit, Coil with Blower | XC14-036-230-03 |  | CR33-48+TDR+TXV | 12.2 | 14.5 | Yes | Yes | 2011-01-21 |  | 0
FALSE | 14ACX-036-230-15 | 2264 | 3130689 | LENNOX INDUSTRIES, INC. | XC14-036-230-03 | AC | Split System: Air-Cooled Condensing Unit, Coil with Blower | XC14-036-230-03 |  | CH33-31+TDR+TXV | 12.7 | 15.2 | Yes | Yes | 2011-01-21 |  | 1
FALSE | 14ACX-036-230-15 | 2264 | 3130690 | LENNOX INDUSTRIES, INC. | XC14-036-230-03 | AC | Split System: Air-Cooled Condensing Unit, Coil with Blower | XC14-036-230-03 |  | CH33-31+TDR+TXV | 12.2 | 14.7 | Yes | Yes | 2011-01-21 |  | 0
FALSE | 14ACX-036-230-15 | 2264 | 3130691 | LENNOX INDUSTRIES, INC. | XC14-036-230-03 | AC | Split System: Air-Cooled Condensing Unit, Coil with Blower | XC14-036-230-03 |  | CH33-31+TDR+TXV | 12.2 | 14.7 | Yes | Yes | 2011-01-21 |  | 0
FALSE | 14ACX-036-230-15 | 2264 | 3130692 | LENNOX INDUSTRIES, INC. | XC14-036-230-03 | AC | Split System: Air-Cooled Condensing Unit, Coil with Blower | XC14-036-230-03 |  | CH33-36B+TDR+TXV | 12.5 | 15 | Yes | Yes | 2011-01-21 |  | 1
FALSE | 14ACX-036-230-15 | 2264 | 3130693 | LENNOX INDUSTRIES, INC. | XC14-036-230-03 | AC | Split System: Air-Cooled Condensing Unit, Coil with Blower | XC14-036-230-03 |  | CH33-36B+TDR+TXV | 12.2 | 14.5 | Yes | Yes | 2011-01-21 |  | 0
FALSE | 14ACX-036-230-15 | 2264 | 3130694 | LENNOX INDUSTRIES, INC. | XC14-036-230-03 | AC | Split System: Air-Cooled Condensing Unit, Coil with Blower | XC14-036-230-03 |  | CH33-36C+TDR+TXV | 12.7 | 15.2 | Yes | Yes | 2011-01-21 |  | 1
FALSE | 14ACX-036-230-15 | 2264 | 3130695 | LENNOX INDUSTRIES, INC. | XC14-036-230-03 | AC | Split System: Air-Cooled Condensing Unit, Coil with Blower | XC14-036-230-03 |  | CH33-43B+TDR+TXV | 12.7 | 15 | Yes | Yes | 2011-01-21 |  | 1
FALSE | 14ACX-036-230-15 | 2264 | 3130696 | LENNOX INDUSTRIES, INC. | XC14-036-230-03 | AC | Split System: Air-Cooled Condensing Unit, Coil with Blower | XC14-036-230-03 |  | CH33-43B+TDR+TXV | 12.7 | 15 | Yes | Yes | 2011-01-21 |  | 1
FALSE | 14ACX-036-230-15 | 2264 | 3130697 | LENNOX INDUSTRIES, INC. | XC14-036-230-03 | AC | Split System: Air-Cooled Condensing Unit, Coil with Blower | XC14-036-230-03 |  | CH33-43C+TDR+TXV | 13.2 | 15.7 | Yes | Yes | 2011-01-21 |  | 1
FALSE | 14ACX-036-230-15 | 2264 | 3130698 | LENNOX INDUSTRIES, INC. | XC14-036-230-03 | AC | Split System: Air-Cooled Condensing Unit, Coil with Blower | XC14-036-230-03 |  | CH33-43C+TDR+TXV | 13 | 15.7 | Yes | Yes | 2011-01-21 |  | 1
FALSE | 14ACX-036-230-15 | 2264 | 3130699 | LENNOX INDUSTRIES, INC. | XC14-036-230-03 | AC | Split System: Air-Cooled Condensing Unit, Coil with Blower | XC14-036-230-03 |  | CH33-44/48+TDR+TXV | 12.7 | 15.2 | Yes | Yes | 2011-01-21 |  | 1
FALSE | 14ACX-036-230-15 | 2264 | 3130700 | LENNOX INDUSTRIES, INC. | XC14-036-230-03 | AC | Split System: Air-Cooled Condensing Unit, Coil with Blower | XC14-036-230-03 |  | CH33-44/48+TDR+TXV | 12.2 | 14.7 | Yes | Yes | 2011-01-21 |  | 0
FALSE | 14ACX-036-230-15 | 2264 | 3130701 | LENNOX INDUSTRIES, INC. | XC14-036-230-03 | AC | Split System: Air-Cooled Condensing Unit, Coil with Blower | XC14-036-230-03 |  | CH33-44/48+TDR+TXV | 12.5 | 14.7 | Yes | Yes | 2011-01-21 |  | 0
FALSE | 14ACX-036-230-15 | 2264 | 3130702 | LENNOX INDUSTRIES, INC. | XC14-036-230-03 | AC | Split System: Air-Cooled Condensing Unit, Coil with Blower | XC14-036-230-03 |  | CH23-41+TDR+TXV | 12.7 | 15.5 | Yes | Yes | 2011-01-21 |  | 1
FALSE | 14ACX-036-230-15 | 2264 | 3130703 | LENNOX INDUSTRIES, INC. | XC14-036-230-03 | AC | Split System: Air-Cooled Condensing Unit, Coil with Blower | XC14-036-230-03 |  | CH23-41+TDR+TXV | 12.2 | 14.7 | Yes | Yes | 2011-01-21 |  | 0
FALSE | 14ACX-036-230-15 | 2264 | 3130704 | LENNOX INDUSTRIES, INC. | XC14-036-230-03 | AC | Split System: Air-Cooled Condensing Unit, Coil with Blower | XC14-036-230-03 |  | CH23-41+TDR+TXV | 12.2 | 14.7 | Yes | Yes | 2011-01-21 |  | 0
FALSE | 14ACX-036-230-15 | 2264 | 3130732 | LENNOX INDUSTRIES, INC. | XC14-036-230-03 | AC | Split System: Air-Cooled Condensing Unit, Coil with Blower | XC14-036-230-03 |  | CH33-36C+TDR+TXV | 12.7 | 15.2 | Yes | Yes | 2011-01-21 |  | 1
FALSE | 14ACX-036-230-15 | 2264 | 3130733 | LENNOX INDUSTRIES, INC. | XC14-036-230-03 | AC | Split System: Air-Cooled Condensing Unit, Coil with Blower | XC14-036-230-03 |  | CH33-36C+TDR+TXV | 12.7 | 15.2 | Yes | Yes | 2011-01-21 |  | 1
FALSE | 14ACX-036-230-15 | 2264 | 3130734 | LENNOX INDUSTRIES, INC. | XC14-036-230-03 | AC | Split System: Air-Cooled Condensing Unit, Coil with Blower | XC14-036-230-03 |  | CH33-36C+TDR+TXV | 12.7 | 15.2 | Yes | Yes | 2011-01-21 |  | 1
FALSE | 14ACX-036-230-15 | 2264 | 3130735 | LENNOX INDUSTRIES, INC. | XC14-036-230-03 | AC | Split System: Air-Cooled Condensing Unit, Coil with Blower | XC14-036-230-03 |  | CX34-36+TDR | 12.2 | 14.5 | Yes | Yes | 2011-01-21 |  | 0
FALSE | 14ACX-036-230-15 | 2264 | 3130736 | LENNOX INDUSTRIES, INC. | XC14-036-230-03 | AC | Split System: Air-Cooled Condensing Unit, Coil with Blower | XC14-036-230-03 |  | CX34-38+TDR | 12.2 | 14.7 | Yes | Yes | 2011-01-21 |  | 0
FALSE | 14ACX-036-230-15 | 2264 | 3130737 | LENNOX INDUSTRIES, INC. | XC14-036-230-03 | AC | Split System: Air-Cooled Condensing Unit, Coil with Blower | XC14-036-230-03 |  | CX34-42+TDR | 12.2 | 14.5 | Yes | Yes | 2011-01-21 |  | 0
FALSE | 14ACX-036-230-15 | 2264 | 3130738 | LENNOX INDUSTRIES, INC. | XC14-036-230-03 | AC | Split System: Air-Cooled Condensing Unit, Coil with Blower | XC14-036-230-03 |  | CX34-43+TDR | 12.7 | 15 | Yes | Yes | 2011-01-21 |  | 1
FALSE | 14ACX-036-230-15 | 2264 | 3130739 | LENNOX INDUSTRIES, INC. | XC14-036-230-03 | AC | Split System: Air-Cooled Condensing Unit, Coil with Blower | XC14-036-230-03 |  | CX34-44/48+TDR | 12.5 | 14.7 | Yes | Yes | 2011-01-21 |  | 0
FALSE | 14ACX-036-230-15 | 2264 | 3130740 | LENNOX INDUSTRIES, INC. | XC14-036-230-03 | AC | Split System: Air-Cooled Condensing Unit, Coil with Blower | XC14-036-230-03 |  | C33-36+TDR+TXV | 12.2 | 14.5 | Yes | Yes | 2011-01-21 |  | 0
FALSE | 14ACX-036-230-15 | 2264 | 3130741 | LENNOX INDUSTRIES, INC. | XC14-036-230-03 | AC | Split System: Air-Cooled Condensing Unit, Coil with Blower | XC14-036-230-03 |  | C33-38+TDR+TXV | 12.2 | 14.7 | Yes | Yes | 2011-01-21 |  | 0
FALSE | 14ACX-036-230-15 | 2264 | 3130742 | LENNOX INDUSTRIES, INC. | XC14-036-230-03 | AC | Split System: Air-Cooled Condensing Unit, Coil with Blower | XC14-036-230-03 |  | C33-42+TDR+TXV | 12.2 | 14.5 | Yes | Yes | 2011-01-21 |  | 0
FALSE | 14ACX-036-230-15 | 2264 | 3130743 | LENNOX INDUSTRIES, INC. | XC14-036-230-03 | AC | Split System: Air-Cooled Condensing Unit, Coil with Blower | XC14-036-230-03 |  | C33-43+TDR+TXV | 12.7 | 15 | Yes | Yes | 2011-01-21 |  | 1
FALSE | 14ACX-036-230-15 | 2264 | 3130744 | LENNOX INDUSTRIES, INC. | XC14-036-230-03 | AC | Split System: Air-Cooled Condensing Unit, Coil with Blower | XC14-036-230-03 |  | C33-48+TDR+TXV | 12.5 | 14.7 | Yes | Yes | 2011-01-21 |  | 0
FALSE | 14ACX-036-230-15 | 2264 | 3130745 | LENNOX INDUSTRIES, INC. | XC14-036-230-03 | AC | Split System: Air-Cooled Condensing Unit, Coil with Blower | XC14-036-230-03 |  | CR33-30/36+TDR+TXV | 12.2 | 14.5 | Yes | Yes | 2011-01-21 |  | 0
FALSE | 14ACX-036-230-15 | 2264 | 3130746 | LENNOX INDUSTRIES, INC. | XC14-036-230-03 | AC | Split System: Air-Cooled Condensing Unit, Coil with Blower | XC14-036-230-03 |  | CR33-48+TDR+TXV | 12.2 | 14.5 | Yes | Yes | 2011-01-21 |  | 0
FALSE | 14ACX-036-230-15 | 2264 | 3130747 | LENNOX INDUSTRIES, INC. | XC14-036-230-03 | AC | Split System: Air-Cooled Condensing Unit, Coil with Blower | XC14-036-230-03 |  | CH33-31+TDR+TXV | 12.2 | 14.7 | Yes | Yes | 2011-01-21 |  | 0
FALSE | 14ACX-036-230-15 | 2264 | 3130748 | LENNOX INDUSTRIES, INC. | XC14-036-230-03 | AC | Split System: Air-Cooled Condensing Unit, Coil with Blower | XC14-036-230-03 |  | CH33-36B+TDR+TXV | 12.2 | 14.5 | Yes | Yes | 2011-01-21 |  | 0
FALSE | 14ACX-036-230-15 | 2264 | 3130749 | LENNOX INDUSTRIES, INC. | XC14-036-230-03 | AC | Split System: Air-Cooled Condensing Unit, Coil with Blower | XC14-036-230-03 |  | CH33-43B+TDR+TXV | 12.7 | 15 | Yes | Yes | 2011-01-21 |  | 1
FALSE | 14ACX-036-230-15 | 2264 | 3130802 | LENNOX INDUSTRIES, INC. | XC14-036-230-03 | AC | Split System: Air-Cooled Condensing Unit, Coil with Blower | XC14-036-230-03 |  | C33-43+TDR+TXV | 12.5 | 15 | Yes | Yes | 2011-01-21 |  | 1
FALSE | 14ACX-036-230-15 | 2264 | 3130803 | LENNOX INDUSTRIES, INC. | XC14-036-230-03 | AC | Split System: Air-Cooled Condensing Unit, Coil with Blower | XC14-036-230-03 |  | CH33-43C+TDR+TXV | 12.5 | 15 | Yes | Yes | 2011-01-21 |  | 1
FALSE | 14ACX-036-230-15 | 2264 | 3130804 | LENNOX INDUSTRIES, INC. | XC14-036-230-03 | AC | Split System: Air-Cooled Condensing Unit, Coil with Blower | XC14-036-230-03 |  | CH33-43C+TDR+TXV | 13 | 15.7 | Yes | Yes | 2011-01-21 |  | 1
FALSE | 14ACX-036-230-15 | 2264 | 3130805 | LENNOX INDUSTRIES, INC. | XC14-036-230-03 | AC | Split System: Air-Cooled Condensing Unit, Coil with Blower | XC14-036-230-03 |  | CR33-30/36+TDR+TXV | 12.5 | 15 | Yes | Yes | 2011-01-21 |  | 1
FALSE | 14ACX-036-230-15 | 2264 | 3130806 | LENNOX INDUSTRIES, INC. | XC14-036-230-03 | AC | Split System: Air-Cooled Condensing Unit, Coil with Blower | XC14-036-230-03 |  | CR33-48+TDR+TXV | 12.7 | 15 | Yes | Yes | 2011-01-21 |  | 1
FALSE | 14ACX-036-230-15 | 2264 | 3130807 | LENNOX INDUSTRIES, INC. | XC14-036-230-03 | AC | Split System: Air-Cooled Condensing Unit, Coil with Blower | XC14-036-230-03 |  | CH33-36C+TDR+TXV | 12.7 | 15.2 | Yes | Yes | 2011-01-21 |  | 1
FALSE | 14ACX-036-230-15 | 2264 | 3130808 | LENNOX INDUSTRIES, INC. | XC14-036-230-03 | AC | Split System: Air-Cooled Condensing Unit, Coil with Blower | XC14-036-230-03 |  | CX34-43+TDR | 13 | 15.7 | Yes | Yes | 2011-01-21 |  | 1
FALSE | 14ACX-036-230-15 | 2264 | 3130809 | LENNOX INDUSTRIES, INC. | XC14-036-230-03 | AC | Split System: Air-Cooled Condensing Unit, Coil with Blower | XC14-036-230-03 |  | CX34-44/48+TDR | 12.7 | 15.5 | Yes | Yes | 2011-01-21 |  | 1
FALSE | 14ACX-036-230-15 | 2264 | 3130810 | LENNOX INDUSTRIES, INC. | XC14-036-230-03 | AC | Split System: Air-Cooled Condensing Unit, Coil with Blower | XC14-036-230-03 |  | CX34-49+TDR | 13.2 | 15.7 | Yes | Yes | 2011-01-21 |  | 1
FALSE | 14ACX-036-230-15 | 2264 | 3130811 | LENNOX INDUSTRIES, INC. | XC14-036-230-03 | AC | Split System: Air-Cooled Condensing Unit, Coil with Blower | XC14-036-230-03 |  | CX34-50/60C+TDR | 13 | 15.5 | Yes | Yes | 2011-01-21 |  | 1
FALSE | 14ACX-036-230-15 | 2264 | 3130812 | LENNOX INDUSTRIES, INC. | XC14-036-230-03 | AC | Split System: Air-Cooled Condensing Unit, Coil with Blower | XC14-036-230-03 |  | C33-43+TDR+TXV | 13 | 15.7 | Yes | Yes | 2011-01-21 |  | 1
FALSE | 14ACX-036-230-15 | 2264 | 3130813 | LENNOX INDUSTRIES, INC. | XC14-036-230-03 | AC | Split System: Air-Cooled Condensing Unit, Coil with Blower | XC14-036-230-03 |  | C33-48+TDR+TXV | 12.7 | 15.5 | Yes | Yes | 2011-01-21 |  | 1
FALSE | 14ACX-036-230-15 | 2264 | 3130814 | LENNOX INDUSTRIES, INC. | XC14-036-230-03 | AC | Split System: Air-Cooled Condensing Unit, Coil with Blower | XC14-036-230-03 |  | C33-49+TDR+TXV | 13.2 | 15.7 | Yes | Yes | 2011-01-21 |  | 1
FALSE | 14ACX-036-230-15 | 2264 | 3130815 | LENNOX INDUSTRIES, INC. | XC14-036-230-03 | AC | Split System: Air-Cooled Condensing Unit, Coil with Blower | XC14-036-230-03 |  | C33-50/60C+TDR+TXV | 13 | 15.5 | Yes | Yes | 2011-01-21 |  | 1
FALSE | 14ACX-036-230-15 | 2264 | 3130816 | LENNOX INDUSTRIES, INC. | XC14-036-230-03 | AC | Split System: Air-Cooled Condensing Unit, Coil with Blower | XC14-036-230-03 |  | C33-44C+TDR+TXV | 12.5 | 15.2 | Yes | Yes | 2011-01-21 |  | 1
FALSE | 14ACX-036-230-15 | 2264 | 3130817 | LENNOX INDUSTRIES, INC. | XC14-036-230-03 | AC | Split System: Air-Cooled Condensing Unit, Coil with Blower | XC14-036-230-03 |  | CX34-43+TDR | 13 | 15.5 | Yes | Yes | 2011-01-21 |  | 1
FALSE | 14ACX-036-230-15 | 2264 | 3130818 | LENNOX INDUSTRIES, INC. | XC14-036-230-03 | AC | Split System: Air-Cooled Condensing Unit, Coil with Blower | XC14-036-230-03 |  | CX34-44/48+TDR | 12.7 | 15.2 | Yes | Yes | 2011-01-21 |  | 1
FALSE | 14ACX-036-230-15 | 2264 | 3130819 | LENNOX INDUSTRIES, INC. | XC14-036-230-03 | AC | Split System: Air-Cooled Condensing Unit, Coil with Blower | XC14-036-230-03 |  | CX34-49+TDR | 13.2 | 15.7 | Yes | Yes | 2011-01-21 |  | 1
FALSE | 14ACX-036-230-15 | 2264 | 3130922 | LENNOX INDUSTRIES, INC. | XC14-036-230*03 | AC | Split System: Air-Cooled Condensing Unit, Coil with Blower | XC14-036-230*03 |  | CH33-43B* | 12.5 | 14.7 | Yes | Yes | 2011-01-21 |  | 0
FALSE | 14ACX-036-230-15 | 2264 | 3130923 | LENNOX INDUSTRIES, INC. | XC14-036-230*03 | AC | Split System: Air-Cooled Condensing Unit, Coil with Blower | XC14-036-230*03 |  | CH33-43B* | 12.5 | 14.7 | Yes | Yes | 2011-01-21 |  | 0
FALSE | 14ACX-036-230-15 | 2264 | 3130924 | LENNOX INDUSTRIES, INC. | XC14-036-230*03 | AC | Split System: Air-Cooled Condensing Unit, Coil with Blower | XC14-036-230*03 |  | CH33-43C* | 13.2 | 15.5 | Yes | Yes | 2011-01-21 |  | 1
FALSE | 14ACX-036-230-15 | 2264 | 3130925 | LENNOX INDUSTRIES, INC. | XC14-036-230*03 | AC | Split System: Air-Cooled Condensing Unit, Coil with Blower | XC14-036-230*03 |  | CH33-43C* | 13 | 15.2 | Yes | Yes | 2011-01-21 |  | 1
FALSE | 14ACX-036-230-15 | 2264 | 3130926 | LENNOX INDUSTRIES, INC. | XC14-036-230*03 | AC | Split System: Air-Cooled Condensing Unit, Coil with Blower | XC14-036-230*03 |  | CH33-43C* | 13 | 15.2 | Yes | Yes | 2011-01-21 |  | 1
FALSE | 14ACX-036-230-15 | 2264 | 3130927 | LENNOX INDUSTRIES, INC. | XC14-036-230*03 | AC | Split System: Air-Cooled Condensing Unit, Coil with Blower | XC14-036-230*03 |  | CH33-43C* | 13 | 15.2 | Yes | Yes | 2011-01-21 |  | 1
FALSE | 14ACX-036-230-15 | 2264 | 3130928 | LENNOX INDUSTRIES, INC. | XC14-036-230*03 | AC | Split System: Air-Cooled Condensing Unit, Coil with Blower | XC14-036-230*03 |  | CH33-44/48* | 12.7 | 15 | Yes | Yes | 2011-01-21 |  | 1
FALSE | 14ACX-036-230-15 | 2264 | 3130930 | LENNOX INDUSTRIES, INC. | XC14-036-230*03 | AC | Split System: Air-Cooled Condensing Unit, Coil with Blower | XC14-036-230*03 |  | CH33-44/48* | 12.2 | 14.5 | Yes | Yes | 2011-01-21 |  | 0
FALSE | 14ACX-036-230-15 | 2264 | 3130931 | LENNOX INDUSTRIES, INC. | XC14-036-230*03 | AC | Split System: Air-Cooled Condensing Unit, Coil with Blower | XC14-036-230*03 |  | CH23-41* | 12.7 | 15 | Yes | Yes | 2011-01-21 |  | 1
FALSE | 14ACX-036-230-15 | 2264 | 3130932 | LENNOX INDUSTRIES, INC. | XC14-036-230*03 | AC | Split System: Air-Cooled Condensing Unit, Coil with Blower | XC14-036-230*03 |  | CH23-41* | 12.2 | 14.5 | Yes | Yes | 2011-01-21 |  | 0
FALSE | 14ACX-036-230-15 | 2264 | 3130933 | LENNOX INDUSTRIES, INC. | XC14-036-230*03 | AC | Split System: Air-Cooled Condensing Unit, Coil with Blower | XC14-036-230*03 |  | CH23-41* | 12.2 | 14.5 | Yes | Yes | 2011-01-21 |  | 0
FALSE | 14ACX-036-230-15 | 2264 | 3130934 | LENNOX INDUSTRIES, INC. | XC14-036-230*03 | AC | Split System: Air-Cooled Condensing Unit, Coil with Blower | XC14-036-230*03 |  | CH23-51* | 12.7 | 15.2 | Yes | Yes | 2011-01-21 |  | 1
FALSE | 14ACX-036-230-15 | 2264 | 3130935 | LENNOX INDUSTRIES, INC. | XC14-036-230*03 | AC | Split System: Air-Cooled Condensing Unit, Coil with Blower | XC14-036-230*03 |  | CH23-51* | 12.2 | 14.5 | Yes | Yes | 2011-01-21 |  | 0
FALSE | 14ACX-036-230-15 | 2264 | 3130936 | LENNOX INDUSTRIES, INC. | XC14-036-230*03 | AC | Split System: Air-Cooled Condensing Unit, Coil with Blower | XC14-036-230*03 |  | CH23-51* | 12.5 | 14.5 | Yes | Yes | 2011-01-21 |  | 0
FALSE | 14ACX-036-230-15 | 2264 | 3130937 | LENNOX INDUSTRIES, INC. | XC14-036-230*03 | AC | Split System: Air-Cooled Condensing Unit, Coil with Blower | XC14-036-230*03 |  | CH33-48 | 13.2 | 15.5 | Yes | Yes | 2011-01-21 |  | 1
FALSE | 14ACX-036-230-15 | 2264 | 3130938 | LENNOX INDUSTRIES, INC. | XC14-036-230*03 | AC | Split System: Air-Cooled Condensing Unit, Coil with Blower | XC14-036-230*03 |  | CH33-48 | 13 | 15.2 | Yes | Yes | 2011-01-21 |  | 1
FALSE | 14ACX-036-230-15 | 2264 | 3130939 | LENNOX INDUSTRIES, INC. | XC14-036-230*03 | AC | Split System: Air-Cooled Condensing Unit, Coil with Blower | XC14-036-230*03 |  | CH33-48 | 13 | 15.2 | Yes | Yes | 2011-01-21 |  | 1
FALSE | 14ACX-036-230-15 | 2264 | 3130940 | LENNOX INDUSTRIES, INC. | XC14-036-230*03 | AC | Split System: Air-Cooled Condensing Unit, Coil with Blower | XC14-036-230*03 |  | CH33-48 | 13 | 15.2 | Yes | Yes | 2011-01-21 |  | 1
FALSE | 14ACX-036-230-15 | 2264 | 3130945 | LENNOX INDUSTRIES, INC. | XC14-036-230*03 | AC | Split System: Air-Cooled Condensing Unit, Coil with Blower | XC14-036-230*03 |  | C33-43* | 12.5 | 14.7 | Yes | Yes | 2011-01-21 |  | 0
FALSE | 4TTX6030H1 | 3530 | 3134886 | TRANE | 4TTX5030A1 | AC | Split System: Air-Cooled Condensing Unit, Coil with Blower | 4TTX5030A1 |  | 4TXCB036BC3 | 12.4 | 15 | Yes | Yes | 2011-01-21 |  | 0
FALSE | TSA042H4N4*Y | 2280 | 3139355 | LENNOX INDUSTRIES, INC. | TSA042H4N41Y | AC | Split System: Air-Cooled Condensing Unit, Coil with Blower | TSA042H4N41Y |  | CX34-43+TDR | 12.5 | 15 | Yes | Yes | 2011-01-21 |  | 1
FALSE | TSA042H4N4*Y | 2280 | 3139356 | LENNOX INDUSTRIES, INC. | TSA042H4N41Y | AC | Split System: Air-Cooled Condensing Unit, Coil with Blower | TSA042H4N41Y |  | CX34-43+TDR | 12.5 | 15 | Yes | Yes | 2011-01-21 |  | 1
FALSE | TSA042H4N4*Y | 2280 | 3139357 | LENNOX INDUSTRIES, INC. | TSA042H4N41Y | AC | Split System: Air-Cooled Condensing Unit, Coil with Blower | TSA042H4N41Y |  | CX34-43+TDR | 12.5 | 14.5 | Yes | Yes | 2011-01-21 |  | 0
FALSE | TSA042H4N4*Y | 2280 | 3139358 | LENNOX INDUSTRIES, INC. | TSA042H4N41Y | AC | Split System: Air-Cooled Condensing Unit, Coil with Blower | TSA042H4N41Y |  | CX34-43+TDR | 12.5 | 15 | Yes | Yes | 2011-01-21 |  | 1
FALSE | TSA042H4N4*Y | 2280 | 3139359 | LENNOX INDUSTRIES, INC. | TSA042H4N41Y | AC | Split System: Air-Cooled Condensing Unit, Coil with Blower | TSA042H4N41Y |  | CX34-43+TDR | 12.5 | 14.5 | Yes | Yes | 2011-01-21 |  | 0
FALSE | TSA042H4N4*Y | 2280 | 3139360 | LENNOX INDUSTRIES, INC. | TSA042H4N41Y | AC | Split System: Air-Cooled Condensing Unit, Coil with Blower | TSA042H4N41Y |  | CX34-44/48+TDR | 12.5 | 14.5 | Yes | Yes | 2011-01-21 |  | 0
FALSE | TSA042H4N4*Y | 2280 | 3139361 | LENNOX INDUSTRIES, INC. | TSA042H4N41Y | AC | Split System: Air-Cooled Condensing Unit, Coil with Blower | TSA042H4N41Y |  | CX34-44/48+TDR | 12 | 14.5 | Yes | Yes | 2011-01-21 |  | 0
FALSE | TSA042H4N4*Y | 2280 | 3139362 | LENNOX INDUSTRIES, INC. | TSA042H4N41Y | AC | Split System: Air-Cooled Condensing Unit, Coil with Blower | TSA042H4N41Y |  | CX34-44/48+TDR | 12 | 14.5 | Yes | Yes | 2011-01-21 |  | 0
FALSE | TSA042H4N4*Y | 2280 | 3139363 | LENNOX INDUSTRIES, INC. | TSA042H4N41Y | AC | Split System: Air-Cooled Condensing Unit, Coil with Blower | TSA042H4N41Y |  | CX34-44/48+TDR | 12 | 14.5 | Yes | Yes | 2011-01-21 |  | 0
FALSE | TSA042H4N4*Y | 2280 | 3139365 | LENNOX INDUSTRIES, INC. | TSA042H4N41Y | AC | Split System: Air-Cooled Condensing Unit, Coil with Blower | TSA042H4N41Y |  | CX34-44/48+TDR | 12 | 14.5 | Yes | Yes | 2011-01-21 |  | 0
FALSE | TSA042H4N4*Y | 2280 | 3139366 | LENNOX INDUSTRIES, INC. | TSA042H4N41Y | AC | Split System: Air-Cooled Condensing Unit, Coil with Blower | TSA042H4N41Y |  | CX34-49+TDR | 12.5 | 15 | Yes | Yes | 2011-01-21 |  | 1
FALSE | TSA042H4N4*Y | 2280 | 3139367 | LENNOX INDUSTRIES, INC. | TSA042H4N41Y | AC | Split System: Air-Cooled Condensing Unit, Coil with Blower | TSA042H4N41Y |  | CX34-49+TDR | 12.5 | 15 | Yes | Yes | 2011-01-21 |  | 1
FALSE | TSA042H4N4*Y | 2280 | 3139368 | LENNOX INDUSTRIES, INC. | TSA042H4N41Y | AC | Split System: Air-Cooled Condensing Unit, Coil with Blower | TSA042H4N41Y |  | CX34-49+TDR | 12.5 | 15 | Yes | Yes | 2011-01-21 |  | 1
FALSE | TSA042H4N4*Y | 2280 | 3139369 | LENNOX INDUSTRIES, INC. | TSA042H4N41Y | AC | Split System: Air-Cooled Condensing Unit, Coil with Blower | TSA042H4N41Y |  | CX34-49+TDR | 12.5 | 15 | Yes | Yes | 2011-01-21 |  | 1
FALSE | TSA042H4N4*Y | 2280 | 3139370 | LENNOX INDUSTRIES, INC. | TSA042H4N41Y | AC | Split System: Air-Cooled Condensing Unit, Coil with Blower | TSA042H4N41Y |  | CX34-49+TDR | 12.5 | 15 | Yes | Yes | 2011-01-21 |  | 1
FALSE | TSA042H4N4*Y | 2280 | 3139371 | LENNOX INDUSTRIES, INC. | TSA042H4N41Y | AC | Split System: Air-Cooled Condensing Unit, Coil with Blower | TSA042H4N41Y |  | CX34-49+TDR | 12.5 | 15 | Yes | Yes | 2011-01-21 |  | 1
FALSE | TSA042H4N4*Y | 2280 | 3139372 | LENNOX INDUSTRIES, INC. | TSA042H4N41Y | AC | Split System: Air-Cooled Condensing Unit, Coil with Blower | TSA042H4N41Y |  | CX34-50/60C+TDR | 12.5 | 15 | Yes | Yes | 2011-01-21 |  | 1
FALSE | TSA042H4N4*Y | 2280 | 3139395 | LENNOX INDUSTRIES, INC. | TSA042H4N41Y | AC | Split System: Air-Cooled Condensing Unit, Coil with Blower | TSA042H4N41Y |  | C33-43+TDR+TXV | 12.5 | 15 | Yes | Yes | 2011-01-21 |  | 1
FALSE | TSA042H4N4*Y | 2280 | 3139396 | LENNOX INDUSTRIES, INC. | TSA042H4N41Y | AC | Split System: Air-Cooled Condensing Unit, Coil with Blower | TSA042H4N41Y |  | C33-43+TDR+TXV | 12.5 | 15 | Yes | Yes | 2011-01-21 |  | 1
FALSE | TSA042H4N4*Y | 2280 | 3139397 | LENNOX INDUSTRIES, INC. | TSA042H4N41Y | AC | Split System: Air-Cooled Condensing Unit, Coil with Blower | TSA042H4N41Y |  | C33-43+TDR+TXV | 12.5 | 14.5 | Yes | Yes | 2011-01-21 |  | 0
FALSE | TSA042H4N4*Y | 2280 | 3139398 | LENNOX INDUSTRIES, INC. | TSA042H4N41Y | AC | Split System: Air-Cooled Condensing Unit, Coil with Blower | TSA042H4N41Y |  | C33-43+TDR+TXV | 12.5 | 15 | Yes | Yes | 2011-01-21 |  | 1
FALSE | TSA042H4N4*Y | 2280 | 3139399 | LENNOX INDUSTRIES, INC. | TSA042H4N41Y | AC | Split System: Air-Cooled Condensing Unit, Coil with Blower | TSA042H4N41Y |  | C33-43+TDR+TXV | 12.5 | 14.5 | Yes | Yes | 2011-01-21 |  | 0
FALSE | TSA042H4N4*Y | 2280 | 3139400 | LENNOX INDUSTRIES, INC. | TSA042H4N41Y | AC | Split System: Air-Cooled Condensing Unit, Coil with Blower | TSA042H4N41Y |  | C33-48+TDR+TXV | 12.5 | 14.5 | Yes | Yes | 2011-01-21 |  | 0
FALSE | TSA042H4N4*Y | 2280 | 3139401 | LENNOX INDUSTRIES, INC. | TSA042H4N41Y | AC | Split System: Air-Cooled Condensing Unit, Coil with Blower | TSA042H4N41Y |  | C33-48+TDR+TXV | 12 | 14.5 | Yes | Yes | 2011-01-21 |  | 0
FALSE | TSA042H4N4*Y | 2280 | 3139402 | LENNOX INDUSTRIES, INC. | TSA042H4N41Y | AC | Split System: Air-Cooled Condensing Unit, Coil with Blower | TSA042H4N41Y |  | C33-48+TDR+TXV | 12 | 14.5 | Yes | Yes | 2011-01-21 |  | 0
FALSE | TSA042H4N4*Y | 2280 | 3139403 | LENNOX INDUSTRIES, INC. | TSA042H4N41Y | AC | Split System: Air-Cooled Condensing Unit, Coil with Blower | TSA042H4N41Y |  | C33-48+TDR+TXV | 12 | 14.5 | Yes | Yes | 2011-01-21 |  | 0
FALSE | TSA042H4N4*Y | 2280 | 3139405 | LENNOX INDUSTRIES, INC. | TSA042H4N41Y | AC | Split System: Air-Cooled Condensing Unit, Coil with Blower | TSA042H4N41Y |  | C33-48+TDR+TXV | 12 | 14.5 | Yes | Yes | 2011-01-21 |  | 0
FALSE | TSA042H4N4*Y | 2280 | 3139406 | LENNOX INDUSTRIES, INC. | TSA042H4N41Y | AC | Split System: Air-Cooled Condensing Unit, Coil with Blower | TSA042H4N41Y |  | C33-49+TDR+TXV | 12.5 | 15 | Yes | Yes | 2011-01-21 |  | 1
FALSE | TSA042H4N4*Y | 2280 | 3139407 | LENNOX INDUSTRIES, INC. | TSA042H4N41Y | AC | Split System: Air-Cooled Condensing Unit, Coil with Blower | TSA042H4N41Y |  | C33-49+TDR+TXV | 12.5 | 15 | Yes | Yes | 2011-01-21 |  | 1
FALSE | TSA042H4N4*Y | 2280 | 3139408 | LENNOX INDUSTRIES, INC. | TSA042H4N41Y | AC | Split System: Air-Cooled Condensing Unit, Coil with Blower | TSA042H4N41Y |  | C33-49+TDR+TXV | 12.5 | 15 | Yes | Yes | 2011-01-21 |  | 1
FALSE | TSA042H4N4*Y | 2280 | 3139409 | LENNOX INDUSTRIES, INC. | TSA042H4N41Y | AC | Split System: Air-Cooled Condensing Unit, Coil with Blower | TSA042H4N41Y |  | C33-49+TDR+TXV | 12.5 | 15 | Yes | Yes | 2011-01-21 |  | 1
FALSE | TSA042H4N4*Y | 2280 | 3139410 | LENNOX INDUSTRIES, INC. | TSA042H4N41Y | AC | Split System: Air-Cooled Condensing Unit, Coil with Blower | TSA042H4N41Y |  | C33-49+TDR+TXV | 12.5 | 15 | Yes | Yes | 2011-01-21 |  | 1
FALSE | TSA042H4N4*Y | 2280 | 3139411 | LENNOX INDUSTRIES, INC. | TSA042H4N41Y | AC | Split System: Air-Cooled Condensing Unit, Coil with Blower | TSA042H4N41Y |  | C33-49+TDR+TXV | 12.5 | 15 | Yes | Yes | 2011-01-21 |  | 1
FALSE | TSA042H4N4*Y | 2280 | 3139412 | LENNOX INDUSTRIES, INC. | TSA042H4N41Y | AC | Split System: Air-Cooled Condensing Unit, Coil with Blower | TSA042H4N41Y |  | C33-50/60C+TDR+TXV | 12.5 | 15 | Yes | Yes | 2011-01-21 |  | 1
FALSE | TSA042H4N4*Y | 2280 | 3139530 | LENNOX INDUSTRIES, INC. | TSA042H4N41G | AC | Split System: Air-Cooled Condensing Unit, Coil with Blower | TSA042H4N41G |  | CX34-43+TDR | 12.5 | 15 | Yes | Yes | 2011-01-21 |  | 1
FALSE | TSA042H4N4*Y | 2280 | 3139531 | LENNOX INDUSTRIES, INC. | TSA042H4N41G | AC | Split System: Air-Cooled Condensing Unit, Coil with Blower | TSA042H4N41G |  | CX34-43+TDR | 12.5 | 15 | Yes | Yes | 2011-01-21 |  | 1
FALSE | TSA042H4N4*Y | 2280 | 3139532 | LENNOX INDUSTRIES, INC. | TSA042H4N41G | AC | Split System: Air-Cooled Condensing Unit, Coil with Blower | TSA042H4N41G |  | CX34-43+TDR | 12.5 | 14.5 | Yes | Yes | 2011-01-21 |  | 0
FALSE | TSA042H4N4*Y | 2280 | 3139533 | LENNOX INDUSTRIES, INC. | TSA042H4N41G | AC | Split System: Air-Cooled Condensing Unit, Coil with Blower | TSA042H4N41G |  | CX34-43+TDR | 12.5 | 15 | Yes | Yes | 2011-01-21 |  | 1
FALSE | TSA042H4N4*Y | 2280 | 3139534 | LENNOX INDUSTRIES, INC. | TSA042H4N41G | AC | Split System: Air-Cooled Condensing Unit, Coil with Blower | TSA042H4N41G |  | CX34-43+TDR | 12.5 | 14.5 | Yes | Yes | 2011-01-21 |  | 0
FALSE | TSA042H4N4*Y | 2280 | 3139535 | LENNOX INDUSTRIES, INC. | TSA042H4N41G | AC | Split System: Air-Cooled Condensing Unit, Coil with Blower | TSA042H4N41G |  | CX34-44/48+TDR | 12.5 | 14.5 | Yes | Yes | 2011-01-21 |  | 0
FALSE | TSA042H4N4*Y | 2280 | 3139536 | LENNOX INDUSTRIES, INC. | TSA042H4N41G | AC | Split System: Air-Cooled Condensing Unit, Coil with Blower | TSA042H4N41G |  | CX34-44/48+TDR | 12 | 14.5 | Yes | Yes | 2011-01-21 |  | 0
FALSE | TSA042H4N4*Y | 2280 | 3139537 | LENNOX INDUSTRIES, INC. | TSA042H4N41G | AC | Split System: Air-Cooled Condensing Unit, Coil with Blower | TSA042H4N41G |  | CX34-44/48+TDR | 12 | 14.5 | Yes | Yes | 2011-01-21 |  | 0
FALSE | TSA042H4N4*Y | 2280 | 3139538 | LENNOX INDUSTRIES, INC. | TSA042H4N41G | AC | Split System: Air-Cooled Condensing Unit, Coil with Blower | TSA042H4N41G |  | CX34-44/48+TDR | 12 | 14.5 | Yes | Yes | 2011-01-21 |  | 0
FALSE | TSA042H4N4*Y | 2280 | 3139540 | LENNOX INDUSTRIES, INC. | TSA042H4N41G | AC | Split System: Air-Cooled Condensing Unit, Coil with Blower | TSA042H4N41G |  | CX34-44/48+TDR | 12 | 14.5 | Yes | Yes | 2011-01-21 |  | 0
FALSE | TSA042H4N4*Y | 2280 | 3139541 | LENNOX INDUSTRIES, INC. | TSA042H4N41G | AC | Split System: Air-Cooled Condensing Unit, Coil with Blower | TSA042H4N41G |  | CX34-49+TDR | 12.5 | 15 | Yes | Yes | 2011-01-21 |  | 1
FALSE | TSA042H4N4*Y | 2280 | 3139542 | LENNOX INDUSTRIES, INC. | TSA042H4N41G | AC | Split System: Air-Cooled Condensing Unit, Coil with Blower | TSA042H4N41G |  | CX34-49+TDR | 12.5 | 15 | Yes | Yes | 2011-01-21 |  | 1
FALSE | TSA042H4N4*Y | 2280 | 3139543 | LENNOX INDUSTRIES, INC. | TSA042H4N41G | AC | Split System: Air-Cooled Condensing Unit, Coil with Blower | TSA042H4N41G |  | CX34-49+TDR | 12.5 | 15 | Yes | Yes | 2011-01-21 |  | 1
FALSE | TSA042H4N4*Y | 2280 | 3139544 | LENNOX INDUSTRIES, INC. | TSA042H4N41G | AC | Split System: Air-Cooled Condensing Unit, Coil with Blower | TSA042H4N41G |  | CX34-49+TDR | 12.5 | 15 | Yes | Yes | 2011-01-21 |  | 1
FALSE | TSA042H4N4*Y | 2280 | 3139545 | LENNOX INDUSTRIES, INC. | TSA042H4N41G | AC | Split System: Air-Cooled Condensing Unit, Coil with Blower | TSA042H4N41G |  | CX34-49+TDR | 12.5 | 15 | Yes | Yes | 2011-01-21 |  | 1
FALSE | TSA042H4N4*Y | 2280 | 3139546 | LENNOX INDUSTRIES, INC. | TSA042H4N41G | AC | Split System: Air-Cooled Condensing Unit, Coil with Blower | TSA042H4N41G |  | CX34-49+TDR | 12.5 | 15 | Yes | Yes | 2011-01-21 |  | 1
FALSE | TSA042H4N4*Y | 2280 | 3139547 | LENNOX INDUSTRIES, INC. | TSA042H4N41G | AC | Split System: Air-Cooled Condensing Unit, Coil with Blower | TSA042H4N41G |  | CX34-50/60C+TDR | 12.5 | 15 | Yes | Yes | 2011-01-21 |  | 1
FALSE | TSA042H4N4*Y | 2280 | 3139548 | LENNOX INDUSTRIES, INC. | TSA042H4N41G | AC | Split System: Air-Cooled Condensing Unit, Coil with Blower | TSA042H4N41G |  | CX34-50/60C+TDR | 12.5 | 14.5 | Yes | Yes | 2011-01-21 |  | 0
FALSE | TSA042H4N4*Y | 2280 | 3139570 | LENNOX INDUSTRIES, INC. | TSA042H4N41G | AC | Split System: Air-Cooled Condensing Unit, Coil with Blower | TSA042H4N41G |  | C33-43+TDR+TXV | 12.5 | 15 | Yes | Yes | 2011-01-21 |  | 1
FALSE | TSA042H4N4*Y | 2280 | 3139571 | LENNOX INDUSTRIES, INC. | TSA042H4N41G | AC | Split System: Air-Cooled Condensing Unit, Coil with Blower | TSA042H4N41G |  | C33-43+TDR+TXV | 12.5 | 15 | Yes | Yes | 2011-01-21 |  | 1
FALSE | TSA042H4N4*Y | 2280 | 3139572 | LENNOX INDUSTRIES, INC. | TSA042H4N41G | AC | Split System: Air-Cooled Condensing Unit, Coil with Blower | TSA042H4N41G |  | C33-43+TDR+TXV | 12.5 | 14.5 | Yes | Yes | 2011-01-21 |  | 0
FALSE | TSA042H4N4*Y | 2280 | 3139573 | LENNOX INDUSTRIES, INC. | TSA042H4N41G | AC | Split System: Air-Cooled Condensing Unit, Coil with Blower | TSA042H4N41G |  | C33-43+TDR+TXV | 12.5 | 15 | Yes | Yes | 2011-01-21 |  | 1
FALSE | TSA042H4N4*Y | 2280 | 3139574 | LENNOX INDUSTRIES, INC. | TSA042H4N41G | AC | Split System: Air-Cooled Condensing Unit, Coil with Blower | TSA042H4N41G |  | C33-43+TDR+TXV | 12.5 | 14.5 | Yes | Yes | 2011-01-21 |  | 0
FALSE | TSA042H4N4*Y | 2280 | 3139575 | LENNOX INDUSTRIES, INC. | TSA042H4N41G | AC | Split System: Air-Cooled Condensing Unit, Coil with Blower | TSA042H4N41G |  | C33-48+TDR+TXV | 12.5 | 14.5 | Yes | Yes | 2011-01-21 |  | 0
FALSE | TSA042H4N4*Y | 2280 | 3139576 | LENNOX INDUSTRIES, INC. | TSA042H4N41G | AC | Split System: Air-Cooled Condensing Unit, Coil with Blower | TSA042H4N41G |  | C33-48+TDR+TXV | 12 | 14.5 | Yes | Yes | 2011-01-21 |  | 0
FALSE | TSA042H4N4*Y | 2280 | 3139577 | LENNOX INDUSTRIES, INC. | TSA042H4N41G | AC | Split System: Air-Cooled Condensing Unit, Coil with Blower | TSA042H4N41G |  | C33-48+TDR+TXV | 12 | 14.5 | Yes | Yes | 2011-01-21 |  | 0
FALSE | TSA042H4N4*Y | 2280 | 3139578 | LENNOX INDUSTRIES, INC. | TSA042H4N41G | AC | Split System: Air-Cooled Condensing Unit, Coil with Blower | TSA042H4N41G |  | C33-48+TDR+TXV | 12 | 14.5 | Yes | Yes | 2011-01-21 |  | 0
FALSE | TSA042H4N4*Y | 2280 | 3139580 | LENNOX INDUSTRIES, INC. | TSA042H4N41G | AC | Split System: Air-Cooled Condensing Unit, Coil with Blower | TSA042H4N41G |  | C33-48+TDR+TXV | 12 | 14.5 | Yes | Yes | 2011-01-21 |  | 0
FALSE | TSA042H4N4*Y | 2280 | 3139581 | LENNOX INDUSTRIES, INC. | TSA042H4N41G | AC | Split System: Air-Cooled Condensing Unit, Coil with Blower | TSA042H4N41G |  | C33-49+TDR+TXV | 12.5 | 15 | Yes | Yes | 2011-01-21 |  | 1
FALSE | TSA042H4N4*Y | 2280 | 3139582 | LENNOX INDUSTRIES, INC. | TSA042H4N41G | AC | Split System: Air-Cooled Condensing Unit, Coil with Blower | TSA042H4N41G |  | C33-49+TDR+TXV | 12.5 | 15 | Yes | Yes | 2011-01-21 |  | 1
FALSE | TSA042H4N4*Y | 2280 | 3139583 | LENNOX INDUSTRIES, INC. | TSA042H4N41G | AC | Split System: Air-Cooled Condensing Unit, Coil with Blower | TSA042H4N41G |  | C33-49+TDR+TXV | 12.5 | 15 | Yes | Yes | 2011-01-21 |  | 1
FALSE | TSA042H4N4*Y | 2280 | 3139584 | LENNOX INDUSTRIES, INC. | TSA042H4N41G | AC | Split System: Air-Cooled Condensing Unit, Coil with Blower | TSA042H4N41G |  | C33-49+TDR+TXV | 12.5 | 15 | Yes | Yes | 2011-01-21 |  | 1
FALSE | TSA042H4N4*Y | 2280 | 3139585 | LENNOX INDUSTRIES, INC. | TSA042H4N41G | AC | Split System: Air-Cooled Condensing Unit, Coil with Blower | TSA042H4N41G |  | C33-49+TDR+TXV | 12.5 | 15 | Yes | Yes | 2011-01-21 |  | 1
FALSE | TSA042H4N4*Y | 2280 | 3139586 | LENNOX INDUSTRIES, INC. | TSA042H4N41G | AC | Split System: Air-Cooled Condensing Unit, Coil with Blower | TSA042H4N41G |  | C33-49+TDR+TXV | 12.5 | 15 | Yes | Yes | 2011-01-21 |  | 1
FALSE | TSA042H4N4*Y | 2280 | 3139587 | LENNOX INDUSTRIES, INC. | TSA042H4N41G | AC | Split System: Air-Cooled Condensing Unit, Coil with Blower | TSA042H4N41G |  | C33-50/60C+TDR+TXV | 12.5 | 15 | Yes | Yes | 2011-01-21 |  | 1
FALSE | TSA042H4N4*Y | 2280 | 3139588 | LENNOX INDUSTRIES, INC. | TSA042H4N41G | AC | Split System: Air-Cooled Condensing Unit, Coil with Blower | TSA042H4N41G |  | C33-50/60C+TDR+TXV | 12.5 | 14.5 | Yes | Yes | 2011-01-21 |  | 0
FALSE | XC14-048-230-08 | 2298 | 3139727 | LENNOX INDUSTRIES, INC. | TSA048H4N41Y | AC | Split System: Air-Cooled Condensing Unit, Coil with Blower | TSA048H4N41Y |  | CX34-62C+TDR | 12.5 | 15 | Yes | Yes | 2011-01-21 |  | 1
FALSE | XC14-048-230-08 | 2298 | 3139728 | LENNOX INDUSTRIES, INC. | TSA048H4N41Y | AC | Split System: Air-Cooled Condensing Unit, Coil with Blower | TSA048H4N41Y |  | CX34-62C+TDR | 12.5 | 15 | Yes | Yes | 2011-01-21 |  | 1
FALSE | XC14-048-230-08 | 2298 | 3139729 | LENNOX INDUSTRIES, INC. | TSA048H4N41Y | AC | Split System: Air-Cooled Condensing Unit, Coil with Blower | TSA048H4N41Y |  | CX34-62C+TDR | 12 | 14.5 | Yes | Yes | 2011-01-21 |  | 0
FALSE | XC14-048-230-08 | 2298 | 3139730 | LENNOX INDUSTRIES, INC. | TSA048H4N41Y | AC | Split System: Air-Cooled Condensing Unit, Coil with Blower | TSA048H4N41Y |  | CX34-62C+TDR | 12 | 14.5 | Yes | Yes | 2011-01-21 |  | 0
FALSE | XC14-048-230-08 | 2298 | 3139731 | LENNOX INDUSTRIES, INC. | TSA048H4N41Y | AC | Split System: Air-Cooled Condensing Unit, Coil with Blower | TSA048H4N41Y |  | CX34-60D+TDR | 12.5 | 15 | Yes | Yes | 2011-01-21 |  | 1
FALSE | XC14-048-230-08 | 2298 | 3139732 | LENNOX INDUSTRIES, INC. | TSA048H4N41Y | AC | Split System: Air-Cooled Condensing Unit, Coil with Blower | TSA048H4N41Y |  | CR33-60+TDR+TXV | 12 | 14.5 | Yes | Yes | 2011-01-21 |  | 0
FALSE | XC14-048-230-08 | 2298 | 3139733 | LENNOX INDUSTRIES, INC. | TSA048H4N41Y | AC | Split System: Air-Cooled Condensing Unit, Coil with Blower | TSA048H4N41Y |  | CX34-62D+TDR | 12.5 | 15 | Yes | Yes | 2011-01-21 |  | 1
FALSE | XC14-048-230-08 | 2298 | 3139734 | LENNOX INDUSTRIES, INC. | TSA048H4N41Y | AC | Split System: Air-Cooled Condensing Unit, Coil with Blower | TSA048H4N41Y |  | CX34-62D+TDR | 12.5 | 15 | Yes | Yes | 2011-01-21 |  | 1
FALSE | XC14-048-230-08 | 2298 | 3139741 | LENNOX INDUSTRIES, INC. | TSA048H4N41Y | AC | Split System: Air-Cooled Condensing Unit, Coil with Blower | TSA048H4N41Y |  | C33-43+TDR+TXV | 12 | 14.5 | Yes | Yes | 2011-01-21 |  | 0
FALSE | XC14-048-230-08 | 2298 | 3139742 | LENNOX INDUSTRIES, INC. | TSA048H4N41Y | AC | Split System: Air-Cooled Condensing Unit, Coil with Blower | TSA048H4N41Y |  | C33-43+TDR+TXV | 12 | 14.5 | Yes | Yes | 2011-01-21 |  | 0
FALSE | XC14-048-230-08 | 2298 | 3139743 | LENNOX INDUSTRIES, INC. | TSA048H4N41Y | AC | Split System: Air-Cooled Condensing Unit, Coil with Blower | TSA048H4N41Y |  | C33-43+TDR+TXV | 12 | 14.5 | Yes | Yes | 2011-01-21 |  | 0
FALSE | XC14-048-230-08 | 2298 | 3139746 | LENNOX INDUSTRIES, INC. | TSA048H4N41Y | AC | Split System: Air-Cooled Condensing Unit, Coil with Blower | TSA048H4N41Y |  | C33-49+TDR+TXV | 12 | 14.5 | Yes | Yes | 2011-01-21 |  | 0
FALSE | XC14-048-230-08 | 2298 | 3139747 | LENNOX INDUSTRIES, INC. | TSA048H4N41Y | AC | Split System: Air-Cooled Condensing Unit, Coil with Blower | TSA048H4N41Y |  | C33-49+TDR+TXV | 12 | 14.5 | Yes | Yes | 2011-01-21 |  | 0
FALSE | XC14-048-230-08 | 2298 | 3139748 | LENNOX INDUSTRIES, INC. | TSA048H4N41Y | AC | Split System: Air-Cooled Condensing Unit, Coil with Blower | TSA048H4N41Y |  | C33-49+TDR+TXV | 12 | 14.5 | Yes | Yes | 2011-01-21 |  | 0
FALSE | XC14-048-230-08 | 2298 | 3139749 | LENNOX INDUSTRIES, INC. | TSA048H4N41Y | AC | Split System: Air-Cooled Condensing Unit, Coil with Blower | TSA048H4N41Y |  | C33-62C+TDR+TXV | 12.5 | 15 | Yes | Yes | 2011-01-21 |  | 1
FALSE | XC14-048-230-08 | 2298 | 3139750 | LENNOX INDUSTRIES, INC. | TSA048H4N41Y | AC | Split System: Air-Cooled Condensing Unit, Coil with Blower | TSA048H4N41Y |  | C33-62C+TDR+TXV | 12.5 | 15 | Yes | Yes | 2011-01-21 |  | 1
FALSE | XC14-048-230-08 | 2298 | 3139751 | LENNOX INDUSTRIES, INC. | TSA048H4N41Y | AC | Split System: Air-Cooled Condensing Unit, Coil with Blower | TSA048H4N41Y |  | C33-62C+TDR+TXV | 12.5 | 15 | Yes | Yes | 2011-01-21 |  | 1
FALSE | XC13N042-230-** | 2288 | 3152899 | LENNOX INDUSTRIES, INC. | XC13-042-230-03 | AC | Split System: Air-Cooled Condensing Unit, Coil with Blower | XC13-042-230-03 |  | C33-43+TDR+TXV | 12.1 | 14.5 | Yes | Yes | 2011-01-21 |  | 0
FALSE | XC13N042-230-** | 2288 | 3152901 | LENNOX INDUSTRIES, INC. | XC13-042-230-03 | AC | Split System: Air-Cooled Condensing Unit, Coil with Blower | XC13-042-230-03 |  | C33-43+TDR+TXV | 12 | 14.5 | Yes | Yes | 2011-01-21 |  | 0
FALSE | XC13N042-230-** | 2288 | 3152902 | LENNOX INDUSTRIES, INC. | XC13-042-230-03 | AC | Split System: Air-Cooled Condensing Unit, Coil with Blower | XC13-042-230-03 |  | C33-43+TDR+TXV | 12 | 14.5 | Yes | Yes | 2011-01-21 |  | 0
FALSE | XC13N042-230-** | 2288 | 3152903 | LENNOX INDUSTRIES, INC. | XC13-042-230-03 | AC | Split System: Air-Cooled Condensing Unit, Coil with Blower | XC13-042-230-03 |  | C33-43+TDR+TXV | 12 | 14.5 | Yes | Yes | 2011-01-21 |  | 0
FALSE | XC13N042-230-** | 2288 | 3152906 | LENNOX INDUSTRIES, INC. | XC13-042-230-03 | AC | Split System: Air-Cooled Condensing Unit, Coil with Blower | XC13-042-230-03 |  | C33-43+TDR+TXV | 12 | 14.5 | Yes | Yes | 2011-01-21 |  | 0
FALSE | XC13N042-230-** | 2288 | 3152907 | LENNOX INDUSTRIES, INC. | XC13-042-230-03 | AC | Split System: Air-Cooled Condensing Unit, Coil with Blower | XC13-042-230-03 |  | C33-43+TDR+TXV | 12 | 14.5 | Yes | Yes | 2011-01-21 |  | 0
FALSE | XC13N042-230-** | 2288 | 3152908 | LENNOX INDUSTRIES, INC. | XC13-042-230-03 | AC | Split System: Air-Cooled Condensing Unit, Coil with Blower | XC13-042-230-03 |  | C33-43+TDR+TXV | 12 | 14.5 | Yes | Yes | 2011-01-21 |  | 0
FALSE | XC13N042-230-** | 2288 | 3152909 | LENNOX INDUSTRIES, INC. | XC13-042-230-03 | AC | Split System: Air-Cooled Condensing Unit, Coil with Blower | XC13-042-230-03 |  | C33-43+TDR+TXV | 12 | 14.5 | Yes | Yes | 2011-01-21 |  | 0
FALSE | XC13N042-230-** | 2288 | 3152916 | LENNOX INDUSTRIES, INC. | XC13-042-230-03 | AC | Split System: Air-Cooled Condensing Unit, Coil with Blower | XC13-042-230-03 |  | C33-48+TDR+TXV | 12 | 14.5 | Yes | Yes | 2011-01-21 |  | 0
FALSE | XC13N042-230-** | 2288 | 3152917 | LENNOX INDUSTRIES, INC. | XC13-042-230-03 | AC | Split System: Air-Cooled Condensing Unit, Coil with Blower | XC13-042-230-03 |  | C33-48+TDR+TXV | 12 | 14.5 | Yes | Yes | 2011-01-21 |  | 0
FALSE | XC13N042-230-** | 2288 | 3152926 | LENNOX INDUSTRIES, INC. | XC13-042-230-03 | AC | Split System: Air-Cooled Condensing Unit, Coil with Blower | XC13-042-230-03 |  | C33-49+TDR+TXV | 12.2 | 14.65 | Yes | Yes | 2011-01-21 |  | 0
FALSE | XC13N042-230-** | 2288 | 3152927 | LENNOX INDUSTRIES, INC. | XC13-042-230-03 | AC | Split System: Air-Cooled Condensing Unit, Coil with Blower | XC13-042-230-03 |  | C33-49+TDR+TXV | 12.15 | 14.6 | Yes | Yes | 2011-01-21 |  | 0
FALSE | XC13N042-230-** | 2288 | 3152928 | LENNOX INDUSTRIES, INC. | XC13-042-230-03 | AC | Split System: Air-Cooled Condensing Unit, Coil with Blower | XC13-042-230-03 |  | C33-49+TDR+TXV | 12 | 14.5 | Yes | Yes | 2011-01-21 |  | 0
FALSE | XC13N042-230-** | 2288 | 3152929 | LENNOX INDUSTRIES, INC. | XC13-042-230-03 | AC | Split System: Air-Cooled Condensing Unit, Coil with Blower | XC13-042-230-03 |  | C33-49+TDR+TXV | 12 | 14.5 | Yes | Yes | 2011-01-21 |  | 0
FALSE | XC13N042-230-** | 2288 | 3152930 | LENNOX INDUSTRIES, INC. | XC13-042-230-03 | AC | Split System: Air-Cooled Condensing Unit, Coil with Blower | XC13-042-230-03 |  | C33-49+TDR+TXV | 12 | 14.5 | Yes | Yes | 2011-01-21 |  | 0
FALSE | XC13N042-230-** | 2288 | 3152931 | LENNOX INDUSTRIES, INC. | XC13-042-230-03 | AC | Split System: Air-Cooled Condensing Unit, Coil with Blower | XC13-042-230-03 |  | C33-49+TDR+TXV | 12 | 14.5 | Yes | Yes | 2011-01-21 |  | 0
FALSE | XC13N042-230-** | 2288 | 3152990 | LENNOX INDUSTRIES, INC. | XC13-042-230-03 | AC | Split System: Air-Cooled Condensing Unit, Coil with Blower | XC13-042-230-03 |  | CH33-43C+TDR+TXV | 12 | 14.5 | Yes | Yes | 2011-01-21 |  | 0
FALSE | XC13N042-230-** | 2288 | 3152991 | LENNOX INDUSTRIES, INC. | XC13-042-230-03 | AC | Split System: Air-Cooled Condensing Unit, Coil with Blower | XC13-042-230-03 |  | CH33-43C+TDR+TXV | 12 | 14.5 | Yes | Yes | 2011-01-21 |  | 0
FALSE | XC13N042-230-** | 2288 | 3152992 | LENNOX INDUSTRIES, INC. | XC13-042-230-03 | AC | Split System: Air-Cooled Condensing Unit, Coil with Blower | XC13-042-230-03 |  | CH33-43C+TDR+TXV | 12 | 14.5 | Yes | Yes | 2011-01-21 |  | 0
FALSE | XC13N042-230-** | 2288 | 3152993 | LENNOX INDUSTRIES, INC. | XC13-042-230-03 | AC | Split System: Air-Cooled Condensing Unit, Coil with Blower | XC13-042-230-03 |  | CH33-43C+TDR+TXV | 12 | 14.5 | Yes | Yes | 2011-01-21 |  | 0
FALSE | XC13N042-230-** | 2288 | 3152994 | LENNOX INDUSTRIES, INC. | XC13-042-230-03 | AC | Split System: Air-Cooled Condensing Unit, Coil with Blower | XC13-042-230-03 |  | CH33-43C+TDR+TXV | 12 | 14.5 | Yes | Yes | 2011-01-21 |  | 0
FALSE | XC13N042-230-** | 2288 | 3152995 | LENNOX INDUSTRIES, INC. | XC13-042-230-03 | AC | Split System: Air-Cooled Condensing Unit, Coil with Blower | XC13-042-230-03 |  | CH33-43C+TDR+TXV | 12 | 14.5 | Yes | Yes | 2011-01-21 |  | 0
FALSE | XC13N042-230-** | 2288 | 3152996 | LENNOX INDUSTRIES, INC. | XC13-042-230-03 | AC | Split System: Air-Cooled Condensing Unit, Coil with Blower | XC13-042-230-03 |  | CH33-43C+TDR+TXV | 12 | 14.5 | Yes | Yes | 2011-01-21 |  | 0
FALSE | XC13N042-230-** | 2288 | 3152997 | LENNOX INDUSTRIES, INC. | XC13-042-230-03 | AC | Split System: Air-Cooled Condensing Unit, Coil with Blower | XC13-042-230-03 |  | CH33-43C+TDR+TXV | 12 | 14.5 | Yes | Yes | 2011-01-21 |  | 0
FALSE | XC13N042-230-** | 2288 | 3153004 | LENNOX INDUSTRIES, INC. | XC13-042-230-03 | AC | Split System: Air-Cooled Condensing Unit, Coil with Blower | XC13-042-230-03 |  | CH33-48C+TDR+TXV | 12 | 14.5 | Yes | Yes | 2011-01-21 |  | 0
FALSE | XC13N042-230-** | 2288 | 3153005 | LENNOX INDUSTRIES, INC. | XC13-042-230-03 | AC | Split System: Air-Cooled Condensing Unit, Coil with Blower | XC13-042-230-03 |  | CH33-48C+TDR+TXV | 12 | 14.5 | Yes | Yes | 2011-01-21 |  | 0
FALSE | XC13N042-230-** | 2288 | 3153006 | LENNOX INDUSTRIES, INC. | XC13-042-230-03 | AC | Split System: Air-Cooled Condensing Unit, Coil with Blower | XC13-042-230-03 |  | CH33-48C+TDR+TXV | 12 | 14.5 | Yes | Yes | 2011-01-21 |  | 0
FALSE | XC13N042-230-** | 2288 | 3153007 | LENNOX INDUSTRIES, INC. | XC13-042-230-03 | AC | Split System: Air-Cooled Condensing Unit, Coil with Blower | XC13-042-230-03 |  | CH33-48C+TDR+TXV | 12 | 14.5 | Yes | Yes | 2011-01-21 |  | 0
FALSE | XC13N042-230-** | 2288 | 3153009 | LENNOX INDUSTRIES, INC. | XC13-042-230-03 | AC | Split System: Air-Cooled Condensing Unit, Coil with Blower | XC13-042-230-03 |  | CH33-48C+TDR+TXV | 12 | 14.5 | Yes | Yes | 2011-01-21 |  | 0
FALSE | XC13N042-230-** | 2288 | 3153011 | LENNOX INDUSTRIES, INC. | XC13-042-230-03 | AC | Split System: Air-Cooled Condensing Unit, Coil with Blower | XC13-042-230-03 |  | CH33-48C+TDR+TXV | 12 | 14.5 | Yes | Yes | 2011-01-21 |  | 0
FALSE | XC13N042-230-** | 2288 | 3153012 | LENNOX INDUSTRIES, INC. | XC13-042-230-03 | AC | Split System: Air-Cooled Condensing Unit, Coil with Blower | XC13-042-230-03 |  | CH33-48C+TDR+TXV | 12 | 14.5 | Yes | Yes | 2011-01-21 |  | 0
FALSE | XC13N042-230-** | 2288 | 3153015 | LENNOX INDUSTRIES, INC. | XC13-042-230-03 | AC | Split System: Air-Cooled Condensing Unit, Coil with Blower | XC13-042-230-03 |  | CH33-49+TDR+TXV | 12 | 14.5 | Yes | Yes | 2011-01-21 |  | 0
FALSE | XC13N042-230-** | 2288 | 3153016 | LENNOX INDUSTRIES, INC. | XC13-042-230-03 | AC | Split System: Air-Cooled Condensing Unit, Coil with Blower | XC13-042-230-03 |  | CH33-49+TDR+TXV | 12 | 14.5 | Yes | Yes | 2011-01-21 |  | 0
FALSE | XC13N042-230-** | 2288 | 3153017 | LENNOX INDUSTRIES, INC. | XC13-042-230-03 | AC | Split System: Air-Cooled Condensing Unit, Coil with Blower | XC13-042-230-03 |  | CH33-49+TDR+TXV | 12 | 14.5 | Yes | Yes | 2011-01-21 |  | 0
FALSE | XC13N042-230-** | 2288 | 3153056 | LENNOX INDUSTRIES, INC. | XC13-042-230-03 | AC | Split System: Air-Cooled Condensing Unit, Coil with Blower | XC13-042-230-03 |  | CR33-50/60+TDR+TXV | 12.3 | 14.5 | Yes | Yes | 2011-01-21 |  | 0
FALSE | XC13N042-230-** | 2288 | 3153057 | LENNOX INDUSTRIES, INC. | XC13-042-230-03 | AC | Split System: Air-Cooled Condensing Unit, Coil with Blower | XC13-042-230-03 |  | CR33-50/60+TDR+TXV | 12.25 | 14.5 | Yes | Yes | 2011-01-21 |  | 0
FALSE | XC13N042-230-** | 2288 | 3153058 | LENNOX INDUSTRIES, INC. | XC13-042-230-03 | AC | Split System: Air-Cooled Condensing Unit, Coil with Blower | XC13-042-230-03 |  | CR33-50/60+TDR+TXV | 12.5 | 15 | Yes | Yes | 2011-01-21 |  | 1
FALSE | XC13N042-230-** | 2288 | 3153059 | LENNOX INDUSTRIES, INC. | XC13-042-230-03 | AC | Split System: Air-Cooled Condensing Unit, Coil with Blower | XC13-042-230-03 |  | CR33-50/60+TDR+TXV | 12 | 14.5 | Yes | Yes | 2011-01-21 |  | 0
FALSE | XC13N042-230-** | 2288 | 3153061 | LENNOX INDUSTRIES, INC. | XC13-042-230-03 | AC | Split System: Air-Cooled Condensing Unit, Coil with Blower | XC13-042-230-03 |  | CR33-50/60+TDR+TXV | 12 | 14.5 | Yes | Yes | 2011-01-21 |  | 0
FALSE | XC13N042-230-** | 2288 | 3153062 | LENNOX INDUSTRIES, INC. | XC13-042-230-03 | AC | Split System: Air-Cooled Condensing Unit, Coil with Blower | XC13-042-230-03 |  | CR33-50/60+TDR+TXV | 12 | 14.5 | Yes | Yes | 2011-01-21 |  | 0
FALSE | XC13N042-230-** | 2288 | 3153063 | LENNOX INDUSTRIES, INC. | XC13-042-230-03 | AC | Split System: Air-Cooled Condensing Unit, Coil with Blower | XC13-042-230-03 |  | CR33-50/60+TDR+TXV | 12 | 14.5 | Yes | Yes | 2011-01-21 |  | 0
FALSE | XC13N042-230-** | 2288 | 3153064 | LENNOX INDUSTRIES, INC. | XC13-042-230-03 | AC | Split System: Air-Cooled Condensing Unit, Coil with Blower | XC13-042-230-03 |  | CR33-50/60+TDR+TXV | 12 | 14.5 | Yes | Yes | 2011-01-21 |  | 0
FALSE | XC13N042-230-** | 2288 | 3153067 | LENNOX INDUSTRIES, INC. | XC13-042-230-03 | AC | Split System: Air-Cooled Condensing Unit, Coil with Blower | XC13-042-230-03 |  | CR33-60+TDR+TXV | 12.3 | 14.5 | Yes | Yes | 2011-01-21 |  | 0
FALSE | XC13N042-230-** | 2288 | 3153068 | LENNOX INDUSTRIES, INC. | XC13-042-230-03 | AC | Split System: Air-Cooled Condensing Unit, Coil with Blower | XC13-042-230-03 |  | CR33-60+TDR+TXV | 12.25 | 14.5 | Yes | Yes | 2011-01-21 |  | 0
FALSE | XC13N042-230-** | 2288 | 3153084 | LENNOX INDUSTRIES, INC. | XC13-042-230-03 | AC | Split System: Air-Cooled Condensing Unit, Coil with Blower | XC13-042-230-03 |  | CX34-43+TDR | 12.35 | 14.5 | Yes | Yes | 2011-01-21 |  | 0
FALSE | XC13N042-230-** | 2288 | 3153085 | LENNOX INDUSTRIES, INC. | XC13-042-230-03 | AC | Split System: Air-Cooled Condensing Unit, Coil with Blower | XC13-042-230-03 |  | CX34-43+TDR | 12 | 14.5 | Yes | Yes | 2011-01-21 |  | 0
FALSE | XC13N042-230-** | 2288 | 3153086 | LENNOX INDUSTRIES, INC. | XC13-042-230-03 | AC | Split System: Air-Cooled Condensing Unit, Coil with Blower | XC13-042-230-03 |  | CX34-43+TDR | 12 | 14.5 | Yes | Yes | 2011-01-21 |  | 0
FALSE | XC13N042-230-** | 2288 | 3153087 | LENNOX INDUSTRIES, INC. | XC13-042-230-03 | AC | Split System: Air-Cooled Condensing Unit, Coil with Blower | XC13-042-230-03 |  | CX34-43+TDR | 12 | 14.5 | Yes | Yes | 2011-01-21 |  | 0
FALSE | XC13N042-230-** | 2288 | 3153088 | LENNOX INDUSTRIES, INC. | XC13-042-230-03 | AC | Split System: Air-Cooled Condensing Unit, Coil with Blower | XC13-042-230-03 |  | CX34-43+TDR | 12 | 14.5 | Yes | Yes | 2011-01-21 |  | 0
FALSE | XC13N042-230-** | 2288 | 3153091 | LENNOX INDUSTRIES, INC. | XC13-042-230-03 | AC | Split System: Air-Cooled Condensing Unit, Coil with Blower | XC13-042-230-03 |  | CX34-43+TDR | 12 | 14.5 | Yes | Yes | 2011-01-21 |  | 0
FALSE | XC13N042-230-** | 2288 | 3153092 | LENNOX INDUSTRIES, INC. | XC13-042-230-03 | AC | Split System: Air-Cooled Condensing Unit, Coil with Blower | XC13-042-230-03 |  | CX34-43+TDR | 12 | 14.5 | Yes | Yes | 2011-01-21 |  | 0
FALSE | XC13N042-230-** | 2288 | 3153093 | LENNOX INDUSTRIES, INC. | XC13-042-230-03 | AC | Split System: Air-Cooled Condensing Unit, Coil with Blower | XC13-042-230-03 |  | CX34-43+TDR | 12 | 14.5 | Yes | Yes | 2011-01-21 |  | 0
FALSE | XC13N042-230-** | 2288 | 3153129 | LENNOX INDUSTRIES, INC. | XC13-042-230-03 | AC | Split System: Air-Cooled Condensing Unit, Coil with Blower | XC13-042-230-03 |  | CX34-50/60C+TDR | 12 | 14.5 | Yes | Yes | 2011-01-21 |  | 0
FALSE | XC13N042-230-** | 2288 | 3153130 | LENNOX INDUSTRIES, INC. | XC13-042-230-03 | AC | Split System: Air-Cooled Condensing Unit, Coil with Blower | XC13-042-230-03 |  | CX34-50/60C+TDR | 12 | 14.5 | Yes | Yes | 2011-01-21 |  | 0
FALSE | XC13N042-230-** | 2288 | 3153131 | LENNOX INDUSTRIES, INC. | XC13-042-230-03 | AC | Split System: Air-Cooled Condensing Unit, Coil with Blower | XC13-042-230-03 |  | CX34-50/60C+TDR | 12 | 14.5 | Yes | Yes | 2011-01-21 |  | 0
FALSE | XC13N042-230-** | 2288 | 3153132 | LENNOX INDUSTRIES, INC. | XC13-042-230-03 | AC | Split System: Air-Cooled Condensing Unit, Coil with Blower | XC13-042-230-03 |  | CX34-50/60C+TDR | 12 | 14.5 | Yes | Yes | 2011-01-21 |  | 0
FALSE | XC13N042-230-** | 2288 | 3153134 | LENNOX INDUSTRIES, INC. | XC13-042-230-03 | AC | Split System: Air-Cooled Condensing Unit, Coil with Blower | XC13-042-230-03 |  | CX34-50/60C+TDR | 12 | 14.5 | Yes | Yes | 2011-01-21 |  | 0
FALSE | XC13N042-230-** | 2288 | 3153136 | LENNOX INDUSTRIES, INC. | XC13-042-230-03 | AC | Split System: Air-Cooled Condensing Unit, Coil with Blower | XC13-042-230-03 |  | CX34-50/60C+TDR | 12 | 14.5 | Yes | Yes | 2011-01-21 |  | 0
FALSE | XC13N042-230-** | 2288 | 3153137 | LENNOX INDUSTRIES, INC. | XC13-042-230-03 | AC | Split System: Air-Cooled Condensing Unit, Coil with Blower | XC13-042-230-03 |  | CX34-50/60C+TDR | 12 | 14.5 | Yes | Yes | 2011-01-21 |  | 0
FALSE | XC13N042-230-** | 2288 | 3153139 | LENNOX INDUSTRIES, INC. | XC13-042-230-03 | AC | Split System: Air-Cooled Condensing Unit, Coil with Blower | XC13-042-230-03 |  | CX34-50/60C+TDR | 12 | 14.5 | Yes | Yes | 2011-01-21 |  | 0
FALSE | XC13N042-230-** | 2288 | 3153147 | LENNOX INDUSTRIES, INC. | XC13-042-230-03 | AC | Split System: Air-Cooled Condensing Unit, Coil with Blower | XC13-042-230-03 |  | CH33-50/60C+TDR+TXV | 12.5 | 15 | Yes | Yes | 2011-01-21 |  | 1
FALSE | TSA048S4N*G | 2299 | 3159566 | LENNOX INDUSTRIES, INC. | XC13-042-230*03 | AC | Split System: Air-Cooled Condensing Unit, Coil with Blower | XC13-042-230*03 |  | C33-49* | 12 | 14.5 | Yes | Yes | 2011-01-21 |  | 0
FALSE | TSA048S4N*G | 2299 | 3159567 | LENNOX INDUSTRIES, INC. | XC13-042-230*03 | AC | Split System: Air-Cooled Condensing Unit, Coil with Blower | XC13-042-230*03 |  | C33-49* | 12 | 14.5 | Yes | Yes | 2011-01-21 |  | 0
FALSE | TSA048S4N*G | 2299 | 3159572 | LENNOX INDUSTRIES, INC. | XC13-042-230*03 | AC | Split System: Air-Cooled Condensing Unit, Coil with Blower | XC13-042-230*03 |  | C33-50/60C* | 12 | 14.5 | Yes | Yes | 2011-01-21 |  | 0
FALSE | TSA048S4N*G | 2299 | 3159611 | LENNOX INDUSTRIES, INC. | XC13-042-230*03 | AC | Split System: Air-Cooled Condensing Unit, Coil with Blower | XC13-042-230*03 |  | CH33-48* | 12 | 14.5 | Yes | Yes | 2011-01-21 |  | 0
FALSE | TSA048S4N*G | 2299 | 3159616 | LENNOX INDUSTRIES, INC. | XC13-042-230*03 | AC | Split System: Air-Cooled Condensing Unit, Coil with Blower | XC13-042-230*03 |  | CH33-49* | 12 | 14.5 | Yes | Yes | 2011-01-21 |  | 0
FALSE | TSA048S4N*G | 2299 | 3159617 | LENNOX INDUSTRIES, INC. | XC13-042-230*03 | AC | Split System: Air-Cooled Condensing Unit, Coil with Blower | XC13-042-230*03 |  | CH33-49* | 12 | 14.5 | Yes | Yes | 2011-01-21 |  | 0
FALSE | TSA048S4N*G | 2299 | 3159626 | LENNOX INDUSTRIES, INC. | XC13-042-230*03 | AC | Split System: Air-Cooled Condensing Unit, Coil with Blower | XC13-042-230*03 |  | CH33-50/60C* | 12 | 14.5 | Yes | Yes | 2011-01-21 |  | 0
FALSE | TSA048S4N*G | 2299 | 3159627 | LENNOX INDUSTRIES, INC. | XC13-042-230*03 | AC | Split System: Air-Cooled Condensing Unit, Coil with Blower | XC13-042-230*03 |  | CH33-50/60C* | 12 | 14.5 | Yes | Yes | 2011-01-21 |  | 0
FALSE | TSA048S4N*G | 2299 | 3159629 | LENNOX INDUSTRIES, INC. | XC13-042-230*03 | AC | Split System: Air-Cooled Condensing Unit, Coil with Blower | XC13-042-230*03 |  | CH33-50/60C* | 12 | 14.5 | Yes | Yes | 2011-01-21 |  | 0
FALSE | TSA048S4N*G | 2299 | 3159630 | LENNOX INDUSTRIES, INC. | XC13-042-230*03 | AC | Split System: Air-Cooled Condensing Unit, Coil with Blower | XC13-042-230*03 |  | CH33-50/60C* | 12 | 14.5 | Yes | Yes | 2011-01-21 |  | 0
FALSE | S4BI-024K | 2602 | 3185611 | NORDYNE, INC. | S4BI-024K | AC | Split System: Air-Cooled Condensing Unit, Coil with Blower | S4BI-024K |  | C6BH-E36C-B | 14.9 | 23 | Yes | Yes | 2011-01-21 |  | 3
FALSE | S4BI-024K | 2602 | 3185612 | NORDYNE, INC. | S4BI-024K | AC | Split System: Air-Cooled Condensing Unit, Coil with Blower | S4BI-024K |  | C6BH-E36C-C | 14.4 | 22.5 | Yes | Yes | 2011-01-21 |  | 3
FALSE | S4BI-036K | 2600 | 3185613 | NORDYNE, INC. | S4BI-036K | AC | Split System: Air-Cooled Condensing Unit, Coil with Blower | S4BI-036K |  | C6BH-E36C-B | 13 | 20 | Yes | Yes | 2011-01-21 |  | 3
FALSE | S4BI-036K | 2600 | 3185614 | NORDYNE, INC. | S4BI-036K | AC | Split System: Air-Cooled Condensing Unit, Coil with Blower | S4BI-036K |  | C6BH-E36C-C | 13.1 | 20.5 | Yes | Yes | 2011-01-21 |  | 3
FALSE | S4BI-048K | 2601 | 3185615 | NORDYNE, INC. | S4BI-048K | AC | Split System: Air-Cooled Condensing Unit, Coil with Blower | S4BI-048K |  | C6BH-E48C-C | 12.2 | 21 | Yes | Yes | 2011-01-21 |  | 0
FALSE | S4BI-048K | 2601 | 3185616 | NORDYNE, INC. | S4BI-048K | AC | Split System: Air-Cooled Condensing Unit, Coil with Blower | S4BI-048K |  | C6BH-E48C-D | 12.3 | 21 | Yes | Yes | 2011-01-21 |  | 0
FALSE | S4BI-024K | 2602 | 3185617 | NORDYNE, INC. | S4BI-024K | AC | Split System: Air-Cooled Condensing Unit, Coil with Blower | S4BI-024K |  | C6BH-E36C-B | 14.9 | 23 | Yes | Yes | 2011-01-21 |  | 3
FALSE | S4BI-024K | 2602 | 3185618 | NORDYNE, INC. | S4BI-024K | AC | Split System: Air-Cooled Condensing Unit, Coil with Blower | S4BI-024K |  | C6BH-E36C-C | 14.4 | 22.5 | Yes | Yes | 2011-01-21 |  | 3
FALSE | S4BI-036K | 2600 | 3185619 | NORDYNE, INC. | S4BI-036K | AC | Split System: Air-Cooled Condensing Unit, Coil with Blower | S4BI-036K |  | C6BH-E36C-B | 13 | 20 | Yes | Yes | 2011-01-21 |  | 3
FALSE | S4BI-036K | 2600 | 3185620 | NORDYNE, INC. | S4BI-036K | AC | Split System: Air-Cooled Condensing Unit, Coil with Blower | S4BI-036K |  | C6BH-E36C-C | 13.1 | 20.5 | Yes | Yes | 2011-01-21 |  | 3
FALSE | S4BI-048K | 2601 | 3185621 | NORDYNE, INC. | S4BI-048K | AC | Split System: Air-Cooled Condensing Unit, Coil with Blower | S4BI-048K |  | C6BH-E48C-C | 12.2 | 21 | Yes | Yes | 2011-01-21 |  | 0
FALSE | S4BI-048K | 2601 | 3185622 | NORDYNE, INC. | S4BI-048K | AC | Split System: Air-Cooled Condensing Unit, Coil with Blower | S4BI-048K |  | C6BH-E48C-D | 12.3 | 21 | Yes | Yes | 2011-01-21 |  | 0
FALSE | S4BI-024K | 2602 | 3185623 | FRIGIDAIRE | FS4BI-024K | AC | Split System: Air-Cooled Condensing Unit, Coil with Blower | S4BI-024K |  | C6BH-E36C-B | 14.9 | 23 | Yes | Yes | 2011-02-08 |  | 3
FALSE | S4BI-024K | 2602 | 3185624 | FRIGIDAIRE | FS4BI-024K | AC | Split System: Air-Cooled Condensing Unit, Coil with Blower | S4BI-024K |  | C6BH-E36C-C | 14.4 | 22.5 | Yes | Yes | 2011-02-08 |  | 3
FALSE | S4BI-036K | 2600 | 3185625 | FRIGIDAIRE | FS4BI-036K | AC | Split System: Air-Cooled Condensing Unit, Coil with Blower | S4BI-036K |  | C6BH-E36C-B | 13 | 20 | Yes | Yes | 2011-02-08 |  | 3
FALSE | S4BI-036K | 2600 | 3185626 | FRIGIDAIRE | FS4BI-036K | AC | Split System: Air-Cooled Condensing Unit, Coil with Blower | S4BI-036K |  | C6BH-E36C-C | 13.1 | 20.5 | Yes | Yes | 2011-02-08 |  | 3
FALSE | S4BI-048K | 2601 | 3185627 | FRIGIDAIRE | FS4BI-048K | AC | Split System: Air-Cooled Condensing Unit, Coil with Blower | S4BI-048K |  | C6BH-E48C-C | 12.2 | 21 | Yes | Yes | 2011-02-08 |  | 0
FALSE | S4BI-048K | 2601 | 3185628 | FRIGIDAIRE | FS4BI-048K | AC | Split System: Air-Cooled Condensing Unit, Coil with Blower | S4BI-048K |  | C6BH-E48C-D | 12.3 | 21 | Yes | Yes | 2011-02-08 |  | 0
FALSE | S4BI-024K | 2602 | 3185629 | FRIGIDAIRE | FS4BI-024K | AC | Split System: Air-Cooled Condensing Unit, Coil with Blower | S4BI-024K |  | C6BH-E36C-B | 14.9 | 23 | Yes | Yes | 2011-02-08 |  | 3
FALSE | S4BI-024K | 2602 | 3185630 | FRIGIDAIRE | FS4BI-024K | AC | Split System: Air-Cooled Condensing Unit, Coil with Blower | S4BI-024K |  | C6BH-E36C-C | 14.4 | 22.5 | Yes | Yes | 2011-02-08 |  | 3
FALSE | S4BI-036K | 2600 | 3185631 | FRIGIDAIRE | FS4BI-036K | AC | Split System: Air-Cooled Condensing Unit, Coil with Blower | S4BI-036K |  | C6BH-E36C-B | 13 | 20 | Yes | Yes | 2011-02-08 |  | 3
FALSE | S4BI-036K | 2600 | 3185632 | FRIGIDAIRE | FS4BI-036K | AC | Split System: Air-Cooled Condensing Unit, Coil with Blower | S4BI-036K |  | C6BH-E36C-C | 13.1 | 20.5 | Yes | Yes | 2011-02-08 |  | 3
FALSE | S4BI-048K | 2601 | 3185633 | FRIGIDAIRE | FS4BI-048K | AC | Split System: Air-Cooled Condensing Unit, Coil with Blower | S4BI-048K |  | C6BH-E48C-C | 12.2 | 21 | Yes | Yes | 2011-02-08 |  | 0
FALSE | S4BI-048K | 2601 | 3185634 | FRIGIDAIRE | FS4BI-048K | AC | Split System: Air-Cooled Condensing Unit, Coil with Blower | S4BI-048K |  | C6BH-E48C-D | 12.3 | 21 | Yes | Yes | 2011-02-08 |  | 0
FALSE | S4BI-024K | 2602 | 3185635 | TAPPAN | FS4BI-024K | AC | Split System: Air-Cooled Condensing Unit, Coil with Blower | S4BI-024K |  | C6BH-E36C-B | 14.9 | 23 | Yes | Yes | 2011-02-08 |  | 3
FALSE | S4BI-024K | 2602 | 3185636 | TAPPAN | FS4BI-024K | AC | Split System: Air-Cooled Condensing Unit, Coil with Blower | S4BI-024K |  | C6BH-E36C-C | 14.4 | 22.5 | Yes | Yes | 2011-02-08 |  | 3
FALSE | S4BI-036K | 2600 | 3185637 | TAPPAN | FS4BI-036K | AC | Split System: Air-Cooled Condensing Unit, Coil with Blower | S4BI-036K |  | C6BH-E36C-B | 13 | 20 | Yes | Yes | 2011-02-08 |  | 3
FALSE | S4BI-036K | 2600 | 3185638 | TAPPAN | FS4BI-036K | AC | Split System: Air-Cooled Condensing Unit, Coil with Blower | S4BI-036K |  | C6BH-E36C-C | 13.1 | 20.5 | Yes | Yes | 2011-02-08 |  | 3
FALSE | TSA036S4N*G | 2270 | 3205966 | LENNOX INDUSTRIES, INC. | 13ACX-036-230-10 | AC | Split System: Air-Cooled Condensing Unit, Coil with Blower | 13ACX-036-230-10 |  | CX34-43+TDR | 12 | 14.5 | Yes | Yes | 2011-01-21 |  | 0
FALSE | TSA036S4N*G | 2270 | 3205974 | LENNOX INDUSTRIES, INC. | 13ACX-036-230-10 | AC | Split System: Air-Cooled Condensing Unit, Coil with Blower | 13ACX-036-230-10 |  | CX34-43+TDR | 12 | 14.5 | Yes | Yes | 2011-01-21 |  | 0
FALSE | 14ACX-030-230-17 | 2250 | 3208724 | LENNOX INDUSTRIES, INC. | 14ACX-030-230-10 | AC | Split System: Air-Cooled Condensing Unit, Coil with Blower | 14ACX-030-230-10 |  | CBX27UH-030-230*+TDR | 12.5 | 15 | Yes | Yes | 2011-01-21 |  | 1
FALSE | 14ACX-030-230-17 | 2250 | 3208725 | LENNOX INDUSTRIES, INC. | 14ACX-030-230-10 | AC | Split System: Air-Cooled Condensing Unit, Coil with Blower | 14ACX-030-230-10 |  | CBX27UH-036-230*+TDR | 12.5 | 15 | Yes | Yes | 2011-01-21 |  | 1
FALSE | 14ACX-030-230-17 | 2250 | 3208728 | LENNOX INDUSTRIES, INC. | 14ACX-030-230-10 | AC | Split System: Air-Cooled Condensing Unit, Coil with Blower | 14ACX-030-230-10 |  | CBX32MV-036*+TDR | 12.5 | 15 | Yes | Yes | 2011-01-21 |  | 1
FALSE | 14ACX-030-230-17 | 2250 | 3208729 | LENNOX INDUSTRIES, INC. | 14ACX-030-230-10 | AC | Split System: Air-Cooled Condensing Unit, Coil with Blower | 14ACX-030-230-10 |  | CH33-19+TDR+TXV | 12 | 14.5 | Yes | Yes | 2011-01-21 |  | 0
FALSE | 14ACX-030-230-17 | 2250 | 3208730 | LENNOX INDUSTRIES, INC. | 14ACX-030-230-10 | AC | Split System: Air-Cooled Condensing Unit, Coil with Blower | 14ACX-030-230-10 |  | CH33-25A+TDR+TXV | 12.5 | 15 | Yes | Yes | 2011-01-21 |  | 1
FALSE | 14ACX-030-230-17 | 2250 | 3208731 | LENNOX INDUSTRIES, INC. | 14ACX-030-230-10 | AC | Split System: Air-Cooled Condensing Unit, Coil with Blower | 14ACX-030-230-10 |  | CH33-25B+TDR+TXV | 12.5 | 15 | Yes | Yes | 2011-01-21 |  | 1
FALSE | 14ACX-030-230-17 | 2250 | 3208732 | LENNOX INDUSTRIES, INC. | 14ACX-030-230-10 | AC | Split System: Air-Cooled Condensing Unit, Coil with Blower | 14ACX-030-230-10 |  | CH33-25B+TDR+TXV | 12 | 14.5 | Yes | Yes | 2011-01-21 |  | 0
FALSE | 14ACX-030-230-17 | 2250 | 3208750 | LENNOX INDUSTRIES, INC. | 14ACX-030-230-10 | AC | Split System: Air-Cooled Condensing Unit, Coil with Blower | 14ACX-030-230-10 |  | CH33-43C+TDR+TXV | 12.5 | 15 | Yes | Yes | 2011-01-21 |  | 1
FALSE | 14ACX-030-230-17 | 2250 | 3208751 | LENNOX INDUSTRIES, INC. | 14ACX-030-230-10 | AC | Split System: Air-Cooled Condensing Unit, Coil with Blower | 14ACX-030-230-10 |  | CH33-43C+TDR+TXV | 12.5 | 15 | Yes | Yes | 2011-01-21 |  | 1
FALSE | 14ACX-030-230-17 | 2250 | 3208752 | LENNOX INDUSTRIES, INC. | 14ACX-030-230-10 | AC | Split System: Air-Cooled Condensing Unit, Coil with Blower | 14ACX-030-230-10 |  | CR33-24+TDR+TXV | 12.5 | 15 | Yes | Yes | 2011-01-21 |  | 1
FALSE | 14ACX-030-230-17 | 2250 | 3208754 | LENNOX INDUSTRIES, INC. | 14ACX-030-230-10 | AC | Split System: Air-Cooled Condensing Unit, Coil with Blower | 14ACX-030-230-10 |  | CR33-24+TDR+TXV | 12 | 14.5 | Yes | Yes | 2011-01-21 |  | 0
FALSE | 14ACX-030-230-17 | 2250 | 3208755 | LENNOX INDUSTRIES, INC. | 14ACX-030-230-10 | AC | Split System: Air-Cooled Condensing Unit, Coil with Blower | 14ACX-030-230-10 |  | CR33-24+TDR+TXV | 12 | 14.5 | Yes | Yes | 2011-01-21 |  | 0
FALSE | 14ACX-030-230-17 | 2250 | 3208756 | LENNOX INDUSTRIES, INC. | 14ACX-030-230-10 | AC | Split System: Air-Cooled Condensing Unit, Coil with Blower | 14ACX-030-230-10 |  | CR33-24+TDR+TXV | 12 | 14.5 | Yes | Yes | 2011-01-21 |  | 0
FALSE | 14ACX-030-230-17 | 2250 | 3208757 | LENNOX INDUSTRIES, INC. | 14ACX-030-230-10 | AC | Split System: Air-Cooled Condensing Unit, Coil with Blower | 14ACX-030-230-10 |  | CR33-30/36+TDR+TXV | 12.5 | 15 | Yes | Yes | 2011-01-21 |  | 1
FALSE | 14ACX-030-230-17 | 2250 | 3208758 | LENNOX INDUSTRIES, INC. | 14ACX-030-230-10 | AC | Split System: Air-Cooled Condensing Unit, Coil with Blower | 14ACX-030-230-10 |  | CR33-30/36+TDR+TXV | 12 | 14.5 | Yes | Yes | 2011-01-21 |  | 0
FALSE | 14ACX-030-230-17 | 2250 | 3208759 | LENNOX INDUSTRIES, INC. | 14ACX-030-230-10 | AC | Split System: Air-Cooled Condensing Unit, Coil with Blower | 14ACX-030-230-10 |  | CR33-30/36+TDR+TXV | 12.5 | 15 | Yes | Yes | 2011-01-21 |  | 1
FALSE | 14ACX-030-230-17 | 2250 | 3208760 | LENNOX INDUSTRIES, INC. | 14ACX-030-230-10 | AC | Split System: Air-Cooled Condensing Unit, Coil with Blower | 14ACX-030-230-10 |  | CR33-30/36+TDR+TXV | 12.5 | 15 | Yes | Yes | 2011-01-21 |  | 1
FALSE | 14ACX-030-230-17 | 2250 | 3208761 | LENNOX INDUSTRIES, INC. | 14ACX-030-230-10 | AC | Split System: Air-Cooled Condensing Unit, Coil with Blower | 14ACX-030-230-10 |  | CR33-30/36+TDR+TXV | 12.5 | 15 | Yes | Yes | 2011-01-21 |  | 1
FALSE | 14ACX-030-230-17 | 2250 | 3208762 | LENNOX INDUSTRIES, INC. | 14ACX-030-230-10 | AC | Split System: Air-Cooled Condensing Unit, Coil with Blower | 14ACX-030-230-10 |  | CX34-25+TDR | 12.5 | 15 | Yes | Yes | 2011-01-21 |  | 1
FALSE | 14ACX-030-230-17 | 2250 | 3208763 | LENNOX INDUSTRIES, INC. | 14ACX-030-230-10 | AC | Split System: Air-Cooled Condensing Unit, Coil with Blower | 14ACX-030-230-10 |  | CX34-25+TDR | 12.5 | 15 | Yes | Yes | 2011-01-21 |  | 1
FALSE | 14ACX-030-230-17 | 2250 | 3208764 | LENNOX INDUSTRIES, INC. | 14ACX-030-230-10 | AC | Split System: Air-Cooled Condensing Unit, Coil with Blower | 14ACX-030-230-10 |  | CX34-25+TDR | 12 | 14.5 | Yes | Yes | 2011-01-21 |  | 0
FALSE | 14ACX-030-230-17 | 2250 | 3208765 | LENNOX INDUSTRIES, INC. | 14ACX-030-230-10 | AC | Split System: Air-Cooled Condensing Unit, Coil with Blower | 14ACX-030-230-10 |  | CX34-25+TDR | 12.5 | 15 | Yes | Yes | 2011-01-21 |  | 1
FALSE | 14ACX-030-230-17 | 2250 | 3208766 | LENNOX INDUSTRIES, INC. | 14ACX-030-230-10 | AC | Split System: Air-Cooled Condensing Unit, Coil with Blower | 14ACX-030-230-10 |  | CX34-25+TDR | 12.5 | 15 | Yes | Yes | 2011-01-21 |  | 1
FALSE | 14ACX-030-230-17 | 2250 | 3208767 | LENNOX INDUSTRIES, INC. | 14ACX-030-230-10 | AC | Split System: Air-Cooled Condensing Unit, Coil with Blower | 14ACX-030-230-10 |  | CX34-25+TDR | 12.5 | 15 | Yes | Yes | 2011-01-21 |  | 1
FALSE | 14ACX-030-230-17 | 2250 | 3208768 | LENNOX INDUSTRIES, INC. | 14ACX-030-230-10 | AC | Split System: Air-Cooled Condensing Unit, Coil with Blower | 14ACX-030-230-10 |  | CX34-30+TDR | 12 | 14.5 | Yes | Yes | 2011-01-21 |  | 0
FALSE | 14ACX-030-230-17 | 2250 | 3208823 | LENNOX INDUSTRIES, INC. | 14ACX-030-230-10 | AC | Split System: Air-Cooled Condensing Unit, Coil with Blower | 14ACX-030-230-10 |  | C33-36+TDR+TXV | 12.5 | 15 | Yes | Yes | 2011-01-21 |  | 1
FALSE | 14ACX-030-230-17 | 2250 | 3208824 | LENNOX INDUSTRIES, INC. | 14ACX-030-230-10 | AC | Split System: Air-Cooled Condensing Unit, Coil with Blower | 14ACX-030-230-10 |  | C33-36+TDR+TXV | 12 | 14.5 | Yes | Yes | 2011-01-21 |  | 0
FALSE | 14ACX-030-230-17 | 2250 | 3208825 | LENNOX INDUSTRIES, INC. | 14ACX-030-230-10 | AC | Split System: Air-Cooled Condensing Unit, Coil with Blower | 14ACX-030-230-10 |  | C33-36+TDR+TXV | 12.5 | 15 | Yes | Yes | 2011-01-21 |  | 1
FALSE | 14ACX-030-230-17 | 2250 | 3208826 | LENNOX INDUSTRIES, INC. | 14ACX-030-230-10 | AC | Split System: Air-Cooled Condensing Unit, Coil with Blower | 14ACX-030-230-10 |  | C33-36+TDR+TXV | 12.5 | 15 | Yes | Yes | 2011-01-21 |  | 1
FALSE | 14ACX-030-230-17 | 2250 | 3208827 | LENNOX INDUSTRIES, INC. | 14ACX-030-230-10 | AC | Split System: Air-Cooled Condensing Unit, Coil with Blower | 14ACX-030-230-10 |  | C33-36+TDR+TXV | 12.5 | 15 | Yes | Yes | 2011-01-21 |  | 1
FALSE | 14ACX-030-230-17 | 2250 | 3208828 | LENNOX INDUSTRIES, INC. | 14ACX-030-230-10 | AC | Split System: Air-Cooled Condensing Unit, Coil with Blower | 14ACX-030-230-10 |  | C33-36+TDR+TXV | 12.7 | 15.2 | Yes | Yes | 2011-01-21 |  | 1
FALSE | 14ACX-030-230-17 | 2250 | 3208829 | LENNOX INDUSTRIES, INC. | 14ACX-030-230-10 | AC | Split System: Air-Cooled Condensing Unit, Coil with Blower | 14ACX-030-230-10 |  | C33-38+TDR+TXV | 12.5 | 15 | Yes | Yes | 2011-01-21 |  | 1
FALSE | 14ACX-030-230-17 | 2250 | 3208830 | LENNOX INDUSTRIES, INC. | 14ACX-030-230-10 | AC | Split System: Air-Cooled Condensing Unit, Coil with Blower | 14ACX-030-230-10 |  | C33-38+TDR+TXV | 12.5 | 15 | Yes | Yes | 2011-01-21 |  | 1
FALSE | 14ACX-030-230-17 | 2250 | 3208831 | LENNOX INDUSTRIES, INC. | 14ACX-030-230-10 | AC | Split System: Air-Cooled Condensing Unit, Coil with Blower | 14ACX-030-230-10 |  | C33-38+TDR+TXV | 12.5 | 15 | Yes | Yes | 2011-01-21 |  | 1
FALSE | 14ACX-030-230-17 | 2250 | 3208832 | LENNOX INDUSTRIES, INC. | 14ACX-030-230-10 | AC | Split System: Air-Cooled Condensing Unit, Coil with Blower | 14ACX-030-230-10 |  | C33-38+TDR+TXV | 12.5 | 15 | Yes | Yes | 2011-01-21 |  | 1
FALSE | 14ACX-030-230-17 | 2250 | 3208833 | LENNOX INDUSTRIES, INC. | 14ACX-030-230-10 | AC | Split System: Air-Cooled Condensing Unit, Coil with Blower | 14ACX-030-230-10 |  | C33-38+TDR+TXV | 12.5 | 15 | Yes | Yes | 2011-01-21 |  | 1
FALSE | 14ACX-030-230-17 | 2250 | 3208834 | LENNOX INDUSTRIES, INC. | 14ACX-030-230-10 | AC | Split System: Air-Cooled Condensing Unit, Coil with Blower | 14ACX-030-230-10 |  | C33-38+TDR+TXV | 12.5 | 15 | Yes | Yes | 2011-01-21 |  | 1
FALSE | 14ACX-030-230-17 | 2250 | 3208835 | LENNOX INDUSTRIES, INC. | 14ACX-030-230-10 | AC | Split System: Air-Cooled Condensing Unit, Coil with Blower | 14ACX-030-230-10 |  | C33-42+TDR+TXV | 12.5 | 15 | Yes | Yes | 2011-01-21 |  | 1
FALSE | 14ACX-030-230-17 | 2250 | 3208836 | LENNOX INDUSTRIES, INC. | 14ACX-030-230-10 | AC | Split System: Air-Cooled Condensing Unit, Coil with Blower | 14ACX-030-230-10 |  | C33-42+TDR+TXV | 12 | 14.5 | Yes | Yes | 2011-01-21 |  | 0
FALSE | 14ACX-030-230-17 | 2250 | 3208837 | LENNOX INDUSTRIES, INC. | 14ACX-030-230-10 | AC | Split System: Air-Cooled Condensing Unit, Coil with Blower | 14ACX-030-230-10 |  | C33-42+TDR+TXV | 12.5 | 15 | Yes | Yes | 2011-01-21 |  | 1
FALSE | 14ACX-030-230-17 | 2250 | 3208838 | LENNOX INDUSTRIES, INC. | 14ACX-030-230-10 | AC | Split System: Air-Cooled Condensing Unit, Coil with Blower | 14ACX-030-230-10 |  | C33-42+TDR+TXV | 12.5 | 15 | Yes | Yes | 2011-01-21 |  | 1
FALSE | 14ACX-030-230-17 | 2250 | 3208839 | LENNOX INDUSTRIES, INC. | 14ACX-030-230-10 | AC | Split System: Air-Cooled Condensing Unit, Coil with Blower | 14ACX-030-230-10 |  | C33-42+TDR+TXV | 12.5 | 15 | Yes | Yes | 2011-01-21 |  | 1
FALSE | 14ACX-030-230-17 | 2250 | 3208840 | LENNOX INDUSTRIES, INC. | 14ACX-030-230-10 | AC | Split System: Air-Cooled Condensing Unit, Coil with Blower | 14ACX-030-230-10 |  | C33-43+TDR+TXV | 13 | 16 | Yes | Yes | 2011-01-21 |  | 2
FALSE | 14ACX-036-230-15 | 2264 | 3208892 | LENNOX INDUSTRIES, INC. | 14ACX-036-230-10 | AC | Split System: Air-Cooled Condensing Unit, Coil with Blower | 14ACX-036-230-10 |  | CX34-38+TDR | 12 | 14.5 | Yes | Yes | 2011-01-21 |  | 0
FALSE | 14ACX-036-230-15 | 2264 | 3208893 | LENNOX INDUSTRIES, INC. | 14ACX-036-230-10 | AC | Split System: Air-Cooled Condensing Unit, Coil with Blower | 14ACX-036-230-10 |  | CX34-38+TDR | 12 | 14.5 | Yes | Yes | 2011-01-21 |  | 0
FALSE | 14ACX-036-230-15 | 2264 | 3208894 | LENNOX INDUSTRIES, INC. | 14ACX-036-230-10 | AC | Split System: Air-Cooled Condensing Unit, Coil with Blower | 14ACX-036-230-10 |  | CX34-38+TDR | 12 | 14.5 | Yes | Yes | 2011-01-21 |  | 0
FALSE | 14ACX-036-230-15 | 2264 | 3208895 | LENNOX INDUSTRIES, INC. | 14ACX-036-230-10 | AC | Split System: Air-Cooled Condensing Unit, Coil with Blower | 14ACX-036-230-10 |  | CX34-31+TDR | 12 | 14.5 | Yes | Yes | 2011-01-21 |  | 0
FALSE | 14ACX-036-230-15 | 2264 | 3208896 | LENNOX INDUSTRIES, INC. | 14ACX-036-230-10 | AC | Split System: Air-Cooled Condensing Unit, Coil with Blower | 14ACX-036-230-10 |  | CX34-31+TDR | 12.5 | 15 | Yes | Yes | 2011-01-21 |  | 1
FALSE | 14ACX-036-230-15 | 2264 | 3208897 | LENNOX INDUSTRIES, INC. | 14ACX-036-230-10 | AC | Split System: Air-Cooled Condensing Unit, Coil with Blower | 14ACX-036-230-10 |  | CX34-31+TDR | 12 | 14.5 | Yes | Yes | 2011-01-21 |  | 0
FALSE | 14ACX-036-230-15 | 2264 | 3208898 | LENNOX INDUSTRIES, INC. | 14ACX-036-230-10 | AC | Split System: Air-Cooled Condensing Unit, Coil with Blower | 14ACX-036-230-10 |  | CX34-31+TDR | 12 | 14.5 | Yes | Yes | 2011-01-21 |  | 0
FALSE | 14ACX-036-230-15 | 2264 | 3208899 | LENNOX INDUSTRIES, INC. | 14ACX-036-230-10 | AC | Split System: Air-Cooled Condensing Unit, Coil with Blower | 14ACX-036-230-10 |  | CX34-31+TDR | 12 | 14.5 | Yes | Yes | 2011-01-21 |  | 0
FALSE | 14ACX-036-230-15 | 2264 | 3208900 | LENNOX INDUSTRIES, INC. | 14ACX-036-230-10 | AC | Split System: Air-Cooled Condensing Unit, Coil with Blower | 14ACX-036-230-10 |  | CX34-42+TDR | 12.5 | 15 | Yes | Yes | 2011-01-21 |  | 1
FALSE | 14ACX-036-230-15 | 2264 | 3208901 | LENNOX INDUSTRIES, INC. | 14ACX-036-230-10 | AC | Split System: Air-Cooled Condensing Unit, Coil with Blower | 14ACX-036-230-10 |  | CX34-42+TDR | 12 | 14.5 | Yes | Yes | 2011-01-21 |  | 0
FALSE | 14ACX-036-230-15 | 2264 | 3208902 | LENNOX INDUSTRIES, INC. | 14ACX-036-230-10 | AC | Split System: Air-Cooled Condensing Unit, Coil with Blower | 14ACX-036-230-10 |  | CX34-42+TDR | 12 | 14.5 | Yes | Yes | 2011-01-21 |  | 0
FALSE | 14ACX-036-230-15 | 2264 | 3208903 | LENNOX INDUSTRIES, INC. | 14ACX-036-230-10 | AC | Split System: Air-Cooled Condensing Unit, Coil with Blower | 14ACX-036-230-10 |  | CX34-43+TDR | 12.5 | 15 | Yes | Yes | 2011-01-21 |  | 1
FALSE | 14ACX-036-230-15 | 2264 | 3208904 | LENNOX INDUSTRIES, INC. | 14ACX-036-230-10 | AC | Split System: Air-Cooled Condensing Unit, Coil with Blower | 14ACX-036-230-10 |  | CX34-43+TDR | 12.5 | 15 | Yes | Yes | 2011-01-21 |  | 1
FALSE | 14ACX-036-230-15 | 2264 | 3208905 | LENNOX INDUSTRIES, INC. | 14ACX-036-230-10 | AC | Split System: Air-Cooled Condensing Unit, Coil with Blower | 14ACX-036-230-10 |  | CX34-43+TDR | 12.5 | 15 | Yes | Yes | 2011-01-21 |  | 1
FALSE | 14ACX-036-230-15 | 2264 | 3208906 | LENNOX INDUSTRIES, INC. | 14ACX-036-230-10 | AC | Split System: Air-Cooled Condensing Unit, Coil with Blower | 14ACX-036-230-10 |  | CX34-43+TDR | 12.5 | 15 | Yes | Yes | 2011-01-21 |  | 1
FALSE | 14ACX-036-230-15 | 2264 | 3208907 | LENNOX INDUSTRIES, INC. | 14ACX-036-230-10 | AC | Split System: Air-Cooled Condensing Unit, Coil with Blower | 14ACX-036-230-10 |  | CX34-43+TDR | 12.5 | 15 | Yes | Yes | 2011-01-21 |  | 1
FALSE | 14ACX-036-230-15 | 2264 | 3208908 | LENNOX INDUSTRIES, INC. | 14ACX-036-230-10 | AC | Split System: Air-Cooled Condensing Unit, Coil with Blower | 14ACX-036-230-10 |  | CX34-43+TDR | 12.5 | 15 | Yes | Yes | 2011-01-21 |  | 1
FALSE | 14ACX-036-230-15 | 2264 | 3208909 | LENNOX INDUSTRIES, INC. | 14ACX-036-230-10 | AC | Split System: Air-Cooled Condensing Unit, Coil with Blower | 14ACX-036-230-10 |  | CX34-43+TDR | 12.5 | 15 | Yes | Yes | 2011-01-21 |  | 1
FALSE | 14ACX-036-230-15 | 2264 | 3208963 | LENNOX INDUSTRIES, INC. | 14ACX-036-230-10 | AC | Split System: Air-Cooled Condensing Unit, Coil with Blower | 14ACX-036-230-10 |  | C33-50/60C+TDR+TXV | 12.5 | 15 | Yes | Yes | 2011-01-21 |  | 1
FALSE | 14ACX-036-230-15 | 2264 | 3208964 | LENNOX INDUSTRIES, INC. | 14ACX-036-230-10 | AC | Split System: Air-Cooled Condensing Unit, Coil with Blower | 14ACX-036-230-10 |  | CR33-30/36+TDR+TXV | 12.5 | 15 | Yes | Yes | 2011-01-21 |  | 1
FALSE | 14ACX-036-230-15 | 2264 | 3208966 | LENNOX INDUSTRIES, INC. | 14ACX-036-230-10 | AC | Split System: Air-Cooled Condensing Unit, Coil with Blower | 14ACX-036-230-10 |  | CR33-30/36+TDR+TXV | 12 | 14.5 | Yes | Yes | 2011-01-21 |  | 0
FALSE | 14ACX-036-230-15 | 2264 | 3208967 | LENNOX INDUSTRIES, INC. | 14ACX-036-230-10 | AC | Split System: Air-Cooled Condensing Unit, Coil with Blower | 14ACX-036-230-10 |  | CR33-30/36+TDR+TXV | 12 | 14.5 | Yes | Yes | 2011-01-21 |  | 0
FALSE | 14ACX-036-230-15 | 2264 | 3208968 | LENNOX INDUSTRIES, INC. | 14ACX-036-230-10 | AC | Split System: Air-Cooled Condensing Unit, Coil with Blower | 14ACX-036-230-10 |  | CR33-48+TDR+TXV | 12.5 | 15 | Yes | Yes | 2011-01-21 |  | 1
FALSE | 14ACX-036-230-15 | 2264 | 3208969 | LENNOX INDUSTRIES, INC. | 14ACX-036-230-10 | AC | Split System: Air-Cooled Condensing Unit, Coil with Blower | 14ACX-036-230-10 |  | CR33-48+TDR+TXV | 12 | 14.5 | Yes | Yes | 2011-01-21 |  | 0
FALSE | 14ACX-036-230-15 | 2264 | 3208970 | LENNOX INDUSTRIES, INC. | 14ACX-036-230-10 | AC | Split System: Air-Cooled Condensing Unit, Coil with Blower | 14ACX-036-230-10 |  | CR33-48+TDR+TXV | 12 | 14.5 | Yes | Yes | 2011-01-21 |  | 0
FALSE | 14ACX-036-230-15 | 2264 | 3208971 | LENNOX INDUSTRIES, INC. | 14ACX-036-230-10 | AC | Split System: Air-Cooled Condensing Unit, Coil with Blower | 14ACX-036-230-10 |  | CR33-48+TDR+TXV | 12 | 14.5 | Yes | Yes | 2011-01-21 |  | 0
FALSE | 14ACX-036-230-15 | 2264 | 3208972 | LENNOX INDUSTRIES, INC. | 14ACX-036-230-10 | AC | Split System: Air-Cooled Condensing Unit, Coil with Blower | 14ACX-036-230-10 |  | CH33-31+TDR+TXV | 12.5 | 15 | Yes | Yes | 2011-01-21 |  | 1
FALSE | 14ACX-036-230-15 | 2264 | 3208973 | LENNOX INDUSTRIES, INC. | 14ACX-036-230-10 | AC | Split System: Air-Cooled Condensing Unit, Coil with Blower | 14ACX-036-230-10 |  | CH33-31+TDR+TXV | 12 | 14.5 | Yes | Yes | 2011-01-21 |  | 0
FALSE | 14ACX-036-230-15 | 2264 | 3208974 | LENNOX INDUSTRIES, INC. | 14ACX-036-230-10 | AC | Split System: Air-Cooled Condensing Unit, Coil with Blower | 14ACX-036-230-10 |  | CH33-31+TDR+TXV | 12 | 14.5 | Yes | Yes | 2011-01-21 |  | 0
FALSE | 14ACX-036-230-15 | 2264 | 3208975 | LENNOX INDUSTRIES, INC. | 14ACX-036-230-10 | AC | Split System: Air-Cooled Condensing Unit, Coil with Blower | 14ACX-036-230-10 |  | CH33-31+TDR+TXV | 12 | 14.5 | Yes | Yes | 2011-01-21 |  | 0
FALSE | 14ACX-036-230-15 | 2264 | 3208976 | LENNOX INDUSTRIES, INC. | 14ACX-036-230-10 | AC | Split System: Air-Cooled Condensing Unit, Coil with Blower | 14ACX-036-230-10 |  | CH33-43+TDR+TXV | 12.5 | 15 | Yes | Yes | 2011-01-21 |  | 1
FALSE | 14ACX-036-230-15 | 2264 | 3208977 | LENNOX INDUSTRIES, INC. | 14ACX-036-230-10 | AC | Split System: Air-Cooled Condensing Unit, Coil with Blower | 14ACX-036-230-10 |  | CH33-43+TDR+TXV | 12.5 | 15 | Yes | Yes | 2011-01-21 |  | 1
FALSE | 14ACX-036-230-15 | 2264 | 3208978 | LENNOX INDUSTRIES, INC. | 14ACX-036-230-10 | AC | Split System: Air-Cooled Condensing Unit, Coil with Blower | 14ACX-036-230-10 |  | CH33-43+TDR+TXV | 12.5 | 15 | Yes | Yes | 2011-01-21 |  | 1
FALSE | 14ACX-036-230-15 | 2264 | 3208979 | LENNOX INDUSTRIES, INC. | 14ACX-036-230-10 | AC | Split System: Air-Cooled Condensing Unit, Coil with Blower | 14ACX-036-230-10 |  | CH33-43+TDR+TXV | 12.5 | 15 | Yes | Yes | 2011-01-21 |  | 1
FALSE | 14ACX-036-230-15 | 2264 | 3208980 | LENNOX INDUSTRIES, INC. | 14ACX-036-230-10 | AC | Split System: Air-Cooled Condensing Unit, Coil with Blower | 14ACX-036-230-10 |  | CH33-43+TDR+TXV | 12.5 | 15 | Yes | Yes | 2011-01-21 |  | 1
FALSE | 14ACX-036-230-15 | 2264 | 3208981 | LENNOX INDUSTRIES, INC. | 14ACX-036-230-10 | AC | Split System: Air-Cooled Condensing Unit, Coil with Blower | 14ACX-036-230-10 |  | CH33-43+TDR+TXV | 12.5 | 15 | Yes | Yes | 2011-01-21 |  | 1
FALSE | 14ACX-036-230-15 | 2264 | 3209011 | LENNOX INDUSTRIES, INC. | 14ACX-036-230-10 | AC | Split System: Air-Cooled Condensing Unit, Coil with Blower | 14ACX-036-230-10 |  | CH33-44/48+TDR+TXV | 12.5 | 14.5 | Yes | Yes | 2011-01-21 |  | 0
FALSE | 14ACX-036-230-15 | 2264 | 3209013 | LENNOX INDUSTRIES, INC. | 14ACX-036-230-10 | AC | Split System: Air-Cooled Condensing Unit, Coil with Blower | 14ACX-036-230-10 |  | CH33-36+TDR+TXV | 12.5 | 15 | Yes | Yes | 2011-01-21 |  | 1
FALSE | 14ACX-036-230-15 | 2264 | 3209014 | LENNOX INDUSTRIES, INC. | 14ACX-036-230-10 | AC | Split System: Air-Cooled Condensing Unit, Coil with Blower | 14ACX-036-230-10 |  | CH33-36+TDR+TXV | 12 | 14.5 | Yes | Yes | 2011-01-21 |  | 0
FALSE | 14ACX-036-230-15 | 2264 | 3209015 | LENNOX INDUSTRIES, INC. | 14ACX-036-230-10 | AC | Split System: Air-Cooled Condensing Unit, Coil with Blower | 14ACX-036-230-10 |  | CH33-36+TDR+TXV | 12 | 14.5 | Yes | Yes | 2011-01-21 |  | 0
FALSE | 14ACX-036-230-15 | 2264 | 3209016 | LENNOX INDUSTRIES, INC. | 14ACX-036-230-10 | AC | Split System: Air-Cooled Condensing Unit, Coil with Blower | 14ACX-036-230-10 |  | CH33-36+TDR+TXV | 12.5 | 15 | Yes | Yes | 2011-01-21 |  | 1
FALSE | 14ACX-036-230-15 | 2264 | 3209017 | LENNOX INDUSTRIES, INC. | 14ACX-036-230-10 | AC | Split System: Air-Cooled Condensing Unit, Coil with Blower | 14ACX-036-230-10 |  | CH33-36+TDR+TXV | 12.5 | 15 | Yes | Yes | 2011-01-21 |  | 1
FALSE | 14ACX-036-230-15 | 2264 | 3209018 | LENNOX INDUSTRIES, INC. | 14ACX-036-230-10 | AC | Split System: Air-Cooled Condensing Unit, Coil with Blower | 14ACX-036-230-10 |  | CH33-36+TDR+TXV | 12.5 | 15 | Yes | Yes | 2011-01-21 |  | 1
FALSE | 14ACX-036-230-15 | 2264 | 3209019 | LENNOX INDUSTRIES, INC. | 14ACX-036-230-10 | AC | Split System: Air-Cooled Condensing Unit, Coil with Blower | 14ACX-036-230-10 |  | CH33-36+TDR+TXV | 12.5 | 15 | Yes | Yes | 2011-01-21 |  | 1
FALSE | 14ACX-036-230-15 | 2264 | 3209020 | LENNOX INDUSTRIES, INC. | 14ACX-036-230-10 | AC | Split System: Air-Cooled Condensing Unit, Coil with Blower | 14ACX-036-230-10 |  | CR33-48+TDR+TXV | 12.5 | 15 | Yes | Yes | 2011-01-21 |  | 1
FALSE | 14ACX-036-230-15 | 2264 | 3209021 | LENNOX INDUSTRIES, INC. | 14ACX-036-230-10 | AC | Split System: Air-Cooled Condensing Unit, Coil with Blower | 14ACX-036-230-10 |  | CR33-48+TDR+TXV | 12.5 | 15 | Yes | Yes | 2011-01-21 |  | 1
FALSE | 14ACX-036-230-15 | 2264 | 3209022 | LENNOX INDUSTRIES, INC. | 14ACX-036-230-10 | AC | Split System: Air-Cooled Condensing Unit, Coil with Blower | 14ACX-036-230-10 |  | CR33-48+TDR+TXV | 12.5 | 15 | Yes | Yes | 2011-01-21 |  | 1
FALSE | 14ACX-036-230-15 | 2264 | 3209023 | LENNOX INDUSTRIES, INC. | 14ACX-036-230-10 | AC | Split System: Air-Cooled Condensing Unit, Coil with Blower | 14ACX-036-230-10 |  | CR33-30/36+TDR+TXV | 12.5 | 15 | Yes | Yes | 2011-01-21 |  | 1
FALSE | 14ACX-036-230-15 | 2264 | 3209024 | LENNOX INDUSTRIES, INC. | 14ACX-036-230-10 | AC | Split System: Air-Cooled Condensing Unit, Coil with Blower | 14ACX-036-230-10 |  | CR33-30/36+TDR+TXV | 12.5 | 15 | Yes | Yes | 2011-01-21 |  | 1
FALSE | 14ACX-036-230-15 | 2264 | 3209025 | LENNOX INDUSTRIES, INC. | 14ACX-036-230-10 | AC | Split System: Air-Cooled Condensing Unit, Coil with Blower | 14ACX-036-230-10 |  | CR33-30/36+TDR+TXV | 12.5 | 15 | Yes | Yes | 2011-01-21 |  | 1
FALSE | 14ACX-036-230-15 | 2264 | 3209026 | LENNOX INDUSTRIES, INC. | 14ACX-036-230-10 | AC | Split System: Air-Cooled Condensing Unit, Coil with Blower | 14ACX-036-230-10 |  | CBX27UH-036-230*+TDR | 12.5 | 15 | Yes | Yes | 2011-01-21 |  | 1
FALSE | 14ACX-036-230-15 | 2264 | 3209027 | LENNOX INDUSTRIES, INC. | 14ACX-036-230-10 | AC | Split System: Air-Cooled Condensing Unit, Coil with Blower | 14ACX-036-230-10 |  | CBX27UH-042-230*+TDR | 12.5 | 15 | Yes | Yes | 2011-01-21 |  | 1
FALSE | 14ACX-036-230-15 | 2264 | 3209028 | LENNOX INDUSTRIES, INC. | 14ACX-036-230-10 | AC | Split System: Air-Cooled Condensing Unit, Coil with Blower | 14ACX-036-230-10 |  | CH33-43+TDR+TXV | 12.5 | 15 | Yes | Yes | 2011-01-21 |  | 1
FALSE | 14ACX-036-230-15 | 2264 | 3209030 | LENNOX INDUSTRIES, INC. | 14ACX-036-230-10 | AC | Split System: Air-Cooled Condensing Unit, Coil with Blower | 14ACX-036-230-10 |  | C33-43+TDR+TXV | 12.5 | 15 | Yes | Yes | 2011-01-21 |  | 1
FALSE | 14ACX-036-230-15 | 2264 | 3209050 | LENNOX INDUSTRIES, INC. | 14ACX-036-230-10 | AC | Split System: Air-Cooled Condensing Unit, Coil with Blower | 14ACX-036-230-10 |  | C33-44C+TDR+TXV | 12.5 | 15 | Yes | Yes | 2011-01-21 |  | 1
FALSE | 14ACX-036-230-15 | 2264 | 3209051 | LENNOX INDUSTRIES, INC. | 14ACX-036-230-10 | AC | Split System: Air-Cooled Condensing Unit, Coil with Blower | 14ACX-036-230-10 |  | C33-43+TDR+TXV | 12.5 | 15 | Yes | Yes | 2011-01-21 |  | 1
FALSE | 14ACX-036-230-15 | 2264 | 3209052 | LENNOX INDUSTRIES, INC. | 14ACX-036-230-10 | AC | Split System: Air-Cooled Condensing Unit, Coil with Blower | 14ACX-036-230-10 |  | CX34-43+TDR | 12.5 | 15 | Yes | Yes | 2011-01-21 |  | 1
FALSE | 14ACX-036-230-15 | 2264 | 3209053 | LENNOX INDUSTRIES, INC. | 14ACX-036-230-10 | AC | Split System: Air-Cooled Condensing Unit, Coil with Blower | 14ACX-036-230-10 |  | C33-43+TDR+TXV | 12.5 | 15 | Yes | Yes | 2011-01-21 |  | 1
FALSE | 14ACX-036-230-15 | 2264 | 3209054 | LENNOX INDUSTRIES, INC. | 14ACX-036-230-10 | AC | Split System: Air-Cooled Condensing Unit, Coil with Blower | 14ACX-036-230-10 |  | CX34-43+TDR | 12.5 | 15 | Yes | Yes | 2011-01-21 |  | 1
FALSE | 14ACX-036-230-15 | 2264 | 3209055 | LENNOX INDUSTRIES, INC. | 14ACX-036-230-10 | AC | Split System: Air-Cooled Condensing Unit, Coil with Blower | 14ACX-036-230-10 |  | CH33-50/60C+TDR+TXV | 12.5 | 15 | Yes | Yes | 2011-01-21 |  | 1
FALSE | 14ACX-036-230-15 | 2264 | 3209056 | LENNOX INDUSTRIES, INC. | 14ACX-036-230-10 | AC | Split System: Air-Cooled Condensing Unit, Coil with Blower | 14ACX-036-230-10 |  | CX34-36+TDR | 12 | 14.5 | Yes | Yes | 2011-01-21 |  | 0
FALSE | 14ACX-036-230-15 | 2264 | 3209057 | LENNOX INDUSTRIES, INC. | 14ACX-036-230-10 | AC | Split System: Air-Cooled Condensing Unit, Coil with Blower | 14ACX-036-230-10 |  | CX34-38+TDR | 12 | 14.5 | Yes | Yes | 2011-01-21 |  | 0
FALSE | 14ACX-036-230-15 | 2264 | 3209058 | LENNOX INDUSTRIES, INC. | 14ACX-036-230-10 | AC | Split System: Air-Cooled Condensing Unit, Coil with Blower | 14ACX-036-230-10 |  | CX34-31+TDR | 12 | 14.5 | Yes | Yes | 2011-01-21 |  | 0
FALSE | 14ACX-036-230-15 | 2264 | 3209059 | LENNOX INDUSTRIES, INC. | 14ACX-036-230-10 | AC | Split System: Air-Cooled Condensing Unit, Coil with Blower | 14ACX-036-230-10 |  | CX34-42+TDR | 12 | 14.5 | Yes | Yes | 2011-01-21 |  | 0
FALSE | 14ACX-036-230-15 | 2264 | 3209060 | LENNOX INDUSTRIES, INC. | 14ACX-036-230-10 | AC | Split System: Air-Cooled Condensing Unit, Coil with Blower | 14ACX-036-230-10 |  | CX34-43+TDR | 12.5 | 15 | Yes | Yes | 2011-01-21 |  | 1
FALSE | 14ACX-036-230-15 | 2264 | 3209061 | LENNOX INDUSTRIES, INC. | 14ACX-036-230-10 | AC | Split System: Air-Cooled Condensing Unit, Coil with Blower | 14ACX-036-230-10 |  | CX34-44/48+TDR | 12.5 | 15 | Yes | Yes | 2011-01-21 |  | 1
FALSE | 14ACX-036-230-15 | 2264 | 3209062 | LENNOX INDUSTRIES, INC. | 14ACX-036-230-10 | AC | Split System: Air-Cooled Condensing Unit, Coil with Blower | 14ACX-036-230-10 |  | C33-36+TDR+TXV | 12 | 14.5 | Yes | Yes | 2011-01-21 |  | 0
FALSE | 14ACX-036-230-15 | 2264 | 3209063 | LENNOX INDUSTRIES, INC. | 14ACX-036-230-10 | AC | Split System: Air-Cooled Condensing Unit, Coil with Blower | 14ACX-036-230-10 |  | C33-38+TDR+TXV | 12 | 14.5 | Yes | Yes | 2011-01-21 |  | 0
FALSE | 14ACX-036-230-15 | 2264 | 3209064 | LENNOX INDUSTRIES, INC. | 14ACX-036-230-10 | AC | Split System: Air-Cooled Condensing Unit, Coil with Blower | 14ACX-036-230-10 |  | C33-31+TDR+TXV | 12 | 14.5 | Yes | Yes | 2011-01-21 |  | 0
FALSE | 14ACX-036-230-15 | 2264 | 3209065 | LENNOX INDUSTRIES, INC. | 14ACX-036-230-10 | AC | Split System: Air-Cooled Condensing Unit, Coil with Blower | 14ACX-036-230-10 |  | C33-42+TDR+TXV | 12 | 14.5 | Yes | Yes | 2011-01-21 |  | 0
FALSE | 14ACX-036-230-15 | 2264 | 3209066 | LENNOX INDUSTRIES, INC. | 14ACX-036-230-10 | AC | Split System: Air-Cooled Condensing Unit, Coil with Blower | 14ACX-036-230-10 |  | C33-43+TDR+TXV | 12.5 | 15 | Yes | Yes | 2011-01-21 |  | 1
FALSE | 14ACX-036-230-15 | 2264 | 3209067 | LENNOX INDUSTRIES, INC. | 14ACX-036-230-10 | AC | Split System: Air-Cooled Condensing Unit, Coil with Blower | 14ACX-036-230-10 |  | C33-48+TDR+TXV | 12.5 | 15 | Yes | Yes | 2011-01-21 |  | 1
FALSE | 14ACX-036-230-15 | 2264 | 3209087 | LENNOX INDUSTRIES, INC. | 14ACX-036-230-10 | AC | Split System: Air-Cooled Condensing Unit, Coil with Blower | 14ACX-036-230-10 |  | C33-43+TDR+TXV | 12.5 | 15 | Yes | Yes | 2011-01-21 |  | 1
FALSE | 14ACX-036-230-15 | 2264 | 3209088 | LENNOX INDUSTRIES, INC. | 14ACX-036-230-10 | AC | Split System: Air-Cooled Condensing Unit, Coil with Blower | 14ACX-036-230-10 |  | C33-48+TDR+TXV | 12.5 | 15 | Yes | Yes | 2011-01-21 |  | 1
FALSE | 14ACX-036-230-15 | 2264 | 3209089 | LENNOX INDUSTRIES, INC. | 14ACX-036-230-10 | AC | Split System: Air-Cooled Condensing Unit, Coil with Blower | 14ACX-036-230-10 |  | C33-49+TDR+TXV | 12.5 | 15 | Yes | Yes | 2011-01-21 |  | 1
FALSE | 14ACX-036-230-15 | 2264 | 3209090 | LENNOX INDUSTRIES, INC. | 14ACX-036-230-10 | AC | Split System: Air-Cooled Condensing Unit, Coil with Blower | 14ACX-036-230-10 |  | C33-50/60C+TDR+TXV | 12.5 | 15 | Yes | Yes | 2011-01-21 |  | 1
FALSE | 14ACX-036-230-15 | 2264 | 3209091 | LENNOX INDUSTRIES, INC. | 14ACX-036-230-10 | AC | Split System: Air-Cooled Condensing Unit, Coil with Blower | 14ACX-036-230-10 |  | CH33-43+TDR+TXV | 12.5 | 15 | Yes | Yes | 2011-01-21 |  | 1
FALSE | 14ACX-036-230-15 | 2264 | 3209092 | LENNOX INDUSTRIES, INC. | 14ACX-036-230-10 | AC | Split System: Air-Cooled Condensing Unit, Coil with Blower | 14ACX-036-230-10 |  | CH33-48+TDR+TXV | 12.5 | 15 | Yes | Yes | 2011-01-21 |  | 1
FALSE | 14ACX-036-230-15 | 2264 | 3209093 | LENNOX INDUSTRIES, INC. | 14ACX-036-230-10 | AC | Split System: Air-Cooled Condensing Unit, Coil with Blower | 14ACX-036-230-10 |  | CH33-36+TDR+TXV | 12.5 | 15 | Yes | Yes | 2011-01-21 |  | 1
FALSE | 14ACX-036-230-15 | 2264 | 3209094 | LENNOX INDUSTRIES, INC. | 14ACX-036-230-10 | AC | Split System: Air-Cooled Condensing Unit, Coil with Blower | 14ACX-036-230-10 |  | CR33-48+TDR+TXV | 12.5 | 15 | Yes | Yes | 2011-01-21 |  | 1
FALSE | 14ACX-036-230-15 | 2264 | 3209095 | LENNOX INDUSTRIES, INC. | 14ACX-036-230-10 | AC | Split System: Air-Cooled Condensing Unit, Coil with Blower | 14ACX-036-230-10 |  | CR33-30/36+TDR+TXV | 12.5 | 15 | Yes | Yes | 2011-01-21 |  | 1
FALSE | 14ACX-036-230-15 | 2264 | 3209096 | LENNOX INDUSTRIES, INC. | 14ACX-036-230-10 | AC | Split System: Air-Cooled Condensing Unit, Coil with Blower | 14ACX-036-230-10 |  | C33-44C+TDR+TXV | 12.5 | 15 | Yes | Yes | 2011-01-21 |  | 1
FALSE | 14ACX-036-230-15 | 2264 | 3209097 | LENNOX INDUSTRIES, INC. | 14ACX-036-230-10 | AC | Split System: Air-Cooled Condensing Unit, Coil with Blower | 14ACX-036-230-10 |  | CH33-31+TDR+TXV | 12.5 | 15 | Yes | Yes | 2011-01-21 |  | 1
FALSE | 14ACX-036-230-15 | 2264 | 3209099 | LENNOX INDUSTRIES, INC. | 14ACX-036-230-10 | AC | Split System: Air-Cooled Condensing Unit, Coil with Blower | 14ACX-036-230-10 |  | CH23-41+TDR+TXV | 12 | 14.5 | Yes | Yes | 2011-01-21 |  | 0
FALSE | 14ACX-036-230-15 | 2264 | 3209100 | LENNOX INDUSTRIES, INC. | 14ACX-036-230-10 | AC | Split System: Air-Cooled Condensing Unit, Coil with Blower | 14ACX-036-230-10 |  | CX34-36+TDR | 12 | 14.5 | Yes | Yes | 2011-01-21 |  | 0
FALSE | 14ACX-036-230-15 | 2264 | 3209101 | LENNOX INDUSTRIES, INC. | 14ACX-036-230-10 | AC | Split System: Air-Cooled Condensing Unit, Coil with Blower | 14ACX-036-230-10 |  | CX34-42+TDR | 12 | 14.5 | Yes | Yes | 2011-01-21 |  | 0
FALSE | 14ACX-036-230-15 | 2264 | 3209102 | LENNOX INDUSTRIES, INC. | 14ACX-036-230-10 | AC | Split System: Air-Cooled Condensing Unit, Coil with Blower | 14ACX-036-230-10 |  | CX34-44/48+TDR | 12.5 | 15 | Yes | Yes | 2011-01-21 |  | 1
FALSE | 14ACX-036-230-15 | 2264 | 3209103 | LENNOX INDUSTRIES, INC. | 14ACX-036-230-10 | AC | Split System: Air-Cooled Condensing Unit, Coil with Blower | 14ACX-036-230-10 |  | CX34-44/48+TDR | 12.5 | 15 | Yes | Yes | 2011-01-21 |  | 1
FALSE | 14ACX-036-230-15 | 2264 | 3209104 | LENNOX INDUSTRIES, INC. | 14ACX-036-230-10 | AC | Split System: Air-Cooled Condensing Unit, Coil with Blower | 14ACX-036-230-10 |  | C33-36+TDR+TXV | 12 | 14.5 | Yes | Yes | 2011-01-21 |  | 0
FALSE | 14ACX-036-230-15 | 2264 | 3209105 | LENNOX INDUSTRIES, INC. | 14ACX-036-230-10 | AC | Split System: Air-Cooled Condensing Unit, Coil with Blower | 14ACX-036-230-10 |  | C33-42+TDR+TXV | 12 | 14.5 | Yes | Yes | 2011-01-21 |  | 0
FALSE | TSA042H4N4*Y | 2280 | 3209159 | LENNOX INDUSTRIES, INC. | 14ACX-042-230-10 | AC | Split System: Air-Cooled Condensing Unit, Coil with Blower | 14ACX-042-230-10 |  | CX34-44/48+TDR | 12 | 14.5 | Yes | Yes | 2011-01-21 |  | 0
FALSE | TSA042H4N4*Y | 2280 | 3209161 | LENNOX INDUSTRIES, INC. | 14ACX-042-230-10 | AC | Split System: Air-Cooled Condensing Unit, Coil with Blower | 14ACX-042-230-10 |  | CX34-44/48+TDR | 12 | 14.5 | Yes | Yes | 2011-01-21 |  | 0
FALSE | TSA042H4N4*Y | 2280 | 3209162 | LENNOX INDUSTRIES, INC. | 14ACX-042-230-10 | AC | Split System: Air-Cooled Condensing Unit, Coil with Blower | 14ACX-042-230-10 |  | CX34-49+TDR | 12.5 | 15.2 | Yes | Yes | 2011-01-21 |  | 1
FALSE | TSA042H4N4*Y | 2280 | 3209163 | LENNOX INDUSTRIES, INC. | 14ACX-042-230-10 | AC | Split System: Air-Cooled Condensing Unit, Coil with Blower | 14ACX-042-230-10 |  | CX34-49+TDR | 12.5 | 15.2 | Yes | Yes | 2011-01-21 |  | 1
FALSE | TSA042H4N4*Y | 2280 | 3209164 | LENNOX INDUSTRIES, INC. | 14ACX-042-230-10 | AC | Split System: Air-Cooled Condensing Unit, Coil with Blower | 14ACX-042-230-10 |  | CX34-49+TDR | 12.5 | 15.2 | Yes | Yes | 2011-01-21 |  | 1
FALSE | TSA042H4N4*Y | 2280 | 3209165 | LENNOX INDUSTRIES, INC. | 14ACX-042-230-10 | AC | Split System: Air-Cooled Condensing Unit, Coil with Blower | 14ACX-042-230-10 |  | CX34-49+TDR | 12.5 | 15.2 | Yes | Yes | 2011-01-21 |  | 1
FALSE | TSA042H4N4*Y | 2280 | 3209166 | LENNOX INDUSTRIES, INC. | 14ACX-042-230-10 | AC | Split System: Air-Cooled Condensing Unit, Coil with Blower | 14ACX-042-230-10 |  | CX34-49+TDR | 12.5 | 15 | Yes | Yes | 2011-01-21 |  | 1
FALSE | TSA042H4N4*Y | 2280 | 3209167 | LENNOX INDUSTRIES, INC. | 14ACX-042-230-10 | AC | Split System: Air-Cooled Condensing Unit, Coil with Blower | 14ACX-042-230-10 |  | CX34-49+TDR | 12.5 | 15.2 | Yes | Yes | 2011-01-21 |  | 1
FALSE | TSA042H4N4*Y | 2280 | 3209168 | LENNOX INDUSTRIES, INC. | 14ACX-042-230-10 | AC | Split System: Air-Cooled Condensing Unit, Coil with Blower | 14ACX-042-230-10 |  | CX34-50/60C+TDR | 12.5 | 15 | Yes | Yes | 2011-01-21 |  | 1
FALSE | TSA042H4N4*Y | 2280 | 3209169 | LENNOX INDUSTRIES, INC. | 14ACX-042-230-10 | AC | Split System: Air-Cooled Condensing Unit, Coil with Blower | 14ACX-042-230-10 |  | CX34-50/60C+TDR | 12.5 | 14.5 | Yes | Yes | 2011-01-21 |  | 0
FALSE | TSA042H4N4*Y | 2280 | 3209170 | LENNOX INDUSTRIES, INC. | 14ACX-042-230-10 | AC | Split System: Air-Cooled Condensing Unit, Coil with Blower | 14ACX-042-230-10 |  | CX34-50/60C+TDR | 12.5 | 14.5 | Yes | Yes | 2011-01-21 |  | 0
FALSE | TSA042H4N4*Y | 2280 | 3209171 | LENNOX INDUSTRIES, INC. | 14ACX-042-230-10 | AC | Split System: Air-Cooled Condensing Unit, Coil with Blower | 14ACX-042-230-10 |  | CX34-50/60C+TDR | 12.5 | 14.5 | Yes | Yes | 2011-01-21 |  | 0
FALSE | TSA042H4N4*Y | 2280 | 3209173 | LENNOX INDUSTRIES, INC. | 14ACX-042-230-10 | AC | Split System: Air-Cooled Condensing Unit, Coil with Blower | 14ACX-042-230-10 |  | CX34-50/60C+TDR | 12 | 14.5 | Yes | Yes | 2011-01-21 |  | 0
FALSE | TSA042H4N4*Y | 2280 | 3209174 | LENNOX INDUSTRIES, INC. | 14ACX-042-230-10 | AC | Split System: Air-Cooled Condensing Unit, Coil with Blower | 14ACX-042-230-10 |  | CX34-62C+TDR | 12.5 | 15 | Yes | Yes | 2011-01-21 |  | 1
FALSE | TSA042H4N4*Y | 2280 | 3209175 | LENNOX INDUSTRIES, INC. | 14ACX-042-230-10 | AC | Split System: Air-Cooled Condensing Unit, Coil with Blower | 14ACX-042-230-10 |  | CX34-62C+TDR | 12.5 | 15 | Yes | Yes | 2011-01-21 |  | 1
FALSE | TSA042H4N4*Y | 2280 | 3209176 | LENNOX INDUSTRIES, INC. | 14ACX-042-230-10 | AC | Split System: Air-Cooled Condensing Unit, Coil with Blower | 14ACX-042-230-10 |  | CX34-62C+TDR | 12.5 | 15 | Yes | Yes | 2011-01-21 |  | 1
FALSE | TSA042H4N4*Y | 2280 | 3209177 | LENNOX INDUSTRIES, INC. | 14ACX-042-230-10 | AC | Split System: Air-Cooled Condensing Unit, Coil with Blower | 14ACX-042-230-10 |  | CX34-62C+TDR | 12.5 | 15 | Yes | Yes | 2011-01-21 |  | 1
FALSE | TSA042H4N4*Y | 2280 | 3209184 | LENNOX INDUSTRIES, INC. | 14ACX-042-230-10 | AC | Split System: Air-Cooled Condensing Unit, Coil with Blower | 14ACX-042-230-10 |  | C33-38+TDR+TXV | 12 | 14.5 | Yes | Yes | 2011-01-21 |  | 0
FALSE | TSA042H4N4*Y | 2280 | 3209190 | LENNOX INDUSTRIES, INC. | 14ACX-042-230-10 | AC | Split System: Air-Cooled Condensing Unit, Coil with Blower | 14ACX-042-230-10 |  | C33-43+TDR+TXV | 12 | 14.5 | Yes | Yes | 2011-01-21 |  | 0
FALSE | TSA042H4N4*Y | 2280 | 3209211 | LENNOX INDUSTRIES, INC. | 14ACX-042-230-10 | AC | Split System: Air-Cooled Condensing Unit, Coil with Blower | 14ACX-042-230-10 |  | C33-50/60C+TDR+TXV | 12.5 | 14.5 | Yes | Yes | 2011-01-21 |  | 0
FALSE | TSA042H4N4*Y | 2280 | 3209212 | LENNOX INDUSTRIES, INC. | 14ACX-042-230-10 | AC | Split System: Air-Cooled Condensing Unit, Coil with Blower | 14ACX-042-230-10 |  | C33-50/60C+TDR+TXV | 12.5 | 14.5 | Yes | Yes | 2011-01-21 |  | 0
FALSE | TSA042H4N4*Y | 2280 | 3209213 | LENNOX INDUSTRIES, INC. | 14ACX-042-230-10 | AC | Split System: Air-Cooled Condensing Unit, Coil with Blower | 14ACX-042-230-10 |  | C33-50/60C+TDR+TXV | 12.5 | 14.5 | Yes | Yes | 2011-01-21 |  | 0
FALSE | TSA042H4N4*Y | 2280 | 3209215 | LENNOX INDUSTRIES, INC. | 14ACX-042-230-10 | AC | Split System: Air-Cooled Condensing Unit, Coil with Blower | 14ACX-042-230-10 |  | C33-50/60C+TDR+TXV | 12 | 14.5 | Yes | Yes | 2011-01-21 |  | 0
FALSE | TSA042H4N4*Y | 2280 | 3209216 | LENNOX INDUSTRIES, INC. | 14ACX-042-230-10 | AC | Split System: Air-Cooled Condensing Unit, Coil with Blower | 14ACX-042-230-10 |  | C33-62C+TDR+TXV | 12.5 | 15 | Yes | Yes | 2011-01-21 |  | 1
FALSE | TSA042H4N4*Y | 2280 | 3209217 | LENNOX INDUSTRIES, INC. | 14ACX-042-230-10 | AC | Split System: Air-Cooled Condensing Unit, Coil with Blower | 14ACX-042-230-10 |  | C33-62C+TDR+TXV | 12.5 | 15 | Yes | Yes | 2011-01-21 |  | 1
FALSE | TSA042H4N4*Y | 2280 | 3209218 | LENNOX INDUSTRIES, INC. | 14ACX-042-230-10 | AC | Split System: Air-Cooled Condensing Unit, Coil with Blower | 14ACX-042-230-10 |  | C33-62C+TDR+TXV | 12.5 | 15 | Yes | Yes | 2011-01-21 |  | 1
FALSE | TSA042H4N4*Y | 2280 | 3209219 | LENNOX INDUSTRIES, INC. | 14ACX-042-230-10 | AC | Split System: Air-Cooled Condensing Unit, Coil with Blower | 14ACX-042-230-10 |  | C33-62C+TDR+TXV | 12.5 | 15 | Yes | Yes | 2011-01-21 |  | 1
FALSE | TSA042H4N4*Y | 2280 | 3209220 | LENNOX INDUSTRIES, INC. | 14ACX-042-230-10 | AC | Split System: Air-Cooled Condensing Unit, Coil with Blower | 14ACX-042-230-10 |  | C33-62C+TDR+TXV | 12.5 | 15 | Yes | Yes | 2011-01-21 |  | 1
FALSE | TSA042H4N4*Y | 2280 | 3209221 | LENNOX INDUSTRIES, INC. | 14ACX-042-230-10 | AC | Split System: Air-Cooled Condensing Unit, Coil with Blower | 14ACX-042-230-10 |  | C33-62C+TDR+TXV | 12.5 | 15 | Yes | Yes | 2011-01-21 |  | 1
FALSE | TSA042H4N4*Y | 2280 | 3209222 | LENNOX INDUSTRIES, INC. | 14ACX-042-230-10 | AC | Split System: Air-Cooled Condensing Unit, Coil with Blower | 14ACX-042-230-10 |  | CR33-50/60+TDR+TXV | 12.5 | 15 | Yes | Yes | 2011-01-21 |  | 1
FALSE | TSA042H4N4*Y | 2280 | 3209223 | LENNOX INDUSTRIES, INC. | 14ACX-042-230-10 | AC | Split System: Air-Cooled Condensing Unit, Coil with Blower | 14ACX-042-230-10 |  | CR33-50/60+TDR+TXV | 12.5 | 15 | Yes | Yes | 2011-01-21 |  | 1
FALSE | TSA042H4N4*Y | 2280 | 3209224 | LENNOX INDUSTRIES, INC. | 14ACX-042-230-10 | AC | Split System: Air-Cooled Condensing Unit, Coil with Blower | 14ACX-042-230-10 |  | CR33-50/60+TDR+TXV | 12.5 | 14.5 | Yes | Yes | 2011-01-21 |  | 0
FALSE | TSA042H4N4*Y | 2280 | 3209225 | LENNOX INDUSTRIES, INC. | 14ACX-042-230-10 | AC | Split System: Air-Cooled Condensing Unit, Coil with Blower | 14ACX-042-230-10 |  | CR33-50/60+TDR+TXV | 12.5 | 14.5 | Yes | Yes | 2011-01-21 |  | 0
FALSE | TSA042H4N4*Y | 2280 | 3209226 | LENNOX INDUSTRIES, INC. | 14ACX-042-230-10 | AC | Split System: Air-Cooled Condensing Unit, Coil with Blower | 14ACX-042-230-10 |  | CR33-50/60+TDR+TXV | 12 | 14.5 | Yes | Yes | 2011-01-21 |  | 0
FALSE | TSA042H4N4*Y | 2280 | 3209227 | LENNOX INDUSTRIES, INC. | 14ACX-042-230-10 | AC | Split System: Air-Cooled Condensing Unit, Coil with Blower | 14ACX-042-230-10 |  | CR33-50/60+TDR+TXV | 12.5 | 14.5 | Yes | Yes | 2011-01-21 |  | 0
FALSE | TSA042H4N4*Y | 2280 | 3209228 | LENNOX INDUSTRIES, INC. | 14ACX-042-230-10 | AC | Split System: Air-Cooled Condensing Unit, Coil with Blower | 14ACX-042-230-10 |  | CR33-60+TDR+TXV | 12.5 | 15 | Yes | Yes | 2011-01-21 |  | 1
FALSE | TSA042H4N4*Y | 2280 | 3209229 | LENNOX INDUSTRIES, INC. | 14ACX-042-230-10 | AC | Split System: Air-Cooled Condensing Unit, Coil with Blower | 14ACX-042-230-10 |  | CR33-60+TDR+TXV | 12.5 | 15 | Yes | Yes | 2011-01-21 |  | 1
FALSE | TSA042H4N4*Y | 2280 | 3209248 | LENNOX INDUSTRIES, INC. | 14ACX-042-230-10 | AC | Split System: Air-Cooled Condensing Unit, Coil with Blower | 14ACX-042-230-10 |  | CH33-50/60C+TDR+TXV | 12 | 14.5 | Yes | Yes | 2011-01-21 |  | 0
FALSE | TSA042H4N4*Y | 2280 | 3209249 | LENNOX INDUSTRIES, INC. | 14ACX-042-230-10 | AC | Split System: Air-Cooled Condensing Unit, Coil with Blower | 14ACX-042-230-10 |  | CH33-50/60C+TDR+TXV | 12.5 | 15 | Yes | Yes | 2011-01-21 |  | 1
FALSE | TSA042H4N4*Y | 2280 | 3209250 | LENNOX INDUSTRIES, INC. | 14ACX-042-230-10 | AC | Split System: Air-Cooled Condensing Unit, Coil with Blower | 14ACX-042-230-10 |  | CH33-50/60C+TDR+TXV | 12 | 14.5 | Yes | Yes | 2011-01-21 |  | 0
FALSE | TSA042H4N4*Y | 2280 | 3209251 | LENNOX INDUSTRIES, INC. | 14ACX-042-230-10 | AC | Split System: Air-Cooled Condensing Unit, Coil with Blower | 14ACX-042-230-10 |  | CH33-50/60C+TDR+TXV | 12 | 14.5 | Yes | Yes | 2011-01-21 |  | 0
FALSE | TSA042H4N4*Y | 2280 | 3209258 | LENNOX INDUSTRIES, INC. | 14ACX-042-230-10 | AC | Split System: Air-Cooled Condensing Unit, Coil with Blower | 14ACX-042-230-10 |  | CB31MV-51*P+TDR+TXV | 12.5 | 14.5 | Yes | Yes | 2011-01-21 |  | 0
FALSE | TSA042H4N4*Y | 2280 | 3209261 | LENNOX INDUSTRIES, INC. | 14ACX-042-230-10 | AC | Split System: Air-Cooled Condensing Unit, Coil with Blower | 14ACX-042-230-10 |  | CBX32MV-048*+TDR | 12.5 | 14.5 | Yes | Yes | 2011-01-21 |  | 0
FALSE | TSA042H4N4*Y | 2280 | 3209263 | LENNOX INDUSTRIES, INC. | 14ACX-042-230-10 | AC | Split System: Air-Cooled Condensing Unit, Coil with Blower | 14ACX-042-230-10 |  | CBX27UH-042-230*+TDR | 12.5 | 15 | Yes | Yes | 2011-01-21 |  | 1
FALSE | TSA042H4N4*Y | 2280 | 3209264 | LENNOX INDUSTRIES, INC. | 14ACX-042-230-10 | AC | Split System: Air-Cooled Condensing Unit, Coil with Blower | 14ACX-042-230-10 |  | CBX27UH-048-230*+TDR | 12.5 | 15 | Yes | Yes | 2011-01-21 |  | 1
FALSE | TSA042H4N4*Y | 2280 | 3209266 | LENNOX INDUSTRIES, INC. | 14ACX-042-230-10 | AC | Split System: Air-Cooled Condensing Unit, Coil with Blower | 14ACX-042-230-10 |  | CB27UH-042-230*+TDR+TXV | 12.5 | 15 | Yes | Yes | 2011-01-21 |  | 1
FALSE | TSA042H4N4*Y | 2280 | 3209267 | LENNOX INDUSTRIES, INC. | 14ACX-042-230-10 | AC | Split System: Air-Cooled Condensing Unit, Coil with Blower | 14ACX-042-230-10 |  | CB27UH-048-230*+TDR+TXV | 12.5 | 15 | Yes | Yes | 2011-01-21 |  | 1
FALSE | TSA042H4N4*Y | 2280 | 3209275 | LENNOX INDUSTRIES, INC. | 14ACX-042-230-10 | AC | Split System: Air-Cooled Condensing Unit, Coil with Blower | 14ACX-042-230-10 |  | CX34-43+TDR | 12.5 | 15 | Yes | Yes | 2011-01-21 |  | 1
FALSE | TSA042H4N4*Y | 2280 | 3209276 | LENNOX INDUSTRIES, INC. | 14ACX-042-230-10 | AC | Split System: Air-Cooled Condensing Unit, Coil with Blower | 14ACX-042-230-10 |  | CX34-44/48+TDR | 12 | 14.5 | Yes | Yes | 2011-01-21 |  | 0
FALSE | TSA042H4N4*Y | 2280 | 3209277 | LENNOX INDUSTRIES, INC. | 14ACX-042-230-10 | AC | Split System: Air-Cooled Condensing Unit, Coil with Blower | 14ACX-042-230-10 |  | CX34-49+TDR | 12.5 | 15.2 | Yes | Yes | 2011-01-21 |  | 1
FALSE | TSA042H4N4*Y | 2280 | 3209278 | LENNOX INDUSTRIES, INC. | 14ACX-042-230-10 | AC | Split System: Air-Cooled Condensing Unit, Coil with Blower | 14ACX-042-230-10 |  | CX34-50/60C+TDR | 12.5 | 14.5 | Yes | Yes | 2011-01-21 |  | 0
FALSE | TSA042H4N4*Y | 2280 | 3209280 | LENNOX INDUSTRIES, INC. | 14ACX-042-230-10 | AC | Split System: Air-Cooled Condensing Unit, Coil with Blower | 14ACX-042-230-10 |  | C33-43+TDR+TXV | 12.5 | 15 | Yes | Yes | 2011-01-21 |  | 1
FALSE | TSA042H4N4*Y | 2280 | 3209281 | LENNOX INDUSTRIES, INC. | 14ACX-042-230-10 | AC | Split System: Air-Cooled Condensing Unit, Coil with Blower | 14ACX-042-230-10 |  | C33-48+TDR+TXV | 12 | 14.5 | Yes | Yes | 2011-01-21 |  | 0
FALSE | TSA042H4N4*Y | 2280 | 3209282 | LENNOX INDUSTRIES, INC. | 14ACX-042-230-10 | AC | Split System: Air-Cooled Condensing Unit, Coil with Blower | 14ACX-042-230-10 |  | C33-49+TDR+TXV | 12.5 | 15 | Yes | Yes | 2011-01-21 |  | 1
FALSE | TSA042H4N4*Y | 2280 | 3209283 | LENNOX INDUSTRIES, INC. | 14ACX-042-230-10 | AC | Split System: Air-Cooled Condensing Unit, Coil with Blower | 14ACX-042-230-10 |  | C33-50/60C+TDR+TXV | 12.5 | 14.5 | Yes | Yes | 2011-01-21 |  | 0
FALSE | TSA042H4N4*Y | 2280 | 3209301 | LENNOX INDUSTRIES, INC. | 14ACX-042-230-10 | AC | Split System: Air-Cooled Condensing Unit, Coil with Blower | 14ACX-042-230-10 |  | CX34-43+TDR | 12.5 | 15 | Yes | Yes | 2011-01-21 |  | 1
FALSE | TSA042H4N4*Y | 2280 | 3209302 | LENNOX INDUSTRIES, INC. | 14ACX-042-230-10 | AC | Split System: Air-Cooled Condensing Unit, Coil with Blower | 14ACX-042-230-10 |  | C33-43+TDR+TXV | 12.5 | 15 | Yes | Yes | 2011-01-21 |  | 1
FALSE | TSA042H4N4*Y | 2280 | 3209303 | LENNOX INDUSTRIES, INC. | 14ACX-042-230-10 | AC | Split System: Air-Cooled Condensing Unit, Coil with Blower | 14ACX-042-230-10 |  | CH33-43+TDR+TXV | 12.5 | 15 | Yes | Yes | 2011-01-21 |  | 1
TRUE | 4A7Z0036A1 | 250 | 3220418 | AMERICAN STANDARD, INC. | 4A7Z0036A1 | AC | Split System: Air-Cooled Condensing Unit, Coil with Blower | 4A7Z0036A1 |  | 4TEE3C04A1 | 13 | 18.5 | Yes | Yes | 2011-01-21 |  | 3
TRUE | 4A7Z0036A1 | 250 | 3220642 | TRANE | 4TTZ0036A1 | AC | Split System: Air-Cooled Condensing Unit, Coil with Blower | 4A7Z0036A1 |  | 4TEE3C04A1 | 13 | 18.5 | Yes | Yes | 2011-03-16 |  | 3
TRUE | 4A7Z0048A1 | 262 | 3220721 | TRANE | 4TTZ0048A1 | AC | Split System: Air-Cooled Condensing Unit, Coil with Blower | 4A7Z0048A1 |  | 4TEE3C07A1 | 12.25 | 17.75 | Yes | Yes | 2011-03-16 |  | 0
FALSE | 4TTX6018H1 | 3491 | 3224582 | TRANE | 4TTX5018A1 | AC | Split System: Air-Cooled Condensing Unit, Coil with Blower | 4TTX5018A1 |  | 4TXAA018BC3 | 13.3 | 16 | Yes | Yes | 2011-01-21 |  | 2
FALSE | 4TTX6018H1 | 3491 | 3224583 | TRANE | 4TTX5018A1 | AC | Split System: Air-Cooled Condensing Unit, Coil with Blower | 4TTX5018A1 |  | 4TXAA018BC3 | 13.1 | 15.75 | Yes | Yes | 2011-01-21 |  | 1
FALSE | 4TTX6018H1 | 3491 | 3224584 | TRANE | 4TTX5018A1 | AC | Split System: Air-Cooled Condensing Unit, Coil with Blower | 4TTX5018A1 |  | 4TXAA018BC3 | 13.2 | 16 | Yes | Yes | 2011-01-21 |  | 2
FALSE | 4TTX6018H1 | 3491 | 3224585 | TRANE | 4TTX5018A1 | AC | Split System: Air-Cooled Condensing Unit, Coil with Blower | 4TTX5018A1 |  | 4TXAA024BC3 | 13.1 | 15.75 | Yes | Yes | 2011-01-21 |  | 1
FALSE | 4TTX6018H1 | 3491 | 3224586 | TRANE | 4TTX5018A1 | AC | Split System: Air-Cooled Condensing Unit, Coil with Blower | 4TTX5018A1 |  | 4TXAA024BC3 | 12.9 | 15.5 | Yes | Yes | 2011-01-21 |  | 1
FALSE | 4TTX6018H1 | 3491 | 3224587 | TRANE | 4TTX5018A1 | AC | Split System: Air-Cooled Condensing Unit, Coil with Blower | 4TTX5018A1 |  | 4TXAA024BC3 | 13 | 15.75 | Yes | Yes | 2011-01-21 |  | 1
FALSE | 4TTX6018H1 | 3491 | 3224591 | TRANE | 4TTX5018A1 | AC | Split System: Air-Cooled Condensing Unit, Coil with Blower | 4TTX5018A1 |  | 4TXAB025BC3 | 13.5 | 16 | Yes | Yes | 2011-01-21 |  | 2
FALSE | 4TTX6018H1 | 3491 | 3224592 | TRANE | 4TTX5018A1 | AC | Split System: Air-Cooled Condensing Unit, Coil with Blower | 4TTX5018A1 |  | 4TXAB025BC3 | 13.5 | 16 | Yes | Yes | 2011-01-21 |  | 2
FALSE | 4TTX6018H1 | 3491 | 3224593 | TRANE | 4TTX5018A1 | AC | Split System: Air-Cooled Condensing Unit, Coil with Blower | 4TTX5018A1 |  | 4TXAB031BC3 | 13.5 | 16 | Yes | Yes | 2011-01-21 |  | 2
FALSE | 4TTX6018H1 | 3491 | 3224594 | TRANE | 4TTX5018A1 | AC | Split System: Air-Cooled Condensing Unit, Coil with Blower | 4TTX5018A1 |  | 4TXAB031BC3 | 13.5 | 16 | Yes | Yes | 2011-01-21 |  | 2
FALSE | 4TTX6018H1 | 3491 | 3224595 | TRANE | 4TTX5018A1 | AC | Split System: Air-Cooled Condensing Unit, Coil with Blower | 4TTX5018A1 |  | 4TXAB031BC3 | 13.4 | 16 | Yes | Yes | 2011-01-21 |  | 2
FALSE | 4TTX6018H1 | 3491 | 3224596 | TRANE | 4TTX5018A1 | AC | Split System: Air-Cooled Condensing Unit, Coil with Blower | 4TTX5018A1 |  | 4TXCA018BC3 | 13.1 | 15.75 | Yes | Yes | 2011-01-21 |  | 1
FALSE | 4TTX6018H1 | 3491 | 3224597 | TRANE | 4TTX5018A1 | AC | Split System: Air-Cooled Condensing Unit, Coil with Blower | 4TTX5018A1 |  | 4TXCA018BC3 | 13.2 | 16 | Yes | Yes | 2011-01-21 |  | 2
FALSE | 4TTX6018H1 | 3491 | 3224598 | TRANE | 4TTX5018A1 | AC | Split System: Air-Cooled Condensing Unit, Coil with Blower | 4TTX5018A1 |  | 4TXCA018BC3 | 13.3 | 16 | Yes | Yes | 2011-01-21 |  | 2
FALSE | 4TTX6018H1 | 3491 | 3224599 | TRANE | 4TTX5018A1 | AC | Split System: Air-Cooled Condensing Unit, Coil with Blower | 4TTX5018A1 |  | 4TXCA024BC3 | 12.9 | 15.5 | Yes | Yes | 2011-01-21 |  | 1
FALSE | 4TTX6018H1 | 3491 | 3224600 | TRANE | 4TTX5018A1 | AC | Split System: Air-Cooled Condensing Unit, Coil with Blower | 4TTX5018A1 |  | 4TXCA024BC3 | 13 | 15.75 | Yes | Yes | 2011-01-21 |  | 1
FALSE | 4TTX6018H1 | 3491 | 3224601 | TRANE | 4TTX5018A1 | AC | Split System: Air-Cooled Condensing Unit, Coil with Blower | 4TTX5018A1 |  | 4TXCA024BC3 | 13.1 | 15.75 | Yes | Yes | 2011-01-21 |  | 1
FALSE | 4TTX6018H1 | 3491 | 3224602 | TRANE | 4TTX5018A1 | AC | Split System: Air-Cooled Condensing Unit, Coil with Blower | 4TTX5018A1 |  | 4TXCB025BC3 | 13.5 | 16 | Yes | Yes | 2011-01-21 |  | 2
FALSE | 4TTX6018H1 | 3491 | 3224603 | TRANE | 4TTX5018A1 | AC | Split System: Air-Cooled Condensing Unit, Coil with Blower | 4TTX5018A1 |  | 4TXCB025BC3 | 13.5 | 16 | Yes | Yes | 2011-01-21 |  | 2
FALSE | 4TTX6018H1 | 3491 | 3224604 | TRANE | 4TTX5018A1 | AC | Split System: Air-Cooled Condensing Unit, Coil with Blower | 4TTX5018A1 |  | 4TXCB025BC3 | 13 | 16 | Yes | Yes | 2011-01-21 |  | 2
FALSE | 4TTX6018H1 | 3491 | 3224605 | TRANE | 4TTX5018A1 | AC | Split System: Air-Cooled Condensing Unit, Coil with Blower | 4TTX5018A1 |  | 4TXCB031BC3 | 13.5 | 16 | Yes | Yes | 2011-01-21 |  | 2
FALSE | 4TTX6018H1 | 3491 | 3224606 | TRANE | 4TTX5018A1 | AC | Split System: Air-Cooled Condensing Unit, Coil with Blower | 4TTX5018A1 |  | 4TXCB031BC3 | 13.4 | 16 | Yes | Yes | 2011-01-21 |  | 2
FALSE | 4TTX6030H1 | 3530 | 3224703 | TRANE | 4TTX5030A1 | AC | Split System: Air-Cooled Condensing Unit, Coil with Blower | 4TTX5030A1 |  | 4TXCC037BC3 | 12.5 | 15 | Yes | Yes | 2011-01-21 |  | 1
FALSE | 4TTX6030H1 | 3530 | 3224704 | TRANE | 4TTX5030A1 | AC | Split System: Air-Cooled Condensing Unit, Coil with Blower | 4TTX5030A1 |  | 4TXCC037BC3 | 12.7 | 15.25 | Yes | Yes | 2011-01-21 |  | 1
FALSE | 4TTX6030H1 | 3530 | 3224705 | TRANE | 4TTX5030A1 | AC | Split System: Air-Cooled Condensing Unit, Coil with Blower | 4TTX5030A1 |  | 4TXCC037BC3 | 12.7 | 15.25 | Yes | Yes | 2011-01-21 |  | 1
FALSE | 4TTX6036H1 | 3598 | 3224722 | TRANE | 4TTX5036A1 | AC | Split System: Air-Cooled Condensing Unit, Coil with Blower | 4TTX5036A1 |  | 4TXAB036BC3 | 12 | 14.75 | Yes | Yes | 2011-01-21 |  | 0
FALSE | 4TTX6036H1 | 3598 | 3224723 | TRANE | 4TTX5036A1 | AC | Split System: Air-Cooled Condensing Unit, Coil with Blower | 4TTX5036A1 |  | 4TXAB036BC3 | 12 | 14.75 | Yes | Yes | 2011-01-21 |  | 0
FALSE | 4TTX6036H1 | 3598 | 3224725 | TRANE | 4TTX5036A1 | AC | Split System: Air-Cooled Condensing Unit, Coil with Blower | 4TTX5036A1 |  | 4TXAB036BC3 | 12 | 14.5 | Yes | Yes | 2011-01-21 |  | 0
FALSE | 4TTX6036H1 | 3598 | 3224728 | TRANE | 4TTX5036A1 | AC | Split System: Air-Cooled Condensing Unit, Coil with Blower | 4TTX5036A1 |  | 4TXAB042BC3 | 12 | 14.5 | Yes | Yes | 2011-01-21 |  | 0
FALSE | 4TTX6036H1 | 3598 | 3224729 | TRANE | 4TTX5036A1 | AC | Split System: Air-Cooled Condensing Unit, Coil with Blower | 4TTX5036A1 |  | 4TXAB042BC3 | 12 | 14.5 | Yes | Yes | 2011-01-21 |  | 0
FALSE | 4TTX6036H1 | 3598 | 3224731 | TRANE | 4TTX5036A1 | AC | Split System: Air-Cooled Condensing Unit, Coil with Blower | 4TTX5036A1 |  | 4TXAB048BC3 | 12 | 14.5 | Yes | Yes | 2011-01-21 |  | 0
FALSE | 4TTX6036H1 | 3598 | 3224732 | TRANE | 4TTX5036A1 | AC | Split System: Air-Cooled Condensing Unit, Coil with Blower | 4TTX5036A1 |  | 4TXAB048BC3 | 12.5 | 14.75 | Yes | Yes | 2011-01-21 |  | 0
FALSE | 4TTX6036H1 | 3598 | 3224733 | TRANE | 4TTX5036A1 | AC | Split System: Air-Cooled Condensing Unit, Coil with Blower | 4TTX5036A1 |  | 4TXAB048BC3 | 12 | 14.75 | Yes | Yes | 2011-01-21 |  | 0
FALSE | 4TTX6036H1 | 3598 | 3224739 | TRANE | 4TTX5036A1 | AC | Split System: Air-Cooled Condensing Unit, Coil with Blower | 4TTX5036A1 |  | 4TXAC037BC3 | 12 | 14.75 | Yes | Yes | 2011-01-21 |  | 0
FALSE | 4TTX6036H1 | 3598 | 3224740 | TRANE | 4TTX5036A1 | AC | Split System: Air-Cooled Condensing Unit, Coil with Blower | 4TTX5036A1 |  | 4TXAC037BC3 | 12 | 14.5 | Yes | Yes | 2011-01-21 |  | 0
FALSE | 4TTX6036H1 | 3598 | 3224741 | TRANE | 4TTX5036A1 | AC | Split System: Air-Cooled Condensing Unit, Coil with Blower | 4TTX5036A1 |  | 4TXAC037BC3 | 12 | 14.5 | Yes | Yes | 2011-01-21 |  | 0
FALSE | 4TTX6036H1 | 3598 | 3224742 | TRANE | 4TTX5036A1 | AC | Split System: Air-Cooled Condensing Unit, Coil with Blower | 4TTX5036A1 |  | 4TXAC037BC3 | 12.5 | 14.75 | Yes | Yes | 2011-01-21 |  | 0
FALSE | 4TTX6036H1 | 3598 | 3224743 | TRANE | 4TTX5036A1 | AC | Split System: Air-Cooled Condensing Unit, Coil with Blower | 4TTX5036A1 |  | 4TXAC037BC3 | 12.5 | 14.75 | Yes | Yes | 2011-01-21 |  | 0
FALSE | 4TTX6036H1 | 3598 | 3224744 | TRANE | 4TTX5036A1 | AC | Split System: Air-Cooled Condensing Unit, Coil with Blower | 4TTX5036A1 |  | 4TXAC043BC3 | 12 | 14.5 | Yes | Yes | 2011-01-21 |  | 0
FALSE | 4TTX6036H1 | 3598 | 3224748 | TRANE | 4TTX5036A1 | AC | Split System: Air-Cooled Condensing Unit, Coil with Blower | 4TTX5036A1 |  | 4TXAC043BC3 | 12.2 | 14.5 | Yes | Yes | 2011-01-21 |  | 0
FALSE | 4TTX6036H1 | 3598 | 3224749 | TRANE | 4TTX5036A1 | AC | Split System: Air-Cooled Condensing Unit, Coil with Blower | 4TTX5036A1 |  | 4TXAC044BC3 | 12.7 | 15 | Yes | Yes | 2011-01-21 |  | 1
FALSE | 4TTX6036H1 | 3598 | 3224750 | TRANE | 4TTX5036A1 | AC | Split System: Air-Cooled Condensing Unit, Coil with Blower | 4TTX5036A1 |  | 4TXAC044BC3 | 12.3 | 14.5 | Yes | Yes | 2011-01-21 |  | 0
FALSE | 4TTX6036H1 | 3598 | 3224751 | TRANE | 4TTX5036A1 | AC | Split System: Air-Cooled Condensing Unit, Coil with Blower | 4TTX5036A1 |  | 4TXAC044BC3 | 12.5 | 14.75 | Yes | Yes | 2011-01-21 |  | 0
FALSE | 4TTX6036H1 | 3598 | 3224753 | TRANE | 4TTX5036A1 | AC | Split System: Air-Cooled Condensing Unit, Coil with Blower | 4TTX5036A1 |  | 4TXAC044BC3 | 12.6 | 15 | Yes | Yes | 2011-01-21 |  | 1
FALSE | 4TTX6036H1 | 3598 | 3224782 | TRANE | 4TTX5036A1 | AC | Split System: Air-Cooled Condensing Unit, Coil with Blower | 4TTX5036A1 |  | 4TXCC044BC3 | 13 | 15.5 | Yes | Yes | 2011-01-21 |  | 1
FALSE | 4TTX6036H1 | 3598 | 3224783 | TRANE | 4TTX5036A1 | AC | Split System: Air-Cooled Condensing Unit, Coil with Blower | 4TTX5036A1 |  | 4TXCC044BC3 | 12.5 | 14.75 | Yes | Yes | 2011-01-21 |  | 0
FALSE | 4TTX6036H1 | 3598 | 3224784 | TRANE | 4TTX5036A1 | AC | Split System: Air-Cooled Condensing Unit, Coil with Blower | 4TTX5036A1 |  | 4TXCC044BC3 | 13 | 15.75 | Yes | Yes | 2011-01-21 |  | 1
FALSE | 4TTX6036H1 | 3598 | 3224785 | TRANE | 4TTX5036A1 | AC | Split System: Air-Cooled Condensing Unit, Coil with Blower | 4TTX5036A1 |  | 4TXCC044BC3 | 12.7 | 15 | Yes | Yes | 2011-01-21 |  | 1
FALSE | 4TTX6036H1 | 3598 | 3224787 | TRANE | 4TTX5036A1 | AC | Split System: Air-Cooled Condensing Unit, Coil with Blower | 4TTX5036A1 |  | 4TXCC044BC3 | 12.6 | 15 | Yes | Yes | 2011-01-21 |  | 1
FALSE | 4TTX6048H1 | 3702 | 3224841 | TRANE | 4TTX5048A1 | AC | Split System: Air-Cooled Condensing Unit, Coil with Blower | 4TTX5048A1 |  | 4TXAC060BC3 | 12 | 14.75 | Yes | Yes | 2011-01-21 |  | 0
FALSE | 4TTX6048H1 | 3702 | 3224844 | TRANE | 4TTX5048A1 | AC | Split System: Air-Cooled Condensing Unit, Coil with Blower | 4TTX5048A1 |  | 4TXAC060BC3 | 12 | 15 | Yes | Yes | 2011-01-21 |  | 0
FALSE | 4TTX6048H1 | 3702 | 3224845 | TRANE | 4TTX5048A1 | AC | Split System: Air-Cooled Condensing Unit, Coil with Blower | 4TTX5048A1 |  | 4TXAC060BC3 | 12 | 14.75 | Yes | Yes | 2011-01-21 |  | 0
FALSE | 4TTX6048H1 | 3702 | 3224847 | TRANE | 4TTX5048A1 | AC | Split System: Air-Cooled Condensing Unit, Coil with Blower | 4TTX5048A1 |  | 4TXAD061BC3 | 12 | 14.75 | Yes | Yes | 2011-01-21 |  | 0
FALSE | 4TTX6048H1 | 3702 | 3224848 | TRANE | 4TTX5048A1 | AC | Split System: Air-Cooled Condensing Unit, Coil with Blower | 4TTX5048A1 |  | 4TXAD061BC3 | 12 | 14.75 | Yes | Yes | 2011-01-21 |  | 0
FALSE | 4TTX6048H1 | 3702 | 3224850 | TRANE | 4TTX5048A1 | AC | Split System: Air-Cooled Condensing Unit, Coil with Blower | 4TTX5048A1 |  | 4TXAD061BC3 | 12 | 15 | Yes | Yes | 2011-01-21 |  | 0
FALSE | 4TTX6018H1 | 3491 | 3225673 | AMERICAN STANDARD, INC. | 4A7A5018A1 | AC | Split System: Air-Cooled Condensing Unit, Coil with Blower | 4TTX5018A1 |  | 4TXCB025BC3 | 13.5 | 16 | Yes | Yes | 2011-02-28 |  | 2
FALSE | 4TTX6018H1 | 3491 | 3225674 | AMERICAN STANDARD, INC. | 4A7A5018A1 | AC | Split System: Air-Cooled Condensing Unit, Coil with Blower | 4TTX5018A1 |  | 4TXCB025BC3 | 13.5 | 16 | Yes | Yes | 2011-02-28 |  | 2
FALSE | 4TTX6018H1 | 3491 | 3225675 | AMERICAN STANDARD, INC. | 4A7A5018A1 | AC | Split System: Air-Cooled Condensing Unit, Coil with Blower | 4TTX5018A1 |  | 4TXCB025BC3 | 13 | 16 | Yes | Yes | 2011-02-28 |  | 2
FALSE | 4TTX6018H1 | 3491 | 3225676 | AMERICAN STANDARD, INC. | 4A7A5018A1 | AC | Split System: Air-Cooled Condensing Unit, Coil with Blower | 4TTX5018A1 |  | 4TXCB031BC3 | 13.5 | 16 | Yes | Yes | 2011-02-28 |  | 2
FALSE | 4TTX6018H1 | 3491 | 3225677 | AMERICAN STANDARD, INC. | 4A7A5018A1 | AC | Split System: Air-Cooled Condensing Unit, Coil with Blower | 4TTX5018A1 |  | 4TXCB031BC3 | 13.4 | 16 | Yes | Yes | 2011-02-28 |  | 2
FALSE | 4TTX6018H1 | 3491 | 3225678 | AMERICAN STANDARD, INC. | 4A7A5018A1 | AC | Split System: Air-Cooled Condensing Unit, Coil with Blower | 4TTX5018A1 |  | 4TXCB031BC3 | 13.5 | 16 | Yes | Yes | 2011-02-28 |  | 2
FALSE | 4TTX6024H1 | 3520 | 3225686 | AMERICAN STANDARD, INC. | 4A7A5024A1 | AC | Split System: Air-Cooled Condensing Unit, Coil with Blower | 4TTX5024A1 |  | 4TXAB025BC3 | 12.7 | 15.25 | Yes | Yes | 2011-02-28 |  | 1
FALSE | 4TTX6024H1 | 3520 | 3225687 | AMERICAN STANDARD, INC. | 4A7A5024A1 | AC | Split System: Air-Cooled Condensing Unit, Coil with Blower | 4TTX5024A1 |  | 4TXAB025BC3 | 12.9 | 15.5 | Yes | Yes | 2011-02-28 |  | 1
FALSE | 4TTX6024H1 | 3520 | 3225688 | AMERICAN STANDARD, INC. | 4A7A5024A1 | AC | Split System: Air-Cooled Condensing Unit, Coil with Blower | 4TTX5024A1 |  | 4TXAB025BC3 | 12.9 | 15.5 | Yes | Yes | 2011-02-28 |  | 1
FALSE | 4TTX6024H1 | 3520 | 3225689 | AMERICAN STANDARD, INC. | 4A7A5024A1 | AC | Split System: Air-Cooled Condensing Unit, Coil with Blower | 4TTX5024A1 |  | 4TXAB025BC3 | 12.8 | 15.25 | Yes | Yes | 2011-02-28 |  | 1
FALSE | 4TTX6024H1 | 3520 | 3225694 | AMERICAN STANDARD, INC. | 4A7A5024A1 | AC | Split System: Air-Cooled Condensing Unit, Coil with Blower | 4TTX5024A1 |  | 4TXAB031BC3 | 12.8 | 15.5 | Yes | Yes | 2011-02-28 |  | 1
FALSE | 4TTX6024H1 | 3520 | 3225695 | AMERICAN STANDARD, INC. | 4A7A5024A1 | AC | Split System: Air-Cooled Condensing Unit, Coil with Blower | 4TTX5024A1 |  | 4TXAB031BC3 | 12.7 | 15.25 | Yes | Yes | 2011-02-28 |  | 1
FALSE | 4TTX6024H1 | 3520 | 3225696 | AMERICAN STANDARD, INC. | 4A7A5024A1 | AC | Split System: Air-Cooled Condensing Unit, Coil with Blower | 4TTX5024A1 |  | 4TXAB031BC3 | 12.9 | 15.5 | Yes | Yes | 2011-02-28 |  | 1
FALSE | 4TTX6024H1 | 3520 | 3225697 | AMERICAN STANDARD, INC. | 4A7A5024A1 | AC | Split System: Air-Cooled Condensing Unit, Coil with Blower | 4TTX5024A1 |  | 4TXAB031BC3 | 12.9 | 15.5 | Yes | Yes | 2011-02-28 |  | 1
FALSE | 4TTX6024H1 | 3520 | 3225698 | AMERICAN STANDARD, INC. | 4A7A5024A1 | AC | Split System: Air-Cooled Condensing Unit, Coil with Blower | 4TTX5024A1 |  | 4TXAB032BC3 | 13.1 | 15.75 | Yes | Yes | 2011-02-28 |  | 1
FALSE | 4TTX6024H1 | 3520 | 3225699 | AMERICAN STANDARD, INC. | 4A7A5024A1 | AC | Split System: Air-Cooled Condensing Unit, Coil with Blower | 4TTX5024A1 |  | 4TXAB032BC3 | 13.1 | 15.75 | Yes | Yes | 2011-02-28 |  | 1
FALSE | 4TTX6024H1 | 3520 | 3225700 | AMERICAN STANDARD, INC. | 4A7A5024A1 | AC | Split System: Air-Cooled Condensing Unit, Coil with Blower | 4TTX5024A1 |  | 4TXAB032BC3 | 13 | 15.75 | Yes | Yes | 2011-02-28 |  | 1
FALSE | 4TTX6024H1 | 3520 | 3225701 | AMERICAN STANDARD, INC. | 4A7A5024A1 | AC | Split System: Air-Cooled Condensing Unit, Coil with Blower | 4TTX5024A1 |  | 4TXAB032BC3 | 13 | 15.5 | Yes | Yes | 2011-02-28 |  | 1
FALSE | 4TTX6024H1 | 3520 | 3225702 | AMERICAN STANDARD, INC. | 4A7A5024A1 | AC | Split System: Air-Cooled Condensing Unit, Coil with Blower | 4TTX5024A1 |  | 4TXCB025BC3 | 12.8 | 15.25 | Yes | Yes | 2011-02-28 |  | 1
FALSE | 4TTX6024H1 | 3520 | 3225703 | AMERICAN STANDARD, INC. | 4A7A5024A1 | AC | Split System: Air-Cooled Condensing Unit, Coil with Blower | 4TTX5024A1 |  | 4TXCB025BC3 | 12.9 | 15.5 | Yes | Yes | 2011-02-28 |  | 1
FALSE | 4TTX6024H1 | 3520 | 3225704 | AMERICAN STANDARD, INC. | 4A7A5024A1 | AC | Split System: Air-Cooled Condensing Unit, Coil with Blower | 4TTX5024A1 |  | 4TXCB025BC3 | 12.7 | 15.25 | Yes | Yes | 2011-02-28 |  | 1
FALSE | 4TTX6024H1 | 3520 | 3225705 | AMERICAN STANDARD, INC. | 4A7A5024A1 | AC | Split System: Air-Cooled Condensing Unit, Coil with Blower | 4TTX5024A1 |  | 4TXCB025BC3 | 12.9 | 15.5 | Yes | Yes | 2011-02-28 |  | 1
FALSE | 4TTX6024H1 | 3520 | 3225706 | AMERICAN STANDARD, INC. | 4A7A5024A1 | AC | Split System: Air-Cooled Condensing Unit, Coil with Blower | 4TTX5024A1 |  | 4TXCB031BC3 | 12.9 | 15.5 | Yes | Yes | 2011-02-28 |  | 1
FALSE | 4TTX6024H1 | 3520 | 3225707 | AMERICAN STANDARD, INC. | 4A7A5024A1 | AC | Split System: Air-Cooled Condensing Unit, Coil with Blower | 4TTX5024A1 |  | 4TXCB031BC3 | 12.8 | 15.5 | Yes | Yes | 2011-02-28 |  | 1
FALSE | 4TTX6024H1 | 3520 | 3225708 | AMERICAN STANDARD, INC. | 4A7A5024A1 | AC | Split System: Air-Cooled Condensing Unit, Coil with Blower | 4TTX5024A1 |  | 4TXCB031BC3 | 12.7 | 15.25 | Yes | Yes | 2011-02-28 |  | 1
FALSE | 4TTX6024H1 | 3520 | 3225709 | AMERICAN STANDARD, INC. | 4A7A5024A1 | AC | Split System: Air-Cooled Condensing Unit, Coil with Blower | 4TTX5024A1 |  | 4TXCB031BC3 | 12.9 | 15.5 | Yes | Yes | 2011-02-28 |  | 1
FALSE | 4TTX6024H1 | 3520 | 3225710 | AMERICAN STANDARD, INC. | 4A7A5024A1 | AC | Split System: Air-Cooled Condensing Unit, Coil with Blower | 4TTX5024A1 |  | 4TXCB032BC3 | 13.1 | 15.75 | Yes | Yes | 2011-02-28 |  | 1
FALSE | 4TTX6024H1 | 3520 | 3225711 | AMERICAN STANDARD, INC. | 4A7A5024A1 | AC | Split System: Air-Cooled Condensing Unit, Coil with Blower | 4TTX5024A1 |  | 4TXCB032BC3 | 13 | 15.5 | Yes | Yes | 2011-02-28 |  | 1
FALSE | 4TTX6024H1 | 3520 | 3225712 | AMERICAN STANDARD, INC. | 4A7A5024A1 | AC | Split System: Air-Cooled Condensing Unit, Coil with Blower | 4TTX5024A1 |  | 4TXCB032BC3 | 13.1 | 15.75 | Yes | Yes | 2011-02-28 |  | 1
FALSE | 4TTX6024H1 | 3520 | 3225713 | AMERICAN STANDARD, INC. | 4A7A5024A1 | AC | Split System: Air-Cooled Condensing Unit, Coil with Blower | 4TTX5024A1 |  | 4TXCB032BC3 | 13 | 15.75 | Yes | Yes | 2011-02-28 |  | 1
FALSE | 4TTX6030H1 | 3530 | 3225731 | AMERICAN STANDARD, INC. | 4A7A5030A1 | AC | Split System: Air-Cooled Condensing Unit, Coil with Blower | 4TTX5030A1 |  | 4TXAB031BC3 | 12.1 | 14.5 | Yes | Yes | 2011-02-28 |  | 0
FALSE | 4TTX6030H1 | 3530 | 3225743 | AMERICAN STANDARD, INC. | 4A7A5030A1 | AC | Split System: Air-Cooled Condensing Unit, Coil with Blower | 4TTX5030A1 |  | 4TXAB042BC3 | 12.1 | 14.5 | Yes | Yes | 2011-02-28 |  | 0
FALSE | 4TTX6030H1 | 3530 | 3225744 | AMERICAN STANDARD, INC. | 4A7A5030A1 | AC | Split System: Air-Cooled Condensing Unit, Coil with Blower | 4TTX5030A1 |  | 4TXAB042BC3 | 12.1 | 14.5 | Yes | Yes | 2011-02-28 |  | 0
FALSE | 4TTX6030H1 | 3530 | 3225757 | AMERICAN STANDARD, INC. | 4A7A5030A1 | AC | Split System: Air-Cooled Condensing Unit, Coil with Blower | 4TTX5030A1 |  | 4TXCB031BC3 | 12.1 | 14.5 | Yes | Yes | 2011-02-28 |  | 0
FALSE | 4TTX6030H1 | 3530 | 3225768 | AMERICAN STANDARD, INC. | 4A7A5030A1 | AC | Split System: Air-Cooled Condensing Unit, Coil with Blower | 4TTX5030A1 |  | 4TXCB042BC3 | 12.1 | 14.5 | Yes | Yes | 2011-02-28 |  | 0
FALSE | 4TTX6030H1 | 3530 | 3225770 | AMERICAN STANDARD, INC. | 4A7A5030A1 | AC | Split System: Air-Cooled Condensing Unit, Coil with Blower | 4TTX5030A1 |  | 4TXCB042BC3 | 12 | 14.5 | Yes | Yes | 2011-02-28 |  | 0
FALSE | XC17-024-230* | 2237 | 3226004 | LENNOX INDUSTRIES, INC. | XC15-024-230-05 | AC | Split System: Air-Cooled Condensing Unit, Coil Alone | XC15-024-230-05 |  | CX34-38+TDR | 12.2 | 14.5 | Yes | Yes | 2011-01-21 |  | 0
FALSE | XC14-048-230-08 | 2298 | 3229124 | LENNOX INDUSTRIES, INC. | 14ACX-048-230-10 | AC | Split System: Air-Cooled Condensing Unit, Coil with Blower | 14ACX-048-230-10 |  | CX34-62D+TDR | 12.5 | 15 | Yes | Yes | 2011-01-21 |  | 1
FALSE | XC14-048-230-08 | 2298 | 3229131 | LENNOX INDUSTRIES, INC. | 14ACX-048-230-10 | AC | Split System: Air-Cooled Condensing Unit, Coil with Blower | 14ACX-048-230-10 |  | C33-43+TDR+TXV | 12 | 14.5 | Yes | Yes | 2011-01-21 |  | 0
FALSE | XC14-048-230-08 | 2298 | 3229132 | LENNOX INDUSTRIES, INC. | 14ACX-048-230-10 | AC | Split System: Air-Cooled Condensing Unit, Coil with Blower | 14ACX-048-230-10 |  | C33-43+TDR+TXV | 12 | 14.5 | Yes | Yes | 2011-01-21 |  | 0
FALSE | XC14-048-230-08 | 2298 | 3229133 | LENNOX INDUSTRIES, INC. | 14ACX-048-230-10 | AC | Split System: Air-Cooled Condensing Unit, Coil with Blower | 14ACX-048-230-10 |  | C33-43+TDR+TXV | 12 | 14.5 | Yes | Yes | 2011-01-21 |  | 0
FALSE | XC14-048-230-08 | 2298 | 3229134 | LENNOX INDUSTRIES, INC. | 14ACX-048-230-10 | AC | Split System: Air-Cooled Condensing Unit, Coil with Blower | 14ACX-048-230-10 |  | C33-43+TDR+TXV | 12 | 14.5 | Yes | Yes | 2011-01-21 |  | 0
FALSE | XC14-048-230-08 | 2298 | 3229137 | LENNOX INDUSTRIES, INC. | 14ACX-048-230-10 | AC | Split System: Air-Cooled Condensing Unit, Coil with Blower | 14ACX-048-230-10 |  | C33-49+TDR+TXV | 12 | 14.5 | Yes | Yes | 2011-01-21 |  | 0
FALSE | XC14-048-230-08 | 2298 | 3229138 | LENNOX INDUSTRIES, INC. | 14ACX-048-230-10 | AC | Split System: Air-Cooled Condensing Unit, Coil with Blower | 14ACX-048-230-10 |  | C33-49+TDR+TXV | 12 | 14.5 | Yes | Yes | 2011-01-21 |  | 0
FALSE | XC14-048-230-08 | 2298 | 3229139 | LENNOX INDUSTRIES, INC. | 14ACX-048-230-10 | AC | Split System: Air-Cooled Condensing Unit, Coil with Blower | 14ACX-048-230-10 |  | C33-49+TDR+TXV | 12 | 14.5 | Yes | Yes | 2011-01-21 |  | 0
FALSE | XC14-048-230-08 | 2298 | 3229140 | LENNOX INDUSTRIES, INC. | 14ACX-048-230-10 | AC | Split System: Air-Cooled Condensing Unit, Coil with Blower | 14ACX-048-230-10 |  | C33-49+TDR+TXV | 12 | 14.5 | Yes | Yes | 2011-01-21 |  | 0
FALSE | XC14-048-230-08 | 2298 | 3229141 | LENNOX INDUSTRIES, INC. | 14ACX-048-230-10 | AC | Split System: Air-Cooled Condensing Unit, Coil with Blower | 14ACX-048-230-10 |  | C33-62C+TDR+TXV | 12.5 | 15 | Yes | Yes | 2011-01-21 |  | 1
FALSE | XC14-048-230-08 | 2298 | 3229142 | LENNOX INDUSTRIES, INC. | 14ACX-048-230-10 | AC | Split System: Air-Cooled Condensing Unit, Coil with Blower | 14ACX-048-230-10 |  | C33-62C+TDR+TXV | 12.5 | 15 | Yes | Yes | 2011-01-21 |  | 1
FALSE | XC14-048-230-08 | 2298 | 3229143 | LENNOX INDUSTRIES, INC. | 14ACX-048-230-10 | AC | Split System: Air-Cooled Condensing Unit, Coil with Blower | 14ACX-048-230-10 |  | C33-62C+TDR+TXV | 12.5 | 15 | Yes | Yes | 2011-01-21 |  | 1
FALSE | XC14-048-230-08 | 2298 | 3229144 | LENNOX INDUSTRIES, INC. | 14ACX-048-230-10 | AC | Split System: Air-Cooled Condensing Unit, Coil with Blower | 14ACX-048-230-10 |  | C33-62C+TDR+TXV | 12 | 14.5 | Yes | Yes | 2011-01-21 |  | 0
FALSE | XC14-048-230-08 | 2298 | 3229145 | LENNOX INDUSTRIES, INC. | 14ACX-048-230-10 | AC | Split System: Air-Cooled Condensing Unit, Coil with Blower | 14ACX-048-230-10 |  | C33-62C+TDR+TXV | 12 | 14.5 | Yes | Yes | 2011-01-21 |  | 0
FALSE | XC14-048-230-08 | 2298 | 3229146 | LENNOX INDUSTRIES, INC. | 14ACX-048-230-10 | AC | Split System: Air-Cooled Condensing Unit, Coil with Blower | 14ACX-048-230-10 |  | C33-60D+TDR+TXV | 12.5 | 15 | Yes | Yes | 2011-01-21 |  | 1
FALSE | XC14-048-230-08 | 2298 | 3229147 | LENNOX INDUSTRIES, INC. | 14ACX-048-230-10 | AC | Split System: Air-Cooled Condensing Unit, Coil with Blower | 14ACX-048-230-10 |  | C33-62D+TDR+TXV | 12.5 | 15 | Yes | Yes | 2011-01-21 |  | 1
FALSE | XC14-048-230-08 | 2298 | 3229148 | LENNOX INDUSTRIES, INC. | 14ACX-048-230-10 | AC | Split System: Air-Cooled Condensing Unit, Coil with Blower | 14ACX-048-230-10 |  | C33-62D+TDR+TXV | 12.5 | 15 | Yes | Yes | 2011-01-21 |  | 1
FALSE | XC14-048-230-08 | 2298 | 3229149 | LENNOX INDUSTRIES, INC. | 14ACX-048-230-10 | AC | Split System: Air-Cooled Condensing Unit, Coil with Blower | 14ACX-048-230-10 |  | CR33-48+TDR+TXV | 12 | 14.5 | Yes | Yes | 2011-01-21 |  | 0
FALSE | XC14-048-230-08 | 2298 | 3229186 | LENNOX INDUSTRIES, INC. | 14ACX-048-230-10 | AC | Split System: Air-Cooled Condensing Unit, Coil with Blower | 14ACX-048-230-10 |  | CH33-62D+TDR+TXV | 12 | 14.5 | Yes | Yes | 2011-01-21 |  | 0
FALSE | XC14-048-230-08 | 2298 | 3229187 | LENNOX INDUSTRIES, INC. | 14ACX-048-230-10 | AC | Split System: Air-Cooled Condensing Unit, Coil with Blower | 14ACX-048-230-10 |  | CH33-62D+TDR+TXV | 12 | 14.5 | Yes | Yes | 2011-01-21 |  | 0
FALSE | XC14-048-230-08 | 2298 | 3229188 | LENNOX INDUSTRIES, INC. | 14ACX-048-230-10 | AC | Split System: Air-Cooled Condensing Unit, Coil with Blower | 14ACX-048-230-10 |  | CH33-62D+TDR+TXV | 12 | 14.5 | Yes | Yes | 2011-01-21 |  | 0
FALSE | XC14-048-230-08 | 2298 | 3229189 | LENNOX INDUSTRIES, INC. | 14ACX-048-230-10 | AC | Split System: Air-Cooled Condensing Unit, Coil with Blower | 14ACX-048-230-10 |  | CH33-62D+TDR+TXV | 12 | 14.5 | Yes | Yes | 2011-01-21 |  | 0
FALSE | XC14-048-230-08 | 2298 | 3229191 | LENNOX INDUSTRIES, INC. | 14ACX-048-230-10 | AC | Split System: Air-Cooled Condensing Unit, Coil with Blower | 14ACX-048-230-10 |  | CH33-62D+TDR+TXV | 12 | 14.5 | Yes | Yes | 2011-01-21 |  | 0
FALSE | XC14-048-230-08 | 2298 | 3229192 | LENNOX INDUSTRIES, INC. | 14ACX-048-230-10 | AC | Split System: Air-Cooled Condensing Unit, Coil with Blower | 14ACX-048-230-10 |  | CH33-62D+TDR+TXV | 12 | 14.5 | Yes | Yes | 2011-01-21 |  | 0
FALSE | XC14-048-230-08 | 2298 | 3229193 | LENNOX INDUSTRIES, INC. | 14ACX-048-230-10 | AC | Split System: Air-Cooled Condensing Unit, Coil with Blower | 14ACX-048-230-10 |  | CH23-68+TDR+TXV | 12.5 | 15 | Yes | Yes | 2011-01-21 |  | 1
FALSE | XC14-048-230-08 | 2298 | 3229194 | LENNOX INDUSTRIES, INC. | 14ACX-048-230-10 | AC | Split System: Air-Cooled Condensing Unit, Coil with Blower | 14ACX-048-230-10 |  | CH23-68+TDR+TXV | 12.5 | 15 | Yes | Yes | 2011-01-21 |  | 1
FALSE | XC14-048-230-08 | 2298 | 3229199 | LENNOX INDUSTRIES, INC. | 14ACX-048-230-10 | AC | Split System: Air-Cooled Condensing Unit, Coil with Blower | 14ACX-048-230-10 |  | CBX32MV-048*+TDR | 12 | 14.5 | Yes | Yes | 2011-01-21 |  | 0
FALSE | XC14-048-230-08 | 2298 | 3229203 | LENNOX INDUSTRIES, INC. | 14ACX-048-230-10 | AC | Split System: Air-Cooled Condensing Unit, Coil with Blower | 14ACX-048-230-10 |  | CB31MV-51*P+TDR+TXV | 12 | 14.5 | Yes | Yes | 2011-01-21 |  | 0
FALSE | XC14-048-230-08 | 2298 | 3229204 | LENNOX INDUSTRIES, INC. | 14ACX-048-230-10 | AC | Split System: Air-Cooled Condensing Unit, Coil with Blower | 14ACX-048-230-10 |  | CB31MV-65*P+TDR+TXV | 12 | 14.5 | Yes | Yes | 2011-01-21 |  | 0
FALSE | XC14-048-230-08 | 2298 | 3229207 | LENNOX INDUSTRIES, INC. | 14ACX-048-230-10 | AC | Split System: Air-Cooled Condensing Unit, Coil with Blower | 14ACX-048-230-10 |  | CBX32MV-060+TDR | 12 | 14.5 | Yes | Yes | 2011-01-21 |  | 0
FALSE | XC14-048-230-08 | 2298 | 3229209 | LENNOX INDUSTRIES, INC. | 14ACX-048-230-10 | AC | Split System: Air-Cooled Condensing Unit, Coil with Blower | 14ACX-048-230-10 |  | CX34-50/60C+TDR | 12 | 14.5 | Yes | Yes | 2011-01-21 |  | 0
FALSE | XC14-048-230-08 | 2298 | 3229215 | LENNOX INDUSTRIES, INC. | 14ACX-048-230-10 | AC | Split System: Air-Cooled Condensing Unit, Coil with Blower | 14ACX-048-230-10 |  | C33-50/60C+TDR+TXV | 12 | 14.5 | Yes | Yes | 2011-01-21 |  | 0
FALSE | XC14-048-230-08 | 2298 | 3229221 | LENNOX INDUSTRIES, INC. | 14ACX-048-230-10 | AC | Split System: Air-Cooled Condensing Unit, Coil with Blower | 14ACX-048-230-10 |  | CBX27UH-048-230*+TDR | 12 | 14.5 | Yes | Yes | 2011-01-21 |  | 0
FALSE | XC14-048-230-08 | 2298 | 3229222 | LENNOX INDUSTRIES, INC. | 14ACX-048-230-10 | AC | Split System: Air-Cooled Condensing Unit, Coil with Blower | 14ACX-048-230-10 |  | CBX27UH-060-230*+TDR | 12 | 14.5 | Yes | Yes | 2011-01-21 |  | 0
FALSE | XC14-048-230-08 | 2298 | 3229224 | LENNOX INDUSTRIES, INC. | 14ACX-048-230-10 | AC | Split System: Air-Cooled Condensing Unit, Coil with Blower | 14ACX-048-230-10 |  | CH33-60D+TDR+TXV | 12 | 14.5 | Yes | Yes | 2011-01-21 |  | 0
FALSE | XC14-048-230-08 | 2298 | 3229225 | LENNOX INDUSTRIES, INC. | 14ACX-048-230-10 | AC | Split System: Air-Cooled Condensing Unit, Coil with Blower | 14ACX-048-230-10 |  | CB27UH-048-230*+TDR+TXV | 12 | 14.5 | Yes | Yes | 2011-01-21 |  | 0
FALSE | XC14-048-230-08 | 2298 | 3229253 | LENNOX INDUSTRIES, INC. | 14ACX-048-230-10 | AC | Split System: Air-Cooled Condensing Unit, Coil with Blower | 14ACX-048-230-10 |  | CX34-49+TDR | 12.5 | 15 | Yes | Yes | 2011-01-21 |  | 1
FALSE | XC14-048-230-08 | 2298 | 3229254 | LENNOX INDUSTRIES, INC. | 14ACX-048-230-10 | AC | Split System: Air-Cooled Condensing Unit, Coil with Blower | 14ACX-048-230-10 |  | CX34-62C+TDR | 12.5 | 15 | Yes | Yes | 2011-01-21 |  | 1
FALSE | XC14-048-230-08 | 2298 | 3229255 | LENNOX INDUSTRIES, INC. | 14ACX-048-230-10 | AC | Split System: Air-Cooled Condensing Unit, Coil with Blower | 14ACX-048-230-10 |  | C33-49+TDR+TXV | 12.5 | 15 | Yes | Yes | 2011-01-21 |  | 1
FALSE | XC14-048-230-08 | 2298 | 3229256 | LENNOX INDUSTRIES, INC. | 14ACX-048-230-10 | AC | Split System: Air-Cooled Condensing Unit, Coil with Blower | 14ACX-048-230-10 |  | C33-49+TDR+TXV | 12.5 | 15 | Yes | Yes | 2011-01-21 |  | 1
FALSE | XC14-048-230-08 | 2298 | 3229257 | LENNOX INDUSTRIES, INC. | 14ACX-048-230-10 | AC | Split System: Air-Cooled Condensing Unit, Coil with Blower | 14ACX-048-230-10 |  | C33-62C+TDR+TXV | 12.5 | 15 | Yes | Yes | 2011-01-21 |  | 1
FALSE | XC14-060-230-** | 2308 | 3229477 | LENNOX INDUSTRIES, INC. | 14ACX-060-230-10 | AC | Split System: Air-Cooled Condensing Unit, Coil with Blower | 14ACX-060-230-10 |  | CX34-60D+TDR | 12.5 | 15 | Yes | Yes | 2011-01-21 |  | 1
FALSE | XC14-060-230-** | 2308 | 3229478 | LENNOX INDUSTRIES, INC. | 14ACX-060-230-10 | AC | Split System: Air-Cooled Condensing Unit, Coil with Blower | 14ACX-060-230-10 |  | CX34-60D+TDR | 12 | 14.5 | Yes | Yes | 2011-01-21 |  | 0
FALSE | XC14-060-230-** | 2308 | 3229479 | LENNOX INDUSTRIES, INC. | 14ACX-060-230-10 | AC | Split System: Air-Cooled Condensing Unit, Coil with Blower | 14ACX-060-230-10 |  | CX34-62C+TDR | 12 | 14.5 | Yes | Yes | 2011-01-21 |  | 0
FALSE | XC14-060-230-** | 2308 | 3229480 | LENNOX INDUSTRIES, INC. | 14ACX-060-230-10 | AC | Split System: Air-Cooled Condensing Unit, Coil with Blower | 14ACX-060-230-10 |  | CX34-62C+TDR | 12 | 14.6 | Yes | Yes | 2011-01-21 |  | 0
FALSE | XC14-060-230-** | 2308 | 3229482 | LENNOX INDUSTRIES, INC. | 14ACX-060-230-10 | AC | Split System: Air-Cooled Condensing Unit, Coil with Blower | 14ACX-060-230-10 |  | CX34-62C+TDR | 12 | 14.5 | Yes | Yes | 2011-01-21 |  | 0
FALSE | XC14-060-230-** | 2308 | 3229483 | LENNOX INDUSTRIES, INC. | 14ACX-060-230-10 | AC | Split System: Air-Cooled Condensing Unit, Coil with Blower | 14ACX-060-230-10 |  | CX34-62C+TDR | 12.5 | 15 | Yes | Yes | 2011-01-21 |  | 1
FALSE | XC14-060-230-** | 2308 | 3229484 | LENNOX INDUSTRIES, INC. | 14ACX-060-230-10 | AC | Split System: Air-Cooled Condensing Unit, Coil with Blower | 14ACX-060-230-10 |  | CX34-62D+TDR | 12 | 14.5 | Yes | Yes | 2011-01-21 |  | 0
FALSE | XC14-060-230-** | 2308 | 3229485 | LENNOX INDUSTRIES, INC. | 14ACX-060-230-10 | AC | Split System: Air-Cooled Condensing Unit, Coil with Blower | 14ACX-060-230-10 |  | CX34-62D+TDR | 12 | 14.5 | Yes | Yes | 2011-01-21 |  | 0
FALSE | XC14-060-230-** | 2308 | 3229494 | LENNOX INDUSTRIES, INC. | 14ACX-060-230-10 | AC | Split System: Air-Cooled Condensing Unit, Coil with Blower | 14ACX-060-230-10 |  | C33-60D+TDR+TXV | 12.5 | 15 | Yes | Yes | 2011-01-21 |  | 1
FALSE | XC14-060-230-** | 2308 | 3229495 | LENNOX INDUSTRIES, INC. | 14ACX-060-230-10 | AC | Split System: Air-Cooled Condensing Unit, Coil with Blower | 14ACX-060-230-10 |  | C33-60D+TDR+TXV | 12 | 14.5 | Yes | Yes | 2011-01-21 |  | 0
FALSE | XC14-060-230-** | 2308 | 3229496 | LENNOX INDUSTRIES, INC. | 14ACX-060-230-10 | AC | Split System: Air-Cooled Condensing Unit, Coil with Blower | 14ACX-060-230-10 |  | C33-62C+TDR+TXV | 12 | 14.5 | Yes | Yes | 2011-01-21 |  | 0
FALSE | XC14-060-230-** | 2308 | 3229497 | LENNOX INDUSTRIES, INC. | 14ACX-060-230-10 | AC | Split System: Air-Cooled Condensing Unit, Coil with Blower | 14ACX-060-230-10 |  | C33-62C+TDR+TXV | 12 | 14.6 | Yes | Yes | 2011-01-21 |  | 0
FALSE | XC14-060-230-** | 2308 | 3229499 | LENNOX INDUSTRIES, INC. | 14ACX-060-230-10 | AC | Split System: Air-Cooled Condensing Unit, Coil with Blower | 14ACX-060-230-10 |  | C33-62C+TDR+TXV | 12 | 14.5 | Yes | Yes | 2011-01-21 |  | 0
FALSE | XC14-060-230-** | 2308 | 3229548 | LENNOX INDUSTRIES, INC. | 14ACX-060-230-10 | AC | Split System: Air-Cooled Condensing Unit, Coil with Blower | 14ACX-060-230-10 |  | C33-62D+TDR+TXV | 12 | 14.5 | Yes | Yes | 2011-01-21 |  | 0
FALSE | XC14-060-230-** | 2308 | 3229551 | LENNOX INDUSTRIES, INC. | 14ACX-060-230-10 | AC | Split System: Air-Cooled Condensing Unit, Coil with Blower | 14ACX-060-230-10 |  | CH33-62D+TDR+TXV | 12 | 14.5 | Yes | Yes | 2011-01-21 |  | 0
FALSE | XC14-060-230-** | 2308 | 3229552 | LENNOX INDUSTRIES, INC. | 14ACX-060-230-10 | AC | Split System: Air-Cooled Condensing Unit, Coil with Blower | 14ACX-060-230-10 |  | CH23-68+TDR+TXV | 12 | 14.5 | Yes | Yes | 2011-01-21 |  | 0
FALSE | 14ACX-030-230-17 | 2250 | 3232594 | LENNOX INDUSTRIES, INC. | 14ACX-030-230*10 | AC | Split System: Air-Cooled Condensing Unit, Coil with Blower | 14ACX-030-230*10 |  | C33-25* | 12.5 | 15 | Yes | Yes | 2011-01-21 |  | 1
FALSE | 14ACX-030-230-17 | 2250 | 3232596 | LENNOX INDUSTRIES, INC. | 14ACX-030-230*10 | AC | Split System: Air-Cooled Condensing Unit, Coil with Blower | 14ACX-030-230*10 |  | C33-25* | 12.5 | 14.5 | Yes | Yes | 2011-01-21 |  | 0
FALSE | 14ACX-030-230-17 | 2250 | 3232602 | LENNOX INDUSTRIES, INC. | 14ACX-030-230*10 | AC | Split System: Air-Cooled Condensing Unit, Coil with Blower | 14ACX-030-230*10 |  | C33-31* | 12.5 | 15 | Yes | Yes | 2011-01-21 |  | 1
FALSE | 14ACX-030-230-17 | 2250 | 3232603 | LENNOX INDUSTRIES, INC. | 14ACX-030-230*10 | AC | Split System: Air-Cooled Condensing Unit, Coil with Blower | 14ACX-030-230*10 |  | C33-31* | 12.5 | 15 | Yes | Yes | 2011-01-21 |  | 1
FALSE | 14ACX-030-230-17 | 2250 | 3232606 | LENNOX INDUSTRIES, INC. | 14ACX-030-230*10 | AC | Split System: Air-Cooled Condensing Unit, Coil with Blower | 14ACX-030-230*10 |  | CH33-25A* | 12.5 | 14.5 | Yes | Yes | 2011-01-21 |  | 0
FALSE | 14ACX-030-230-17 | 2250 | 3232607 | LENNOX INDUSTRIES, INC. | 14ACX-030-230*10 | AC | Split System: Air-Cooled Condensing Unit, Coil with Blower | 14ACX-030-230*10 |  | CH33-25B* | 12.5 | 15 | Yes | Yes | 2011-01-21 |  | 1
FALSE | 14ACX-030-230-17 | 2250 | 3232609 | LENNOX INDUSTRIES, INC. | 14ACX-030-230*10 | AC | Split System: Air-Cooled Condensing Unit, Coil with Blower | 14ACX-030-230*10 |  | CH33-25B* | 12.5 | 14.5 | Yes | Yes | 2011-01-21 |  | 0
FALSE | 14ACX-030-230-17 | 2250 | 3232610 | LENNOX INDUSTRIES, INC. | 14ACX-030-230*10 | AC | Split System: Air-Cooled Condensing Unit, Coil with Blower | 14ACX-030-230*10 |  | CH33-25B* | 12.5 | 14.5 | Yes | Yes | 2011-01-21 |  | 0
FALSE | 14ACX-030-230-17 | 2250 | 3232611 | LENNOX INDUSTRIES, INC. | 14ACX-030-230*10 | AC | Split System: Air-Cooled Condensing Unit, Coil with Blower | 14ACX-030-230*10 |  | CH33-31A* | 12.5 | 15 | Yes | Yes | 2011-01-21 |  | 1
FALSE | 14ACX-030-230-17 | 2250 | 3232612 | LENNOX INDUSTRIES, INC. | 14ACX-030-230*10 | AC | Split System: Air-Cooled Condensing Unit, Coil with Blower | 14ACX-030-230*10 |  | CH33-31B* | 12.5 | 15 | Yes | Yes | 2011-01-21 |  | 1
FALSE | 14ACX-030-230-17 | 2250 | 3232613 | LENNOX INDUSTRIES, INC. | 14ACX-030-230*10 | AC | Split System: Air-Cooled Condensing Unit, Coil with Blower | 14ACX-030-230*10 |  | CH33-31B* | 12.5 | 14.5 | Yes | Yes | 2011-01-21 |  | 0
FALSE | 14ACX-030-230-17 | 2250 | 3232614 | LENNOX INDUSTRIES, INC. | 14ACX-030-230*10 | AC | Split System: Air-Cooled Condensing Unit, Coil with Blower | 14ACX-030-230*10 |  | CH33-31B* | 12.5 | 15 | Yes | Yes | 2011-01-21 |  | 1
FALSE | 14ACX-030-230-17 | 2250 | 3232615 | LENNOX INDUSTRIES, INC. | 14ACX-030-230*10 | AC | Split System: Air-Cooled Condensing Unit, Coil with Blower | 14ACX-030-230*10 |  | CH33-31B* | 12.5 | 15 | Yes | Yes | 2011-01-21 |  | 1
FALSE | 14ACX-030-230-17 | 2250 | 3232617 | LENNOX INDUSTRIES, INC. | 14ACX-030-230*10 | AC | Split System: Air-Cooled Condensing Unit, Coil with Blower | 14ACX-030-230*10 |  | CH33-36B* | 12.5 | 15 | Yes | Yes | 2011-01-21 |  | 1
FALSE | 14ACX-030-230-17 | 2250 | 3232619 | LENNOX INDUSTRIES, INC. | 14ACX-030-230*10 | AC | Split System: Air-Cooled Condensing Unit, Coil with Blower | 14ACX-030-230*10 |  | CH33-36B* | 12.5 | 14.5 | Yes | Yes | 2011-01-21 |  | 0
FALSE | 14ACX-030-230-17 | 2250 | 3232620 | LENNOX INDUSTRIES, INC. | 14ACX-030-230*10 | AC | Split System: Air-Cooled Condensing Unit, Coil with Blower | 14ACX-030-230*10 |  | CH33-36B* | 12.5 | 14.5 | Yes | Yes | 2011-01-21 |  | 0
FALSE | 14ACX-030-230-17 | 2250 | 3232621 | LENNOX INDUSTRIES, INC. | 14ACX-030-230*10 | AC | Split System: Air-Cooled Condensing Unit, Coil with Blower | 14ACX-030-230*10 |  | CH33-42* | 12.5 | 15 | Yes | Yes | 2011-01-21 |  | 1
FALSE | 14ACX-030-230-17 | 2250 | 3232623 | LENNOX INDUSTRIES, INC. | 14ACX-030-230*10 | AC | Split System: Air-Cooled Condensing Unit, Coil with Blower | 14ACX-030-230*10 |  | CH33-42* | 12.5 | 15 | Yes | Yes | 2011-01-21 |  | 1
FALSE | 14ACX-030-230-17 | 2250 | 3232624 | LENNOX INDUSTRIES, INC. | 14ACX-030-230*10 | AC | Split System: Air-Cooled Condensing Unit, Coil with Blower | 14ACX-030-230*10 |  | CH33-42* | 12.5 | 15 | Yes | Yes | 2011-01-21 |  | 1
FALSE | 14ACX-036-230-15 | 2264 | 3232679 | LENNOX INDUSTRIES, INC. | 14ACX-036-230*10 | AC | Split System: Air-Cooled Condensing Unit, Coil with Blower | 14ACX-036-230*10 |  | C33-43* | 12.5 | 15 | Yes | Yes | 2011-01-21 |  | 1
FALSE | 14ACX-036-230-15 | 2264 | 3232680 | LENNOX INDUSTRIES, INC. | 14ACX-036-230*10 | AC | Split System: Air-Cooled Condensing Unit, Coil with Blower | 14ACX-036-230*10 |  | C33-43* | 12.5 | 15 | Yes | Yes | 2011-01-21 |  | 1
FALSE | 14ACX-036-230-15 | 2264 | 3232681 | LENNOX INDUSTRIES, INC. | 14ACX-036-230*10 | AC | Split System: Air-Cooled Condensing Unit, Coil with Blower | 14ACX-036-230*10 |  | C33-43* | 12.5 | 15 | Yes | Yes | 2011-01-21 |  | 1
FALSE | 14ACX-036-230-15 | 2264 | 3232682 | LENNOX INDUSTRIES, INC. | 14ACX-036-230*10 | AC | Split System: Air-Cooled Condensing Unit, Coil with Blower | 14ACX-036-230*10 |  | C33-48* | 12.5 | 15 | Yes | Yes | 2011-01-21 |  | 1
FALSE | 14ACX-036-230-15 | 2264 | 3232686 | LENNOX INDUSTRIES, INC. | 14ACX-036-230*10 | AC | Split System: Air-Cooled Condensing Unit, Coil with Blower | 14ACX-036-230*10 |  | C33-49* | 12.5 | 15 | Yes | Yes | 2011-01-21 |  | 1
FALSE | 14ACX-036-230-15 | 2264 | 3232687 | LENNOX INDUSTRIES, INC. | 14ACX-036-230*10 | AC | Split System: Air-Cooled Condensing Unit, Coil with Blower | 14ACX-036-230*10 |  | C33-49* | 12.5 | 15 | Yes | Yes | 2011-01-21 |  | 1
FALSE | 14ACX-036-230-15 | 2264 | 3232688 | LENNOX INDUSTRIES, INC. | 14ACX-036-230*10 | AC | Split System: Air-Cooled Condensing Unit, Coil with Blower | 14ACX-036-230*10 |  | C33-49* | 12.5 | 15 | Yes | Yes | 2011-01-21 |  | 1
FALSE | 14ACX-036-230-15 | 2264 | 3232689 | LENNOX INDUSTRIES, INC. | 14ACX-036-230*10 | AC | Split System: Air-Cooled Condensing Unit, Coil with Blower | 14ACX-036-230*10 |  | C33-49* | 12.5 | 15 | Yes | Yes | 2011-01-21 |  | 1
FALSE | 14ACX-036-230-15 | 2264 | 3232690 | LENNOX INDUSTRIES, INC. | 14ACX-036-230*10 | AC | Split System: Air-Cooled Condensing Unit, Coil with Blower | 14ACX-036-230*10 |  | C33-50/60C* | 12.5 | 15 | Yes | Yes | 2011-01-21 |  | 1
FALSE | 14ACX-036-230-15 | 2264 | 3232691 | LENNOX INDUSTRIES, INC. | 14ACX-036-230*10 | AC | Split System: Air-Cooled Condensing Unit, Coil with Blower | 14ACX-036-230*10 |  | C33-50/60C* | 12.5 | 15 | Yes | Yes | 2011-01-21 |  | 1
FALSE | 14ACX-036-230-15 | 2264 | 3232692 | LENNOX INDUSTRIES, INC. | 14ACX-036-230*10 | AC | Split System: Air-Cooled Condensing Unit, Coil with Blower | 14ACX-036-230*10 |  | C33-50/60C* | 12.5 | 15 | Yes | Yes | 2011-01-21 |  | 1
FALSE | 14ACX-036-230-15 | 2264 | 3232693 | LENNOX INDUSTRIES, INC. | 14ACX-036-230*10 | AC | Split System: Air-Cooled Condensing Unit, Coil with Blower | 14ACX-036-230*10 |  | CR33-30/36* | 12.5 | 15 | Yes | Yes | 2011-01-21 |  | 1
FALSE | 14ACX-036-230-15 | 2264 | 3232697 | LENNOX INDUSTRIES, INC. | 14ACX-036-230*10 | AC | Split System: Air-Cooled Condensing Unit, Coil with Blower | 14ACX-036-230*10 |  | CR33-48* | 12.5 | 14.5 | Yes | Yes | 2011-01-21 |  | 0
FALSE | 14ACX-036-230-15 | 2264 | 3232701 | LENNOX INDUSTRIES, INC. | 14ACX-036-230*10 | AC | Split System: Air-Cooled Condensing Unit, Coil with Blower | 14ACX-036-230*10 |  | CH33-31* | 12.5 | 15 | Yes | Yes | 2011-01-21 |  | 1
FALSE | 14ACX-036-230-15 | 2264 | 3232705 | LENNOX INDUSTRIES, INC. | 14ACX-036-230*10 | AC | Split System: Air-Cooled Condensing Unit, Coil with Blower | 14ACX-036-230*10 |  | CH33-36B* | 12.5 | 14.5 | Yes | Yes | 2011-01-21 |  | 0
FALSE | 14ACX-036-230-15 | 2264 | 3232709 | LENNOX INDUSTRIES, INC. | 14ACX-036-230*10 | AC | Split System: Air-Cooled Condensing Unit, Coil with Blower | 14ACX-036-230*10 |  | CH33-43B* | 12.5 | 15 | Yes | Yes | 2011-01-21 |  | 1
FALSE | 14ACX-036-230-15 | 2264 | 3232710 | LENNOX INDUSTRIES, INC. | 14ACX-036-230*10 | AC | Split System: Air-Cooled Condensing Unit, Coil with Blower | 14ACX-036-230*10 |  | CH33-43B* | 12 | 14.5 | Yes | Yes | 2011-01-21 |  | 0
FALSE | 14ACX-036-230-15 | 2264 | 3232711 | LENNOX INDUSTRIES, INC. | 14ACX-036-230*10 | AC | Split System: Air-Cooled Condensing Unit, Coil with Blower | 14ACX-036-230*10 |  | CH33-43B* | 12.5 | 14.5 | Yes | Yes | 2011-01-21 |  | 0
FALSE | 14ACX-036-230-15 | 2264 | 3232712 | LENNOX INDUSTRIES, INC. | 14ACX-036-230*10 | AC | Split System: Air-Cooled Condensing Unit, Coil with Blower | 14ACX-036-230*10 |  | CH33-43B* | 12.5 | 14.5 | Yes | Yes | 2011-01-21 |  | 0
FALSE | 14ACX-036-230-15 | 2264 | 3232750 | LENNOX INDUSTRIES, INC. | 14ACX-036-230*10 | AC | Split System: Air-Cooled Condensing Unit, Coil with Blower | 14ACX-036-230*10 |  | CH33-43B* | 12.5 | 15 | Yes | Yes | 2011-01-21 |  | 1
FALSE | 14ACX-036-230-15 | 2264 | 3232751 | LENNOX INDUSTRIES, INC. | 14ACX-036-230*10 | AC | Split System: Air-Cooled Condensing Unit, Coil with Blower | 14ACX-036-230*10 |  | CH33-48 | 12.5 | 15 | Yes | Yes | 2011-01-21 |  | 1
FALSE | TSA042H4N4*Y | 2280 | 3232780 | LENNOX INDUSTRIES, INC. | 14ACX-042-230*10 | AC | Split System: Air-Cooled Condensing Unit, Coil with Blower | 14ACX-042-230*10 |  | C33-43* | 12.5 | 15 | Yes | Yes | 2011-01-21 |  | 1
FALSE | TSA042H4N4*Y | 2280 | 3232781 | LENNOX INDUSTRIES, INC. | 14ACX-042-230*10 | AC | Split System: Air-Cooled Condensing Unit, Coil with Blower | 14ACX-042-230*10 |  | C33-43* | 12.5 | 14.5 | Yes | Yes | 2011-01-21 |  | 0
FALSE | TSA042H4N4*Y | 2280 | 3232782 | LENNOX INDUSTRIES, INC. | 14ACX-042-230*10 | AC | Split System: Air-Cooled Condensing Unit, Coil with Blower | 14ACX-042-230*10 |  | C33-43* | 12.5 | 14.5 | Yes | Yes | 2011-01-21 |  | 0
FALSE | TSA042H4N4*Y | 2280 | 3232783 | LENNOX INDUSTRIES, INC. | 14ACX-042-230*10 | AC | Split System: Air-Cooled Condensing Unit, Coil with Blower | 14ACX-042-230*10 |  | C33-43* | 12.5 | 14.5 | Yes | Yes | 2011-01-21 |  | 0
FALSE | TSA042H4N4*Y | 2280 | 3232785 | LENNOX INDUSTRIES, INC. | 14ACX-042-230*10 | AC | Split System: Air-Cooled Condensing Unit, Coil with Blower | 14ACX-042-230*10 |  | C33-43* | 12.5 | 14.5 | Yes | Yes | 2011-01-21 |  | 0
FALSE | TSA042H4N4*Y | 2280 | 3232792 | LENNOX INDUSTRIES, INC. | 14ACX-042-230*10 | AC | Split System: Air-Cooled Condensing Unit, Coil with Blower | 14ACX-042-230*10 |  | C33-49* | 12.5 | 15 | Yes | Yes | 2011-01-21 |  | 1
FALSE | TSA042H4N4*Y | 2280 | 3232793 | LENNOX INDUSTRIES, INC. | 14ACX-042-230*10 | AC | Split System: Air-Cooled Condensing Unit, Coil with Blower | 14ACX-042-230*10 |  | C33-49* | 12.5 | 15 | Yes | Yes | 2011-01-21 |  | 1
FALSE | TSA042H4N4*Y | 2280 | 3232794 | LENNOX INDUSTRIES, INC. | 14ACX-042-230*10 | AC | Split System: Air-Cooled Condensing Unit, Coil with Blower | 14ACX-042-230*10 |  | C33-49* | 12.5 | 15 | Yes | Yes | 2011-01-21 |  | 1
FALSE | TSA042H4N4*Y | 2280 | 3232795 | LENNOX INDUSTRIES, INC. | 14ACX-042-230*10 | AC | Split System: Air-Cooled Condensing Unit, Coil with Blower | 14ACX-042-230*10 |  | C33-49* | 12.5 | 15 | Yes | Yes | 2011-01-21 |  | 1
FALSE | TSA042H4N4*Y | 2280 | 3232796 | LENNOX INDUSTRIES, INC. | 14ACX-042-230*10 | AC | Split System: Air-Cooled Condensing Unit, Coil with Blower | 14ACX-042-230*10 |  | C33-49* | 12.5 | 14.5 | Yes | Yes | 2011-01-21 |  | 0
FALSE | TSA042H4N4*Y | 2280 | 3232797 | LENNOX INDUSTRIES, INC. | 14ACX-042-230*10 | AC | Split System: Air-Cooled Condensing Unit, Coil with Blower | 14ACX-042-230*10 |  | C33-49* | 12.5 | 15 | Yes | Yes | 2011-01-21 |  | 1
FALSE | TSA042H4N4*Y | 2280 | 3232798 | LENNOX INDUSTRIES, INC. | 14ACX-042-230*10 | AC | Split System: Air-Cooled Condensing Unit, Coil with Blower | 14ACX-042-230*10 |  | C33-50/60C* | 12.7 | 14.8 | Yes | Yes | 2011-01-21 |  | 0
FALSE | TSA042H4N4*Y | 2280 | 3232799 | LENNOX INDUSTRIES, INC. | 14ACX-042-230*10 | AC | Split System: Air-Cooled Condensing Unit, Coil with Blower | 14ACX-042-230*10 |  | C33-50/60C* | 12.5 | 14.5 | Yes | Yes | 2011-01-21 |  | 0
FALSE | TSA042H4N4*Y | 2280 | 3232804 | LENNOX INDUSTRIES, INC. | 14ACX-042-230*10 | AC | Split System: Air-Cooled Condensing Unit, Coil with Blower | 14ACX-042-230*10 |  | CR33-50/60* | 12.5 | 14.5 | Yes | Yes | 2011-01-21 |  | 0
FALSE | TSA042H4N4*Y | 2280 | 3232805 | LENNOX INDUSTRIES, INC. | 14ACX-042-230*10 | AC | Split System: Air-Cooled Condensing Unit, Coil with Blower | 14ACX-042-230*10 |  | CR33-50/60* | 12.5 | 14.5 | Yes | Yes | 2011-01-21 |  | 0
FALSE | TSA042H4N4*Y | 2280 | 3232810 | LENNOX INDUSTRIES, INC. | 14ACX-042-230*10 | AC | Split System: Air-Cooled Condensing Unit, Coil with Blower | 14ACX-042-230*10 |  | CR33-60* | 12.5 | 14.5 | Yes | Yes | 2011-01-21 |  | 0
FALSE | TSA042H4N4*Y | 2280 | 3232811 | LENNOX INDUSTRIES, INC. | 14ACX-042-230*10 | AC | Split System: Air-Cooled Condensing Unit, Coil with Blower | 14ACX-042-230*10 |  | CR33-60* | 12.5 | 14.5 | Yes | Yes | 2011-01-21 |  | 0
FALSE | TSA042H4N4*Y | 2280 | 3232836 | LENNOX INDUSTRIES, INC. | 14ACX-042-230*10 | AC | Split System: Air-Cooled Condensing Unit, Coil with Blower | 14ACX-042-230*10 |  | CH33-50/60C* | 12.5 | 14.5 | Yes | Yes | 2011-01-21 |  | 0
FALSE | TSA042H4N4*Y | 2280 | 3232837 | LENNOX INDUSTRIES, INC. | 14ACX-042-230*10 | AC | Split System: Air-Cooled Condensing Unit, Coil with Blower | 14ACX-042-230*10 |  | C33-62C | 12.5 | 15 | Yes | Yes | 2011-01-21 |  | 1
FALSE | TSA042H4N4*Y | 2280 | 3232838 | LENNOX INDUSTRIES, INC. | 14ACX-042-230*10 | AC | Split System: Air-Cooled Condensing Unit, Coil with Blower | 14ACX-042-230*10 |  | C33-62C | 12.5 | 15 | Yes | Yes | 2011-01-21 |  | 1
FALSE | TSA042H4N4*Y | 2280 | 3232839 | LENNOX INDUSTRIES, INC. | 14ACX-042-230*10 | AC | Split System: Air-Cooled Condensing Unit, Coil with Blower | 14ACX-042-230*10 |  | C33-62C | 12.5 | 15 | Yes | Yes | 2011-01-21 |  | 1
FALSE | TSA042H4N4*Y | 2280 | 3232840 | LENNOX INDUSTRIES, INC. | 14ACX-042-230*10 | AC | Split System: Air-Cooled Condensing Unit, Coil with Blower | 14ACX-042-230*10 |  | C33-62C | 12.5 | 15 | Yes | Yes | 2011-01-21 |  | 1
FALSE | TSA042H4N4*Y | 2280 | 3232841 | LENNOX INDUSTRIES, INC. | 14ACX-042-230*10 | AC | Split System: Air-Cooled Condensing Unit, Coil with Blower | 14ACX-042-230*10 |  | C33-62C | 12.5 | 15 | Yes | Yes | 2011-01-21 |  | 1
FALSE | TSA042H4N4*Y | 2280 | 3232842 | LENNOX INDUSTRIES, INC. | 14ACX-042-230*10 | AC | Split System: Air-Cooled Condensing Unit, Coil with Blower | 14ACX-042-230*10 |  | C33-62C | 12.5 | 15 | Yes | Yes | 2011-01-21 |  | 1
FALSE | TSA042H4N4*Y | 2280 | 3232847 | LENNOX INDUSTRIES, INC. | 14ACX-042-230*10 | AC | Split System: Air-Cooled Condensing Unit, Coil with Blower | 14ACX-042-230*10 |  | C33-43* | 12.5 | 14.5 | Yes | Yes | 2011-01-21 |  | 0
FALSE | TSA042H4N4*Y | 2280 | 3232849 | LENNOX INDUSTRIES, INC. | 14ACX-042-230*10 | AC | Split System: Air-Cooled Condensing Unit, Coil with Blower | 14ACX-042-230*10 |  | C33-49* | 12.5 | 15 | Yes | Yes | 2011-01-21 |  | 1
FALSE | TSA042H4N4*Y | 2280 | 3232852 | LENNOX INDUSTRIES, INC. | 14ACX-042-230*10 | AC | Split System: Air-Cooled Condensing Unit, Coil with Blower | 14ACX-042-230*10 |  | CH33-43* | 12.5 | 14.5 | Yes | Yes | 2011-01-21 |  | 0
FALSE | TSA042H4N4*Y | 2280 | 3232853 | LENNOX INDUSTRIES, INC. | 14ACX-042-230*10 | AC | Split System: Air-Cooled Condensing Unit, Coil with Blower | 14ACX-042-230*10 |  | CH33-48 | 12.5 | 14.5 | Yes | Yes | 2011-01-21 |  | 0
FALSE | TSA042H4N4*Y | 2280 | 3232854 | LENNOX INDUSTRIES, INC. | 14ACX-042-230*10 | AC | Split System: Air-Cooled Condensing Unit, Coil with Blower | 14ACX-042-230*10 |  | CH33-49* | 12.5 | 14.5 | Yes | Yes | 2011-01-21 |  | 0
FALSE | TSA042H4N4*Y | 2280 | 3232855 | LENNOX INDUSTRIES, INC. | 14ACX-042-230*10 | AC | Split System: Air-Cooled Condensing Unit, Coil with Blower | 14ACX-042-230*10 |  | CH33-50/60C* | 12.5 | 14.5 | Yes | Yes | 2011-01-21 |  | 0
FALSE | TSA042H4N4*Y | 2280 | 3232856 | LENNOX INDUSTRIES, INC. | 14ACX-042-230*10 | AC | Split System: Air-Cooled Condensing Unit, Coil with Blower | 14ACX-042-230*10 |  | C33-62C | 12.5 | 15 | Yes | Yes | 2011-01-21 |  | 1
FALSE | TSA042H4N4*Y | 2280 | 3232857 | LENNOX INDUSTRIES, INC. | 14ACX-042-230*10 | AC | Split System: Air-Cooled Condensing Unit, Coil with Blower | 14ACX-042-230*10 |  | CR33-60* | 12.5 | 14.5 | Yes | Yes | 2011-01-21 |  | 0
FALSE | XC14-048-230-08 | 2298 | 3232887 | LENNOX INDUSTRIES, INC. | 14ACX-048-230*10 | AC | Split System: Air-Cooled Condensing Unit, Coil with Blower | 14ACX-048-230*10 |  | C33-49* | 12 | 14.5 | Yes | Yes | 2011-01-21 |  | 0
FALSE | XC14-048-230-08 | 2298 | 3232888 | LENNOX INDUSTRIES, INC. | 14ACX-048-230*10 | AC | Split System: Air-Cooled Condensing Unit, Coil with Blower | 14ACX-048-230*10 |  | C33-49* | 12 | 14.5 | Yes | Yes | 2011-01-21 |  | 0
FALSE | XC14-048-230-08 | 2298 | 3232893 | LENNOX INDUSTRIES, INC. | 14ACX-048-230*10 | AC | Split System: Air-Cooled Condensing Unit, Coil with Blower | 14ACX-048-230*10 |  | C33-62C | 12.5 | 15 | Yes | Yes | 2011-01-21 |  | 1
FALSE | XC14-048-230-08 | 2298 | 3232894 | LENNOX INDUSTRIES, INC. | 14ACX-048-230*10 | AC | Split System: Air-Cooled Condensing Unit, Coil with Blower | 14ACX-048-230*10 |  | C33-62C | 12 | 14.5 | Yes | Yes | 2011-01-21 |  | 0
FALSE | S4BI-024K | 2602 | 3238049 | NORDYNE, INC. | S4BI-024K | AC | Split System: Air-Cooled Condensing Unit, Coil with Blower | S4BI-024K |  | C6BH-E36C-B | 14.9 | 23 | Yes | Yes | 2011-01-21 |  | 3
FALSE | S4BI-024K | 2602 | 3238050 | NORDYNE, INC. | S4BI-024K | AC | Split System: Air-Cooled Condensing Unit, Coil with Blower | S4BI-024K |  | C6BH-E36C-C | 14.4 | 22.5 | Yes | Yes | 2011-01-21 |  | 3
FALSE | S4BI-036K | 2600 | 3238051 | NORDYNE, INC. | S4BI-036K | AC | Split System: Air-Cooled Condensing Unit, Coil with Blower | S4BI-036K |  | C6BH-E36C-B | 13 | 20 | Yes | Yes | 2011-01-21 |  | 3
FALSE | S4BI-036K | 2600 | 3238052 | NORDYNE, INC. | S4BI-036K | AC | Split System: Air-Cooled Condensing Unit, Coil with Blower | S4BI-036K |  | C6BH-E36C-C | 13.1 | 20.5 | Yes | Yes | 2011-01-21 |  | 3
FALSE | S4BI-048K | 2601 | 3238053 | NORDYNE, INC. | S4BI-048K | AC | Split System: Air-Cooled Condensing Unit, Coil with Blower | S4BI-048K |  | C6BH-E48C-C | 12.2 | 21 | Yes | Yes | 2011-01-21 |  | 0
FALSE | S4BI-048K | 2601 | 3238054 | NORDYNE, INC. | S4BI-048K | AC | Split System: Air-Cooled Condensing Unit, Coil with Blower | S4BI-048K |  | C6BH-E48C-D | 12.3 | 21 | Yes | Yes | 2011-01-21 |  | 0
FALSE | S4BI-024K | 2602 | 3238216 | WESTINGHOUSE | FS4BI-024K | AC | Split System: Air-Cooled Condensing Unit, Coil with Blower | S4BI-024K |  | C6BH-E36C-B | 14.9 | 23 | Yes | Yes | 2011-02-08 |  | 3
FALSE | S4BI-024K | 2602 | 3238217 | WESTINGHOUSE | FS4BI-024K | AC | Split System: Air-Cooled Condensing Unit, Coil with Blower | S4BI-024K |  | C6BH-E36C-C | 14.4 | 22.5 | Yes | Yes | 2011-02-08 |  | 3
FALSE | S4BI-036K | 2600 | 3238218 | WESTINGHOUSE | FS4BI-036K | AC | Split System: Air-Cooled Condensing Unit, Coil with Blower | S4BI-036K |  | C6BH-E36C-B | 13 | 20 | Yes | Yes | 2011-02-08 |  | 3
FALSE | S4BI-036K | 2600 | 3238219 | WESTINGHOUSE | FS4BI-036K | AC | Split System: Air-Cooled Condensing Unit, Coil with Blower | S4BI-036K |  | C6BH-E36C-C | 13.1 | 20.5 | Yes | Yes | 2011-02-08 |  | 3
FALSE | S4BI-048K | 2601 | 3238220 | WESTINGHOUSE | FS4BI-048K | AC | Split System: Air-Cooled Condensing Unit, Coil with Blower | S4BI-048K |  | C6BH-E48C-C | 12.2 | 21 | Yes | Yes | 2011-02-08 |  | 0
FALSE | S4BI-048K | 2601 | 3238221 | WESTINGHOUSE | FS4BI-048K | AC | Split System: Air-Cooled Condensing Unit, Coil with Blower | S4BI-048K |  | C6BH-E48C-D | 12.3 | 21 | Yes | Yes | 2011-02-08 |  | 0
FALSE | S4BI-024K | 2602 | 3238175 | TAPPAN | FS4BI-024K | AC | Split System: Air-Cooled Condensing Unit, Coil with Blower | S4BI-024K |  | C6BH-E36C-B | 14.9 | 23 | Yes | Yes | 2011-02-08 |  | 3
FALSE | S4BI-024K | 2602 | 3238176 | TAPPAN | FS4BI-024K | AC | Split System: Air-Cooled Condensing Unit, Coil with Blower | S4BI-024K |  | C6BH-E36C-C | 14.4 | 22.5 | Yes | Yes | 2011-02-08 |  | 3
FALSE | S4BI-036K | 2600 | 3238177 | TAPPAN | FS4BI-036K | AC | Split System: Air-Cooled Condensing Unit, Coil with Blower | S4BI-036K |  | C6BH-E36C-B | 13 | 20 | Yes | Yes | 2011-02-08 |  | 3
FALSE | S4BI-036K | 2600 | 3238178 | TAPPAN | FS4BI-036K | AC | Split System: Air-Cooled Condensing Unit, Coil with Blower | S4BI-036K |  | C6BH-E36C-C | 13.1 | 20.5 | Yes | Yes | 2011-02-08 |  | 3
FALSE | S4BI-048K | 2601 | 3238179 | TAPPAN | FS4BI-048K | AC | Split System: Air-Cooled Condensing Unit, Coil with Blower | S4BI-048K |  | C6BH-E48C-C | 12.2 | 21 | Yes | Yes | 2011-02-08 |  | 0
FALSE | S4BI-048K | 2601 | 3238180 | TAPPAN | FS4BI-048K | AC | Split System: Air-Cooled Condensing Unit, Coil with Blower | S4BI-048K |  | C6BH-E48C-D | 12.3 | 21 | Yes | Yes | 2011-02-08 |  | 0
FALSE | S4BI-024K | 2602 | 3238257 | NUTONE | FS4BI-024K | AC | Split System: Air-Cooled Condensing Unit, Coil with Blower | S4BI-024K |  | C6BH-E36C-B | 14.9 | 23 | Yes | Yes | 2011-02-08 |  | 3
FALSE | S4BI-024K | 2602 | 3238258 | NUTONE | FS4BI-024K | AC | Split System: Air-Cooled Condensing Unit, Coil with Blower | S4BI-024K |  | C6BH-E36C-C | 14.4 | 22.5 | Yes | Yes | 2011-02-08 |  | 3
FALSE | S4BI-036K | 2600 | 3238259 | NUTONE | FS4BI-036K | AC | Split System: Air-Cooled Condensing Unit, Coil with Blower | S4BI-036K |  | C6BH-E36C-B | 13 | 20 | Yes | Yes | 2011-02-08 |  | 3
FALSE | S4BI-036K | 2600 | 3238260 | NUTONE | FS4BI-036K | AC | Split System: Air-Cooled Condensing Unit, Coil with Blower | S4BI-036K |  | C6BH-E36C-C | 13.1 | 20.5 | Yes | Yes | 2011-02-08 |  | 3
FALSE | S4BI-048K | 2601 | 3238261 | NUTONE | FS4BI-048K | AC | Split System: Air-Cooled Condensing Unit, Coil with Blower | S4BI-048K |  | C6BH-E48C-C | 12.2 | 21 | Yes | Yes | 2011-02-08 |  | 0
FALSE | S4BI-048K | 2601 | 3238262 | NUTONE | FS4BI-048K | AC | Split System: Air-Cooled Condensing Unit, Coil with Blower | S4BI-048K |  | C6BH-E48C-D | 12.3 | 21 | Yes | Yes | 2011-02-08 |  | 0
FALSE | 14ACX-036-230-15 | 2264 | 3291532 | LENNOX INDUSTRIES, INC. | XC14-036-230-03 | AC | Split System: Air-Cooled Condensing Unit, Coil with Blower | XC14-036-230-03 |  | CH33-31A+TDR+TXV | 12.5 | 15 | Yes | Yes | 2011-01-21 |  | 1
FALSE | 14ACX-030-230-17 | 2250 | 3291653 | LENNOX INDUSTRIES, INC. | 14ACX-030-230-10 | AC | Split System: Air-Cooled Condensing Unit, Coil with Blower | 14ACX-030-230-10 |  | CBX40UHV-036*+TDR | 12.5 | 15 | Yes | Yes | 2011-01-21 |  | 1
FALSE | 14ACX-036-230-15 | 2264 | 3291655 | LENNOX INDUSTRIES, INC. | 14ACX-036-230-10 | AC | Split System: Air-Cooled Condensing Unit, Coil with Blower | 14ACX-036-230-10 |  | CBX40UHV-036*+TDR | 12.5 | 15 | Yes | Yes | 2011-01-21 |  | 1
FALSE | 14ACX-036-230-15 | 2264 | 3291665 | LENNOX INDUSTRIES, INC. | TSA036H4N42G | AC | Split System: Air-Cooled Condensing Unit, Coil with Blower | TSA036H4N42G |  | CBX40UHV-036*+TDR | 12.5 | 15 | Yes | Yes | 2011-01-21 |  | 1
FALSE | 14ACX-036-230-15 | 2264 | 3291666 | LENNOX INDUSTRIES, INC. | TSA036H4N42Y | AC | Split System: Air-Cooled Condensing Unit, Coil with Blower | TSA036H4N42Y |  | CBX40UHV-036*+TDR | 12.5 | 15 | Yes | Yes | 2011-01-21 |  | 1
FALSE | 14ACX-036-230-15 | 2264 | 3291677 | LENNOX INDUSTRIES, INC. | XC14-036-230-03 | AC | Split System: Air-Cooled Condensing Unit, Coil with Blower | XC14-036-230-03 |  | CBX40UHV-036*+TDR | 12.5 | 14.7 | Yes | Yes | 2011-01-21 |  | 0
FALSE | XC17-024-230* | 2237 | 3291679 | LENNOX INDUSTRIES, INC. | XC15-024-230-05 | AC | Split System: Air-Cooled Condensing Unit, Coil with Blower | XC15-024-230-05 |  | CBX40UHV-036*+TDR | 13.7 | 16.5 | Yes | Yes | 2011-01-21 |  | 2
FALSE | 14ACX-036-230-15 | 2264 | 3291753 | LENNOX INDUSTRIES, INC. | TSA036H4N42G | AC | Split System: Air-Cooled Condensing Unit, Coil with Blower | TSA036H4N42G |  | CBX40UHV-048*+TDR | 12.5 | 15 | Yes | Yes | 2011-01-21 |  | 1
FALSE | 14ACX-036-230-15 | 2264 | 3291754 | LENNOX INDUSTRIES, INC. | TSA036H4N42Y | AC | Split System: Air-Cooled Condensing Unit, Coil with Blower | TSA036H4N42Y |  | CBX40UHV-048*+TDR | 12.5 | 15 | Yes | Yes | 2011-01-21 |  | 1
FALSE | TSA042H4N4*Y | 2280 | 3291759 | LENNOX INDUSTRIES, INC. | TSA042H4N41G | AC | Split System: Air-Cooled Condensing Unit, Coil with Blower | TSA042H4N41G |  | CBX40UHV-048*+TDR | 12.5 | 14.5 | Yes | Yes | 2011-01-21 |  | 0
FALSE | TSA042H4N4*Y | 2280 | 3291760 | LENNOX INDUSTRIES, INC. | TSA042H4N41Y | AC | Split System: Air-Cooled Condensing Unit, Coil with Blower | TSA042H4N41Y |  | CBX40UHV-048*+TDR | 12.5 | 14.5 | Yes | Yes | 2011-01-21 |  | 0
FALSE | XC14-048-230-08 | 2298 | 3291767 | LENNOX INDUSTRIES, INC. | TSA048H4N41G | AC | Split System: Air-Cooled Condensing Unit, Coil with Blower | TSA048H4N41G |  | CBX40UHV-048*+TDR | 12 | 14.5 | Yes | Yes | 2011-01-21 |  | 0
FALSE | XC14-048-230-08 | 2298 | 3291768 | LENNOX INDUSTRIES, INC. | TSA048H4N41Y | AC | Split System: Air-Cooled Condensing Unit, Coil with Blower | TSA048H4N41Y |  | CBX40UHV-048*+TDR | 12 | 14.5 | Yes | Yes | 2011-01-21 |  | 0
FALSE | XC13N042-230-** | 2288 | 3291785 | LENNOX INDUSTRIES, INC. | XC13-042-230-03 | AC | Split System: Air-Cooled Condensing Unit, Coil with Blower | XC13-042-230-03 |  | CBX40UHV-048*+TDR | 12 | 14.5 | Yes | Yes | 2011-01-21 |  | 0
FALSE | 14ACX-036-230-15 | 2264 | 3291787 | LENNOX INDUSTRIES, INC. | XC14-036-230-03 | AC | Split System: Air-Cooled Condensing Unit, Coil with Blower | XC14-036-230-03 |  | CBX40UHV-048*+TDR | 13 | 16 | Yes | Yes | 2011-01-21 |  | 2
FALSE | TSA042H4N4*Y | 2280 | 3291788 | LENNOX INDUSTRIES, INC. | XC14-042-230* | AC | Split System: Air-Cooled Condensing Unit, Coil with Blower | XC14-042-230* |  | CBX40UHV-048*+TDR | 12.5 | 14.7 | Yes | Yes | 2011-01-21 |  | 0
FALSE | XC14-048-230-08 | 2298 | 3291789 | LENNOX INDUSTRIES, INC. | XC14-048-230* | AC | Split System: Air-Cooled Condensing Unit, Coil with Blower | XC14-048-230* |  | CBX40UHV-048*+TDR | 12.2 | 14.5 | Yes | Yes | 2011-01-21 |  | 0
FALSE | XC14-048-230-08 | 2298 | 3291843 | LENNOX INDUSTRIES, INC. | XC14-048-230* | AC | Split System: Air-Cooled Condensing Unit, Coil with Blower | XC14-048-230* |  | CBX40UHV-060*+TDR | 12.2 | 14.7 | Yes | Yes | 2011-01-21 |  | 0
FALSE | XC17-048-230-** | 2300 | 3291845 | LENNOX INDUSTRIES, INC. | XC15-048-230* | AC | Split System: Air-Cooled Condensing Unit, Coil with Blower | XC15-048-230* |  | CBX40UHV-060*+TDR | 12.5 | 15.2 | Yes | Yes | 2011-01-21 |  | 1
FALSE | YCJF24S41S1 | 3872 | 3293442 | YORK BY JOHNSON CONTROLS | YCJF24S41S1 | AC | Split System: Air-Cooled Condensing Unit, Coil with Blower | YCJF24S41S1 |  | F6FP030+TXV | 13.1 | 15.6 | Yes | Yes | 2011-01-21 |  | 1
FALSE | YCJF36S41S1 | 3877 | 3293492 | YORK BY JOHNSON CONTROLS | YCJF36S41S1 | AC | Split System: Air-Cooled Condensing Unit, Coil with Blower | YCJF36S41S1 |  | AHX36+TXV | 13 | 16 | Yes | Yes | 2011-01-21 |  | 2
FALSE | YCJF36S41S1 | 3877 | 3293493 | YORK BY JOHNSON CONTROLS | YCJF36S41S1 | AC | Split System: Air-Cooled Condensing Unit, Coil with Blower | YCJF36S41S1 |  | AHX42+TXV | 13 | 16.25 | Yes | Yes | 2011-01-21 |  | 2
FALSE | YCJF36S41S1 | 3877 | 3293494 | YORK BY JOHNSON CONTROLS | YCJF36S41S1 | AC | Split System: Air-Cooled Condensing Unit, Coil with Blower | YCJF36S41S1 |  | AHX48+TXV | 13 | 16.25 | Yes | Yes | 2011-01-21 |  | 2
FALSE | YCJF36S41S1 | 3877 | 3293495 | YORK BY JOHNSON CONTROLS | YCJF36S41S1 | AC | Split System: Air-Cooled Condensing Unit, Coil with Blower | YCJF36S41S1 |  | AHX60+TXV | 13 | 16.25 | Yes | Yes | 2011-01-21 |  | 2
FALSE | YCJF36S41S1 | 3877 | 3293496 | YORK BY JOHNSON CONTROLS | YCJF36S41S1 | AC | Split System: Air-Cooled Condensing Unit, Coil with Blower | YCJF36S41S1 |  | F6FP036+TXV | 12.5 | 15 | Yes | Yes | 2011-01-21 |  | 1
FALSE | YCJF36S41S1 | 3877 | 3293497 | YORK BY JOHNSON CONTROLS | YCJF36S41S1 | AC | Split System: Air-Cooled Condensing Unit, Coil with Blower | YCJF36S41S1 |  | F6FP042+TXV | 13 | 15.75 | Yes | Yes | 2011-01-21 |  | 1
FALSE | YCJF36S41S1 | 3877 | 3293498 | YORK BY JOHNSON CONTROLS | YCJF36S41S1 | AC | Split System: Air-Cooled Condensing Unit, Coil with Blower | YCJF36S41S1 |  | F6FP048+TXV | 12.75 | 15.25 | Yes | Yes | 2011-01-21 |  | 1
FALSE | YCJF36S41S1 | 3877 | 3293499 | YORK BY JOHNSON CONTROLS | YCJF36S41S1 | AC | Split System: Air-Cooled Condensing Unit, Coil with Blower | YCJF36S41S1 |  | F6FP060+TXV | 13 | 16 | Yes | Yes | 2011-01-21 |  | 2
TRUE | S4BF-048KA | 2748 | 3373666 | BROAN | FS4BF-048KA | AC | Split System: Air-Cooled Condensing Unit, Coil with Blower | S4BF-048KA |  | C6B(A,H)-X48(C,U)-C | 12.5 | 16 | Yes | Yes | 2011-02-08 |  | 1
FALSE | S4BI-024K | 2602 | 3373693 | BROAN | FS4BI-024K | AC | Split System: Air-Cooled Condensing Unit, Coil with Blower | S4BI-024K |  | C6BH-E36C-B | 14.9 | 23 | Yes | Yes | 2011-02-08 |  | 3
FALSE | S4BI-024K | 2602 | 3373694 | BROAN | FS4BI-024K | AC | Split System: Air-Cooled Condensing Unit, Coil with Blower | S4BI-024K |  | C6BH-E36C-B | 14.9 | 23 | Yes | Yes | 2011-02-08 |  | 3
FALSE | S4BI-024K | 2602 | 3373695 | BROAN | FS4BI-024K | AC | Split System: Air-Cooled Condensing Unit, Coil with Blower | S4BI-024K |  | C6BH-E36C-B | 14.9 | 23 | Yes | Yes | 2011-02-08 |  | 3
FALSE | S4BI-024K | 2602 | 3373696 | BROAN | FS4BI-024K | AC | Split System: Air-Cooled Condensing Unit, Coil with Blower | S4BI-024K |  | C6BH-E36C-C | 14.4 | 22.5 | Yes | Yes | 2011-02-08 |  | 3
FALSE | S4BI-024K | 2602 | 3373697 | BROAN | FS4BI-024K | AC | Split System: Air-Cooled Condensing Unit, Coil with Blower | S4BI-024K |  | C6BH-E36C-C | 14.4 | 22.5 | Yes | Yes | 2011-02-08 |  | 3
FALSE | S4BI-024K | 2602 | 3373698 | BROAN | FS4BI-024K | AC | Split System: Air-Cooled Condensing Unit, Coil with Blower | S4BI-024K |  | C6BH-E36C-C | 14.4 | 22.5 | Yes | Yes | 2011-02-08 |  | 3
FALSE | S4BI-036K | 2600 | 3373699 | BROAN | FS4BI-036K | AC | Split System: Air-Cooled Condensing Unit, Coil with Blower | S4BI-036K |  | C6BH-E36C-B | 13 | 20 | Yes | Yes | 2011-02-08 |  | 3
FALSE | S4BI-036K | 2600 | 3373700 | BROAN | FS4BI-036K | AC | Split System: Air-Cooled Condensing Unit, Coil with Blower | S4BI-036K |  | C6BH-E36C-B | 13 | 20 | Yes | Yes | 2011-02-08 |  | 3
FALSE | S4BI-036K | 2600 | 3373701 | BROAN | FS4BI-036K | AC | Split System: Air-Cooled Condensing Unit, Coil with Blower | S4BI-036K |  | C6BH-E36C-B | 13 | 20 | Yes | Yes | 2011-02-08 |  | 3
FALSE | S4BI-036K | 2600 | 3373702 | BROAN | FS4BI-036K | AC | Split System: Air-Cooled Condensing Unit, Coil with Blower | S4BI-036K |  | C6BH-E36C-C | 13.1 | 20.5 | Yes | Yes | 2011-02-08 |  | 3
FALSE | S4BI-036K | 2600 | 3373703 | BROAN | FS4BI-036K | AC | Split System: Air-Cooled Condensing Unit, Coil with Blower | S4BI-036K |  | C6BH-E36C-C | 13.1 | 20.5 | Yes | Yes | 2011-02-08 |  | 3
FALSE | S4BI-036K | 2600 | 3373704 | BROAN | FS4BI-036K | AC | Split System: Air-Cooled Condensing Unit, Coil with Blower | S4BI-036K |  | C6BH-E36C-C | 13.1 | 20.5 | Yes | Yes | 2011-02-08 |  | 3
FALSE | S4BI-048K | 2601 | 3373705 | BROAN | FS4BI-048K | AC | Split System: Air-Cooled Condensing Unit, Coil with Blower | S4BI-048K |  | C6BH-E48C-C | 12.2 | 21 | Yes | Yes | 2011-02-08 |  | 0
FALSE | S4BI-048K | 2601 | 3373706 | BROAN | FS4BI-048K | AC | Split System: Air-Cooled Condensing Unit, Coil with Blower | S4BI-048K |  | C6BH-E48C-C | 12.2 | 21 | Yes | Yes | 2011-02-08 |  | 0
FALSE | S4BI-048K | 2601 | 3373707 | BROAN | FS4BI-048K | AC | Split System: Air-Cooled Condensing Unit, Coil with Blower | S4BI-048K |  | C6BH-E48C-C | 12.2 | 21 | Yes | Yes | 2011-02-08 |  | 0
FALSE | S4BI-048K | 2601 | 3373708 | BROAN | FS4BI-048K | AC | Split System: Air-Cooled Condensing Unit, Coil with Blower | S4BI-048K |  | C6BH-E48C-D | 12.3 | 21 | Yes | Yes | 2011-02-08 |  | 0
FALSE | S4BI-048K | 2601 | 3373709 | BROAN | FS4BI-048K | AC | Split System: Air-Cooled Condensing Unit, Coil with Blower | S4BI-048K |  | C6BH-E48C-D | 12.3 | 21 | Yes | Yes | 2011-02-08 |  | 0
FALSE | S4BI-048K | 2601 | 3373710 | BROAN | FS4BI-048K | AC | Split System: Air-Cooled Condensing Unit, Coil with Blower | S4BI-048K |  | C6BH-E48C-D | 12.3 | 21 | Yes | Yes | 2011-02-08 |  | 0
FALSE | XC17-024-230* | 2237 | 3384466 | LENNOX INDUSTRIES, INC. | XC15-024-230-05 | AC | Split System: Air-Cooled Condensing Unit, Coil with Blower | XC15-024-230-05 |  | CH33-31+TDR+TXV | 13.7 | 16.5 | Yes | Yes | 2011-01-21 |  | 2
FALSE | 14ACX-036-230-15 | 2264 | 3387495 | LENNOX INDUSTRIES, INC. | XC14-036-230-03 | AC | Split System: Air-Cooled Condensing Unit, Coil Alone | XC14-036-230-03 |  | C33-60D+TDR+TXV | 12 | 14.5 | Yes | Yes | 2011-01-21 |  | 0
FALSE | 14ACX-036-230-15 | 2264 | 3387496 | LENNOX INDUSTRIES, INC. | XC14-036-230-03 | AC | Split System: Air-Cooled Condensing Unit, Coil Alone | XC14-036-230-03 |  | CX34-60D+TDR | 12 | 14.5 | Yes | Yes | 2011-01-21 |  | 0
FALSE | YCJF24S41S1 | 3872 | 3398578 | YORK BY JOHNSON CONTROLS | YCJF24S41S1 | AC | Split System: Air-Cooled Condensing Unit, Coil with Blower | YCJF24S41S1 |  | AHX30+TXV | 13.25 | 16 | Yes | Yes | 2011-01-21 |  | 2
TRUE | 14AJM18 | 21 | 3412258 | RHEEM SALES COMPANY, INC. | 14AJM18 | AC | Split System: Air-Cooled Condensing Unit, Coil Alone | 14AJM18 |  | RCFL-H*2417 | 12 | 14.5 | Yes | Yes | 2011-01-21 |  | 0
FALSE | 14AJM30 | 4513 | 3412309 | RHEEM SALES COMPANY, INC. | 14AJM30 | AC | Split System: Air-Cooled Condensing Unit, Coil Alone | 14AJM30 |  | RCFL-A*3617+RXMD-C04 | 12.2 | 14.5 | Yes | Yes | 2011-01-21 |  | 0
TRUE | 14AJM18 | 21 | 3412570 | RHEEM SALES COMPANY, INC. | RCU14410A18J | AC | Split System: Air-Cooled Condensing Unit, Coil Alone | 14AJM18 |  | RCFL-H*2417 | 12 | 14.5 | Yes | Yes | 2011-03-08 |  | 0
TRUE | 14AJM18 | 21 | 3412572 | WEATHERKING AIR CONDITIONING DIVISION | 14AJM18 | AC | Split System: Air-Cooled Condensing Unit, Coil Alone | 14AJM18 |  | RCFL-H*2417 | 12 | 14.5 | Yes | Yes | 2011-03-08 |  | 0
FALSE | 14AJM30 | 4513 | 3412774 | CENTURY BY HEAT CONTROLLER | RSG1430-1B | AC | Split System: Air-Cooled Condensing Unit, Coil Alone | 14AJM30 |  | RCFL-A*3617+RXMD-C04 | 12.2 | 14.5 | Yes | Yes | 2011-03-08 |  | 0
FALSE | 14AJM30 | 4513 | 3412775 | HEAT CONTROLLER, INC. | RSG1430-1B | AC | Split System: Air-Cooled Condensing Unit, Coil Alone | 14AJM30 |  | RCFL-A*3617+RXMD-C04 | 12.2 | 14.5 | Yes | Yes | 2011-03-08 |  | 0
FALSE | 14AJM30 | 4513 | 3412776 | RUUD AIR CONDITIONING DIVISION | 14AJM30 | AC | Split System: Air-Cooled Condensing Unit, Coil Alone | 14AJM30 |  | RCFL-A*3617+RXMD-C04 | 12.2 | 14.5 | Yes | Yes | 2011-03-08 |  | 0
FALSE | 14AJM30 | 4513 | 3412779 | WEATHERKING AIR CONDITIONING DIVISION | 14AJM30 | AC | Split System: Air-Cooled Condensing Unit, Coil Alone | 14AJM30 |  | RCFL-A*3617+RXMD-C04 | 12.2 | 14.5 | Yes | Yes | 2011-03-08 |  | 0
FALSE | 14AJM30 | 4513 | 3412780 | CENTURY BY HEAT CONTROLLER | RSG1430-1B | AC | Split System: Air-Cooled Condensing Unit, Coil Alone | 14AJM30 |  | RCFL-A*3621+RXMD-C04 | 12.2 | 14.5 | Yes | Yes | 2011-03-08 |  | 0
FALSE | 14AJM30 | 4513 | 3412781 | HEAT CONTROLLER, INC. | RSG1430-1B | AC | Split System: Air-Cooled Condensing Unit, Coil Alone | 14AJM30 |  | RCFL-A*3621+RXMD-C04 | 12.2 | 14.5 | Yes | Yes | 2011-03-08 |  | 0
TRUE | 14AJM24 | 3029 | 3412690 | CENTURY BY HEAT CONTROLLER | RSG1424-1B | AC | Split System: Air-Cooled Condensing Unit, Coil Alone | 14AJM24 |  | RCFL-H*2417+RXMD-C04 | 12 | 14.5 | Yes | Yes | 2011-03-08 |  | 0
TRUE | 14AJM24 | 3029 | 3412691 | HEAT CONTROLLER, INC. | RSG1424-1B | AC | Split System: Air-Cooled Condensing Unit, Coil Alone | 14AJM24 |  | RCFL-H*2417+RXMD-C04 | 12 | 14.5 | Yes | Yes | 2011-03-08 |  | 0
TRUE | 14AJM24 | 3029 | 3412692 | RUUD AIR CONDITIONING DIVISION | 14AJM24 | AC | Split System: Air-Cooled Condensing Unit, Coil Alone | 14AJM24 |  | RCFL-H*2417+RXMD-C04 | 12 | 14.5 | Yes | Yes | 2011-03-08 |  | 0
TRUE | 14AJM24 | 3029 | 3412693 | RHEEM MANUFACTURING COMPANY | RCU14410A24J | AC | Split System: Air-Cooled Condensing Unit, Coil Alone | 14AJM24 |  | RCFL-H*2417+RXMD-C04 | 12 | 14.5 | Yes | Yes | 2011-03-08 |  | 0
TRUE | 14AJM24 | 3029 | 3412695 | WEATHERKING AIR CONDITIONING DIVISION | 14AJM24 | AC | Split System: Air-Cooled Condensing Unit, Coil Alone | 14AJM24 |  | RCFL-H*2417+RXMD-C04 | 12 | 14.5 | Yes | Yes | 2011-03-08 |  | 0
FALSE | 14AJM30 | 4513 | 3412923 | CENTURY BY HEAT CONTROLLER | RSG1430-1B | AC | Split System: Air-Cooled Condensing Unit, Coil with Blower | 14AJM30 |  | RHKL-HM3617+RCSL-H*3617 | 13 | 15.5 | Yes | Yes | 2011-03-08 |  | 1
FALSE | 14AJM30 | 4513 | 3412924 | HEAT CONTROLLER, INC. | RSG1430-1B | AC | Split System: Air-Cooled Condensing Unit, Coil with Blower | 14AJM30 |  | RHKL-HM3617+RCSL-H*3617 | 13 | 15.5 | Yes | Yes | 2011-03-08 |  | 1
FALSE | 14AJM30 | 4513 | 3412925 | RUUD AIR CONDITIONING DIVISION | 14AJM30 | AC | Split System: Air-Cooled Condensing Unit, Coil with Blower | 14AJM30 |  | RHKL-HM3617+RCSL-H*3617 | 13 | 15.5 | Yes | Yes | 2011-03-08 |  | 1
FALSE | 14AJM30 | 4513 | 3412927 | CENTURY BY HEAT CONTROLLER | RSG1430-1B | AC | Split System: Air-Cooled Condensing Unit, Coil with Blower | 14AJM30 |  | RHLL-HM3617+RCSL-H*3617 | 13 | 16 | Yes | Yes | 2011-03-08 |  | 2
FALSE | 14AJM30 | 4513 | 3412928 | HEAT CONTROLLER, INC. | RSG1430-1B | AC | Split System: Air-Cooled Condensing Unit, Coil with Blower | 14AJM30 |  | RHLL-HM3617+RCSL-H*3617 | 13 | 16 | Yes | Yes | 2011-03-08 |  | 2
FALSE | 14AJM30 | 4513 | 3412929 | RUUD AIR CONDITIONING DIVISION | 14AJM30 | AC | Split System: Air-Cooled Condensing Unit, Coil with Blower | 14AJM30 |  | RHLL-HM3617+RCSL-H*3617 | 13 | 16 | Yes | Yes | 2011-03-08 |  | 2
FALSE | 14AJM30 | 4513 | 3412930 | RHEEM SALES COMPANY, INC. | RCU14410A30J | AC | Split System: Air-Cooled Condensing Unit, Coil with Blower | 14AJM30 |  | RHLL-HM3617+RCSL-H*3617 | 13 | 16 | Yes | Yes | 2011-03-08 |  | 2
FALSE | 14AJM30 | 4513 | 3412932 | WEATHERKING AIR CONDITIONING DIVISION | 14AJM30 | AC | Split System: Air-Cooled Condensing Unit, Coil with Blower | 14AJM30 |  | RHLL-HM3617+RCSL-H*3617 | 13 | 16 | Yes | Yes | 2011-03-08 |  | 2
FALSE | 14AJM30 | 4513 | 3412933 | CENTURY BY HEAT CONTROLLER | RSG1430-1B | AC | Split System: Air-Cooled Condensing Unit, Coil with Blower | 14AJM30 |  | RHSL-HM3017+RCSL-H*3617 | 12.2 | 14.5 | Yes | Yes | 2011-03-08 |  | 0
FALSE | 14AJM30 | 4513 | 3412934 | HEAT CONTROLLER, INC. | RSG1430-1B | AC | Split System: Air-Cooled Condensing Unit, Coil with Blower | 14AJM30 |  | RHSL-HM3017+RCSL-H*3617 | 12.2 | 14.5 | Yes | Yes | 2011-03-08 |  | 0
FALSE | 14AJM30 | 4513 | 3412935 | RUUD AIR CONDITIONING DIVISION | 14AJM30 | AC | Split System: Air-Cooled Condensing Unit, Coil with Blower | 14AJM30 |  | RHSL-HM3017+RCSL-H*3617 | 12.2 | 14.5 | Yes | Yes | 2011-03-08 |  | 0
FALSE | 14AJM30 | 4513 | 3412936 | RHEEM SALES COMPANY, INC. | RCU14410A30J | AC | Split System: Air-Cooled Condensing Unit, Coil with Blower | 14AJM30 |  | RHSL-HM3017+RCSL-H*3617 | 12.2 | 14.5 | Yes | Yes | 2011-03-08 |  | 0
FALSE | 14AJM30 | 4513 | 3412938 | WEATHERKING AIR CONDITIONING DIVISION | 14AJM30 | AC | Split System: Air-Cooled Condensing Unit, Coil with Blower | 14AJM30 |  | RHSL-HM3017+RCSL-H*3617 | 12.2 | 14.5 | Yes | Yes | 2011-03-08 |  | 0
FALSE | 14AJM36 | 38 | 3412939 | CENTURY BY HEAT CONTROLLER | RSG1436-1B | AC | Split System: Air-Cooled Condensing Unit, Coil Alone | 14AJM36 |  | RCFL-A*3617+RXMD-C04 | 12.2 | 14.5 | Yes | Yes | 2011-03-08 |  | 0
FALSE | 14AJM36 | 38 | 3412940 | HEAT CONTROLLER, INC. | RSG1436-1B | AC | Split System: Air-Cooled Condensing Unit, Coil Alone | 14AJM36 |  | RCFL-A*3617+RXMD-C04 | 12.2 | 14.5 | Yes | Yes | 2011-03-08 |  | 0
FALSE | 14AJM36 | 38 | 3412941 | RUUD AIR CONDITIONING DIVISION | 14AJM36 | AC | Split System: Air-Cooled Condensing Unit, Coil Alone | 14AJM36 |  | RCFL-A*3617+RXMD-C04 | 12.2 | 14.5 | Yes | Yes | 2011-03-08 |  | 0
FALSE | 14AJM36 | 38 | 3412944 | WEATHERKING AIR CONDITIONING DIVISION | 14AJM36 | AC | Split System: Air-Cooled Condensing Unit, Coil Alone | 14AJM36 |  | RCFL-A*3617+RXMD-C04 | 12.2 | 14.5 | Yes | Yes | 2011-03-08 |  | 0
FALSE | 14AJM36 | 38 | 3412945 | CENTURY BY HEAT CONTROLLER | RSG1436-1B | AC | Split System: Air-Cooled Condensing Unit, Coil Alone | 14AJM36 |  | RCFL-A*3621+RXMD-C04 | 12.2 | 14.5 | Yes | Yes | 2011-03-08 |  | 0
FALSE | 14AJM36 | 38 | 3413108 | RUUD AIR CONDITIONING DIVISION | 14AJM36 | AC | Split System: Air-Cooled Condensing Unit, Coil with Blower | 14AJM36 |  | RHKL-HM3617+RCSL-H*3617 | 12.5 | 15 | Yes | Yes | 2011-03-08 |  | 1
FALSE | 14AJM36 | 38 | 3413110 | CENTURY BY HEAT CONTROLLER | RSG1436-1B | AC | Split System: Air-Cooled Condensing Unit, Coil with Blower | 14AJM36 |  | RHLL-HM3617+RCSL-H*3617 | 13 | 15.5 | Yes | Yes | 2011-03-08 |  | 1
FALSE | 14AJM36 | 38 | 3413111 | HEAT CONTROLLER, INC. | RSG1436-1B | AC | Split System: Air-Cooled Condensing Unit, Coil with Blower | 14AJM36 |  | RHLL-HM3617+RCSL-H*3617 | 13 | 15.5 | Yes | Yes | 2011-03-08 |  | 1
FALSE | 14AJM36 | 38 | 3413112 | RUUD AIR CONDITIONING DIVISION | 14AJM36 | AC | Split System: Air-Cooled Condensing Unit, Coil with Blower | 14AJM36 |  | RHLL-HM3617+RCSL-H*3617 | 13 | 15.5 | Yes | Yes | 2011-03-08 |  | 1
FALSE | 14AJM36 | 38 | 3413113 | RHEEM SALES COMPANY, INC. | RCU14410A36J | AC | Split System: Air-Cooled Condensing Unit, Coil with Blower | 14AJM36 |  | RHLL-HM3617+RCSL-H*3617 | 13 | 15.5 | Yes | Yes | 2011-03-08 |  | 1
FALSE | 14AJM36 | 38 | 3413115 | WEATHERKING AIR CONDITIONING DIVISION | 14AJM36 | AC | Split System: Air-Cooled Condensing Unit, Coil with Blower | 14AJM36 |  | RHLL-HM3617+RCSL-H*3617 | 13 | 15.5 | Yes | Yes | 2011-03-08 |  | 1
FALSE | 14AJM36 | 38 | 3413116 | CENTURY BY HEAT CONTROLLER | RSG1436-1B | AC | Split System: Air-Cooled Condensing Unit, Coil with Blower | 14AJM36 |  | RHSL-HM3617+RCSL-H*3617 | 12 | 14.5 | Yes | Yes | 2011-03-08 |  | 0
FALSE | 14AJM36 | 38 | 3413117 | HEAT CONTROLLER, INC. | RSG1436-1B | AC | Split System: Air-Cooled Condensing Unit, Coil with Blower | 14AJM36 |  | RHSL-HM3617+RCSL-H*3617 | 12 | 14.5 | Yes | Yes | 2011-03-08 |  | 0
FALSE | 14AJM36 | 38 | 3413118 | RUUD AIR CONDITIONING DIVISION | 14AJM36 | AC | Split System: Air-Cooled Condensing Unit, Coil with Blower | 14AJM36 |  | RHSL-HM3617+RCSL-H*3617 | 12 | 14.5 | Yes | Yes | 2011-03-08 |  | 0
FALSE | 14AJM36 | 38 | 3413119 | RHEEM SALES COMPANY, INC. | RCU14410A36J | AC | Split System: Air-Cooled Condensing Unit, Coil with Blower | 14AJM36 |  | RHSL-HM3617+RCSL-H*3617 | 12 | 14.5 | Yes | Yes | 2011-03-08 |  | 0
FALSE | 14AJM36 | 38 | 3413121 | WEATHERKING AIR CONDITIONING DIVISION | 14AJM36 | AC | Split System: Air-Cooled Condensing Unit, Coil with Blower | 14AJM36 |  | RHSL-HM3617+RCSL-H*3617 | 12 | 14.5 | Yes | Yes | 2011-03-08 |  | 0
FALSE | 14AJM42 | 4530 | 3413125 | CENTURY BY HEAT CONTROLLER | RSG1442-1B | AC | Split System: Air-Cooled Condensing Unit, Coil Alone | 14AJM42 |  | RCFL-A*4821+RXMD-C04 | 12 | 14.5 | Yes | Yes | 2011-03-08 |  | 0
FALSE | 14AJM42 | 4530 | 3413126 | HEAT CONTROLLER, INC. | RSG1442-1B | AC | Split System: Air-Cooled Condensing Unit, Coil Alone | 14AJM42 |  | RCFL-A*4821+RXMD-C04 | 12 | 14.5 | Yes | Yes | 2011-03-08 |  | 0
FALSE | 14AJM42 | 4530 | 3413127 | RUUD AIR CONDITIONING DIVISION | 14AJM42 | AC | Split System: Air-Cooled Condensing Unit, Coil Alone | 14AJM42 |  | RCFL-A*4821+RXMD-C04 | 12 | 14.5 | Yes | Yes | 2011-03-08 |  | 0
FALSE | 14AJM42 | 4530 | 3413130 | WEATHERKING AIR CONDITIONING DIVISION | 14AJM42 | AC | Split System: Air-Cooled Condensing Unit, Coil Alone | 14AJM42 |  | RCFL-A*4821+RXMD-C04 | 12 | 14.5 | Yes | Yes | 2011-03-08 |  | 0
FALSE | 14AJM42 | 4530 | 3413262 | CENTURY BY HEAT CONTROLLER | RSG1442-1B | AC | Split System: Air-Cooled Condensing Unit, Coil with Blower | 14AJM42 |  | RHKL-HM4821+RCSL-H*4821 | 13 | 15.5 | Yes | Yes | 2011-03-08 |  | 1
FALSE | 14AJM42 | 4530 | 3413263 | HEAT CONTROLLER, INC. | RSG1442-1B | AC | Split System: Air-Cooled Condensing Unit, Coil with Blower | 14AJM42 |  | RHKL-HM4821+RCSL-H*4821 | 13 | 15.5 | Yes | Yes | 2011-03-08 |  | 1
FALSE | 14AJM42 | 4530 | 3413264 | RUUD AIR CONDITIONING DIVISION | 14AJM42 | AC | Split System: Air-Cooled Condensing Unit, Coil with Blower | 14AJM42 |  | RHKL-HM4821+RCSL-H*4821 | 13 | 15.5 | Yes | Yes | 2011-03-08 |  | 1
FALSE | 14AJM42 | 4530 | 3413266 | CENTURY BY HEAT CONTROLLER | RSG1442-1B | AC | Split System: Air-Cooled Condensing Unit, Coil with Blower | 14AJM42 |  | RHLL-HM4821+RCSL-H*4821 | 13 | 15.5 | Yes | Yes | 2011-03-08 |  | 1
FALSE | 14AJM42 | 4530 | 3413267 | HEAT CONTROLLER, INC. | RSG1442-1B | AC | Split System: Air-Cooled Condensing Unit, Coil with Blower | 14AJM42 |  | RHLL-HM4821+RCSL-H*4821 | 13 | 15.5 | Yes | Yes | 2011-03-08 |  | 1
FALSE | 14AJM42 | 4530 | 3413268 | RUUD AIR CONDITIONING DIVISION | 14AJM42 | AC | Split System: Air-Cooled Condensing Unit, Coil with Blower | 14AJM42 |  | RHLL-HM4821+RCSL-H*4821 | 13 | 15.5 | Yes | Yes | 2011-03-08 |  | 1
FALSE | 14AJM42 | 4530 | 3413269 | RHEEM SALES COMPANY, INC. | RCU14410A42J | AC | Split System: Air-Cooled Condensing Unit, Coil with Blower | 14AJM42 |  | RHLL-HM4821+RCSL-H*4821 | 13 | 15.5 | Yes | Yes | 2011-03-08 |  | 1
FALSE | 14AJM42 | 4530 | 3413271 | WEATHERKING AIR CONDITIONING DIVISION | 14AJM42 | AC | Split System: Air-Cooled Condensing Unit, Coil with Blower | 14AJM42 |  | RHLL-HM4821+RCSL-H*4821 | 13 | 15.5 | Yes | Yes | 2011-03-08 |  | 1
FALSE | 14AJM48 | 58 | 3413278 | CENTURY BY HEAT CONTROLLER | RSG1448-1B | AC | Split System: Air-Cooled Condensing Unit, Coil Alone | 14AJM48 |  | RCFL-A*4821+RXMD-C04 | 12 | 14.5 | Yes | Yes | 2011-03-08 |  | 0
FALSE | 14AJM48 | 58 | 3413279 | HEAT CONTROLLER, INC. | RSG1448-1B | AC | Split System: Air-Cooled Condensing Unit, Coil Alone | 14AJM48 |  | RCFL-A*4821+RXMD-C04 | 12 | 14.5 | Yes | Yes | 2011-03-08 |  | 0
FALSE | 14AJM48 | 58 | 3413280 | RUUD AIR CONDITIONING DIVISION | 14AJM48 | AC | Split System: Air-Cooled Condensing Unit, Coil Alone | 14AJM48 |  | RCFL-A*4821+RXMD-C04 | 12 | 14.5 | Yes | Yes | 2011-03-08 |  | 0
FALSE | 14AJM48 | 58 | 3413283 | WEATHERKING AIR CONDITIONING DIVISION | 14AJM48 | AC | Split System: Air-Cooled Condensing Unit, Coil Alone | 14AJM48 |  | RCFL-A*4821+RXMD-C04 | 12 | 14.5 | Yes | Yes | 2011-03-08 |  | 0
FALSE | 14AJM48 | 58 | 3413284 | CENTURY BY HEAT CONTROLLER | RSG1448-1B | AC | Split System: Air-Cooled Condensing Unit, Coil Alone | 14AJM48 |  | RCFL-A*4824+RXMD-C04 | 12 | 14.5 | Yes | Yes | 2011-03-08 |  | 0
FALSE | 14AJM48 | 58 | 3413285 | HEAT CONTROLLER, INC. | RSG1448-1B | AC | Split System: Air-Cooled Condensing Unit, Coil Alone | 14AJM48 |  | RCFL-A*4824+RXMD-C04 | 12 | 14.5 | Yes | Yes | 2011-03-08 |  | 0
FALSE | 14AJM48 | 58 | 3413286 | RUUD AIR CONDITIONING DIVISION | 14AJM48 | AC | Split System: Air-Cooled Condensing Unit, Coil Alone | 14AJM48 |  | RCFL-A*4824+RXMD-C04 | 12 | 14.5 | Yes | Yes | 2011-03-08 |  | 0
FALSE | 14AJM48 | 58 | 3413289 | WEATHERKING AIR CONDITIONING DIVISION | 14AJM48 | AC | Split System: Air-Cooled Condensing Unit, Coil Alone | 14AJM48 |  | RCFL-A*4824+RXMD-C04 | 12 | 14.5 | Yes | Yes | 2011-03-08 |  | 0
TRUE | 14AJM48 | 58 | 3413290 | CENTURY BY HEAT CONTROLLER | RSG1448-1B | AC | Split System: Air-Cooled Condensing Unit, Coil Alone | 14AJM48 |  | RCFL-H*4821+RXMD-C04 | 12 | 14.5 | Yes | Yes | 2011-03-08 |  | 0
FALSE | 14AJM60 | 66 | 3413374 | CENTURY BY HEAT CONTROLLER | RSG1460-1B | AC | Split System: Air-Cooled Condensing Unit, Coil Alone | 14AJM60 |  | RCFL-A*6024+RXMD-C04 | 12 | 14.5 | Yes | Yes | 2011-03-08 |  | 0
FALSE | 14AJM60 | 66 | 3413375 | HEAT CONTROLLER, INC. | RSG1460-1B | AC | Split System: Air-Cooled Condensing Unit, Coil Alone | 14AJM60 |  | RCFL-A*6024+RXMD-C04 | 12 | 14.5 | Yes | Yes | 2011-03-08 |  | 0
FALSE | 14AJM60 | 66 | 3413376 | RUUD AIR CONDITIONING DIVISION | 14AJM60 | AC | Split System: Air-Cooled Condensing Unit, Coil Alone | 14AJM60 |  | RCFL-A*6024+RXMD-C04 | 12 | 14.5 | Yes | Yes | 2011-03-08 |  | 0
FALSE | 14AJM60 | 66 | 3413379 | WEATHERKING AIR CONDITIONING DIVISION | 14AJM60 | AC | Split System: Air-Cooled Condensing Unit, Coil Alone | 14AJM60 |  | RCFL-A*6024+RXMD-C04 | 12 | 14.5 | Yes | Yes | 2011-03-08 |  | 0
TRUE | 14AJM60 | 66 | 3413380 | CENTURY BY HEAT CONTROLLER | RSG1460-1B | AC | Split System: Air-Cooled Condensing Unit, Coil Alone | 14AJM60 |  | RCFL-H*6024+RXMD-C04 | 12 | 14.5 | Yes | Yes | 2011-03-08 |  | 0
TRUE | 14AJM60 | 66 | 3413381 | HEAT CONTROLLER, INC. | RSG1460-1B | AC | Split System: Air-Cooled Condensing Unit, Coil Alone | 14AJM60 |  | RCFL-H*6024+RXMD-C04 | 12 | 14.5 | Yes | Yes | 2011-03-08 |  | 0
TRUE | 14AJM60 | 66 | 3413382 | RUUD AIR CONDITIONING DIVISION | 14AJM60 | AC | Split System: Air-Cooled Condensing Unit, Coil Alone | 14AJM60 |  | RCFL-H*6024+RXMD-C04 | 12 | 14.5 | Yes | Yes | 2011-03-08 |  | 0
TRUE | 14AJM60 | 66 | 3413383 | RHEEM SALES COMPANY, INC. | RCU14410A60J | AC | Split System: Air-Cooled Condensing Unit, Coil Alone | 14AJM60 |  | RCFL-H*6024+RXMD-C04 | 12 | 14.5 | Yes | Yes | 2011-03-08 |  | 0
TRUE | 14AJM60 | 66 | 3413385 | WEATHERKING AIR CONDITIONING DIVISION | 14AJM60 | AC | Split System: Air-Cooled Condensing Unit, Coil Alone | 14AJM60 |  | RCFL-H*6024+RXMD-C04 | 12 | 14.5 | Yes | Yes | 2011-03-08 |  | 0
FALSE | 14AJM60 | 66 | 3413392 | CENTURY BY HEAT CONTROLLER | RSG1460-1B | AC | Split System: Air-Cooled Condensing Unit, Coil with Blower | 14AJM60 |  | RHKL-HM6024+RCSL-H*6024 | 12.5 | 15 | Yes | Yes | 2011-03-08 |  | 1
FALSE | 14AJM60 | 66 | 3413393 | HEAT CONTROLLER, INC. | RSG1460-1B | AC | Split System: Air-Cooled Condensing Unit, Coil with Blower | 14AJM60 |  | RHKL-HM6024+RCSL-H*6024 | 12.5 | 15 | Yes | Yes | 2011-03-08 |  | 1
FALSE | 14AJM60 | 66 | 3413394 | RUUD AIR CONDITIONING DIVISION | 14AJM60 | AC | Split System: Air-Cooled Condensing Unit, Coil with Blower | 14AJM60 |  | RHKL-HM6024+RCSL-H*6024 | 12.5 | 15 | Yes | Yes | 2011-03-08 |  | 1
FALSE | 14AJM60 | 66 | 3413396 | WEATHERKING AIR CONDITIONING DIVISION | 14AJM60 | AC | Split System: Air-Cooled Condensing Unit, Coil with Blower | 14AJM60 |  | RHKL-HM6024+RCSL-H*6024 | 12.5 | 15 | Yes | Yes | 2011-03-08 |  | 1
FALSE | 14AJM60 | 66 | 3413397 | CENTURY BY HEAT CONTROLLER | RSG1460-1B | AC | Split System: Air-Cooled Condensing Unit, Coil with Blower | 14AJM60 |  | RHLL-HM6024+RCSL-H*6024 | 12.5 | 15 | Yes | Yes | 2011-03-08 |  | 1
FALSE | 14AJM60 | 66 | 3413398 | HEAT CONTROLLER, INC. | RSG1460-1B | AC | Split System: Air-Cooled Condensing Unit, Coil with Blower | 14AJM60 |  | RHLL-HM6024+RCSL-H*6024 | 12.5 | 15 | Yes | Yes | 2011-03-08 |  | 1
FALSE | 14AJM60 | 66 | 3413399 | RUUD AIR CONDITIONING DIVISION | 14AJM60 | AC | Split System: Air-Cooled Condensing Unit, Coil with Blower | 14AJM60 |  | RHLL-HM6024+RCSL-H*6024 | 12.5 | 15 | Yes | Yes | 2011-03-08 |  | 1
FALSE | 14AJM60 | 66 | 3413400 | RHEEM SALES COMPANY, INC. | RCU14410A60J | AC | Split System: Air-Cooled Condensing Unit, Coil with Blower | 14AJM60 |  | RHLL-HM6024+RCSL-H*6024 | 12.5 | 15 | Yes | Yes | 2011-03-08 |  | 1
FALSE | 14AJM60 | 66 | 3413402 | WEATHERKING AIR CONDITIONING DIVISION | 14AJM60 | AC | Split System: Air-Cooled Condensing Unit, Coil with Blower | 14AJM60 |  | RHLL-HM6024+RCSL-H*6024 | 12.5 | 15 | Yes | Yes | 2011-03-08 |  | 1
FALSE | S4BI-024K | 2602 | 3421201 | NORDYNE, INC. | S4BI-024K | AC | Split System: Air-Cooled Condensing Unit, Coil with Blower | S4BI-024K |  | B4VM-E24K-B | 15 | 24.5 | Yes | Yes | 2011-01-21 |  | 3
FALSE | S4BI-036K | 2600 | 3421202 | NORDYNE, INC. | S4BI-036K | AC | Split System: Air-Cooled Condensing Unit, Coil with Blower | S4BI-036K |  | B4VM-E36K-B | 14 | 22 | Yes | Yes | 2011-01-21 |  | 3
FALSE | S4BI-048K | 2601 | 3421203 | NORDYNE, INC. | S4BI-048K | AC | Split System: Air-Cooled Condensing Unit, Coil with Blower | S4BI-048K |  | B4VM-E48K-C | 13 | 22 | Yes | Yes | 2011-01-21 |  | 3
FALSE | 4TTR6018B1 | 3489 | 3425086 | TRANE | 4TTR5018E1 | AC | Split System: Air-Cooled Condensing Unit, Coil Alone | 4TTR5018E1 |  | 4TXCC006CC3 | 12.5 | 14.75 | Yes | Yes | 2011-01-21 |  | 0
FALSE | 4TTR6024B1 | 3503 | 3425087 | TRANE | 4TTR5024E1 | AC | Split System: Air-Cooled Condensing Unit, Coil Alone | 4TTR5024E1 |  | 4TXCC006CC3 | 12 | 14.5 | Yes | Yes | 2011-01-21 |  | 0
FALSE | 4TTR6030B1 | 3522 | 3425088 | TRANE | 4TTR5030E1 | AC | Split System: Air-Cooled Condensing Unit, Coil Alone | 4TTR5030E1 |  | 4TXCC005CC3 | 12.5 | 14.5 | Yes | Yes | 2011-01-21 |  | 0
FALSE | 4TTR6036B1 | 3674 | 3425089 | TRANE | 4TTR5036E1 | AC | Split System: Air-Cooled Condensing Unit, Coil Alone | 4TTR5036E1 |  | 4TXCC005CC3 | 12 | 15 | Yes | Yes | 2011-01-21 |  | 0
FALSE | 4TTR6042B1 | 3680 | 3425090 | TRANE | 4TTR5042E1 | AC | Split System: Air-Cooled Condensing Unit, Coil Alone | 4TTR5042E1 |  | 4TXCD009CC3 | 12 | 14.75 | Yes | Yes | 2011-01-21 |  | 0
FALSE | 4TTR6018B1 | 3489 | 3425182 | TRANE | 4TTR5018E1 | AC | Split System: Air-Cooled Condensing Unit, Coil with Blower | 4TTR5018E1 |  | 4CXCB036CC3 | 13 | 16 | Yes | Yes | 2011-01-21 |  | 2
FALSE | 4TTR6018B1 | 3489 | 3425184 | TRANE | 4TTR5018E1 | AC | Split System: Air-Cooled Condensing Unit, Coil with Blower | 4TTR5018E1 |  | 4CXCB036CC3 | 13 | 16 | Yes | Yes | 2011-01-21 |  | 2
FALSE | 4TTR6018B1 | 3489 | 3425185 | TRANE | 4TTR5018E1 | AC | Split System: Air-Cooled Condensing Unit, Coil with Blower | 4TTR5018E1 |  | 4CXCB036CC3 | 13 | 16 | Yes | Yes | 2011-01-21 |  | 2
FALSE | 4TTR6018B1 | 3489 | 3425194 | TRANE | 4TTR5018E1 | AC | Split System: Air-Cooled Condensing Unit, Coil with Blower | 4TTR5018E1 |  | 4CXCB036CC3 | 13 | 16 | Yes | Yes | 2011-01-21 |  | 2
FALSE | 4TTR6018B1 | 3489 | 3425200 | TRANE | 4TTR5018E1 | AC | Split System: Air-Cooled Condensing Unit, Coil with Blower | 4TTR5018E1 |  | 4CXCC037CC3 | 13 | 16 | Yes | Yes | 2011-01-21 |  | 2
FALSE | 4TTR6018B1 | 3489 | 3425204 | TRANE | 4TTR5018E1 | AC | Split System: Air-Cooled Condensing Unit, Coil with Blower | 4TTR5018E1 |  | 4CXCC037CC3 | 13 | 16 | Yes | Yes | 2011-01-21 |  | 2
FALSE | 4TTR6018B1 | 3489 | 3425205 | TRANE | 4TTR5018E1 | AC | Split System: Air-Cooled Condensing Unit, Coil with Blower | 4TTR5018E1 |  | 4CXCC037CC3 | 13 | 16 | Yes | Yes | 2011-01-21 |  | 2
FALSE | 4TTR6018B1 | 3489 | 3425212 | TRANE | 4TTR5018E1 | AC | Split System: Air-Cooled Condensing Unit, Coil with Blower | 4TTR5018E1 |  | 4CXCC037CC3 | 13 | 16 | Yes | Yes | 2011-01-21 |  | 2
FALSE | 4TTR6018B1 | 3489 | 3425217 | TRANE | 4TTR5018E1 | AC | Split System: Air-Cooled Condensing Unit, Coil with Blower | 4TTR5018E1 |  | 4CXCC037CC3 | 13 | 16 | Yes | Yes | 2011-01-21 |  | 2
FALSE | 4TTR6018B1 | 3489 | 3425219 | TRANE | 4TTR5018E1 | AC | Split System: Air-Cooled Condensing Unit, Coil with Blower | 4TTR5018E1 |  | 4TEC3F24B1 | 12 | 14.5 | Yes | Yes | 2011-01-21 |  | 0
FALSE | 4TTR6018B1 | 3489 | 3425220 | TRANE | 4TTR5018E1 | AC | Split System: Air-Cooled Condensing Unit, Coil with Blower | 4TTR5018E1 |  | 4TEC3F30B1 | 12 | 14.5 | Yes | Yes | 2011-01-21 |  | 0
FALSE | 4TTR6018B1 | 3489 | 3425221 | TRANE | 4TTR5018E1 | AC | Split System: Air-Cooled Condensing Unit, Coil with Blower | 4TTR5018E1 |  | 4TEE3C01A1 | 13 | 16 | Yes | Yes | 2011-01-21 |  | 2
FALSE | 4TTR6018B1 | 3489 | 3425222 | TRANE | 4TTR5018E1 | AC | Split System: Air-Cooled Condensing Unit, Coil with Blower | 4TTR5018E1 |  | 4TEE3C02A1+18-GJ01D | 13 | 16 | Yes | Yes | 2011-01-21 |  | 2
FALSE | 4TTR6018B1 | 3489 | 3425223 | TRANE | 4TTR5018E1 | AC | Split System: Air-Cooled Condensing Unit, Coil with Blower | 4TTR5018E1 |  | 4TEE3C03A1 | 13 | 16 | Yes | Yes | 2011-01-21 |  | 2
FALSE | 4TTR6018B1 | 3489 | 3425224 | TRANE | 4TTR5018E1 | AC | Split System: Air-Cooled Condensing Unit, Coil with Blower | 4TTR5018E1 |  | 4TEE3C03A1+18-GJ01D | 13 | 16 | Yes | Yes | 2011-01-21 |  | 2
FALSE | 4TTR6018B1 | 3489 | 3425225 | TRANE | 4TTR5018E1 | AC | Split System: Air-Cooled Condensing Unit, Coil with Blower | 4TTR5018E1 |  | 4TEE3C04A1 | 13 | 16 | Yes | Yes | 2011-01-21 |  | 2
FALSE | 4TTR6018B1 | 3489 | 3425226 | TRANE | 4TTR5018E1 | AC | Split System: Air-Cooled Condensing Unit, Coil with Blower | 4TTR5018E1 |  | 4TEE3C04A1+18-GJ01D | 13 | 16 | Yes | Yes | 2011-01-21 |  | 2
FALSE | 4TTR6018B1 | 3489 | 3425232 | TRANE | 4TTR5018E1 | AC | Split System: Air-Cooled Condensing Unit, Coil with Blower | 4TTR5018E1 |  | 4TEE3F31B1 | 13.5 | 16 | Yes | Yes | 2011-01-21 |  | 2
FALSE | 4TTR6018B1 | 3489 | 3425233 | TRANE | 4TTR5018E1 | AC | Split System: Air-Cooled Condensing Unit, Coil with Blower | 4TTR5018E1 |  | 4TEE3F39A1 | 13 | 17 | Yes | Yes | 2011-01-21 |  | 2
FALSE | 4TTR6018B1 | 3489 | 3425237 | TRANE | 4TTR5018E1 | AC | Split System: Air-Cooled Condensing Unit, Coil with Blower | 4TTR5018E1 |  | 4TXAA018BC3 | 13 | 15.5 | Yes | Yes | 2011-01-21 |  | 1
FALSE | 4TTR6018B1 | 3489 | 3425241 | TRANE | 4TTR5018E1 | AC | Split System: Air-Cooled Condensing Unit, Coil with Blower | 4TTR5018E1 |  | 4TXAA018BC3 | 13 | 16 | Yes | Yes | 2011-01-21 |  | 2
FALSE | 4TTR6018B1 | 3489 | 3425243 | TRANE | 4TTR5018E1 | AC | Split System: Air-Cooled Condensing Unit, Coil with Blower | 4TTR5018E1 |  | 4TXAA018BC3 | 13 | 16 | Yes | Yes | 2011-01-21 |  | 2
FALSE | 4TTR6018B1 | 3489 | 3425321 | TRANE | 4TTR5018E1 | AC | Split System: Air-Cooled Condensing Unit, Coil with Blower | 4TTR5018E1 |  | 4TXAB031BC3 | 13 | 16 | Yes | Yes | 2011-01-21 |  | 2
FALSE | 4TTR6018B1 | 3489 | 3425325 | TRANE | 4TTR5018E1 | AC | Split System: Air-Cooled Condensing Unit, Coil with Blower | 4TTR5018E1 |  | 4TXAB031BC3 | 13 | 16 | Yes | Yes | 2011-01-21 |  | 2
FALSE | 4TTR6018B1 | 3489 | 3425326 | TRANE | 4TTR5018E1 | AC | Split System: Air-Cooled Condensing Unit, Coil with Blower | 4TTR5018E1 |  | 4TXAB031BC3 | 13 | 16 | Yes | Yes | 2011-01-21 |  | 2
FALSE | 4TTR6018B1 | 3489 | 3425328 | TRANE | 4TTR5018E1 | AC | Split System: Air-Cooled Condensing Unit, Coil with Blower | 4TTR5018E1 |  | 4TXAB031BC3 | 13 | 16 | Yes | Yes | 2011-01-21 |  | 2
FALSE | 4TTR6018B1 | 3489 | 3425332 | TRANE | 4TTR5018E1 | AC | Split System: Air-Cooled Condensing Unit, Coil with Blower | 4TTR5018E1 |  | 4TXAB031BC3 | 13 | 16 | Yes | Yes | 2011-01-21 |  | 2
FALSE | 4TTR6018B1 | 3489 | 3425333 | TRANE | 4TTR5018E1 | AC | Split System: Air-Cooled Condensing Unit, Coil with Blower | 4TTR5018E1 |  | 4TXAB031BC3 | 13 | 16 | Yes | Yes | 2011-01-21 |  | 2
FALSE | 4TTR6018B1 | 3489 | 3425334 | TRANE | 4TTR5018E1 | AC | Split System: Air-Cooled Condensing Unit, Coil with Blower | 4TTR5018E1 |  | 4TXAB031BC3 | 13 | 16 | Yes | Yes | 2011-01-21 |  | 2
FALSE | 4TTR6018B1 | 3489 | 3425336 | TRANE | 4TTR5018E1 | AC | Split System: Air-Cooled Condensing Unit, Coil with Blower | 4TTR5018E1 |  | 4TXAB031BC3 | 13 | 16 | Yes | Yes | 2011-01-21 |  | 2
FALSE | 4TTR6018B1 | 3489 | 3425341 | TRANE | 4TTR5018E1 | AC | Split System: Air-Cooled Condensing Unit, Coil with Blower | 4TTR5018E1 |  | 4TXAB032BC3 | 13 | 16 | Yes | Yes | 2011-01-21 |  | 2
FALSE | 4TTR6018B1 | 3489 | 3425342 | TRANE | 4TTR5018E1 | AC | Split System: Air-Cooled Condensing Unit, Coil with Blower | 4TTR5018E1 |  | 4TXAB032BC3 | 13 | 16 | Yes | Yes | 2011-01-21 |  | 2
FALSE | 4TTR6018B1 | 3489 | 3425343 | TRANE | 4TTR5018E1 | AC | Split System: Air-Cooled Condensing Unit, Coil with Blower | 4TTR5018E1 |  | 4TXAB032BC3 | 13 | 16 | Yes | Yes | 2011-01-21 |  | 2
FALSE | 4TTR6018B1 | 3489 | 3425344 | TRANE | 4TTR5018E1 | AC | Split System: Air-Cooled Condensing Unit, Coil with Blower | 4TTR5018E1 |  | 4TXAB032BC3 | 13 | 16 | Yes | Yes | 2011-01-21 |  | 2
FALSE | 4TTR6018B1 | 3489 | 3425345 | TRANE | 4TTR5018E1 | AC | Split System: Air-Cooled Condensing Unit, Coil with Blower | 4TTR5018E1 |  | 4TXAB032BC3 | 13 | 16 | Yes | Yes | 2011-01-21 |  | 2
FALSE | 4TTR6018B1 | 3489 | 3425346 | TRANE | 4TTR5018E1 | AC | Split System: Air-Cooled Condensing Unit, Coil with Blower | 4TTR5018E1 |  | 4TXAB032BC3 | 13 | 16 | Yes | Yes | 2011-01-21 |  | 2
FALSE | 4TTR6018B1 | 3489 | 3425349 | TRANE | 4TTR5018E1 | AC | Split System: Air-Cooled Condensing Unit, Coil with Blower | 4TTR5018E1 |  | 4TXAB032BC3 | 13 | 16 | Yes | Yes | 2011-01-21 |  | 2
FALSE | 4TTR6018B1 | 3489 | 3425350 | TRANE | 4TTR5018E1 | AC | Split System: Air-Cooled Condensing Unit, Coil with Blower | 4TTR5018E1 |  | 4TXAB032BC3 | 13 | 16 | Yes | Yes | 2011-01-21 |  | 2
FALSE | 4TTR6018B1 | 3489 | 3425351 | TRANE | 4TTR5018E1 | AC | Split System: Air-Cooled Condensing Unit, Coil with Blower | 4TTR5018E1 |  | 4TXAB032BC3 | 13 | 16 | Yes | Yes | 2011-01-21 |  | 2
FALSE | 4TTR6018B1 | 3489 | 3425355 | TRANE | 4TTR5018E1 | AC | Split System: Air-Cooled Condensing Unit, Coil with Blower | 4TTR5018E1 |  | 4TXAB032BC3 | 13 | 16 | Yes | Yes | 2011-01-21 |  | 2
FALSE | 4TTR6018B1 | 3489 | 3425357 | TRANE | 4TTR5018E1 | AC | Split System: Air-Cooled Condensing Unit, Coil with Blower | 4TTR5018E1 |  | 4TXAB032BC3 | 13 | 16 | Yes | Yes | 2011-01-21 |  | 2
FALSE | 4TTR6018B1 | 3489 | 3425358 | TRANE | 4TTR5018E1 | AC | Split System: Air-Cooled Condensing Unit, Coil with Blower | 4TTR5018E1 |  | 4TXAB032BC3 | 13 | 16 | Yes | Yes | 2011-01-21 |  | 2
FALSE | 4TTR6018B1 | 3489 | 3425359 | TRANE | 4TTR5018E1 | AC | Split System: Air-Cooled Condensing Unit, Coil with Blower | 4TTR5018E1 |  | 4TXAB032BC3 | 13 | 16 | Yes | Yes | 2011-01-21 |  | 2
FALSE | 4TTR6018B1 | 3489 | 3425374 | TRANE | 4TTR5018E1 | AC | Split System: Air-Cooled Condensing Unit, Coil with Blower | 4TTR5018E1 |  | 4TXAB036BC3 | 13 | 16 | Yes | Yes | 2011-01-21 |  | 2
FALSE | 4TTR6018B1 | 3489 | 3425428 | TRANE | 4TTR5018E1 | AC | Split System: Air-Cooled Condensing Unit, Coil with Blower | 4TTR5018E1 |  | 4TXCA018BC3 | 13 | 15 | Yes | Yes | 2011-01-21 |  | 1
FALSE | 4TTR6018B1 | 3489 | 3425432 | TRANE | 4TTR5018E1 | AC | Split System: Air-Cooled Condensing Unit, Coil with Blower | 4TTR5018E1 |  | 4TXCA018BC3 | 13 | 16 | Yes | Yes | 2011-01-21 |  | 2
FALSE | 4TTR6018B1 | 3489 | 3425434 | TRANE | 4TTR5018E1 | AC | Split System: Air-Cooled Condensing Unit, Coil with Blower | 4TTR5018E1 |  | 4TXCA018BC3 | 13 | 16 | Yes | Yes | 2011-01-21 |  | 2
FALSE | 4TTR6018B1 | 3489 | 3425436 | TRANE | 4TTR5018E1 | AC | Split System: Air-Cooled Condensing Unit, Coil with Blower | 4TTR5018E1 |  | 4TXCA018BC3 | 13 | 15.5 | Yes | Yes | 2011-01-21 |  | 1
FALSE | 4TTR6018B1 | 3489 | 3425440 | TRANE | 4TTR5018E1 | AC | Split System: Air-Cooled Condensing Unit, Coil with Blower | 4TTR5018E1 |  | 4TXCA018BC3 | 13 | 15.5 | Yes | Yes | 2011-01-21 |  | 1
FALSE | 4TTR6018B1 | 3489 | 3425444 | TRANE | 4TTR5018E1 | AC | Split System: Air-Cooled Condensing Unit, Coil with Blower | 4TTR5018E1 |  | 4TXCA024BC3 | 13 | 15 | Yes | Yes | 2011-01-21 |  | 1
FALSE | 4TTR6018B1 | 3489 | 3425445 | TRANE | 4TTR5018E1 | AC | Split System: Air-Cooled Condensing Unit, Coil with Blower | 4TTR5018E1 |  | 4TXCA024BC3 | 13 | 15 | Yes | Yes | 2011-01-21 |  | 1
FALSE | 4TTR6018B1 | 3489 | 3425449 | TRANE | 4TTR5018E1 | AC | Split System: Air-Cooled Condensing Unit, Coil with Blower | 4TTR5018E1 |  | 4TXCA024BC3 | 13 | 15.5 | Yes | Yes | 2011-01-21 |  | 1
FALSE | 4TTR6018B1 | 3489 | 3425452 | TRANE | 4TTR5018E1 | AC | Split System: Air-Cooled Condensing Unit, Coil with Blower | 4TTR5018E1 |  | 4TXCA024BC3 | 13 | 15 | Yes | Yes | 2011-01-21 |  | 1
FALSE | 4TTR6018B1 | 3489 | 3425453 | TRANE | 4TTR5018E1 | AC | Split System: Air-Cooled Condensing Unit, Coil with Blower | 4TTR5018E1 |  | 4TXCA024BC3 | 13 | 15 | Yes | Yes | 2011-01-21 |  | 1
FALSE | 4TTR6018B1 | 3489 | 3425458 | TRANE | 4TTR5018E1 | AC | Split System: Air-Cooled Condensing Unit, Coil with Blower | 4TTR5018E1 |  | 4TXCB003CC3 | 13 | 16 | Yes | Yes | 2011-01-21 |  | 2
FALSE | 4TTR6018B1 | 3489 | 3425459 | TRANE | 4TTR5018E1 | AC | Split System: Air-Cooled Condensing Unit, Coil with Blower | 4TTR5018E1 |  | 4TXCB003CC3 | 13 | 16 | Yes | Yes | 2011-01-21 |  | 2
FALSE | 4TTR6018B1 | 3489 | 3425462 | TRANE | 4TTR5018E1 | AC | Split System: Air-Cooled Condensing Unit, Coil with Blower | 4TTR5018E1 |  | 4TXCB003CC3 | 13 | 16 | Yes | Yes | 2011-01-21 |  | 2
FALSE | 4TTR6018B1 | 3489 | 3425466 | TRANE | 4TTR5018E1 | AC | Split System: Air-Cooled Condensing Unit, Coil with Blower | 4TTR5018E1 |  | 4TXCB003CC3 | 13 | 16 | Yes | Yes | 2011-01-21 |  | 2
FALSE | 4TTR6018B1 | 3489 | 3425467 | TRANE | 4TTR5018E1 | AC | Split System: Air-Cooled Condensing Unit, Coil with Blower | 4TTR5018E1 |  | 4TXCB003CC3 | 13 | 16 | Yes | Yes | 2011-01-21 |  | 2
FALSE | 4TTR6018B1 | 3489 | 3425469 | TRANE | 4TTR5018E1 | AC | Split System: Air-Cooled Condensing Unit, Coil with Blower | 4TTR5018E1 |  | 4TXCB003CC3 | 13 | 16 | Yes | Yes | 2011-01-21 |  | 2
FALSE | 4TTR6018B1 | 3489 | 3425470 | TRANE | 4TTR5018E1 | AC | Split System: Air-Cooled Condensing Unit, Coil with Blower | 4TTR5018E1 |  | 4TXCB003CC3 | 13 | 16 | Yes | Yes | 2011-01-21 |  | 2
FALSE | 4TTR6018B1 | 3489 | 3425471 | TRANE | 4TTR5018E1 | AC | Split System: Air-Cooled Condensing Unit, Coil with Blower | 4TTR5018E1 |  | 4TXCB003CC3 | 13 | 16 | Yes | Yes | 2011-01-21 |  | 2
FALSE | 4TTR6018B1 | 3489 | 3425475 | TRANE | 4TTR5018E1 | AC | Split System: Air-Cooled Condensing Unit, Coil with Blower | 4TTR5018E1 |  | 4TXCB003CC3 | 13 | 16 | Yes | Yes | 2011-01-21 |  | 2
FALSE | 4TTR6018B1 | 3489 | 3425476 | TRANE | 4TTR5018E1 | AC | Split System: Air-Cooled Condensing Unit, Coil with Blower | 4TTR5018E1 |  | 4TXCB003CC3 | 13 | 16 | Yes | Yes | 2011-01-21 |  | 2
FALSE | 4TTR6018B1 | 3489 | 3425482 | TRANE | 4TTR5018E1 | AC | Split System: Air-Cooled Condensing Unit, Coil with Blower | 4TTR5018E1 |  | 4TXCB004CC3 | 13 | 16 | Yes | Yes | 2011-01-21 |  | 2
FALSE | 4TTR6018B1 | 3489 | 3425483 | TRANE | 4TTR5018E1 | AC | Split System: Air-Cooled Condensing Unit, Coil with Blower | 4TTR5018E1 |  | 4TXCB004CC3 | 13 | 16 | Yes | Yes | 2011-01-21 |  | 2
FALSE | 4TTR6018B1 | 3489 | 3425538 | TRANE | 4TTR5018E1 | AC | Split System: Air-Cooled Condensing Unit, Coil with Blower | 4TTR5018E1 |  | 4TXCB031BC3 | 13 | 16 | Yes | Yes | 2011-01-21 |  | 2
FALSE | 4TTR6018B1 | 3489 | 3425539 | TRANE | 4TTR5018E1 | AC | Split System: Air-Cooled Condensing Unit, Coil with Blower | 4TTR5018E1 |  | 4TXCB031BC3 | 13 | 16 | Yes | Yes | 2011-01-21 |  | 2
FALSE | 4TTR6018B1 | 3489 | 3425544 | TRANE | 4TTR5018E1 | AC | Split System: Air-Cooled Condensing Unit, Coil with Blower | 4TTR5018E1 |  | 4TXCB031BC3 | 13 | 16 | Yes | Yes | 2011-01-21 |  | 2
FALSE | 4TTR6018B1 | 3489 | 3425545 | TRANE | 4TTR5018E1 | AC | Split System: Air-Cooled Condensing Unit, Coil with Blower | 4TTR5018E1 |  | 4TXCB031BC3 | 13 | 16 | Yes | Yes | 2011-01-21 |  | 2
FALSE | 4TTR6018B1 | 3489 | 3425547 | TRANE | 4TTR5018E1 | AC | Split System: Air-Cooled Condensing Unit, Coil with Blower | 4TTR5018E1 |  | 4TXCB031BC3 | 13 | 16 | Yes | Yes | 2011-01-21 |  | 2
FALSE | 4TTR6018B1 | 3489 | 3425549 | TRANE | 4TTR5018E1 | AC | Split System: Air-Cooled Condensing Unit, Coil with Blower | 4TTR5018E1 |  | 4TXCB031BC3 | 13 | 16 | Yes | Yes | 2011-01-21 |  | 2
FALSE | 4TTR6018B1 | 3489 | 3425551 | TRANE | 4TTR5018E1 | AC | Split System: Air-Cooled Condensing Unit, Coil with Blower | 4TTR5018E1 |  | 4TXCB031BC3 | 13 | 16 | Yes | Yes | 2011-01-21 |  | 2
FALSE | 4TTR6018B1 | 3489 | 3425552 | TRANE | 4TTR5018E1 | AC | Split System: Air-Cooled Condensing Unit, Coil with Blower | 4TTR5018E1 |  | 4TXCB031BC3 | 13 | 16 | Yes | Yes | 2011-01-21 |  | 2
FALSE | 4TTR6018B1 | 3489 | 3425555 | TRANE | 4TTR5018E1 | AC | Split System: Air-Cooled Condensing Unit, Coil with Blower | 4TTR5018E1 |  | 4TXCB032BC3 | 13 | 16 | Yes | Yes | 2011-01-21 |  | 2
FALSE | 4TTR6018B1 | 3489 | 3425557 | TRANE | 4TTR5018E1 | AC | Split System: Air-Cooled Condensing Unit, Coil with Blower | 4TTR5018E1 |  | 4TXCB032BC3 | 13 | 16 | Yes | Yes | 2011-01-21 |  | 2
FALSE | 4TTR6018B1 | 3489 | 3425558 | TRANE | 4TTR5018E1 | AC | Split System: Air-Cooled Condensing Unit, Coil with Blower | 4TTR5018E1 |  | 4TXCB032BC3 | 13 | 16 | Yes | Yes | 2011-01-21 |  | 2
FALSE | 4TTR6018B1 | 3489 | 3425559 | TRANE | 4TTR5018E1 | AC | Split System: Air-Cooled Condensing Unit, Coil with Blower | 4TTR5018E1 |  | 4TXCB032BC3 | 13 | 16 | Yes | Yes | 2011-01-21 |  | 2
FALSE | 4TTR6018B1 | 3489 | 3425560 | TRANE | 4TTR5018E1 | AC | Split System: Air-Cooled Condensing Unit, Coil with Blower | 4TTR5018E1 |  | 4TXCB032BC3 | 13 | 16 | Yes | Yes | 2011-01-21 |  | 2
FALSE | 4TTR6018B1 | 3489 | 3425561 | TRANE | 4TTR5018E1 | AC | Split System: Air-Cooled Condensing Unit, Coil with Blower | 4TTR5018E1 |  | 4TXCB032BC3 | 13 | 16 | Yes | Yes | 2011-01-21 |  | 2
FALSE | 4TTR6018B1 | 3489 | 3425565 | TRANE | 4TTR5018E1 | AC | Split System: Air-Cooled Condensing Unit, Coil with Blower | 4TTR5018E1 |  | 4TXCB032BC3 | 13 | 16 | Yes | Yes | 2011-01-21 |  | 2
FALSE | 4TTR6018B1 | 3489 | 3425566 | TRANE | 4TTR5018E1 | AC | Split System: Air-Cooled Condensing Unit, Coil with Blower | 4TTR5018E1 |  | 4TXCB032BC3 | 13 | 16 | Yes | Yes | 2011-01-21 |  | 2
FALSE | 4TTR6018B1 | 3489 | 3425568 | TRANE | 4TTR5018E1 | AC | Split System: Air-Cooled Condensing Unit, Coil with Blower | 4TTR5018E1 |  | 4TXCB032BC3 | 13 | 16 | Yes | Yes | 2011-01-21 |  | 2
FALSE | 4TTR6018B1 | 3489 | 3425570 | TRANE | 4TTR5018E1 | AC | Split System: Air-Cooled Condensing Unit, Coil with Blower | 4TTR5018E1 |  | 4TXCB032BC3 | 13 | 16 | Yes | Yes | 2011-01-21 |  | 2
FALSE | 4TTR6018B1 | 3489 | 3425573 | TRANE | 4TTR5018E1 | AC | Split System: Air-Cooled Condensing Unit, Coil with Blower | 4TTR5018E1 |  | 4TXCB032BC3 | 13 | 16 | Yes | Yes | 2011-01-21 |  | 2
FALSE | 4TTR6018B1 | 3489 | 3425574 | TRANE | 4TTR5018E1 | AC | Split System: Air-Cooled Condensing Unit, Coil with Blower | 4TTR5018E1 |  | 4TXCB032BC3 | 13 | 16 | Yes | Yes | 2011-01-21 |  | 2
FALSE | 4TTR6018B1 | 3489 | 3425577 | TRANE | 4TTR5018E1 | AC | Split System: Air-Cooled Condensing Unit, Coil with Blower | 4TTR5018E1 |  | 4TXCB032BC3 | 13 | 16 | Yes | Yes | 2011-01-21 |  | 2
FALSE | 4TTR6018B1 | 3489 | 3425594 | TRANE | 4TTR5018E1 | AC | Split System: Air-Cooled Condensing Unit, Coil with Blower | 4TTR5018E1 |  | 4TXCB036BC3 | 13 | 16 | Yes | Yes | 2011-01-21 |  | 2
FALSE | 4TTR6018B1 | 3489 | 3425636 | TRANE | 4TTR5018E1 | AC | Split System: Air-Cooled Condensing Unit, Coil with Blower | 4TTR5018E1 |  | 4TXCC006CC3 | 13 | 16 | Yes | Yes | 2011-01-21 |  | 2
FALSE | 4TTR6018B1 | 3489 | 3425638 | TRANE | 4TTR5018E1 | AC | Split System: Air-Cooled Condensing Unit, Coil with Blower | 4TTR5018E1 |  | 4TXCC006CC3 | 13 | 16 | Yes | Yes | 2011-01-21 |  | 2
FALSE | 4TTR6018B1 | 3489 | 3425639 | TRANE | 4TTR5018E1 | AC | Split System: Air-Cooled Condensing Unit, Coil with Blower | 4TTR5018E1 |  | 4TXCC006CC3 | 13 | 16 | Yes | Yes | 2011-01-21 |  | 2
FALSE | 4TTR6018B1 | 3489 | 3425641 | TRANE | 4TTR5018E1 | AC | Split System: Air-Cooled Condensing Unit, Coil with Blower | 4TTR5018E1 |  | 4TXCC006CC3 | 13 | 16 | Yes | Yes | 2011-01-21 |  | 2
FALSE | 4TTR6018B1 | 3489 | 3425644 | TRANE | 4TTR5018E1 | AC | Split System: Air-Cooled Condensing Unit, Coil with Blower | 4TTR5018E1 |  | 4TXCC006CC3 | 13 | 16 | Yes | Yes | 2011-01-21 |  | 2
FALSE | 4TTR6018B1 | 3489 | 3425646 | TRANE | 4TTR5018E1 | AC | Split System: Air-Cooled Condensing Unit, Coil with Blower | 4TTR5018E1 |  | 4TXCC006CC3 | 13 | 16 | Yes | Yes | 2011-01-21 |  | 2
FALSE | 4TTR6018B1 | 3489 | 3425648 | TRANE | 4TTR5018E1 | AC | Split System: Air-Cooled Condensing Unit, Coil with Blower | 4TTR5018E1 |  | 4TXCC006CC3 | 13 | 16 | Yes | Yes | 2011-01-21 |  | 2
FALSE | 4TTR6018B1 | 3489 | 3425652 | TRANE | 4TTR5018E1 | AC | Split System: Air-Cooled Condensing Unit, Coil with Blower | 4TTR5018E1 |  | 4TXCC006CC3 | 13 | 16 | Yes | Yes | 2011-01-21 |  | 2
FALSE | 4TTR6018B1 | 3489 | 3425653 | TRANE | 4TTR5018E1 | AC | Split System: Air-Cooled Condensing Unit, Coil with Blower | 4TTR5018E1 |  | 4TXCC006CC3 | 13 | 16 | Yes | Yes | 2011-01-21 |  | 2
FALSE | 4TTR6018B1 | 3489 | 3425656 | TRANE | 4TTR5018E1 | AC | Split System: Air-Cooled Condensing Unit, Coil with Blower | 4TTR5018E1 |  | 4TXCC007CC3 | 13 | 17 | Yes | Yes | 2011-01-21 |  | 2
FALSE | 4TTR6018B1 | 3489 | 3425658 | TRANE | 4TTR5018E1 | AC | Split System: Air-Cooled Condensing Unit, Coil with Blower | 4TTR5018E1 |  | 4TXCC007CC3 | 13 | 17 | Yes | Yes | 2011-01-21 |  | 2
FALSE | 4TTR6018B1 | 3489 | 3425660 | TRANE | 4TTR5018E1 | AC | Split System: Air-Cooled Condensing Unit, Coil with Blower | 4TTR5018E1 |  | 4TXCC007CC3 | 13 | 17 | Yes | Yes | 2011-01-21 |  | 2
FALSE | 4TTR6018B1 | 3489 | 3425661 | TRANE | 4TTR5018E1 | AC | Split System: Air-Cooled Condensing Unit, Coil with Blower | 4TTR5018E1 |  | 4TXCC007CC3 | 13 | 17 | Yes | Yes | 2011-01-21 |  | 2
FALSE | 4TTR6018B1 | 3489 | 3425664 | TRANE | 4TTR5018E1 | AC | Split System: Air-Cooled Condensing Unit, Coil with Blower | 4TTR5018E1 |  | 4TXCC007CC3 | 13 | 17 | Yes | Yes | 2011-01-21 |  | 2
FALSE | 4TTR6018B1 | 3489 | 3425669 | TRANE | 4TTR5018E1 | AC | Split System: Air-Cooled Condensing Unit, Coil with Blower | 4TTR5018E1 |  | 4TXCC007CC3 | 13 | 16 | Yes | Yes | 2011-01-21 |  | 2
FALSE | 4TTR6018B1 | 3489 | 3425670 | TRANE | 4TTR5018E1 | AC | Split System: Air-Cooled Condensing Unit, Coil with Blower | 4TTR5018E1 |  | 4TXCC007CC3 | 13 | 16 | Yes | Yes | 2011-01-21 |  | 2
FALSE | 4TTR6018B1 | 3489 | 3425671 | TRANE | 4TTR5018E1 | AC | Split System: Air-Cooled Condensing Unit, Coil with Blower | 4TTR5018E1 |  | 4TXCC007CC3 | 13 | 16 | Yes | Yes | 2011-01-21 |  | 2
FALSE | 4TTR6018B1 | 3489 | 3425672 | TRANE | 4TTR5018E1 | AC | Split System: Air-Cooled Condensing Unit, Coil with Blower | 4TTR5018E1 |  | 4TXCC007CC3 | 13 | 16 | Yes | Yes | 2011-01-21 |  | 2
FALSE | 4TTR6018B1 | 3489 | 3425673 | TRANE | 4TTR5018E1 | AC | Split System: Air-Cooled Condensing Unit, Coil with Blower | 4TTR5018E1 |  | 4TXCC007CC3 | 13 | 16 | Yes | Yes | 2011-01-21 |  | 2
FALSE | 4TTR6018B1 | 3489 | 3425692 | TRANE | 4TTR5018E1 | AC | Split System: Air-Cooled Condensing Unit, Coil with Blower | 4TTR5018E1 |  | 4TXCC037BC3 | 13 | 16 | Yes | Yes | 2011-01-21 |  | 2
FALSE | 4TTR6018B1 | 3489 | 3425693 | TRANE | 4TTR5018E1 | AC | Split System: Air-Cooled Condensing Unit, Coil with Blower | 4TTR5018E1 |  | 4TXCC037BC3 | 13 | 16 | Yes | Yes | 2011-01-21 |  | 2
FALSE | 4TTR6018B1 | 3489 | 3425695 | TRANE | 4TTR5018E1 | AC | Split System: Air-Cooled Condensing Unit, Coil with Blower | 4TTR5018E1 |  | 4TXCC037BC3 | 13 | 16 | Yes | Yes | 2011-01-21 |  | 2
FALSE | 4TTR6018B1 | 3489 | 3425887 | AMERICAN STANDARD, INC. | 4A7A5018E1 | AC | Split System: Air-Cooled Condensing Unit, Coil with Blower | 4TTR5018E1 |  | 4TEC3F30B1 | 12 | 14.5 | Yes | Yes | 2011-02-28 |  | 0
FALSE | 4TTR6018B1 | 3489 | 3425888 | AMERICAN STANDARD, INC. | 4A7A5018E1 | AC | Split System: Air-Cooled Condensing Unit, Coil with Blower | 4TTR5018E1 |  | 4TEE3C01A1 | 13 | 16 | Yes | Yes | 2011-02-28 |  | 2
FALSE | 4TTR6018B1 | 3489 | 3425889 | AMERICAN STANDARD, INC. | 4A7A5018E1 | AC | Split System: Air-Cooled Condensing Unit, Coil with Blower | 4TTR5018E1 |  | 4TEE3C02A1+18-GJ01D | 13 | 16 | Yes | Yes | 2011-02-28 |  | 2
FALSE | 4TTR6018B1 | 3489 | 3425890 | AMERICAN STANDARD, INC. | 4A7A5018E1 | AC | Split System: Air-Cooled Condensing Unit, Coil with Blower | 4TTR5018E1 |  | 4TEE3C03A1 | 13 | 16 | Yes | Yes | 2011-02-28 |  | 2
FALSE | 4TTR6018B1 | 3489 | 3425891 | AMERICAN STANDARD, INC. | 4A7A5018E1 | AC | Split System: Air-Cooled Condensing Unit, Coil with Blower | 4TTR5018E1 |  | 4TEE3C03A1+18-GJ01D | 13 | 16 | Yes | Yes | 2011-02-28 |  | 2
FALSE | 4TTR6018B1 | 3489 | 3425892 | AMERICAN STANDARD, INC. | 4A7A5018E1 | AC | Split System: Air-Cooled Condensing Unit, Coil with Blower | 4TTR5018E1 |  | 4TEE3C04A1 | 13 | 16 | Yes | Yes | 2011-02-28 |  | 2
FALSE | 4TTR6018B1 | 3489 | 3425893 | AMERICAN STANDARD, INC. | 4A7A5018E1 | AC | Split System: Air-Cooled Condensing Unit, Coil with Blower | 4TTR5018E1 |  | 4TEE3C04A1+18-GJ01D | 13 | 16 | Yes | Yes | 2011-02-28 |  | 2
FALSE | 4TTR6018B1 | 3489 | 3425899 | AMERICAN STANDARD, INC. | 4A7A5018E1 | AC | Split System: Air-Cooled Condensing Unit, Coil with Blower | 4TTR5018E1 |  | 4TEE3F31B1 | 13.5 | 16 | Yes | Yes | 2011-02-28 |  | 2
FALSE | 4TTR6018B1 | 3489 | 3425900 | AMERICAN STANDARD, INC. | 4A7A5018E1 | AC | Split System: Air-Cooled Condensing Unit, Coil with Blower | 4TTR5018E1 |  | 4TEE3F39A1 | 13 | 17 | Yes | Yes | 2011-02-28 |  | 2
FALSE | 4TTR6018B1 | 3489 | 3425904 | AMERICAN STANDARD, INC. | 4A7A5018E1 | AC | Split System: Air-Cooled Condensing Unit, Coil with Blower | 4TTR5018E1 |  | 4TXAA018BC3 | 13 | 15.5 | Yes | Yes | 2011-02-28 |  | 1
FALSE | 4TTR6018B1 | 3489 | 3425908 | AMERICAN STANDARD, INC. | 4A7A5018E1 | AC | Split System: Air-Cooled Condensing Unit, Coil with Blower | 4TTR5018E1 |  | 4TXAA018BC3 | 13 | 16 | Yes | Yes | 2011-02-28 |  | 2
FALSE | 4TTR6018B1 | 3489 | 3425910 | AMERICAN STANDARD, INC. | 4A7A5018E1 | AC | Split System: Air-Cooled Condensing Unit, Coil with Blower | 4TTR5018E1 |  | 4TXAA018BC3 | 13 | 16 | Yes | Yes | 2011-02-28 |  | 2
FALSE | 4TTR6018B1 | 3489 | 3425915 | AMERICAN STANDARD, INC. | 4A7A5018E1 | AC | Split System: Air-Cooled Condensing Unit, Coil with Blower | 4TTR5018E1 |  | 4TXAA018BC3 | 13 | 15.5 | Yes | Yes | 2011-02-28 |  | 1
FALSE | 4TTR6018B1 | 3489 | 3425917 | AMERICAN STANDARD, INC. | 4A7A5018E1 | AC | Split System: Air-Cooled Condensing Unit, Coil with Blower | 4TTR5018E1 |  | 4TXAA018BC3 | 13 | 15.5 | Yes | Yes | 2011-02-28 |  | 1
FALSE | 4TTR6018B1 | 3489 | 3425918 | AMERICAN STANDARD, INC. | 4A7A5018E1 | AC | Split System: Air-Cooled Condensing Unit, Coil with Blower | 4TTR5018E1 |  | 4TXAA018BC3 | 13 | 15 | Yes | Yes | 2011-02-28 |  | 1
FALSE | 4TTR6018B1 | 3489 | 3425921 | AMERICAN STANDARD, INC. | 4A7A5018E1 | AC | Split System: Air-Cooled Condensing Unit, Coil with Blower | 4TTR5018E1 |  | 4TXAA024BC3 | 13 | 15 | Yes | Yes | 2011-02-28 |  | 1
FALSE | 4TTR6018B1 | 3489 | 3425922 | AMERICAN STANDARD, INC. | 4A7A5018E1 | AC | Split System: Air-Cooled Condensing Unit, Coil with Blower | 4TTR5018E1 |  | 4TXAA024BC3 | 13 | 15 | Yes | Yes | 2011-02-28 |  | 1
FALSE | 4TTR6018B1 | 3489 | 3425926 | AMERICAN STANDARD, INC. | 4A7A5018E1 | AC | Split System: Air-Cooled Condensing Unit, Coil with Blower | 4TTR5018E1 |  | 4TXAA024BC3 | 13 | 15.5 | Yes | Yes | 2011-02-28 |  | 1
FALSE | 4TTR6018B1 | 3489 | 3425929 | AMERICAN STANDARD, INC. | 4A7A5018E1 | AC | Split System: Air-Cooled Condensing Unit, Coil with Blower | 4TTR5018E1 |  | 4TXAA024BC3 | 13 | 15 | Yes | Yes | 2011-02-28 |  | 1
FALSE | 4TTR6018B1 | 3489 | 3425930 | AMERICAN STANDARD, INC. | 4A7A5018E1 | AC | Split System: Air-Cooled Condensing Unit, Coil with Blower | 4TTR5018E1 |  | 4TXAA024BC3 | 13 | 15 | Yes | Yes | 2011-02-28 |  | 1
FALSE | 4TTR6018B1 | 3489 | 3425951 | AMERICAN STANDARD, INC. | 4A7A5018E1 | AC | Split System: Air-Cooled Condensing Unit, Coil with Blower | 4TTR5018E1 |  | 4TXAB025BC3 | 13 | 16 | Yes | Yes | 2011-02-28 |  | 2
FALSE | 4TTR6018B1 | 3489 | 3425952 | AMERICAN STANDARD, INC. | 4A7A5018E1 | AC | Split System: Air-Cooled Condensing Unit, Coil with Blower | 4TTR5018E1 |  | 4TXAB025BC3 | 13 | 16 | Yes | Yes | 2011-02-28 |  | 2
FALSE | 4TTR6018B1 | 3489 | 3425953 | AMERICAN STANDARD, INC. | 4A7A5018E1 | AC | Split System: Air-Cooled Condensing Unit, Coil with Blower | 4TTR5018E1 |  | 4TXAB025BC3 | 13 | 16 | Yes | Yes | 2011-02-28 |  | 2
FALSE | 4TTR6018B1 | 3489 | 3425954 | AMERICAN STANDARD, INC. | 4A7A5018E1 | AC | Split System: Air-Cooled Condensing Unit, Coil with Blower | 4TTR5018E1 |  | 4TXAB025BC3 | 13 | 16 | Yes | Yes | 2011-02-28 |  | 2
FALSE | 4TTR6018B1 | 3489 | 3425956 | AMERICAN STANDARD, INC. | 4A7A5018E1 | AC | Split System: Air-Cooled Condensing Unit, Coil with Blower | 4TTR5018E1 |  | 4TXAB025BC3 | 13 | 16 | Yes | Yes | 2011-02-28 |  | 2
FALSE | 4TTR6018B1 | 3489 | 3425957 | AMERICAN STANDARD, INC. | 4A7A5018E1 | AC | Split System: Air-Cooled Condensing Unit, Coil with Blower | 4TTR5018E1 |  | 4TXAB025BC3 | 13 | 16 | Yes | Yes | 2011-02-28 |  | 2
FALSE | 4TTR6018B1 | 3489 | 3425958 | AMERICAN STANDARD, INC. | 4A7A5018E1 | AC | Split System: Air-Cooled Condensing Unit, Coil with Blower | 4TTR5018E1 |  | 4TXAB025BC3 | 13 | 16 | Yes | Yes | 2011-02-28 |  | 2
FALSE | 4TTR6018B1 | 3489 | 3425965 | AMERICAN STANDARD, INC. | 4A7A5018E1 | AC | Split System: Air-Cooled Condensing Unit, Coil with Blower | 4TTR5018E1 |  | 4TXAB025BC3 | 13 | 16 | Yes | Yes | 2011-02-28 |  | 2
FALSE | 4TTR6018B1 | 3489 | 3425966 | AMERICAN STANDARD, INC. | 4A7A5018E1 | AC | Split System: Air-Cooled Condensing Unit, Coil with Blower | 4TTR5018E1 |  | 4TXAB025BC3 | 13 | 16 | Yes | Yes | 2011-02-28 |  | 2
FALSE | 4TTR6018B1 | 3489 | 3425969 | AMERICAN STANDARD, INC. | 4A7A5018E1 | AC | Split System: Air-Cooled Condensing Unit, Coil with Blower | 4TTR5018E1 |  | 4TXAB025BC3 | 13 | 16 | Yes | Yes | 2011-02-28 |  | 2
FALSE | 4TTR6018B1 | 3489 | 3425987 | AMERICAN STANDARD, INC. | 4A7A5018E1 | AC | Split System: Air-Cooled Condensing Unit, Coil with Blower | 4TTR5018E1 |  | 4TXAB031BC3 | 13 | 16 | Yes | Yes | 2011-02-28 |  | 2
FALSE | 4TTR6018B1 | 3489 | 3425990 | AMERICAN STANDARD, INC. | 4A7A5018E1 | AC | Split System: Air-Cooled Condensing Unit, Coil with Blower | 4TTR5018E1 |  | 4TXAB031BC3 | 13 | 16 | Yes | Yes | 2011-02-28 |  | 2
FALSE | 4TTR6018B1 | 3489 | 3425991 | AMERICAN STANDARD, INC. | 4A7A5018E1 | AC | Split System: Air-Cooled Condensing Unit, Coil with Blower | 4TTR5018E1 |  | 4TXAB031BC3 | 13 | 16 | Yes | Yes | 2011-02-28 |  | 2
FALSE | 4TTR6018B1 | 3489 | 3425995 | AMERICAN STANDARD, INC. | 4A7A5018E1 | AC | Split System: Air-Cooled Condensing Unit, Coil with Blower | 4TTR5018E1 |  | 4TXAB031BC3 | 13 | 16 | Yes | Yes | 2011-02-28 |  | 2
FALSE | 4TTR6018B1 | 3489 | 3425996 | AMERICAN STANDARD, INC. | 4A7A5018E1 | AC | Split System: Air-Cooled Condensing Unit, Coil with Blower | 4TTR5018E1 |  | 4TXAB031BC3 | 13 | 16 | Yes | Yes | 2011-02-28 |  | 2
FALSE | 4TTR6018B1 | 3489 | 3425998 | AMERICAN STANDARD, INC. | 4A7A5018E1 | AC | Split System: Air-Cooled Condensing Unit, Coil with Blower | 4TTR5018E1 |  | 4TXAB031BC3 | 13 | 16 | Yes | Yes | 2011-02-28 |  | 2
FALSE | 4TTR6018B1 | 3489 | 3426002 | AMERICAN STANDARD, INC. | 4A7A5018E1 | AC | Split System: Air-Cooled Condensing Unit, Coil with Blower | 4TTR5018E1 |  | 4TXAB031BC3 | 13 | 16 | Yes | Yes | 2011-02-28 |  | 2
FALSE | 4TTR6018B1 | 3489 | 3426003 | AMERICAN STANDARD, INC. | 4A7A5018E1 | AC | Split System: Air-Cooled Condensing Unit, Coil with Blower | 4TTR5018E1 |  | 4TXAB031BC3 | 13 | 16 | Yes | Yes | 2011-02-28 |  | 2
FALSE | 4TTR6018B1 | 3489 | 3426004 | AMERICAN STANDARD, INC. | 4A7A5018E1 | AC | Split System: Air-Cooled Condensing Unit, Coil with Blower | 4TTR5018E1 |  | 4TXAB031BC3 | 13 | 16 | Yes | Yes | 2011-02-28 |  | 2
FALSE | 4TTR6018B1 | 3489 | 3426007 | AMERICAN STANDARD, INC. | 4A7A5018E1 | AC | Split System: Air-Cooled Condensing Unit, Coil with Blower | 4TTR5018E1 |  | 4TXAB031BC3 | 13 | 16 | Yes | Yes | 2011-02-28 |  | 2
FALSE | 4TTR6018B1 | 3489 | 3426120 | AMERICAN STANDARD, INC. | 4A7A5018E1 | AC | Split System: Air-Cooled Condensing Unit, Coil with Blower | 4TTR5018E1 |  | 4TXCA024BC3 | 13 | 15 | Yes | Yes | 2011-02-28 |  | 1
FALSE | 4TTR6018B1 | 3489 | 3426121 | AMERICAN STANDARD, INC. | 4A7A5018E1 | AC | Split System: Air-Cooled Condensing Unit, Coil with Blower | 4TTR5018E1 |  | 4TXCA024BC3 | 13 | 15 | Yes | Yes | 2011-02-28 |  | 1
FALSE | 4TTR6018B1 | 3489 | 3426125 | AMERICAN STANDARD, INC. | 4A7A5018E1 | AC | Split System: Air-Cooled Condensing Unit, Coil with Blower | 4TTR5018E1 |  | 4TXCA024BC3 | 13 | 15.5 | Yes | Yes | 2011-02-28 |  | 1
FALSE | 4TTR6018B1 | 3489 | 3426128 | AMERICAN STANDARD, INC. | 4A7A5018E1 | AC | Split System: Air-Cooled Condensing Unit, Coil with Blower | 4TTR5018E1 |  | 4TXCA024BC3 | 13 | 15 | Yes | Yes | 2011-02-28 |  | 1
FALSE | 4TTR6018B1 | 3489 | 3426129 | AMERICAN STANDARD, INC. | 4A7A5018E1 | AC | Split System: Air-Cooled Condensing Unit, Coil with Blower | 4TTR5018E1 |  | 4TXCA024BC3 | 13 | 15 | Yes | Yes | 2011-02-28 |  | 1
FALSE | 4TTR6018B1 | 3489 | 3426134 | AMERICAN STANDARD, INC. | 4A7A5018E1 | AC | Split System: Air-Cooled Condensing Unit, Coil with Blower | 4TTR5018E1 |  | 4TXCB003CC3 | 13 | 16 | Yes | Yes | 2011-02-28 |  | 2
FALSE | 4TTR6018B1 | 3489 | 3426135 | AMERICAN STANDARD, INC. | 4A7A5018E1 | AC | Split System: Air-Cooled Condensing Unit, Coil with Blower | 4TTR5018E1 |  | 4TXCB003CC3 | 13 | 16 | Yes | Yes | 2011-02-28 |  | 2
FALSE | 4TTR6018B1 | 3489 | 3426138 | AMERICAN STANDARD, INC. | 4A7A5018E1 | AC | Split System: Air-Cooled Condensing Unit, Coil with Blower | 4TTR5018E1 |  | 4TXCB003CC3 | 13 | 16 | Yes | Yes | 2011-02-28 |  | 2
FALSE | 4TTR6018B1 | 3489 | 3426142 | AMERICAN STANDARD, INC. | 4A7A5018E1 | AC | Split System: Air-Cooled Condensing Unit, Coil with Blower | 4TTR5018E1 |  | 4TXCB003CC3 | 13 | 16 | Yes | Yes | 2011-02-28 |  | 2
FALSE | 4TTR6018B1 | 3489 | 3426143 | AMERICAN STANDARD, INC. | 4A7A5018E1 | AC | Split System: Air-Cooled Condensing Unit, Coil with Blower | 4TTR5018E1 |  | 4TXCB003CC3 | 13 | 16 | Yes | Yes | 2011-02-28 |  | 2
FALSE | 4TTR6018B1 | 3489 | 3426145 | AMERICAN STANDARD, INC. | 4A7A5018E1 | AC | Split System: Air-Cooled Condensing Unit, Coil with Blower | 4TTR5018E1 |  | 4TXCB003CC3 | 13 | 16 | Yes | Yes | 2011-02-28 |  | 2
FALSE | 4TTR6018B1 | 3489 | 3426146 | AMERICAN STANDARD, INC. | 4A7A5018E1 | AC | Split System: Air-Cooled Condensing Unit, Coil with Blower | 4TTR5018E1 |  | 4TXCB003CC3 | 13 | 16 | Yes | Yes | 2011-02-28 |  | 2
FALSE | 4TTR6018B1 | 3489 | 3426147 | AMERICAN STANDARD, INC. | 4A7A5018E1 | AC | Split System: Air-Cooled Condensing Unit, Coil with Blower | 4TTR5018E1 |  | 4TXCB003CC3 | 13 | 16 | Yes | Yes | 2011-02-28 |  | 2
FALSE | 4TTR6018B1 | 3489 | 3426151 | AMERICAN STANDARD, INC. | 4A7A5018E1 | AC | Split System: Air-Cooled Condensing Unit, Coil with Blower | 4TTR5018E1 |  | 4TXCB003CC3 | 13 | 16 | Yes | Yes | 2011-02-28 |  | 2
FALSE | 4TTR6018B1 | 3489 | 3426152 | AMERICAN STANDARD, INC. | 4A7A5018E1 | AC | Split System: Air-Cooled Condensing Unit, Coil with Blower | 4TTR5018E1 |  | 4TXCB003CC3 | 13 | 16 | Yes | Yes | 2011-02-28 |  | 2
FALSE | 4TTR6018B1 | 3489 | 3426158 | AMERICAN STANDARD, INC. | 4A7A5018E1 | AC | Split System: Air-Cooled Condensing Unit, Coil with Blower | 4TTR5018E1 |  | 4TXCB004CC3 | 13 | 16 | Yes | Yes | 2011-02-28 |  | 2
FALSE | 4TTR6018B1 | 3489 | 3426159 | AMERICAN STANDARD, INC. | 4A7A5018E1 | AC | Split System: Air-Cooled Condensing Unit, Coil with Blower | 4TTR5018E1 |  | 4TXCB004CC3 | 13 | 16 | Yes | Yes | 2011-02-28 |  | 2
FALSE | 4TTR6018B1 | 3489 | 3426160 | AMERICAN STANDARD, INC. | 4A7A5018E1 | AC | Split System: Air-Cooled Condensing Unit, Coil with Blower | 4TTR5018E1 |  | 4TXCB004CC3 | 13 | 16 | Yes | Yes | 2011-02-28 |  | 2
FALSE | 4TTR6018B1 | 3489 | 3426056 | AMERICAN STANDARD, INC. | 4A7A5018E1 | AC | Split System: Air-Cooled Condensing Unit, Coil with Blower | 4TTR5018E1 |  | 4TXAB036BC3 | 13 | 16 | Yes | Yes | 2011-02-28 |  | 2
FALSE | 4TTR6018B1 | 3489 | 3426057 | AMERICAN STANDARD, INC. | 4A7A5018E1 | AC | Split System: Air-Cooled Condensing Unit, Coil with Blower | 4TTR5018E1 |  | 4TXAB036BC3 | 13 | 16 | Yes | Yes | 2011-02-28 |  | 2
FALSE | 4TTR6018B1 | 3489 | 3426061 | AMERICAN STANDARD, INC. | 4A7A5018E1 | AC | Split System: Air-Cooled Condensing Unit, Coil with Blower | 4TTR5018E1 |  | 4TXAB036BC3 | 13 | 16 | Yes | Yes | 2011-02-28 |  | 2
FALSE | 4TTR6018B1 | 3489 | 3426063 | AMERICAN STANDARD, INC. | 4A7A5018E1 | AC | Split System: Air-Cooled Condensing Unit, Coil with Blower | 4TTR5018E1 |  | 4TXAB036BC3 | 13 | 16 | Yes | Yes | 2011-02-28 |  | 2
FALSE | 4TTR6018B1 | 3489 | 3426065 | AMERICAN STANDARD, INC. | 4A7A5018E1 | AC | Split System: Air-Cooled Condensing Unit, Coil with Blower | 4TTR5018E1 |  | 4TXAB036BC3 | 13 | 16 | Yes | Yes | 2011-02-28 |  | 2
FALSE | 4TTR6018B1 | 3489 | 3426083 | AMERICAN STANDARD, INC. | 4A7A5018E1 | AC | Split System: Air-Cooled Condensing Unit, Coil with Blower | 4TTR5018E1 |  | 4TXAC037BC3 | 13 | 16 | Yes | Yes | 2011-02-28 |  | 2
FALSE | 4TTR6018B1 | 3489 | 3426086 | AMERICAN STANDARD, INC. | 4A7A5018E1 | AC | Split System: Air-Cooled Condensing Unit, Coil with Blower | 4TTR5018E1 |  | 4TXAC037BC3 | 13 | 16 | Yes | Yes | 2011-02-28 |  | 2
FALSE | 4TTR6018B1 | 3489 | 3426087 | AMERICAN STANDARD, INC. | 4A7A5018E1 | AC | Split System: Air-Cooled Condensing Unit, Coil with Blower | 4TTR5018E1 |  | 4TXAC037BC3 | 13 | 16 | Yes | Yes | 2011-02-28 |  | 2
FALSE | 4TTR6018B1 | 3489 | 3426088 | AMERICAN STANDARD, INC. | 4A7A5018E1 | AC | Split System: Air-Cooled Condensing Unit, Coil with Blower | 4TTR5018E1 |  | 4TXAC037BC3 | 13 | 16 | Yes | Yes | 2011-02-28 |  | 2
FALSE | 4TTR6018B1 | 3489 | 3426090 | AMERICAN STANDARD, INC. | 4A7A5018E1 | AC | Split System: Air-Cooled Condensing Unit, Coil with Blower | 4TTR5018E1 |  | 4TXAC037BC3 | 13 | 16 | Yes | Yes | 2011-02-28 |  | 2
FALSE | 4TTR6018B1 | 3489 | 3426094 | AMERICAN STANDARD, INC. | 4A7A5018E1 | AC | Split System: Air-Cooled Condensing Unit, Coil with Blower | 4TTR5018E1 |  | 4TXAC037BC3 | 13 | 16 | Yes | Yes | 2011-02-28 |  | 2
FALSE | 4TTR6018B1 | 3489 | 3426095 | AMERICAN STANDARD, INC. | 4A7A5018E1 | AC | Split System: Air-Cooled Condensing Unit, Coil with Blower | 4TTR5018E1 |  | 4TXAC037BC3 | 13 | 16 | Yes | Yes | 2011-02-28 |  | 2
FALSE | 4TTR6018B1 | 3489 | 3426097 | AMERICAN STANDARD, INC. | 4A7A5018E1 | AC | Split System: Air-Cooled Condensing Unit, Coil with Blower | 4TTR5018E1 |  | 4TXAC037BC3 | 13 | 16 | Yes | Yes | 2011-02-28 |  | 2
FALSE | 4TTR6018B1 | 3489 | 3426098 | AMERICAN STANDARD, INC. | 4A7A5018E1 | AC | Split System: Air-Cooled Condensing Unit, Coil with Blower | 4TTR5018E1 |  | 4TXAC037BC3 | 13 | 16 | Yes | Yes | 2011-02-28 |  | 2
FALSE | 4TTR6018B1 | 3489 | 3426100 | AMERICAN STANDARD, INC. | 4A7A5018E1 | AC | Split System: Air-Cooled Condensing Unit, Coil with Blower | 4TTR5018E1 |  | 4TXAC037BC3 | 13 | 16 | Yes | Yes | 2011-02-28 |  | 2
FALSE | 4TTR6018B1 | 3489 | 3426102 | AMERICAN STANDARD, INC. | 4A7A5018E1 | AC | Split System: Air-Cooled Condensing Unit, Coil with Blower | 4TTR5018E1 |  | 4TXCA018BC3 | 13 | 15.5 | Yes | Yes | 2011-02-28 |  | 1
FALSE | 4TTR6018B1 | 3489 | 3426104 | AMERICAN STANDARD, INC. | 4A7A5018E1 | AC | Split System: Air-Cooled Condensing Unit, Coil with Blower | 4TTR5018E1 |  | 4TXCA018BC3 | 13 | 15 | Yes | Yes | 2011-02-28 |  | 1
FALSE | 4TTR6018B1 | 3489 | 3426108 | AMERICAN STANDARD, INC. | 4A7A5018E1 | AC | Split System: Air-Cooled Condensing Unit, Coil with Blower | 4TTR5018E1 |  | 4TXCA018BC3 | 13 | 16 | Yes | Yes | 2011-02-28 |  | 2
FALSE | 4TTR6018B1 | 3489 | 3426110 | AMERICAN STANDARD, INC. | 4A7A5018E1 | AC | Split System: Air-Cooled Condensing Unit, Coil with Blower | 4TTR5018E1 |  | 4TXCA018BC3 | 13 | 16 | Yes | Yes | 2011-02-28 |  | 2
FALSE | 4TTR6018B1 | 3489 | 3426112 | AMERICAN STANDARD, INC. | 4A7A5018E1 | AC | Split System: Air-Cooled Condensing Unit, Coil with Blower | 4TTR5018E1 |  | 4TXCA018BC3 | 13 | 15.5 | Yes | Yes | 2011-02-28 |  | 1
FALSE | 4TTR6018B1 | 3489 | 3426116 | AMERICAN STANDARD, INC. | 4A7A5018E1 | AC | Split System: Air-Cooled Condensing Unit, Coil with Blower | 4TTR5018E1 |  | 4TXCA018BC3 | 13 | 15.5 | Yes | Yes | 2011-02-28 |  | 1
FALSE | 4TTR6018B1 | 3489 | 3426161 | AMERICAN STANDARD, INC. | 4A7A5018E1 | AC | Split System: Air-Cooled Condensing Unit, Coil with Blower | 4TTR5018E1 |  | 4TXCB004CC3 | 13 | 16 | Yes | Yes | 2011-02-28 |  | 2
FALSE | 4TTR6018B1 | 3489 | 3426162 | AMERICAN STANDARD, INC. | 4A7A5018E1 | AC | Split System: Air-Cooled Condensing Unit, Coil with Blower | 4TTR5018E1 |  | 4TXCB004CC3 | 13 | 16 | Yes | Yes | 2011-02-28 |  | 2
FALSE | 4TTR6018B1 | 3489 | 3426163 | AMERICAN STANDARD, INC. | 4A7A5018E1 | AC | Split System: Air-Cooled Condensing Unit, Coil with Blower | 4TTR5018E1 |  | 4TXCB004CC3 | 13 | 17 | Yes | Yes | 2011-02-28 |  | 2
FALSE | 4TTR6018B1 | 3489 | 3426165 | AMERICAN STANDARD, INC. | 4A7A5018E1 | AC | Split System: Air-Cooled Condensing Unit, Coil with Blower | 4TTR5018E1 |  | 4TXCB004CC3 | 13 | 17 | Yes | Yes | 2011-02-28 |  | 2
FALSE | 4TTR6018B1 | 3489 | 3426170 | AMERICAN STANDARD, INC. | 4A7A5018E1 | AC | Split System: Air-Cooled Condensing Unit, Coil with Blower | 4TTR5018E1 |  | 4TXCB004CC3 | 13 | 17 | Yes | Yes | 2011-02-28 |  | 2
FALSE | 4TTR6018B1 | 3489 | 3426171 | AMERICAN STANDARD, INC. | 4A7A5018E1 | AC | Split System: Air-Cooled Condensing Unit, Coil with Blower | 4TTR5018E1 |  | 4TXCB004CC3 | 13 | 17 | Yes | Yes | 2011-02-28 |  | 2
FALSE | 4TTR6018B1 | 3489 | 3426174 | AMERICAN STANDARD, INC. | 4A7A5018E1 | AC | Split System: Air-Cooled Condensing Unit, Coil with Blower | 4TTR5018E1 |  | 4TXCB004CC3 | 13 | 17 | Yes | Yes | 2011-02-28 |  | 2
FALSE | 4TTR6018B1 | 3489 | 3426178 | AMERICAN STANDARD, INC. | 4A7A5018E1 | AC | Split System: Air-Cooled Condensing Unit, Coil with Blower | 4TTR5018E1 |  | 4TXCB025BC3 | 13 | 16 | Yes | Yes | 2011-02-28 |  | 2
FALSE | 4TTR6018B1 | 3489 | 3426182 | AMERICAN STANDARD, INC. | 4A7A5018E1 | AC | Split System: Air-Cooled Condensing Unit, Coil with Blower | 4TTR5018E1 |  | 4TXCB025BC3 | 13 | 16 | Yes | Yes | 2011-02-28 |  | 2
FALSE | 4TTR6018B1 | 3489 | 3426184 | AMERICAN STANDARD, INC. | 4A7A5018E1 | AC | Split System: Air-Cooled Condensing Unit, Coil with Blower | 4TTR5018E1 |  | 4TXCB025BC3 | 13 | 16 | Yes | Yes | 2011-02-28 |  | 2
FALSE | 4TTR6018B1 | 3489 | 3426185 | AMERICAN STANDARD, INC. | 4A7A5018E1 | AC | Split System: Air-Cooled Condensing Unit, Coil with Blower | 4TTR5018E1 |  | 4TXCB025BC3 | 13 | 16 | Yes | Yes | 2011-02-28 |  | 2
FALSE | 4TTR6018B1 | 3489 | 3426186 | AMERICAN STANDARD, INC. | 4A7A5018E1 | AC | Split System: Air-Cooled Condensing Unit, Coil with Blower | 4TTR5018E1 |  | 4TXCB025BC3 | 13 | 16 | Yes | Yes | 2011-02-28 |  | 2
FALSE | 4TTR6018B1 | 3489 | 3426187 | AMERICAN STANDARD, INC. | 4A7A5018E1 | AC | Split System: Air-Cooled Condensing Unit, Coil with Blower | 4TTR5018E1 |  | 4TXCB025BC3 | 13 | 16 | Yes | Yes | 2011-02-28 |  | 2
FALSE | 4TTR6018B1 | 3489 | 3426189 | AMERICAN STANDARD, INC. | 4A7A5018E1 | AC | Split System: Air-Cooled Condensing Unit, Coil with Blower | 4TTR5018E1 |  | 4TXCB025BC3 | 13 | 16 | Yes | Yes | 2011-02-28 |  | 2
FALSE | 4TTR6018B1 | 3489 | 3426190 | AMERICAN STANDARD, INC. | 4A7A5018E1 | AC | Split System: Air-Cooled Condensing Unit, Coil with Blower | 4TTR5018E1 |  | 4TXCB025BC3 | 13 | 16 | Yes | Yes | 2011-02-28 |  | 2
FALSE | 4TTR6018B1 | 3489 | 3426191 | AMERICAN STANDARD, INC. | 4A7A5018E1 | AC | Split System: Air-Cooled Condensing Unit, Coil with Blower | 4TTR5018E1 |  | 4TXCB025BC3 | 13 | 16 | Yes | Yes | 2011-02-28 |  | 2
FALSE | 4TTR6018B1 | 3489 | 3426196 | AMERICAN STANDARD, INC. | 4A7A5018E1 | AC | Split System: Air-Cooled Condensing Unit, Coil with Blower | 4TTR5018E1 |  | 4TXCB025BC3 | 13 | 16 | Yes | Yes | 2011-02-28 |  | 2
FALSE | 4TTR6018B1 | 3489 | 3426214 | AMERICAN STANDARD, INC. | 4A7A5018E1 | AC | Split System: Air-Cooled Condensing Unit, Coil with Blower | 4TTR5018E1 |  | 4TXCB031BC3 | 13 | 16 | Yes | Yes | 2011-02-28 |  | 2
FALSE | 4TTR6018B1 | 3489 | 3426215 | AMERICAN STANDARD, INC. | 4A7A5018E1 | AC | Split System: Air-Cooled Condensing Unit, Coil with Blower | 4TTR5018E1 |  | 4TXCB031BC3 | 13 | 16 | Yes | Yes | 2011-02-28 |  | 2
FALSE | 4TTR6018B1 | 3489 | 3426216 | AMERICAN STANDARD, INC. | 4A7A5018E1 | AC | Split System: Air-Cooled Condensing Unit, Coil with Blower | 4TTR5018E1 |  | 4TXCB031BC3 | 13 | 16 | Yes | Yes | 2011-02-28 |  | 2
FALSE | 4TTR6018B1 | 3489 | 3426217 | AMERICAN STANDARD, INC. | 4A7A5018E1 | AC | Split System: Air-Cooled Condensing Unit, Coil with Blower | 4TTR5018E1 |  | 4TXCB031BC3 | 13 | 16 | Yes | Yes | 2011-02-28 |  | 2
FALSE | 4TTR6018B1 | 3489 | 3426223 | AMERICAN STANDARD, INC. | 4A7A5018E1 | AC | Split System: Air-Cooled Condensing Unit, Coil with Blower | 4TTR5018E1 |  | 4TXCB031BC3 | 13 | 16 | Yes | Yes | 2011-02-28 |  | 2
FALSE | 4TTR6018B1 | 3489 | 3426318 | AMERICAN STANDARD, INC. | 4A7A5018E1 | AC | Split System: Air-Cooled Condensing Unit, Coil with Blower | 4TTR5018E1 |  | 4TXCC006CC3 | 13 | 16 | Yes | Yes | 2011-02-28 |  | 2
FALSE | 4TTR6018B1 | 3489 | 3426320 | AMERICAN STANDARD, INC. | 4A7A5018E1 | AC | Split System: Air-Cooled Condensing Unit, Coil with Blower | 4TTR5018E1 |  | 4TXCC006CC3 | 13 | 16 | Yes | Yes | 2011-02-28 |  | 2
FALSE | 4TTR6018B1 | 3489 | 3426321 | AMERICAN STANDARD, INC. | 4A7A5018E1 | AC | Split System: Air-Cooled Condensing Unit, Coil with Blower | 4TTR5018E1 |  | 4TXCC006CC3 | 13 | 16 | Yes | Yes | 2011-02-28 |  | 2
FALSE | 4TTR6018B1 | 3489 | 3426323 | AMERICAN STANDARD, INC. | 4A7A5018E1 | AC | Split System: Air-Cooled Condensing Unit, Coil with Blower | 4TTR5018E1 |  | 4TXCC006CC3 | 13 | 16 | Yes | Yes | 2011-02-28 |  | 2
FALSE | 4TTR6018B1 | 3489 | 3426326 | AMERICAN STANDARD, INC. | 4A7A5018E1 | AC | Split System: Air-Cooled Condensing Unit, Coil with Blower | 4TTR5018E1 |  | 4TXCC006CC3 | 13 | 16 | Yes | Yes | 2011-02-28 |  | 2
FALSE | 4TTR6018B1 | 3489 | 3426328 | AMERICAN STANDARD, INC. | 4A7A5018E1 | AC | Split System: Air-Cooled Condensing Unit, Coil with Blower | 4TTR5018E1 |  | 4TXCC006CC3 | 13 | 16 | Yes | Yes | 2011-02-28 |  | 2
FALSE | 4TTR6018B1 | 3489 | 3426330 | AMERICAN STANDARD, INC. | 4A7A5018E1 | AC | Split System: Air-Cooled Condensing Unit, Coil with Blower | 4TTR5018E1 |  | 4TXCC006CC3 | 13 | 16 | Yes | Yes | 2011-02-28 |  | 2
FALSE | 4TTR6018B1 | 3489 | 3426334 | AMERICAN STANDARD, INC. | 4A7A5018E1 | AC | Split System: Air-Cooled Condensing Unit, Coil with Blower | 4TTR5018E1 |  | 4TXCC006CC3 | 13 | 16 | Yes | Yes | 2011-02-28 |  | 2
FALSE | 4TTR6018B1 | 3489 | 3426335 | AMERICAN STANDARD, INC. | 4A7A5018E1 | AC | Split System: Air-Cooled Condensing Unit, Coil with Blower | 4TTR5018E1 |  | 4TXCC006CC3 | 13 | 16 | Yes | Yes | 2011-02-28 |  | 2
FALSE | 4TTR6018B1 | 3489 | 3426338 | AMERICAN STANDARD, INC. | 4A7A5018E1 | AC | Split System: Air-Cooled Condensing Unit, Coil with Blower | 4TTR5018E1 |  | 4TXCC007CC3 | 13 | 17 | Yes | Yes | 2011-02-28 |  | 2
FALSE | 4TTR6018B1 | 3489 | 3426340 | AMERICAN STANDARD, INC. | 4A7A5018E1 | AC | Split System: Air-Cooled Condensing Unit, Coil with Blower | 4TTR5018E1 |  | 4TXCC007CC3 | 13 | 17 | Yes | Yes | 2011-02-28 |  | 2
FALSE | 4TTR6018B1 | 3489 | 3426342 | AMERICAN STANDARD, INC. | 4A7A5018E1 | AC | Split System: Air-Cooled Condensing Unit, Coil with Blower | 4TTR5018E1 |  | 4TXCC007CC3 | 13 | 17 | Yes | Yes | 2011-02-28 |  | 2
FALSE | 4TTR6018B1 | 3489 | 3426343 | AMERICAN STANDARD, INC. | 4A7A5018E1 | AC | Split System: Air-Cooled Condensing Unit, Coil with Blower | 4TTR5018E1 |  | 4TXCC007CC3 | 13 | 17 | Yes | Yes | 2011-02-28 |  | 2
FALSE | 4TTR6018B1 | 3489 | 3426346 | AMERICAN STANDARD, INC. | 4A7A5018E1 | AC | Split System: Air-Cooled Condensing Unit, Coil with Blower | 4TTR5018E1 |  | 4TXCC007CC3 | 13 | 17 | Yes | Yes | 2011-02-28 |  | 2
FALSE | 4TTR6018B1 | 3489 | 3426351 | AMERICAN STANDARD, INC. | 4A7A5018E1 | AC | Split System: Air-Cooled Condensing Unit, Coil with Blower | 4TTR5018E1 |  | 4TXCC007CC3 | 13 | 16 | Yes | Yes | 2011-02-28 |  | 2
FALSE | 4TTR6018B1 | 3489 | 3426352 | AMERICAN STANDARD, INC. | 4A7A5018E1 | AC | Split System: Air-Cooled Condensing Unit, Coil with Blower | 4TTR5018E1 |  | 4TXCC007CC3 | 13 | 16 | Yes | Yes | 2011-02-28 |  | 2
FALSE | 4TTR6018B1 | 3489 | 3426353 | AMERICAN STANDARD, INC. | 4A7A5018E1 | AC | Split System: Air-Cooled Condensing Unit, Coil with Blower | 4TTR5018E1 |  | 4TXCC007CC3 | 13 | 16 | Yes | Yes | 2011-02-28 |  | 2
FALSE | 4TTR6018B1 | 3489 | 3426354 | AMERICAN STANDARD, INC. | 4A7A5018E1 | AC | Split System: Air-Cooled Condensing Unit, Coil with Blower | 4TTR5018E1 |  | 4TXCC007CC3 | 13 | 16 | Yes | Yes | 2011-02-28 |  | 2
FALSE | 4TTR6018B1 | 3489 | 3426355 | AMERICAN STANDARD, INC. | 4A7A5018E1 | AC | Split System: Air-Cooled Condensing Unit, Coil with Blower | 4TTR5018E1 |  | 4TXCC007CC3 | 13 | 16 | Yes | Yes | 2011-02-28 |  | 2
FALSE | 4TTR6018B1 | 3489 | 3426375 | AMERICAN STANDARD, INC. | 4A7A5018E1 | AC | Split System: Air-Cooled Condensing Unit, Coil with Blower | 4TTR5018E1 |  | 4TXCC037BC3 | 13 | 16 | Yes | Yes | 2011-02-28 |  | 2
FALSE | 4TTR6018B1 | 3489 | 3426376 | AMERICAN STANDARD, INC. | 4A7A5018E1 | AC | Split System: Air-Cooled Condensing Unit, Coil with Blower | 4TTR5018E1 |  | 4TXCC037BC3 | 13 | 16 | Yes | Yes | 2011-02-28 |  | 2
FALSE | 4TTR6018B1 | 3489 | 3426378 | AMERICAN STANDARD, INC. | 4A7A5018E1 | AC | Split System: Air-Cooled Condensing Unit, Coil with Blower | 4TTR5018E1 |  | 4TXCC037BC3 | 13 | 16 | Yes | Yes | 2011-02-28 |  | 2
FALSE | 4TTR6018B1 | 3489 | 3426380 | AMERICAN STANDARD, INC. | 4A7A5018E1 | AC | Split System: Air-Cooled Condensing Unit, Coil with Blower | 4TTR5018E1 |  | 4TXCC037BC3 | 13 | 16 | Yes | Yes | 2011-02-28 |  | 2
FALSE | 4TTR6018B1 | 3489 | 3426382 | AMERICAN STANDARD, INC. | 4A7A5018E1 | AC | Split System: Air-Cooled Condensing Unit, Coil with Blower | 4TTR5018E1 |  | 4TXCC037BC3 | 13 | 16 | Yes | Yes | 2011-02-28 |  | 2
FALSE | 4TTR6018B1 | 3489 | 3426385 | AMERICAN STANDARD, INC. | 4A7A5018E1 | AC | Split System: Air-Cooled Condensing Unit, Coil with Blower | 4TTR5018E1 |  | 4TXCC037BC3 | 13 | 16 | Yes | Yes | 2011-02-28 |  | 2
FALSE | 4TTR6018B1 | 3489 | 3426386 | AMERICAN STANDARD, INC. | 4A7A5018E1 | AC | Split System: Air-Cooled Condensing Unit, Coil with Blower | 4TTR5018E1 |  | 4TXCC037BC3 | 13 | 16 | Yes | Yes | 2011-02-28 |  | 2
FALSE | 4TTR6018B1 | 3489 | 3426387 | AMERICAN STANDARD, INC. | 4A7A5018E1 | AC | Split System: Air-Cooled Condensing Unit, Coil with Blower | 4TTR5018E1 |  | 4TXCC037BC3 | 13 | 16 | Yes | Yes | 2011-02-28 |  | 2
FALSE | 4TTR6018B1 | 3489 | 3426388 | AMERICAN STANDARD, INC. | 4A7A5018E1 | AC | Split System: Air-Cooled Condensing Unit, Coil with Blower | 4TTR5018E1 |  | 4TXCC037BC3 | 13 | 16 | Yes | Yes | 2011-02-28 |  | 2
FALSE | 4TTR6018B1 | 3489 | 3426389 | AMERICAN STANDARD, INC. | 4A7A5018E1 | AC | Split System: Air-Cooled Condensing Unit, Coil with Blower | 4TTR5018E1 |  | 4TXCC037BC3 | 13 | 16 | Yes | Yes | 2011-02-28 |  | 2
FALSE | 4TTR6024B1 | 3503 | 3426707 | TRANE | 4TTR5024E1 | AC | Split System: Air-Cooled Condensing Unit, Coil with Blower | 4TTR5024E1 |  | 4CXCA024CC3 | 13 | 15 | Yes | Yes | 2011-01-21 |  | 1
FALSE | 4TTR6024B1 | 3503 | 3426708 | TRANE | 4TTR5024E1 | AC | Split System: Air-Cooled Condensing Unit, Coil with Blower | 4TTR5024E1 |  | 4CXCA024CC3 | 13 | 14.5 | Yes | Yes | 2011-01-21 |  | 0
FALSE | 4TTR6024B1 | 3503 | 3426711 | TRANE | 4TTR5024E1 | AC | Split System: Air-Cooled Condensing Unit, Coil with Blower | 4TTR5024E1 |  | 4CXCA024CC3 | 13 | 14.5 | Yes | Yes | 2011-01-21 |  | 0
FALSE | 4TTR6024B1 | 3503 | 3426718 | TRANE | 4TTR5024E1 | AC | Split System: Air-Cooled Condensing Unit, Coil with Blower | 4TTR5024E1 |  | 4CXCA024CC3 | 13 | 14.5 | Yes | Yes | 2011-01-21 |  | 0
FALSE | 4TTR6024B1 | 3503 | 3426720 | TRANE | 4TTR5024E1 | AC | Split System: Air-Cooled Condensing Unit, Coil with Blower | 4TTR5024E1 |  | 4CXCB025CC3 | 13 | 16 | Yes | Yes | 2011-01-21 |  | 2
FALSE | 4TTR6024B1 | 3503 | 3426723 | TRANE | 4TTR5024E1 | AC | Split System: Air-Cooled Condensing Unit, Coil with Blower | 4TTR5024E1 |  | 4CXCB025CC3 | 13 | 16 | Yes | Yes | 2011-01-21 |  | 2
FALSE | 4TTR6018B1 | 3489 | 3426275 | AMERICAN STANDARD, INC. | 4A7A5018E1 | AC | Split System: Air-Cooled Condensing Unit, Coil with Blower | 4TTR5018E1 |  | 4TXCB036BC3 | 13 | 16 | Yes | Yes | 2011-02-28 |  | 2
FALSE | 4TTR6018B1 | 3489 | 3426276 | AMERICAN STANDARD, INC. | 4A7A5018E1 | AC | Split System: Air-Cooled Condensing Unit, Coil with Blower | 4TTR5018E1 |  | 4TXCB036BC3 | 13 | 16 | Yes | Yes | 2011-02-28 |  | 2
FALSE | 4TTR6018B1 | 3489 | 3426277 | AMERICAN STANDARD, INC. | 4A7A5018E1 | AC | Split System: Air-Cooled Condensing Unit, Coil with Blower | 4TTR5018E1 |  | 4TXCB036BC3 | 13 | 16 | Yes | Yes | 2011-02-28 |  | 2
FALSE | 4TTR6018B1 | 3489 | 3426278 | AMERICAN STANDARD, INC. | 4A7A5018E1 | AC | Split System: Air-Cooled Condensing Unit, Coil with Blower | 4TTR5018E1 |  | 4TXCB036BC3 | 13 | 16 | Yes | Yes | 2011-02-28 |  | 2
FALSE | 4TTR6018B1 | 3489 | 3426279 | AMERICAN STANDARD, INC. | 4A7A5018E1 | AC | Split System: Air-Cooled Condensing Unit, Coil with Blower | 4TTR5018E1 |  | 4TXCB036BC3 | 13 | 16 | Yes | Yes | 2011-02-28 |  | 2
FALSE | 4TTR6018B1 | 3489 | 3426283 | AMERICAN STANDARD, INC. | 4A7A5018E1 | AC | Split System: Air-Cooled Condensing Unit, Coil with Blower | 4TTR5018E1 |  | 4TXCB036BC3 | 13 | 16 | Yes | Yes | 2011-02-28 |  | 2
FALSE | 4TTR6018B1 | 3489 | 3426285 | AMERICAN STANDARD, INC. | 4A7A5018E1 | AC | Split System: Air-Cooled Condensing Unit, Coil with Blower | 4TTR5018E1 |  | 4TXCB036BC3 | 13 | 16 | Yes | Yes | 2011-02-28 |  | 2
FALSE | 4TTR6018B1 | 3489 | 3426287 | AMERICAN STANDARD, INC. | 4A7A5018E1 | AC | Split System: Air-Cooled Condensing Unit, Coil with Blower | 4TTR5018E1 |  | 4TXCB036BC3 | 13 | 16 | Yes | Yes | 2011-02-28 |  | 2
FALSE | 4TTR6018B1 | 3489 | 3426289 | AMERICAN STANDARD, INC. | 4A7A5018E1 | AC | Split System: Air-Cooled Condensing Unit, Coil with Blower | 4TTR5018E1 |  | 4TXCB036BC3 | 13 | 16 | Yes | Yes | 2011-02-28 |  | 2
FALSE | 4TTR6018B1 | 3489 | 3426290 | AMERICAN STANDARD, INC. | 4A7A5018E1 | AC | Split System: Air-Cooled Condensing Unit, Coil with Blower | 4TTR5018E1 |  | 4TXCB036BC3 | 13 | 16 | Yes | Yes | 2011-02-28 |  | 2
FALSE | 4TTR6018B1 | 3489 | 3426295 | AMERICAN STANDARD, INC. | 4A7A5018E1 | AC | Split System: Air-Cooled Condensing Unit, Coil with Blower | 4TTR5018E1 |  | 4TXCC005CC3 | 13 | 17 | Yes | Yes | 2011-02-28 |  | 2
FALSE | 4TTR6018B1 | 3489 | 3426297 | AMERICAN STANDARD, INC. | 4A7A5018E1 | AC | Split System: Air-Cooled Condensing Unit, Coil with Blower | 4TTR5018E1 |  | 4TXCC005CC3 | 13 | 17 | Yes | Yes | 2011-02-28 |  | 2
FALSE | 4TTR6018B1 | 3489 | 3426299 | AMERICAN STANDARD, INC. | 4A7A5018E1 | AC | Split System: Air-Cooled Condensing Unit, Coil with Blower | 4TTR5018E1 |  | 4TXCC005CC3 | 13 | 17 | Yes | Yes | 2011-02-28 |  | 2
FALSE | 4TTR6018B1 | 3489 | 3426300 | AMERICAN STANDARD, INC. | 4A7A5018E1 | AC | Split System: Air-Cooled Condensing Unit, Coil with Blower | 4TTR5018E1 |  | 4TXCC005CC3 | 13 | 17 | Yes | Yes | 2011-02-28 |  | 2
FALSE | 4TTR6018B1 | 3489 | 3426307 | AMERICAN STANDARD, INC. | 4A7A5018E1 | AC | Split System: Air-Cooled Condensing Unit, Coil with Blower | 4TTR5018E1 |  | 4TXCC005CC3 | 13 | 16 | Yes | Yes | 2011-02-28 |  | 2
FALSE | 4TTR6018B1 | 3489 | 3426308 | AMERICAN STANDARD, INC. | 4A7A5018E1 | AC | Split System: Air-Cooled Condensing Unit, Coil with Blower | 4TTR5018E1 |  | 4TXCC005CC3 | 13 | 16 | Yes | Yes | 2011-02-28 |  | 2
FALSE | 4TTR6018B1 | 3489 | 3426309 | AMERICAN STANDARD, INC. | 4A7A5018E1 | AC | Split System: Air-Cooled Condensing Unit, Coil with Blower | 4TTR5018E1 |  | 4TXCC005CC3 | 13 | 16 | Yes | Yes | 2011-02-28 |  | 2
FALSE | 4TTR6018B1 | 3489 | 3426310 | AMERICAN STANDARD, INC. | 4A7A5018E1 | AC | Split System: Air-Cooled Condensing Unit, Coil with Blower | 4TTR5018E1 |  | 4TXCC005CC3 | 13 | 16 | Yes | Yes | 2011-02-28 |  | 2
FALSE | 4TTR6018B1 | 3489 | 3426311 | AMERICAN STANDARD, INC. | 4A7A5018E1 | AC | Split System: Air-Cooled Condensing Unit, Coil with Blower | 4TTR5018E1 |  | 4TXCC005CC3 | 13 | 16 | Yes | Yes | 2011-02-28 |  | 2
FALSE | 4TTR6018B1 | 3489 | 3426316 | AMERICAN STANDARD, INC. | 4A7A5018E1 | AC | Split System: Air-Cooled Condensing Unit, Coil with Blower | 4TTR5018E1 |  | 4TXCC005CC3 | 13 | 17 | Yes | Yes | 2011-02-28 |  | 2
FALSE | 4TTR6018B1 | 3489 | 3426317 | AMERICAN STANDARD, INC. | 4A7A5018E1 | AC | Split System: Air-Cooled Condensing Unit, Coil with Blower | 4TTR5018E1 |  | 4TXCC006CC3 | 13 | 16 | Yes | Yes | 2011-02-28 |  | 2
FALSE | 4TTR6024B1 | 3503 | 3426786 | TRANE | 4TTR5024E1 | AC | Split System: Air-Cooled Condensing Unit, Coil with Blower | 4TTR5024E1 |  | 4CXCB042CC3 | 13 | 16 | Yes | Yes | 2011-01-21 |  | 2
FALSE | 4TTR6024B1 | 3503 | 3426787 | TRANE | 4TTR5024E1 | AC | Split System: Air-Cooled Condensing Unit, Coil with Blower | 4TTR5024E1 |  | 4CXCB042CC3 | 13 | 16 | Yes | Yes | 2011-01-21 |  | 2
FALSE | 4TTR6024B1 | 3503 | 3426794 | TRANE | 4TTR5024E1 | AC | Split System: Air-Cooled Condensing Unit, Coil with Blower | 4TTR5024E1 |  | 4CXCB042CC3 | 13 | 16 | Yes | Yes | 2011-01-21 |  | 2
FALSE | 4TTR6024B1 | 3503 | 3426801 | TRANE | 4TTR5024E1 | AC | Split System: Air-Cooled Condensing Unit, Coil with Blower | 4TTR5024E1 |  | 4CXCB042CC3 | 13 | 16 | Yes | Yes | 2011-01-21 |  | 2
FALSE | 4TTR6024B1 | 3503 | 3426802 | TRANE | 4TTR5024E1 | AC | Split System: Air-Cooled Condensing Unit, Coil with Blower | 4TTR5024E1 |  | 4CXCB042CC3 | 13 | 16 | Yes | Yes | 2011-01-21 |  | 2
FALSE | 4TTR6024B1 | 3503 | 3426805 | TRANE | 4TTR5024E1 | AC | Split System: Air-Cooled Condensing Unit, Coil with Blower | 4TTR5024E1 |  | 4CXCC037CC3 | 13 | 16 | Yes | Yes | 2011-01-21 |  | 2
FALSE | 4TTR6024B1 | 3503 | 3426806 | TRANE | 4TTR5024E1 | AC | Split System: Air-Cooled Condensing Unit, Coil with Blower | 4TTR5024E1 |  | 4CXCC037CC3 | 13 | 16 | Yes | Yes | 2011-01-21 |  | 2
FALSE | 4TTR6024B1 | 3503 | 3426810 | TRANE | 4TTR5024E1 | AC | Split System: Air-Cooled Condensing Unit, Coil with Blower | 4TTR5024E1 |  | 4CXCC037CC3 | 13 | 16 | Yes | Yes | 2011-01-21 |  | 2
FALSE | 4TTR6024B1 | 3503 | 3426813 | TRANE | 4TTR5024E1 | AC | Split System: Air-Cooled Condensing Unit, Coil with Blower | 4TTR5024E1 |  | 4CXCC037CC3 | 13 | 16 | Yes | Yes | 2011-01-21 |  | 2
FALSE | 4TTR6024B1 | 3503 | 3426814 | TRANE | 4TTR5024E1 | AC | Split System: Air-Cooled Condensing Unit, Coil with Blower | 4TTR5024E1 |  | 4CXCC037CC3 | 13 | 16 | Yes | Yes | 2011-01-21 |  | 2
FALSE | 4TTR6024B1 | 3503 | 3426815 | TRANE | 4TTR5024E1 | AC | Split System: Air-Cooled Condensing Unit, Coil with Blower | 4TTR5024E1 |  | 4CXCC037CC3 | 13 | 16 | Yes | Yes | 2011-01-21 |  | 2
FALSE | 4TTR6024B1 | 3503 | 3426816 | TRANE | 4TTR5024E1 | AC | Split System: Air-Cooled Condensing Unit, Coil with Blower | 4TTR5024E1 |  | 4CXCC037CC3 | 13 | 16 | Yes | Yes | 2011-01-21 |  | 2
FALSE | 4TTR6024B1 | 3503 | 3426821 | TRANE | 4TTR5024E1 | AC | Split System: Air-Cooled Condensing Unit, Coil with Blower | 4TTR5024E1 |  | 4CXCC037CC3 | 13 | 16 | Yes | Yes | 2011-01-21 |  | 2
FALSE | 4TTR6024B1 | 3503 | 3426823 | TRANE | 4TTR5024E1 | AC | Split System: Air-Cooled Condensing Unit, Coil with Blower | 4TTR5024E1 |  | 4CXCC037CC3 | 13 | 16 | Yes | Yes | 2011-01-21 |  | 2
FALSE | 4TTR6024B1 | 3503 | 3426830 | TRANE | 4TTR5024E1 | AC | Split System: Air-Cooled Condensing Unit, Coil with Blower | 4TTR5024E1 |  | 4CXCC043CC3 | 13 | 16 | Yes | Yes | 2011-01-21 |  | 2
FALSE | 4TTR6024B1 | 3503 | 3426835 | TRANE | 4TTR5024E1 | AC | Split System: Air-Cooled Condensing Unit, Coil with Blower | 4TTR5024E1 |  | 4CXCC043CC3 | 13 | 16 | Yes | Yes | 2011-01-21 |  | 2
FALSE | 4TTR6024B1 | 3503 | 3426836 | TRANE | 4TTR5024E1 | AC | Split System: Air-Cooled Condensing Unit, Coil with Blower | 4TTR5024E1 |  | 4CXCC043CC3 | 13 | 16 | Yes | Yes | 2011-01-21 |  | 2
FALSE | 4TTR6024B1 | 3503 | 3426840 | TRANE | 4TTR5024E1 | AC | Split System: Air-Cooled Condensing Unit, Coil with Blower | 4TTR5024E1 |  | 4CXCC043CC3 | 13 | 16 | Yes | Yes | 2011-01-21 |  | 2
FALSE | 4TTR6024B1 | 3503 | 3426841 | TRANE | 4TTR5024E1 | AC | Split System: Air-Cooled Condensing Unit, Coil with Blower | 4TTR5024E1 |  | 4CXCC043CC3 | 13 | 16 | Yes | Yes | 2011-01-21 |  | 2
FALSE | 4TTR6024B1 | 3503 | 3426843 | TRANE | 4TTR5024E1 | AC | Split System: Air-Cooled Condensing Unit, Coil with Blower | 4TTR5024E1 |  | 4CXCC043CC3 | 13 | 16 | Yes | Yes | 2011-01-21 |  | 2
FALSE | 4TTR6024B1 | 3503 | 3426844 | TRANE | 4TTR5024E1 | AC | Split System: Air-Cooled Condensing Unit, Coil with Blower | 4TTR5024E1 |  | 4CXCC043CC3 | 13 | 16 | Yes | Yes | 2011-01-21 |  | 2
FALSE | 4TTR6024B1 | 3503 | 3426847 | TRANE | 4TTR5024E1 | AC | Split System: Air-Cooled Condensing Unit, Coil with Blower | 4TTR5024E1 |  | 4TEC3F24B1 | 12.5 | 14.5 | Yes | Yes | 2011-01-21 |  | 0
FALSE | 4TTR6024B1 | 3503 | 3426890 | TRANE | 4TTR5024E1 | AC | Split System: Air-Cooled Condensing Unit, Coil with Blower | 4TTR5024E1 |  | 4TXAA024BC3 | 13 | 14.5 | Yes | Yes | 2011-01-21 |  | 0
FALSE | 4TTR6024B1 | 3503 | 3426891 | TRANE | 4TTR5024E1 | AC | Split System: Air-Cooled Condensing Unit, Coil with Blower | 4TTR5024E1 |  | 4TXAA024BC3 | 13 | 14.5 | Yes | Yes | 2011-01-21 |  | 0
FALSE | 4TTR6024B1 | 3503 | 3426893 | TRANE | 4TTR5024E1 | AC | Split System: Air-Cooled Condensing Unit, Coil with Blower | 4TTR5024E1 |  | 4TXAA024BC3 | 13 | 14.5 | Yes | Yes | 2011-01-21 |  | 0
FALSE | 4TTR6024B1 | 3503 | 3426912 | TRANE | 4TTR5024E1 | AC | Split System: Air-Cooled Condensing Unit, Coil with Blower | 4TTR5024E1 |  | 4TXAB025BC3 | 13 | 16 | Yes | Yes | 2011-01-21 |  | 2
FALSE | 4TTR6024B1 | 3503 | 3426913 | TRANE | 4TTR5024E1 | AC | Split System: Air-Cooled Condensing Unit, Coil with Blower | 4TTR5024E1 |  | 4TXAB025BC3 | 13 | 16 | Yes | Yes | 2011-01-21 |  | 2
FALSE | 4TTR6024B1 | 3503 | 3426914 | TRANE | 4TTR5024E1 | AC | Split System: Air-Cooled Condensing Unit, Coil with Blower | 4TTR5024E1 |  | 4TXAB025BC3 | 13 | 15.5 | Yes | Yes | 2011-01-21 |  | 1
FALSE | 4TTR6024B1 | 3503 | 3426915 | TRANE | 4TTR5024E1 | AC | Split System: Air-Cooled Condensing Unit, Coil with Blower | 4TTR5024E1 |  | 4TXAB025BC3 | 13 | 16 | Yes | Yes | 2011-01-21 |  | 2
FALSE | 4TTR6024B1 | 3503 | 3426919 | TRANE | 4TTR5024E1 | AC | Split System: Air-Cooled Condensing Unit, Coil with Blower | 4TTR5024E1 |  | 4TXAB025BC3 | 13 | 16 | Yes | Yes | 2011-01-21 |  | 2
FALSE | 4TTR6024B1 | 3503 | 3426920 | TRANE | 4TTR5024E1 | AC | Split System: Air-Cooled Condensing Unit, Coil with Blower | 4TTR5024E1 |  | 4TXAB025BC3 | 13 | 16 | Yes | Yes | 2011-01-21 |  | 2
FALSE | 4TTR6024B1 | 3503 | 3426923 | TRANE | 4TTR5024E1 | AC | Split System: Air-Cooled Condensing Unit, Coil with Blower | 4TTR5024E1 |  | 4TXAB025BC3 | 13 | 16 | Yes | Yes | 2011-01-21 |  | 2
FALSE | 4TTR6024B1 | 3503 | 3426924 | TRANE | 4TTR5024E1 | AC | Split System: Air-Cooled Condensing Unit, Coil with Blower | 4TTR5024E1 |  | 4TXAB025BC3 | 13 | 16 | Yes | Yes | 2011-01-21 |  | 2
FALSE | 4TTR6024B1 | 3503 | 3426925 | TRANE | 4TTR5024E1 | AC | Split System: Air-Cooled Condensing Unit, Coil with Blower | 4TTR5024E1 |  | 4TXAB025BC3 | 13 | 16 | Yes | Yes | 2011-01-21 |  | 2
FALSE | 4TTR6024B1 | 3503 | 3426931 | TRANE | 4TTR5024E1 | AC | Split System: Air-Cooled Condensing Unit, Coil with Blower | 4TTR5024E1 |  | 4TXAB025BC3 | 13 | 15.5 | Yes | Yes | 2011-01-21 |  | 1
FALSE | 4TTR6024B1 | 3503 | 3426932 | TRANE | 4TTR5024E1 | AC | Split System: Air-Cooled Condensing Unit, Coil with Blower | 4TTR5024E1 |  | 4TXAB025BC3 | 13 | 16 | Yes | Yes | 2011-01-21 |  | 2
FALSE | 4TTR6024B1 | 3503 | 3426933 | TRANE | 4TTR5024E1 | AC | Split System: Air-Cooled Condensing Unit, Coil with Blower | 4TTR5024E1 |  | 4TXAB025BC3 | 13 | 16 | Yes | Yes | 2011-01-21 |  | 2
FALSE | 4TTR6024B1 | 3503 | 3426951 | TRANE | 4TTR5024E1 | AC | Split System: Air-Cooled Condensing Unit, Coil with Blower | 4TTR5024E1 |  | 4TXAB031BC3 | 13 | 16 | Yes | Yes | 2011-01-21 |  | 2
FALSE | 4TTR6024B1 | 3503 | 3426952 | TRANE | 4TTR5024E1 | AC | Split System: Air-Cooled Condensing Unit, Coil with Blower | 4TTR5024E1 |  | 4TXAB031BC3 | 13 | 16 | Yes | Yes | 2011-01-21 |  | 2
FALSE | 4TTR6024B1 | 3503 | 3426958 | TRANE | 4TTR5024E1 | AC | Split System: Air-Cooled Condensing Unit, Coil with Blower | 4TTR5024E1 |  | 4TXAB031BC3 | 13 | 16 | Yes | Yes | 2011-01-21 |  | 2
FALSE | 4TTR6024B1 | 3503 | 3426959 | TRANE | 4TTR5024E1 | AC | Split System: Air-Cooled Condensing Unit, Coil with Blower | 4TTR5024E1 |  | 4TXAB031BC3 | 13 | 15.5 | Yes | Yes | 2011-01-21 |  | 1
FALSE | 4TTR6024B1 | 3503 | 3426960 | TRANE | 4TTR5024E1 | AC | Split System: Air-Cooled Condensing Unit, Coil with Blower | 4TTR5024E1 |  | 4TXAB031BC3 | 13 | 16 | Yes | Yes | 2011-01-21 |  | 2
FALSE | 4TTR6024B1 | 3503 | 3426961 | TRANE | 4TTR5024E1 | AC | Split System: Air-Cooled Condensing Unit, Coil with Blower | 4TTR5024E1 |  | 4TXAB031BC3 | 13 | 15.5 | Yes | Yes | 2011-01-21 |  | 1
FALSE | 4TTR6024B1 | 3503 | 3426962 | TRANE | 4TTR5024E1 | AC | Split System: Air-Cooled Condensing Unit, Coil with Blower | 4TTR5024E1 |  | 4TXAB031BC3 | 13 | 16 | Yes | Yes | 2011-01-21 |  | 2
FALSE | 4TTR6024B1 | 3503 | 3427012 | TRANE | 4TTR5024E1 | AC | Split System: Air-Cooled Condensing Unit, Coil with Blower | 4TTR5024E1 |  | 4TXAB036BC3 | 13 | 16 | Yes | Yes | 2011-01-21 |  | 2
FALSE | 4TTR6024B1 | 3503 | 3427013 | TRANE | 4TTR5024E1 | AC | Split System: Air-Cooled Condensing Unit, Coil with Blower | 4TTR5024E1 |  | 4TXAB036BC3 | 13 | 16 | Yes | Yes | 2011-01-21 |  | 2
FALSE | 4TTR6024B1 | 3503 | 3427014 | TRANE | 4TTR5024E1 | AC | Split System: Air-Cooled Condensing Unit, Coil with Blower | 4TTR5024E1 |  | 4TXAB036BC3 | 13 | 16 | Yes | Yes | 2011-01-21 |  | 2
FALSE | 4TTR6024B1 | 3503 | 3427015 | TRANE | 4TTR5024E1 | AC | Split System: Air-Cooled Condensing Unit, Coil with Blower | 4TTR5024E1 |  | 4TXAB036BC3 | 13 | 16 | Yes | Yes | 2011-01-21 |  | 2
FALSE | 4TTR6024B1 | 3503 | 3427016 | TRANE | 4TTR5024E1 | AC | Split System: Air-Cooled Condensing Unit, Coil with Blower | 4TTR5024E1 |  | 4TXAB036BC3 | 13 | 16 | Yes | Yes | 2011-01-21 |  | 2
FALSE | 4TTR6024B1 | 3503 | 3427019 | TRANE | 4TTR5024E1 | AC | Split System: Air-Cooled Condensing Unit, Coil with Blower | 4TTR5024E1 |  | 4TXAB036BC3 | 13 | 16 | Yes | Yes | 2011-01-21 |  | 2
FALSE | 4TTR6024B1 | 3503 | 3427023 | TRANE | 4TTR5024E1 | AC | Split System: Air-Cooled Condensing Unit, Coil with Blower | 4TTR5024E1 |  | 4TXAB036BC3 | 13 | 16 | Yes | Yes | 2011-01-21 |  | 2
FALSE | 4TTR6024B1 | 3503 | 3427024 | TRANE | 4TTR5024E1 | AC | Split System: Air-Cooled Condensing Unit, Coil with Blower | 4TTR5024E1 |  | 4TXAB036BC3 | 13 | 16 | Yes | Yes | 2011-01-21 |  | 2
FALSE | 4TTR6024B1 | 3503 | 3427027 | TRANE | 4TTR5024E1 | AC | Split System: Air-Cooled Condensing Unit, Coil with Blower | 4TTR5024E1 |  | 4TXAB036BC3 | 13 | 16 | Yes | Yes | 2011-01-21 |  | 2
FALSE | 4TTR6024B1 | 3503 | 3427030 | TRANE | 4TTR5024E1 | AC | Split System: Air-Cooled Condensing Unit, Coil with Blower | 4TTR5024E1 |  | 4TXAB036BC3 | 13 | 16 | Yes | Yes | 2011-01-21 |  | 2
FALSE | 4TTR6024B1 | 3503 | 3427031 | TRANE | 4TTR5024E1 | AC | Split System: Air-Cooled Condensing Unit, Coil with Blower | 4TTR5024E1 |  | 4TXAB036BC3 | 13 | 16 | Yes | Yes | 2011-01-21 |  | 2
FALSE | 4TTR6024B1 | 3503 | 3427032 | TRANE | 4TTR5024E1 | AC | Split System: Air-Cooled Condensing Unit, Coil with Blower | 4TTR5024E1 |  | 4TXAB042BC3 | 13 | 16 | Yes | Yes | 2011-01-21 |  | 2
FALSE | 4TTR6024B1 | 3503 | 3427034 | TRANE | 4TTR5024E1 | AC | Split System: Air-Cooled Condensing Unit, Coil with Blower | 4TTR5024E1 |  | 4TXAB042BC3 | 13 | 16 | Yes | Yes | 2011-01-21 |  | 2
FALSE | 4TTR6024B1 | 3503 | 3427035 | TRANE | 4TTR5024E1 | AC | Split System: Air-Cooled Condensing Unit, Coil with Blower | 4TTR5024E1 |  | 4TXAB042BC3 | 13 | 16 | Yes | Yes | 2011-01-21 |  | 2
FALSE | 4TTR6024B1 | 3503 | 3427037 | TRANE | 4TTR5024E1 | AC | Split System: Air-Cooled Condensing Unit, Coil with Blower | 4TTR5024E1 |  | 4TXAB042BC3 | 13 | 16 | Yes | Yes | 2011-01-21 |  | 2
FALSE | 4TTR6024B1 | 3503 | 3427041 | TRANE | 4TTR5024E1 | AC | Split System: Air-Cooled Condensing Unit, Coil with Blower | 4TTR5024E1 |  | 4TXAB042BC3 | 13 | 16 | Yes | Yes | 2011-01-21 |  | 2
FALSE | 4TTR6024B1 | 3503 | 3427043 | TRANE | 4TTR5024E1 | AC | Split System: Air-Cooled Condensing Unit, Coil with Blower | 4TTR5024E1 |  | 4TXAB042BC3 | 13 | 16 | Yes | Yes | 2011-01-21 |  | 2
FALSE | 4TTR6024B1 | 3503 | 3427044 | TRANE | 4TTR5024E1 | AC | Split System: Air-Cooled Condensing Unit, Coil with Blower | 4TTR5024E1 |  | 4TXAB042BC3 | 13 | 16 | Yes | Yes | 2011-01-21 |  | 2
FALSE | 4TTR6024B1 | 3503 | 3427045 | TRANE | 4TTR5024E1 | AC | Split System: Air-Cooled Condensing Unit, Coil with Blower | 4TTR5024E1 |  | 4TXAB042BC3 | 13 | 16 | Yes | Yes | 2011-01-21 |  | 2
FALSE | 4TTR6024B1 | 3503 | 3427046 | TRANE | 4TTR5024E1 | AC | Split System: Air-Cooled Condensing Unit, Coil with Blower | 4TTR5024E1 |  | 4TXAB042BC3 | 13 | 16 | Yes | Yes | 2011-01-21 |  | 2
FALSE | 4TTR6024B1 | 3503 | 3427049 | TRANE | 4TTR5024E1 | AC | Split System: Air-Cooled Condensing Unit, Coil with Blower | 4TTR5024E1 |  | 4TXAB048BC3 | 13 | 16 | Yes | Yes | 2011-01-21 |  | 2
FALSE | 4TTR6024B1 | 3503 | 3427050 | TRANE | 4TTR5024E1 | AC | Split System: Air-Cooled Condensing Unit, Coil with Blower | 4TTR5024E1 |  | 4TXAB048BC3 | 13 | 16 | Yes | Yes | 2011-01-21 |  | 2
FALSE | 4TTR6024B1 | 3503 | 3427100 | TRANE | 4TTR5024E1 | AC | Split System: Air-Cooled Condensing Unit, Coil with Blower | 4TTR5024E1 |  | 4TXAC037BC3 | 13 | 16 | Yes | Yes | 2011-01-21 |  | 2
FALSE | 4TTR6024B1 | 3503 | 3427103 | TRANE | 4TTR5024E1 | AC | Split System: Air-Cooled Condensing Unit, Coil with Blower | 4TTR5024E1 |  | 4TXAC037BC3 | 13 | 16 | Yes | Yes | 2011-01-21 |  | 2
FALSE | 4TTR6024B1 | 3503 | 3427104 | TRANE | 4TTR5024E1 | AC | Split System: Air-Cooled Condensing Unit, Coil with Blower | 4TTR5024E1 |  | 4TXAC037BC3 | 13 | 16 | Yes | Yes | 2011-01-21 |  | 2
FALSE | 4TTR6024B1 | 3503 | 3427107 | TRANE | 4TTR5024E1 | AC | Split System: Air-Cooled Condensing Unit, Coil with Blower | 4TTR5024E1 |  | 4TXAC037BC3 | 13 | 16 | Yes | Yes | 2011-01-21 |  | 2
FALSE | 4TTR6024B1 | 3503 | 3427108 | TRANE | 4TTR5024E1 | AC | Split System: Air-Cooled Condensing Unit, Coil with Blower | 4TTR5024E1 |  | 4TXAC043BC3 | 13 | 16 | Yes | Yes | 2011-01-21 |  | 2
FALSE | 4TTR6024B1 | 3503 | 3427110 | TRANE | 4TTR5024E1 | AC | Split System: Air-Cooled Condensing Unit, Coil with Blower | 4TTR5024E1 |  | 4TXAC043BC3 | 13 | 16 | Yes | Yes | 2011-01-21 |  | 2
FALSE | 4TTR6024B1 | 3503 | 3427111 | TRANE | 4TTR5024E1 | AC | Split System: Air-Cooled Condensing Unit, Coil with Blower | 4TTR5024E1 |  | 4TXAC043BC3 | 13 | 16 | Yes | Yes | 2011-01-21 |  | 2
FALSE | 4TTR6024B1 | 3503 | 3427113 | TRANE | 4TTR5024E1 | AC | Split System: Air-Cooled Condensing Unit, Coil with Blower | 4TTR5024E1 |  | 4TXAC043BC3 | 13 | 16 | Yes | Yes | 2011-01-21 |  | 2
FALSE | 4TTR6024B1 | 3503 | 3427114 | TRANE | 4TTR5024E1 | AC | Split System: Air-Cooled Condensing Unit, Coil with Blower | 4TTR5024E1 |  | 4TXAC043BC3 | 13 | 16 | Yes | Yes | 2011-01-21 |  | 2
FALSE | 4TTR6024B1 | 3503 | 3427115 | TRANE | 4TTR5024E1 | AC | Split System: Air-Cooled Condensing Unit, Coil with Blower | 4TTR5024E1 |  | 4TXAC043BC3 | 13 | 16 | Yes | Yes | 2011-01-21 |  | 2
FALSE | 4TTR6024B1 | 3503 | 3427116 | TRANE | 4TTR5024E1 | AC | Split System: Air-Cooled Condensing Unit, Coil with Blower | 4TTR5024E1 |  | 4TXAC043BC3 | 13 | 16 | Yes | Yes | 2011-01-21 |  | 2
FALSE | 4TTR6024B1 | 3503 | 3427119 | TRANE | 4TTR5024E1 | AC | Split System: Air-Cooled Condensing Unit, Coil with Blower | 4TTR5024E1 |  | 4TXAC043BC3 | 13 | 16 | Yes | Yes | 2011-01-21 |  | 2
FALSE | 4TTR6024B1 | 3503 | 3427120 | TRANE | 4TTR5024E1 | AC | Split System: Air-Cooled Condensing Unit, Coil with Blower | 4TTR5024E1 |  | 4TXAC043BC3 | 13 | 16 | Yes | Yes | 2011-01-21 |  | 2
FALSE | 4TTR6024B1 | 3503 | 3427121 | TRANE | 4TTR5024E1 | AC | Split System: Air-Cooled Condensing Unit, Coil with Blower | 4TTR5024E1 |  | 4TXAC043BC3 | 13 | 16 | Yes | Yes | 2011-01-21 |  | 2
FALSE | 4TTR6024B1 | 3503 | 3427124 | TRANE | 4TTR5024E1 | AC | Split System: Air-Cooled Condensing Unit, Coil with Blower | 4TTR5024E1 |  | 4TXAC043BC3 | 13 | 16 | Yes | Yes | 2011-01-21 |  | 2
FALSE | 4TTR6024B1 | 3503 | 3427126 | TRANE | 4TTR5024E1 | AC | Split System: Air-Cooled Condensing Unit, Coil with Blower | 4TTR5024E1 |  | 4TXAC043BC3 | 13 | 16 | Yes | Yes | 2011-01-21 |  | 2
FALSE | 4TTR6024B1 | 3503 | 3427128 | TRANE | 4TTR5024E1 | AC | Split System: Air-Cooled Condensing Unit, Coil with Blower | 4TTR5024E1 |  | 4TXAC044BC3 | 13 | 16 | Yes | Yes | 2011-01-21 |  | 2
FALSE | 4TTR6024B1 | 3503 | 3427129 | TRANE | 4TTR5024E1 | AC | Split System: Air-Cooled Condensing Unit, Coil with Blower | 4TTR5024E1 |  | 4TXAC044BC3 | 13 | 16 | Yes | Yes | 2011-01-21 |  | 2
FALSE | 4TTR6024B1 | 3503 | 3427131 | TRANE | 4TTR5024E1 | AC | Split System: Air-Cooled Condensing Unit, Coil with Blower | 4TTR5024E1 |  | 4TXAC044BC3 | 13 | 16 | Yes | Yes | 2011-01-21 |  | 2
FALSE | 4TTR6024B1 | 3503 | 3427134 | TRANE | 4TTR5024E1 | AC | Split System: Air-Cooled Condensing Unit, Coil with Blower | 4TTR5024E1 |  | 4TXAC044BC3 | 13 | 16 | Yes | Yes | 2011-01-21 |  | 2
FALSE | 4TTR6024B1 | 3503 | 3427135 | TRANE | 4TTR5024E1 | AC | Split System: Air-Cooled Condensing Unit, Coil with Blower | 4TTR5024E1 |  | 4TXAC044BC3 | 13 | 16 | Yes | Yes | 2011-01-21 |  | 2
FALSE | 4TTR6024B1 | 3503 | 3427138 | TRANE | 4TTR5024E1 | AC | Split System: Air-Cooled Condensing Unit, Coil with Blower | 4TTR5024E1 |  | 4TXAC044BC3 | 13 | 16 | Yes | Yes | 2011-01-21 |  | 2
FALSE | 4TTR6024B1 | 3503 | 3427183 | TRANE | 4TTR5024E1 | AC | Split System: Air-Cooled Condensing Unit, Coil with Blower | 4TTR5024E1 |  | 4TXCB003CC3 | 13 | 16 | Yes | Yes | 2011-01-21 |  | 2
FALSE | 4TTR6024B1 | 3503 | 3427185 | TRANE | 4TTR5024E1 | AC | Split System: Air-Cooled Condensing Unit, Coil with Blower | 4TTR5024E1 |  | 4TXCB003CC3 | 13 | 16 | Yes | Yes | 2011-01-21 |  | 2
FALSE | 4TTR6024B1 | 3503 | 3427186 | TRANE | 4TTR5024E1 | AC | Split System: Air-Cooled Condensing Unit, Coil with Blower | 4TTR5024E1 |  | 4TXCB003CC3 | 13 | 16 | Yes | Yes | 2011-01-21 |  | 2
FALSE | 4TTR6024B1 | 3503 | 3427188 | TRANE | 4TTR5024E1 | AC | Split System: Air-Cooled Condensing Unit, Coil with Blower | 4TTR5024E1 |  | 4TXCB003CC3 | 13 | 16 | Yes | Yes | 2011-01-21 |  | 2
FALSE | 4TTR6024B1 | 3503 | 3427191 | TRANE | 4TTR5024E1 | AC | Split System: Air-Cooled Condensing Unit, Coil with Blower | 4TTR5024E1 |  | 4TXCB003CC3 | 13 | 16 | Yes | Yes | 2011-01-21 |  | 2
FALSE | 4TTR6024B1 | 3503 | 3427192 | TRANE | 4TTR5024E1 | AC | Split System: Air-Cooled Condensing Unit, Coil with Blower | 4TTR5024E1 |  | 4TXCB003CC3 | 13 | 16 | Yes | Yes | 2011-01-21 |  | 2
FALSE | 4TTR6024B1 | 3503 | 3427193 | TRANE | 4TTR5024E1 | AC | Split System: Air-Cooled Condensing Unit, Coil with Blower | 4TTR5024E1 |  | 4TXCB003CC3 | 13 | 16 | Yes | Yes | 2011-01-21 |  | 2
FALSE | 4TTR6024B1 | 3503 | 3427194 | TRANE | 4TTR5024E1 | AC | Split System: Air-Cooled Condensing Unit, Coil with Blower | 4TTR5024E1 |  | 4TXCB003CC3 | 13 | 16 | Yes | Yes | 2011-01-21 |  | 2
FALSE | 4TTR6024B1 | 3503 | 3427195 | TRANE | 4TTR5024E1 | AC | Split System: Air-Cooled Condensing Unit, Coil with Blower | 4TTR5024E1 |  | 4TXCB003CC3 | 13 | 16 | Yes | Yes | 2011-01-21 |  | 2
FALSE | 4TTR6024B1 | 3503 | 3427196 | TRANE | 4TTR5024E1 | AC | Split System: Air-Cooled Condensing Unit, Coil with Blower | 4TTR5024E1 |  | 4TXCB003CC3 | 13 | 16 | Yes | Yes | 2011-01-21 |  | 2
FALSE | 4TTR6024B1 | 3503 | 3427197 | TRANE | 4TTR5024E1 | AC | Split System: Air-Cooled Condensing Unit, Coil with Blower | 4TTR5024E1 |  | 4TXCB003CC3 | 13 | 16 | Yes | Yes | 2011-01-21 |  | 2
FALSE | 4TTR6024B1 | 3503 | 3427200 | TRANE | 4TTR5024E1 | AC | Split System: Air-Cooled Condensing Unit, Coil with Blower | 4TTR5024E1 |  | 4TXCB003CC3 | 13 | 16 | Yes | Yes | 2011-01-21 |  | 2
FALSE | 4TTR6024B1 | 3503 | 3427202 | TRANE | 4TTR5024E1 | AC | Split System: Air-Cooled Condensing Unit, Coil with Blower | 4TTR5024E1 |  | 4TXCB004CC3 | 13 | 16 | Yes | Yes | 2011-01-21 |  | 2
FALSE | 4TTR6024B1 | 3503 | 3427211 | TRANE | 4TTR5024E1 | AC | Split System: Air-Cooled Condensing Unit, Coil with Blower | 4TTR5024E1 |  | 4TXCB004CC3 | 13 | 16 | Yes | Yes | 2011-01-21 |  | 2
FALSE | 4TTR6024B1 | 3503 | 3427213 | TRANE | 4TTR5024E1 | AC | Split System: Air-Cooled Condensing Unit, Coil with Blower | 4TTR5024E1 |  | 4TXCB004CC3 | 13 | 16 | Yes | Yes | 2011-01-21 |  | 2
FALSE | 4TTR6024B1 | 3503 | 3427215 | TRANE | 4TTR5024E1 | AC | Split System: Air-Cooled Condensing Unit, Coil with Blower | 4TTR5024E1 |  | 4TXCB004CC3 | 13 | 16 | Yes | Yes | 2011-01-21 |  | 2
FALSE | 4TTR6024B1 | 3503 | 3427219 | TRANE | 4TTR5024E1 | AC | Split System: Air-Cooled Condensing Unit, Coil with Blower | 4TTR5024E1 |  | 4TXCB004CC3 | 13 | 16 | Yes | Yes | 2011-01-21 |  | 2
FALSE | 4TTR6024B1 | 3503 | 3427220 | TRANE | 4TTR5024E1 | AC | Split System: Air-Cooled Condensing Unit, Coil with Blower | 4TTR5024E1 |  | 4TXCB004CC3 | 13 | 16 | Yes | Yes | 2011-01-21 |  | 2
FALSE | 4TTR6024B1 | 3503 | 3427221 | TRANE | 4TTR5024E1 | AC | Split System: Air-Cooled Condensing Unit, Coil with Blower | 4TTR5024E1 |  | 4TXCB004CC3 | 13 | 16 | Yes | Yes | 2011-01-21 |  | 2
FALSE | 4TTR6024B1 | 3503 | 3427222 | TRANE | 4TTR5024E1 | AC | Split System: Air-Cooled Condensing Unit, Coil with Blower | 4TTR5024E1 |  | 4TXCB004CC3 | 13 | 16 | Yes | Yes | 2011-01-21 |  | 2
FALSE | 4TTR6024B1 | 3503 | 3427224 | TRANE | 4TTR5024E1 | AC | Split System: Air-Cooled Condensing Unit, Coil with Blower | 4TTR5024E1 |  | 4TXCB004CC3 | 13 | 16 | Yes | Yes | 2011-01-21 |  | 2
FALSE | 4TTR6024B1 | 3503 | 3427225 | TRANE | 4TTR5024E1 | AC | Split System: Air-Cooled Condensing Unit, Coil with Blower | 4TTR5024E1 |  | 4TXCB004CC3 | 13 | 16 | Yes | Yes | 2011-01-21 |  | 2
FALSE | 4TTR6024B1 | 3503 | 3427275 | TRANE | 4TTR5024E1 | AC | Split System: Air-Cooled Condensing Unit, Coil with Blower | 4TTR5024E1 |  | 4TXCB031BC3 | 13 | 16 | Yes | Yes | 2011-01-21 |  | 2
FALSE | 4TTR6024B1 | 3503 | 3427276 | TRANE | 4TTR5024E1 | AC | Split System: Air-Cooled Condensing Unit, Coil with Blower | 4TTR5024E1 |  | 4TXCB031BC3 | 13 | 16 | Yes | Yes | 2011-01-21 |  | 2
FALSE | 4TTR6024B1 | 3503 | 3427277 | TRANE | 4TTR5024E1 | AC | Split System: Air-Cooled Condensing Unit, Coil with Blower | 4TTR5024E1 |  | 4TXCB031BC3 | 13 | 15.5 | Yes | Yes | 2011-01-21 |  | 1
FALSE | 4TTR6024B1 | 3503 | 3427281 | TRANE | 4TTR5024E1 | AC | Split System: Air-Cooled Condensing Unit, Coil with Blower | 4TTR5024E1 |  | 4TXCB031BC3 | 13 | 16 | Yes | Yes | 2011-01-21 |  | 2
FALSE | 4TTR6024B1 | 3503 | 3427282 | TRANE | 4TTR5024E1 | AC | Split System: Air-Cooled Condensing Unit, Coil with Blower | 4TTR5024E1 |  | 4TXCB031BC3 | 13 | 16 | Yes | Yes | 2011-01-21 |  | 2
FALSE | 4TTR6024B1 | 3503 | 3427283 | TRANE | 4TTR5024E1 | AC | Split System: Air-Cooled Condensing Unit, Coil with Blower | 4TTR5024E1 |  | 4TXCB031BC3 | 13 | 15.5 | Yes | Yes | 2011-01-21 |  | 1
FALSE | 4TTR6024B1 | 3503 | 3427284 | TRANE | 4TTR5024E1 | AC | Split System: Air-Cooled Condensing Unit, Coil with Blower | 4TTR5024E1 |  | 4TXCB031BC3 | 13 | 16 | Yes | Yes | 2011-01-21 |  | 2
FALSE | 4TTR6024B1 | 3503 | 3427288 | TRANE | 4TTR5024E1 | AC | Split System: Air-Cooled Condensing Unit, Coil with Blower | 4TTR5024E1 |  | 4TXCB031BC3 | 13 | 16 | Yes | Yes | 2011-01-21 |  | 2
FALSE | 4TTR6024B1 | 3503 | 3427289 | TRANE | 4TTR5024E1 | AC | Split System: Air-Cooled Condensing Unit, Coil with Blower | 4TTR5024E1 |  | 4TXCB031BC3 | 13 | 16 | Yes | Yes | 2011-01-21 |  | 2
FALSE | 4TTR6024B1 | 3503 | 3427295 | TRANE | 4TTR5024E1 | AC | Split System: Air-Cooled Condensing Unit, Coil with Blower | 4TTR5024E1 |  | 4TXCB032BC3 | 13 | 16 | Yes | Yes | 2011-01-21 |  | 2
FALSE | 4TTR6024B1 | 3503 | 3427296 | TRANE | 4TTR5024E1 | AC | Split System: Air-Cooled Condensing Unit, Coil with Blower | 4TTR5024E1 |  | 4TXCB032BC3 | 13 | 16 | Yes | Yes | 2011-01-21 |  | 2
FALSE | 4TTR6024B1 | 3503 | 3427297 | TRANE | 4TTR5024E1 | AC | Split System: Air-Cooled Condensing Unit, Coil with Blower | 4TTR5024E1 |  | 4TXCB032BC3 | 13 | 16 | Yes | Yes | 2011-01-21 |  | 2
FALSE | 4TTR6024B1 | 3503 | 3427298 | TRANE | 4TTR5024E1 | AC | Split System: Air-Cooled Condensing Unit, Coil with Blower | 4TTR5024E1 |  | 4TXCB032BC3 | 13 | 16 | Yes | Yes | 2011-01-21 |  | 2
FALSE | 4TTR6024B1 | 3503 | 3427299 | TRANE | 4TTR5024E1 | AC | Split System: Air-Cooled Condensing Unit, Coil with Blower | 4TTR5024E1 |  | 4TXCB032BC3 | 13 | 16 | Yes | Yes | 2011-01-21 |  | 2
FALSE | 4TTR6024B1 | 3503 | 3427302 | TRANE | 4TTR5024E1 | AC | Split System: Air-Cooled Condensing Unit, Coil with Blower | 4TTR5024E1 |  | 4TXCB032BC3 | 13 | 16 | Yes | Yes | 2011-01-21 |  | 2
FALSE | 4TTR6024B1 | 3503 | 3427303 | TRANE | 4TTR5024E1 | AC | Split System: Air-Cooled Condensing Unit, Coil with Blower | 4TTR5024E1 |  | 4TXCB032BC3 | 13 | 16 | Yes | Yes | 2011-01-21 |  | 2
FALSE | 4TTR6024B1 | 3503 | 3427304 | TRANE | 4TTR5024E1 | AC | Split System: Air-Cooled Condensing Unit, Coil with Blower | 4TTR5024E1 |  | 4TXCB032BC3 | 13 | 16 | Yes | Yes | 2011-01-21 |  | 2
FALSE | 4TTR6024B1 | 3503 | 3427305 | TRANE | 4TTR5024E1 | AC | Split System: Air-Cooled Condensing Unit, Coil with Blower | 4TTR5024E1 |  | 4TXCB032BC3 | 13 | 16 | Yes | Yes | 2011-01-21 |  | 2
FALSE | 4TTR6024B1 | 3503 | 3427307 | TRANE | 4TTR5024E1 | AC | Split System: Air-Cooled Condensing Unit, Coil with Blower | 4TTR5024E1 |  | 4TXCB032BC3 | 13 | 16 | Yes | Yes | 2011-01-21 |  | 2
FALSE | 4TTR6024B1 | 3503 | 3427308 | TRANE | 4TTR5024E1 | AC | Split System: Air-Cooled Condensing Unit, Coil with Blower | 4TTR5024E1 |  | 4TXCB032BC3 | 13 | 16 | Yes | Yes | 2011-01-21 |  | 2
FALSE | 4TTR6024B1 | 3503 | 3427310 | TRANE | 4TTR5024E1 | AC | Split System: Air-Cooled Condensing Unit, Coil with Blower | 4TTR5024E1 |  | 4TXCB032BC3 | 13 | 16 | Yes | Yes | 2011-01-21 |  | 2
FALSE | 4TTR6024B1 | 3503 | 3427311 | TRANE | 4TTR5024E1 | AC | Split System: Air-Cooled Condensing Unit, Coil with Blower | 4TTR5024E1 |  | 4TXCB032BC3 | 13 | 16 | Yes | Yes | 2011-01-21 |  | 2
FALSE | 4TTR6024B1 | 3503 | 3427360 | TRANE | 4TTR5024E1 | AC | Split System: Air-Cooled Condensing Unit, Coil with Blower | 4TTR5024E1 |  | 4TXCB042BC3 | 13 | 16 | Yes | Yes | 2011-01-21 |  | 2
FALSE | 4TTR6024B1 | 3503 | 3427366 | TRANE | 4TTR5024E1 | AC | Split System: Air-Cooled Condensing Unit, Coil with Blower | 4TTR5024E1 |  | 4TXCB042BC3 | 13 | 16 | Yes | Yes | 2011-01-21 |  | 2
FALSE | 4TTR6024B1 | 3503 | 3427368 | TRANE | 4TTR5024E1 | AC | Split System: Air-Cooled Condensing Unit, Coil with Blower | 4TTR5024E1 |  | 4TXCB048BC3 | 13 | 16 | Yes | Yes | 2011-01-21 |  | 2
FALSE | 4TTR6024B1 | 3503 | 3427369 | TRANE | 4TTR5024E1 | AC | Split System: Air-Cooled Condensing Unit, Coil with Blower | 4TTR5024E1 |  | 4TXCB048BC3 | 13 | 16 | Yes | Yes | 2011-01-21 |  | 2
FALSE | 4TTR6024B1 | 3503 | 3427372 | TRANE | 4TTR5024E1 | AC | Split System: Air-Cooled Condensing Unit, Coil with Blower | 4TTR5024E1 |  | 4TXCB048BC3 | 13 | 16 | Yes | Yes | 2011-01-21 |  | 2
FALSE | 4TTR6024B1 | 3503 | 3427375 | TRANE | 4TTR5024E1 | AC | Split System: Air-Cooled Condensing Unit, Coil with Blower | 4TTR5024E1 |  | 4TXCB048BC3 | 13 | 16 | Yes | Yes | 2011-01-21 |  | 2
FALSE | 4TTR6024B1 | 3503 | 3427376 | TRANE | 4TTR5024E1 | AC | Split System: Air-Cooled Condensing Unit, Coil with Blower | 4TTR5024E1 |  | 4TXCB048BC3 | 13 | 16 | Yes | Yes | 2011-01-21 |  | 2
FALSE | 4TTR6024B1 | 3503 | 3427377 | TRANE | 4TTR5024E1 | AC | Split System: Air-Cooled Condensing Unit, Coil with Blower | 4TTR5024E1 |  | 4TXCB048BC3 | 13 | 16 | Yes | Yes | 2011-01-21 |  | 2
FALSE | 4TTR6024B1 | 3503 | 3427378 | TRANE | 4TTR5024E1 | AC | Split System: Air-Cooled Condensing Unit, Coil with Blower | 4TTR5024E1 |  | 4TXCB048BC3 | 13 | 16 | Yes | Yes | 2011-01-21 |  | 2
FALSE | 4TTR6024B1 | 3503 | 3427379 | TRANE | 4TTR5024E1 | AC | Split System: Air-Cooled Condensing Unit, Coil with Blower | 4TTR5024E1 |  | 4TXCB048BC3 | 13 | 16 | Yes | Yes | 2011-01-21 |  | 2
FALSE | 4TTR6024B1 | 3503 | 3427380 | TRANE | 4TTR5024E1 | AC | Split System: Air-Cooled Condensing Unit, Coil with Blower | 4TTR5024E1 |  | 4TXCB048BC3 | 13 | 16 | Yes | Yes | 2011-01-21 |  | 2
FALSE | 4TTR6024B1 | 3503 | 3427384 | TRANE | 4TTR5024E1 | AC | Split System: Air-Cooled Condensing Unit, Coil with Blower | 4TTR5024E1 |  | 4TXCB048BC3 | 13 | 16 | Yes | Yes | 2011-01-21 |  | 2
FALSE | 4TTR6024B1 | 3503 | 3427386 | TRANE | 4TTR5024E1 | AC | Split System: Air-Cooled Condensing Unit, Coil with Blower | 4TTR5024E1 |  | 4TXCB048BC3 | 13 | 16 | Yes | Yes | 2011-01-21 |  | 2
FALSE | 4TTR6024B1 | 3503 | 3427392 | TRANE | 4TTR5024E1 | AC | Split System: Air-Cooled Condensing Unit, Coil with Blower | 4TTR5024E1 |  | 4TXCC005CC3 | 13 | 16 | Yes | Yes | 2011-01-21 |  | 2
FALSE | 4TTR6024B1 | 3503 | 3427393 | TRANE | 4TTR5024E1 | AC | Split System: Air-Cooled Condensing Unit, Coil with Blower | 4TTR5024E1 |  | 4TXCC005CC3 | 13 | 16 | Yes | Yes | 2011-01-21 |  | 2
FALSE | 4TTR6024B1 | 3503 | 3427397 | TRANE | 4TTR5024E1 | AC | Split System: Air-Cooled Condensing Unit, Coil with Blower | 4TTR5024E1 |  | 4TXCC005CC3 | 13 | 16 | Yes | Yes | 2011-01-21 |  | 2
FALSE | 4TTR6024B1 | 3503 | 3427398 | TRANE | 4TTR5024E1 | AC | Split System: Air-Cooled Condensing Unit, Coil with Blower | 4TTR5024E1 |  | 4TXCC005CC3 | 13 | 16 | Yes | Yes | 2011-01-21 |  | 2
FALSE | 4TTR6024B1 | 3503 | 3427399 | TRANE | 4TTR5024E1 | AC | Split System: Air-Cooled Condensing Unit, Coil with Blower | 4TTR5024E1 |  | 4TXCC005CC3 | 13 | 16 | Yes | Yes | 2011-01-21 |  | 2
FALSE | 4TTR6024B1 | 3503 | 3427401 | TRANE | 4TTR5024E1 | AC | Split System: Air-Cooled Condensing Unit, Coil with Blower | 4TTR5024E1 |  | 4TXCC005CC3 | 13 | 16 | Yes | Yes | 2011-01-21 |  | 2
FALSE | 4TTR6024B1 | 3503 | 3427402 | TRANE | 4TTR5024E1 | AC | Split System: Air-Cooled Condensing Unit, Coil with Blower | 4TTR5024E1 |  | 4TXCC005CC3 | 13 | 16 | Yes | Yes | 2011-01-21 |  | 2
FALSE | 4TTR6024B1 | 3503 | 3427403 | TRANE | 4TTR5024E1 | AC | Split System: Air-Cooled Condensing Unit, Coil with Blower | 4TTR5024E1 |  | 4TXCC005CC3 | 13 | 16 | Yes | Yes | 2011-01-21 |  | 2
FALSE | 4TTR6024B1 | 3503 | 3427410 | TRANE | 4TTR5024E1 | AC | Split System: Air-Cooled Condensing Unit, Coil with Blower | 4TTR5024E1 |  | 4TXCC005CC3 | 13 | 16 | Yes | Yes | 2011-01-21 |  | 2
FALSE | 4TTR6024B1 | 3503 | 3427443 | TRANE | 4TTR5024E1 | AC | Split System: Air-Cooled Condensing Unit, Coil with Blower | 4TTR5024E1 |  | 4TXCC007CC3 | 13 | 16 | Yes | Yes | 2011-01-21 |  | 2
FALSE | 4TTR6024B1 | 3503 | 3427444 | TRANE | 4TTR5024E1 | AC | Split System: Air-Cooled Condensing Unit, Coil with Blower | 4TTR5024E1 |  | 4TXCC007CC3 | 13 | 16 | Yes | Yes | 2011-01-21 |  | 2
FALSE | 4TTR6024B1 | 3503 | 3427445 | TRANE | 4TTR5024E1 | AC | Split System: Air-Cooled Condensing Unit, Coil with Blower | 4TTR5024E1 |  | 4TXCC007CC3 | 13 | 16 | Yes | Yes | 2011-01-21 |  | 2
FALSE | 4TTR6024B1 | 3503 | 3427446 | TRANE | 4TTR5024E1 | AC | Split System: Air-Cooled Condensing Unit, Coil with Blower | 4TTR5024E1 |  | 4TXCC007CC3 | 13 | 16 | Yes | Yes | 2011-01-21 |  | 2
FALSE | 4TTR6024B1 | 3503 | 3427448 | TRANE | 4TTR5024E1 | AC | Split System: Air-Cooled Condensing Unit, Coil with Blower | 4TTR5024E1 |  | 4TXCC007CC3 | 13 | 16 | Yes | Yes | 2011-01-21 |  | 2
FALSE | 4TTR6024B1 | 3503 | 3427449 | TRANE | 4TTR5024E1 | AC | Split System: Air-Cooled Condensing Unit, Coil with Blower | 4TTR5024E1 |  | 4TXCC007CC3 | 13 | 16 | Yes | Yes | 2011-01-21 |  | 2
FALSE | 4TTR6024B1 | 3503 | 3427451 | TRANE | 4TTR5024E1 | AC | Split System: Air-Cooled Condensing Unit, Coil with Blower | 4TTR5024E1 |  | 4TXCC007CC3 | 13 | 16 | Yes | Yes | 2011-01-21 |  | 2
FALSE | 4TTR6024B1 | 3503 | 3427452 | TRANE | 4TTR5024E1 | AC | Split System: Air-Cooled Condensing Unit, Coil with Blower | 4TTR5024E1 |  | 4TXCC007CC3 | 13 | 16 | Yes | Yes | 2011-01-21 |  | 2
FALSE | 4TTR6024B1 | 3503 | 3427453 | TRANE | 4TTR5024E1 | AC | Split System: Air-Cooled Condensing Unit, Coil with Blower | 4TTR5024E1 |  | 4TXCC007CC3 | 13 | 16 | Yes | Yes | 2011-01-21 |  | 2
FALSE | 4TTR6024B1 | 3503 | 3427460 | TRANE | 4TTR5024E1 | AC | Split System: Air-Cooled Condensing Unit, Coil with Blower | 4TTR5024E1 |  | 4TXCC007CC3 | 13 | 16 | Yes | Yes | 2011-01-21 |  | 2
FALSE | 4TTR6024B1 | 3503 | 3427462 | TRANE | 4TTR5024E1 | AC | Split System: Air-Cooled Condensing Unit, Coil with Blower | 4TTR5024E1 |  | 4TXCC007CC3 | 13 | 16 | Yes | Yes | 2011-01-21 |  | 2
FALSE | 4TTR6024B1 | 3503 | 3427464 | TRANE | 4TTR5024E1 | AC | Split System: Air-Cooled Condensing Unit, Coil with Blower | 4TTR5024E1 |  | 4TXCC008CC3 | 13 | 16 | Yes | Yes | 2011-01-21 |  | 2
FALSE | 4TTR6024B1 | 3503 | 3427465 | TRANE | 4TTR5024E1 | AC | Split System: Air-Cooled Condensing Unit, Coil with Blower | 4TTR5024E1 |  | 4TXCC008CC3 | 13 | 16 | Yes | Yes | 2011-01-21 |  | 2
FALSE | 4TTR6024B1 | 3503 | 3427466 | TRANE | 4TTR5024E1 | AC | Split System: Air-Cooled Condensing Unit, Coil with Blower | 4TTR5024E1 |  | 4TXCC008CC3 | 13 | 16 | Yes | Yes | 2011-01-21 |  | 2
FALSE | 4TTR6024B1 | 3503 | 3427473 | TRANE | 4TTR5024E1 | AC | Split System: Air-Cooled Condensing Unit, Coil with Blower | 4TTR5024E1 |  | 4TXCC008CC3 | 13 | 16 | Yes | Yes | 2011-01-21 |  | 2
FALSE | 4TTR6024B1 | 3503 | 3427474 | TRANE | 4TTR5024E1 | AC | Split System: Air-Cooled Condensing Unit, Coil with Blower | 4TTR5024E1 |  | 4TXCC008CC3 | 13 | 16 | Yes | Yes | 2011-01-21 |  | 2
FALSE | 4TTR6024B1 | 3503 | 3427475 | TRANE | 4TTR5024E1 | AC | Split System: Air-Cooled Condensing Unit, Coil with Blower | 4TTR5024E1 |  | 4TXCC008CC3 | 13 | 16 | Yes | Yes | 2011-01-21 |  | 2
FALSE | 4TTR6024B1 | 3503 | 3427476 | TRANE | 4TTR5024E1 | AC | Split System: Air-Cooled Condensing Unit, Coil with Blower | 4TTR5024E1 |  | 4TXCC008CC3 | 13 | 16 | Yes | Yes | 2011-01-21 |  | 2
FALSE | 4TTR6024B1 | 3503 | 3427477 | TRANE | 4TTR5024E1 | AC | Split System: Air-Cooled Condensing Unit, Coil with Blower | 4TTR5024E1 |  | 4TXCC008CC3 | 13 | 16 | Yes | Yes | 2011-01-21 |  | 2
FALSE | 4TTR6024B1 | 3503 | 3427480 | TRANE | 4TTR5024E1 | AC | Split System: Air-Cooled Condensing Unit, Coil with Blower | 4TTR5024E1 |  | 4TXCC008CC3 | 13 | 16 | Yes | Yes | 2011-01-21 |  | 2
FALSE | 4TTR6024B1 | 3503 | 3427484 | TRANE | 4TTR5024E1 | AC | Split System: Air-Cooled Condensing Unit, Coil with Blower | 4TTR5024E1 |  | 4TXCC008CC3 | 13 | 16 | Yes | Yes | 2011-01-21 |  | 2
FALSE | 4TTR6024B1 | 3503 | 3427486 | TRANE | 4TTR5024E1 | AC | Split System: Air-Cooled Condensing Unit, Coil with Blower | 4TTR5024E1 |  | 4TXCC008CC3 | 13 | 16 | Yes | Yes | 2011-01-21 |  | 2
FALSE | 4TTR6024B1 | 3503 | 3427532 | TRANE | 4TTR5024E1 | AC | Split System: Air-Cooled Condensing Unit, Coil with Blower | 4TTR5024E1 |  | 4TXCC043BC3 | 13 | 16 | Yes | Yes | 2011-01-21 |  | 2
FALSE | 4TTR6024B1 | 3503 | 3427535 | TRANE | 4TTR5024E1 | AC | Split System: Air-Cooled Condensing Unit, Coil with Blower | 4TTR5024E1 |  | 4TXCC043BC3 | 13 | 16 | Yes | Yes | 2011-01-21 |  | 2
FALSE | 4TTR6024B1 | 3503 | 3427538 | TRANE | 4TTR5024E1 | AC | Split System: Air-Cooled Condensing Unit, Coil with Blower | 4TTR5024E1 |  | 4TXCC043BC3 | 13 | 16 | Yes | Yes | 2011-01-21 |  | 2
FALSE | 4TTR6024B1 | 3503 | 3427539 | TRANE | 4TTR5024E1 | AC | Split System: Air-Cooled Condensing Unit, Coil with Blower | 4TTR5024E1 |  | 4TXCC043BC3 | 13 | 16 | Yes | Yes | 2011-01-21 |  | 2
FALSE | 4TTR6024B1 | 3503 | 3427540 | TRANE | 4TTR5024E1 | AC | Split System: Air-Cooled Condensing Unit, Coil with Blower | 4TTR5024E1 |  | 4TXCC043BC3 | 13 | 16 | Yes | Yes | 2011-01-21 |  | 2
FALSE | 4TTR6024B1 | 3503 | 3427542 | TRANE | 4TTR5024E1 | AC | Split System: Air-Cooled Condensing Unit, Coil with Blower | 4TTR5024E1 |  | 4TXCC043BC3 | 13 | 16 | Yes | Yes | 2011-01-21 |  | 2
FALSE | 4TTR6024B1 | 3503 | 3427543 | TRANE | 4TTR5024E1 | AC | Split System: Air-Cooled Condensing Unit, Coil with Blower | 4TTR5024E1 |  | 4TXCC043BC3 | 13 | 16 | Yes | Yes | 2011-01-21 |  | 2
FALSE | 4TTR6024B1 | 3503 | 3427544 | TRANE | 4TTR5024E1 | AC | Split System: Air-Cooled Condensing Unit, Coil with Blower | 4TTR5024E1 |  | 4TXCC043BC3 | 13 | 16 | Yes | Yes | 2011-01-21 |  | 2
FALSE | 4TTR6024B1 | 3503 | 3427546 | TRANE | 4TTR5024E1 | AC | Split System: Air-Cooled Condensing Unit, Coil with Blower | 4TTR5024E1 |  | 4TXCC044BC3 | 13 | 16 | Yes | Yes | 2011-01-21 |  | 2
FALSE | 4TTR6024B1 | 3503 | 3427548 | TRANE | 4TTR5024E1 | AC | Split System: Air-Cooled Condensing Unit, Coil with Blower | 4TTR5024E1 |  | 4TXCC044BC3 | 13 | 16 | Yes | Yes | 2011-01-21 |  | 2
FALSE | 4TTR6024B1 | 3503 | 3427551 | TRANE | 4TTR5024E1 | AC | Split System: Air-Cooled Condensing Unit, Coil with Blower | 4TTR5024E1 |  | 4TXCC044BC3 | 13 | 16 | Yes | Yes | 2011-01-21 |  | 2
FALSE | 4TTR6024B1 | 3503 | 3427552 | TRANE | 4TTR5024E1 | AC | Split System: Air-Cooled Condensing Unit, Coil with Blower | 4TTR5024E1 |  | 4TXCC044BC3 | 13 | 16 | Yes | Yes | 2011-01-21 |  | 2
FALSE | 4TTR6024B1 | 3503 | 3427553 | TRANE | 4TTR5024E1 | AC | Split System: Air-Cooled Condensing Unit, Coil with Blower | 4TTR5024E1 |  | 4TXCC044BC3 | 13 | 16 | Yes | Yes | 2011-01-21 |  | 2
FALSE | 4TTR6024B1 | 3503 | 3427554 | TRANE | 4TTR5024E1 | AC | Split System: Air-Cooled Condensing Unit, Coil with Blower | 4TTR5024E1 |  | 4TXCC044BC3 | 13 | 16 | Yes | Yes | 2011-01-21 |  | 2
FALSE | 4TTR6024B1 | 3503 | 3427555 | TRANE | 4TTR5024E1 | AC | Split System: Air-Cooled Condensing Unit, Coil with Blower | 4TTR5024E1 |  | 4TXCC044BC3 | 13 | 16 | Yes | Yes | 2011-01-21 |  | 2
FALSE | 4TTR6024B1 | 3503 | 3427561 | TRANE | 4TTR5024E1 | AC | Split System: Air-Cooled Condensing Unit, Coil with Blower | 4TTR5024E1 |  | 4TXCC044BC3 | 13 | 16 | Yes | Yes | 2011-01-21 |  | 2
FALSE | 4TTR6024B1 | 3503 | 3427563 | TRANE | 4TTR5024E1 | AC | Split System: Air-Cooled Condensing Unit, Coil with Blower | 4TTR5024E1 |  | 4TXCC044BC3 | 13 | 16 | Yes | Yes | 2011-01-21 |  | 2
FALSE | 4TTR6024B1 | 3503 | 3427564 | TRANE | 4TTR5024E1 | AC | Split System: Air-Cooled Condensing Unit, Coil with Blower | 4TTR5024E1 |  | 4TXCC044BC3 | 13 | 16 | Yes | Yes | 2011-01-21 |  | 2
FALSE | 4TTR6024B1 | 3503 | 3427568 | TRANE | 4TTR5024E1 | AC | Split System: Air-Cooled Condensing Unit, Coil with Blower | 4TTR5024E1 |  | 4TXCC044BC3 | 13 | 16 | Yes | Yes | 2011-01-21 |  | 2
FALSE | 4TTR6024B1 | 3503 | 3427569 | TRANE | 4TTR5024E1 | AC | Split System: Air-Cooled Condensing Unit, Coil with Blower | 4TTR5024E1 |  | 4TXCD009CC3 | 13 | 16 | Yes | Yes | 2011-01-21 |  | 2
FALSE | 4TTR6024B1 | 3503 | 3427570 | TRANE | 4TTR5024E1 | AC | Split System: Air-Cooled Condensing Unit, Coil with Blower | 4TTR5024E1 |  | 4TXCD009CC3 | 13 | 16 | Yes | Yes | 2011-01-21 |  | 2
FALSE | 4TTR6024B1 | 3503 | 3427577 | TRANE | 4TTR5024E1 | AC | Split System: Air-Cooled Condensing Unit, Coil with Blower | 4TTR5024E1 |  | 4TXCD009CC3 | 13 | 16 | Yes | Yes | 2011-01-21 |  | 2
FALSE | 4TTR6024B1 | 3503 | 3427744 | TRANE | 4TTR5024E1 | AC | Split System: Air-Cooled Condensing Unit, Coil with Blower | 4TTR5024E1 |  | 4TXCD009CC3 | 13 | 16 | Yes | Yes | 2011-01-21 |  | 2
FALSE | 4TTR6024B1 | 3503 | 3427745 | TRANE | 4TTR5024E1 | AC | Split System: Air-Cooled Condensing Unit, Coil with Blower | 4TTR5024E1 |  | 4TXCD010CC3 | 13 | 16 | Yes | Yes | 2011-01-21 |  | 2
FALSE | 4TTR6024B1 | 3503 | 3428008 | AMERICAN STANDARD, INC. | 4A7A5024E1 | AC | Split System: Air-Cooled Condensing Unit, Coil with Blower | 4TTR5024E1 |  | 4CXCA024CC3 | 13 | 15 | Yes | Yes | 2011-02-28 |  | 1
FALSE | 4TTR6024B1 | 3503 | 3428009 | AMERICAN STANDARD, INC. | 4A7A5024E1 | AC | Split System: Air-Cooled Condensing Unit, Coil with Blower | 4TTR5024E1 |  | 4CXCA024CC3 | 13 | 14.5 | Yes | Yes | 2011-02-28 |  | 0
FALSE | 4TTR6024B1 | 3503 | 3428012 | AMERICAN STANDARD, INC. | 4A7A5024E1 | AC | Split System: Air-Cooled Condensing Unit, Coil with Blower | 4TTR5024E1 |  | 4CXCA024CC3 | 13 | 14.5 | Yes | Yes | 2011-02-28 |  | 0
FALSE | 4TTR6024B1 | 3503 | 3428019 | AMERICAN STANDARD, INC. | 4A7A5024E1 | AC | Split System: Air-Cooled Condensing Unit, Coil with Blower | 4TTR5024E1 |  | 4CXCA024CC3 | 13 | 14.5 | Yes | Yes | 2011-02-28 |  | 0
FALSE | 4TTR6024B1 | 3503 | 3428021 | AMERICAN STANDARD, INC. | 4A7A5024E1 | AC | Split System: Air-Cooled Condensing Unit, Coil with Blower | 4TTR5024E1 |  | 4CXCB025CC3 | 13 | 16 | Yes | Yes | 2011-02-28 |  | 2
FALSE | 4TTR6024B1 | 3503 | 3428024 | AMERICAN STANDARD, INC. | 4A7A5024E1 | AC | Split System: Air-Cooled Condensing Unit, Coil with Blower | 4TTR5024E1 |  | 4CXCB025CC3 | 13 | 16 | Yes | Yes | 2011-02-28 |  | 2
FALSE | 4TTR6024B1 | 3503 | 3428028 | AMERICAN STANDARD, INC. | 4A7A5024E1 | AC | Split System: Air-Cooled Condensing Unit, Coil with Blower | 4TTR5024E1 |  | 4CXCB025CC3 | 13 | 16 | Yes | Yes | 2011-02-28 |  | 2
FALSE | 4TTR6024B1 | 3503 | 3428030 | AMERICAN STANDARD, INC. | 4A7A5024E1 | AC | Split System: Air-Cooled Condensing Unit, Coil with Blower | 4TTR5024E1 |  | 4CXCB025CC3 | 13 | 16 | Yes | Yes | 2011-02-28 |  | 2
FALSE | 4TTR6024B1 | 3503 | 3428031 | AMERICAN STANDARD, INC. | 4A7A5024E1 | AC | Split System: Air-Cooled Condensing Unit, Coil with Blower | 4TTR5024E1 |  | 4CXCB025CC3 | 13 | 15.5 | Yes | Yes | 2011-02-28 |  | 1
FALSE | 4TTR6024B1 | 3503 | 3428032 | AMERICAN STANDARD, INC. | 4A7A5024E1 | AC | Split System: Air-Cooled Condensing Unit, Coil with Blower | 4TTR5024E1 |  | 4CXCB025CC3 | 13 | 16 | Yes | Yes | 2011-02-28 |  | 2
FALSE | 4TTR6024B1 | 3503 | 3428039 | AMERICAN STANDARD, INC. | 4A7A5024E1 | AC | Split System: Air-Cooled Condensing Unit, Coil with Blower | 4TTR5024E1 |  | 4CXCB025CC3 | 13 | 16 | Yes | Yes | 2011-02-28 |  | 2
FALSE | 4TTR6024B1 | 3503 | 3428048 | AMERICAN STANDARD, INC. | 4A7A5024E1 | AC | Split System: Air-Cooled Condensing Unit, Coil with Blower | 4TTR5024E1 |  | 4CXCB031CC3 | 13 | 16 | Yes | Yes | 2011-02-28 |  | 2
FALSE | 4TTR6024B1 | 3503 | 3428052 | AMERICAN STANDARD, INC. | 4A7A5024E1 | AC | Split System: Air-Cooled Condensing Unit, Coil with Blower | 4TTR5024E1 |  | 4CXCB031CC3 | 13 | 16 | Yes | Yes | 2011-02-28 |  | 2
FALSE | 4TTR6024B1 | 3503 | 3428055 | AMERICAN STANDARD, INC. | 4A7A5024E1 | AC | Split System: Air-Cooled Condensing Unit, Coil with Blower | 4TTR5024E1 |  | 4CXCB031CC3 | 13 | 16 | Yes | Yes | 2011-02-28 |  | 2
FALSE | 4TTR6024B1 | 3503 | 3428058 | AMERICAN STANDARD, INC. | 4A7A5024E1 | AC | Split System: Air-Cooled Condensing Unit, Coil with Blower | 4TTR5024E1 |  | 4CXCB031CC3 | 13 | 16 | Yes | Yes | 2011-02-28 |  | 2
FALSE | 4TTR6024B1 | 3503 | 3428061 | AMERICAN STANDARD, INC. | 4A7A5024E1 | AC | Split System: Air-Cooled Condensing Unit, Coil with Blower | 4TTR5024E1 |  | 4CXCB031CC3 | 13 | 16 | Yes | Yes | 2011-02-28 |  | 2
FALSE | 4TTR6024B1 | 3503 | 3428062 | AMERICAN STANDARD, INC. | 4A7A5024E1 | AC | Split System: Air-Cooled Condensing Unit, Coil with Blower | 4TTR5024E1 |  | 4CXCB031CC3 | 13 | 15.5 | Yes | Yes | 2011-02-28 |  | 1
FALSE | 4TTR6024B1 | 3503 | 3428064 | AMERICAN STANDARD, INC. | 4A7A5024E1 | AC | Split System: Air-Cooled Condensing Unit, Coil with Blower | 4TTR5024E1 |  | 4CXCB031CC3 | 13 | 16 | Yes | Yes | 2011-02-28 |  | 2
FALSE | 4TTR6024B1 | 3503 | 3428065 | AMERICAN STANDARD, INC. | 4A7A5024E1 | AC | Split System: Air-Cooled Condensing Unit, Coil with Blower | 4TTR5024E1 |  | 4CXCB036CC3 | 13 | 16 | Yes | Yes | 2011-02-28 |  | 2
FALSE | 4TTR6024B1 | 3503 | 3428066 | AMERICAN STANDARD, INC. | 4A7A5024E1 | AC | Split System: Air-Cooled Condensing Unit, Coil with Blower | 4TTR5024E1 |  | 4CXCB036CC3 | 13 | 16 | Yes | Yes | 2011-02-28 |  | 2
FALSE | 4TTR6024B1 | 3503 | 3428067 | AMERICAN STANDARD, INC. | 4A7A5024E1 | AC | Split System: Air-Cooled Condensing Unit, Coil with Blower | 4TTR5024E1 |  | 4CXCB036CC3 | 13 | 16 | Yes | Yes | 2011-02-28 |  | 2
FALSE | 4TTR6024B1 | 3503 | 3428072 | AMERICAN STANDARD, INC. | 4A7A5024E1 | AC | Split System: Air-Cooled Condensing Unit, Coil with Blower | 4TTR5024E1 |  | 4CXCB036CC3 | 13 | 16 | Yes | Yes | 2011-02-28 |  | 2
FALSE | 4TTR6024B1 | 3503 | 3428073 | AMERICAN STANDARD, INC. | 4A7A5024E1 | AC | Split System: Air-Cooled Condensing Unit, Coil with Blower | 4TTR5024E1 |  | 4CXCB036CC3 | 13 | 16 | Yes | Yes | 2011-02-28 |  | 2
FALSE | 4TTR6024B1 | 3503 | 3428078 | AMERICAN STANDARD, INC. | 4A7A5024E1 | AC | Split System: Air-Cooled Condensing Unit, Coil with Blower | 4TTR5024E1 |  | 4CXCB036CC3 | 13 | 16 | Yes | Yes | 2011-02-28 |  | 2
FALSE | 4TTR6024B1 | 3503 | 3428080 | AMERICAN STANDARD, INC. | 4A7A5024E1 | AC | Split System: Air-Cooled Condensing Unit, Coil with Blower | 4TTR5024E1 |  | 4CXCB036CC3 | 13 | 16 | Yes | Yes | 2011-02-28 |  | 2
FALSE | 4TTR6024B1 | 3503 | 3428084 | AMERICAN STANDARD, INC. | 4A7A5024E1 | AC | Split System: Air-Cooled Condensing Unit, Coil with Blower | 4TTR5024E1 |  | 4CXCB036CC3 | 13 | 16 | Yes | Yes | 2011-02-28 |  | 2
FALSE | 4TTR6024B1 | 3503 | 3428087 | AMERICAN STANDARD, INC. | 4A7A5024E1 | AC | Split System: Air-Cooled Condensing Unit, Coil with Blower | 4TTR5024E1 |  | 4CXCB042CC3 | 13 | 16 | Yes | Yes | 2011-02-28 |  | 2
FALSE | 4TTR6024B1 | 3503 | 3428088 | AMERICAN STANDARD, INC. | 4A7A5024E1 | AC | Split System: Air-Cooled Condensing Unit, Coil with Blower | 4TTR5024E1 |  | 4CXCB042CC3 | 13 | 16 | Yes | Yes | 2011-02-28 |  | 2
FALSE | 4TTR6024B1 | 3503 | 3428095 | AMERICAN STANDARD, INC. | 4A7A5024E1 | AC | Split System: Air-Cooled Condensing Unit, Coil with Blower | 4TTR5024E1 |  | 4CXCB042CC3 | 13 | 16 | Yes | Yes | 2011-02-28 |  | 2
FALSE | 4TTR6024B1 | 3503 | 3428102 | AMERICAN STANDARD, INC. | 4A7A5024E1 | AC | Split System: Air-Cooled Condensing Unit, Coil with Blower | 4TTR5024E1 |  | 4CXCB042CC3 | 13 | 16 | Yes | Yes | 2011-02-28 |  | 2
FALSE | 4TTR6024B1 | 3503 | 3428103 | AMERICAN STANDARD, INC. | 4A7A5024E1 | AC | Split System: Air-Cooled Condensing Unit, Coil with Blower | 4TTR5024E1 |  | 4CXCB042CC3 | 13 | 16 | Yes | Yes | 2011-02-28 |  | 2
FALSE | 4TTR6024B1 | 3503 | 3428106 | AMERICAN STANDARD, INC. | 4A7A5024E1 | AC | Split System: Air-Cooled Condensing Unit, Coil with Blower | 4TTR5024E1 |  | 4CXCC037CC3 | 13 | 16 | Yes | Yes | 2011-02-28 |  | 2
FALSE | 4TTR6024B1 | 3503 | 3428107 | AMERICAN STANDARD, INC. | 4A7A5024E1 | AC | Split System: Air-Cooled Condensing Unit, Coil with Blower | 4TTR5024E1 |  | 4CXCC037CC3 | 13 | 16 | Yes | Yes | 2011-02-28 |  | 2
FALSE | 4TTR6024B1 | 3503 | 3428111 | AMERICAN STANDARD, INC. | 4A7A5024E1 | AC | Split System: Air-Cooled Condensing Unit, Coil with Blower | 4TTR5024E1 |  | 4CXCC037CC3 | 13 | 16 | Yes | Yes | 2011-02-28 |  | 2
FALSE | 4TTR6024B1 | 3503 | 3428114 | AMERICAN STANDARD, INC. | 4A7A5024E1 | AC | Split System: Air-Cooled Condensing Unit, Coil with Blower | 4TTR5024E1 |  | 4CXCC037CC3 | 13 | 16 | Yes | Yes | 2011-02-28 |  | 2
FALSE | 4TTR6024B1 | 3503 | 3428115 | AMERICAN STANDARD, INC. | 4A7A5024E1 | AC | Split System: Air-Cooled Condensing Unit, Coil with Blower | 4TTR5024E1 |  | 4CXCC037CC3 | 13 | 16 | Yes | Yes | 2011-02-28 |  | 2
FALSE | 4TTR6024B1 | 3503 | 3428220 | AMERICAN STANDARD, INC. | 4A7A5024E1 | AC | Split System: Air-Cooled Condensing Unit, Coil with Blower | 4TTR5024E1 |  | 4TXAB025BC3 | 13 | 16 | Yes | Yes | 2011-02-28 |  | 2
FALSE | 4TTR6024B1 | 3503 | 3428221 | AMERICAN STANDARD, INC. | 4A7A5024E1 | AC | Split System: Air-Cooled Condensing Unit, Coil with Blower | 4TTR5024E1 |  | 4TXAB025BC3 | 13 | 16 | Yes | Yes | 2011-02-28 |  | 2
FALSE | 4TTR6024B1 | 3503 | 3428224 | AMERICAN STANDARD, INC. | 4A7A5024E1 | AC | Split System: Air-Cooled Condensing Unit, Coil with Blower | 4TTR5024E1 |  | 4TXAB025BC3 | 13 | 16 | Yes | Yes | 2011-02-28 |  | 2
FALSE | 4TTR6024B1 | 3503 | 3428225 | AMERICAN STANDARD, INC. | 4A7A5024E1 | AC | Split System: Air-Cooled Condensing Unit, Coil with Blower | 4TTR5024E1 |  | 4TXAB025BC3 | 13 | 16 | Yes | Yes | 2011-02-28 |  | 2
FALSE | 4TTR6024B1 | 3503 | 3428226 | AMERICAN STANDARD, INC. | 4A7A5024E1 | AC | Split System: Air-Cooled Condensing Unit, Coil with Blower | 4TTR5024E1 |  | 4TXAB025BC3 | 13 | 16 | Yes | Yes | 2011-02-28 |  | 2
FALSE | 4TTR6024B1 | 3503 | 3428232 | AMERICAN STANDARD, INC. | 4A7A5024E1 | AC | Split System: Air-Cooled Condensing Unit, Coil with Blower | 4TTR5024E1 |  | 4TXAB025BC3 | 13 | 15.5 | Yes | Yes | 2011-02-28 |  | 1
FALSE | 4TTR6024B1 | 3503 | 3428233 | AMERICAN STANDARD, INC. | 4A7A5024E1 | AC | Split System: Air-Cooled Condensing Unit, Coil with Blower | 4TTR5024E1 |  | 4TXAB025BC3 | 13 | 16 | Yes | Yes | 2011-02-28 |  | 2
FALSE | 4TTR6024B1 | 3503 | 3428234 | AMERICAN STANDARD, INC. | 4A7A5024E1 | AC | Split System: Air-Cooled Condensing Unit, Coil with Blower | 4TTR5024E1 |  | 4TXAB025BC3 | 13 | 16 | Yes | Yes | 2011-02-28 |  | 2
FALSE | 4TTR6024B1 | 3503 | 3428252 | AMERICAN STANDARD, INC. | 4A7A5024E1 | AC | Split System: Air-Cooled Condensing Unit, Coil with Blower | 4TTR5024E1 |  | 4TXAB031BC3 | 13 | 16 | Yes | Yes | 2011-02-28 |  | 2
FALSE | 4TTR6024B1 | 3503 | 3428253 | AMERICAN STANDARD, INC. | 4A7A5024E1 | AC | Split System: Air-Cooled Condensing Unit, Coil with Blower | 4TTR5024E1 |  | 4TXAB031BC3 | 13 | 16 | Yes | Yes | 2011-02-28 |  | 2
FALSE | 4TTR6024B1 | 3503 | 3428259 | AMERICAN STANDARD, INC. | 4A7A5024E1 | AC | Split System: Air-Cooled Condensing Unit, Coil with Blower | 4TTR5024E1 |  | 4TXAB031BC3 | 13 | 16 | Yes | Yes | 2011-02-28 |  | 2
FALSE | 4TTR6024B1 | 3503 | 3428260 | AMERICAN STANDARD, INC. | 4A7A5024E1 | AC | Split System: Air-Cooled Condensing Unit, Coil with Blower | 4TTR5024E1 |  | 4TXAB031BC3 | 13 | 15.5 | Yes | Yes | 2011-02-28 |  | 1
FALSE | 4TTR6024B1 | 3503 | 3428261 | AMERICAN STANDARD, INC. | 4A7A5024E1 | AC | Split System: Air-Cooled Condensing Unit, Coil with Blower | 4TTR5024E1 |  | 4TXAB031BC3 | 13 | 16 | Yes | Yes | 2011-02-28 |  | 2
FALSE | 4TTR6024B1 | 3503 | 3428262 | AMERICAN STANDARD, INC. | 4A7A5024E1 | AC | Split System: Air-Cooled Condensing Unit, Coil with Blower | 4TTR5024E1 |  | 4TXAB031BC3 | 13 | 15.5 | Yes | Yes | 2011-02-28 |  | 1
FALSE | 4TTR6024B1 | 3503 | 3428263 | AMERICAN STANDARD, INC. | 4A7A5024E1 | AC | Split System: Air-Cooled Condensing Unit, Coil with Blower | 4TTR5024E1 |  | 4TXAB031BC3 | 13 | 16 | Yes | Yes | 2011-02-28 |  | 2
FALSE | 4TTR6024B1 | 3503 | 3428264 | AMERICAN STANDARD, INC. | 4A7A5024E1 | AC | Split System: Air-Cooled Condensing Unit, Coil with Blower | 4TTR5024E1 |  | 4TXAB031BC3 | 13 | 16 | Yes | Yes | 2011-02-28 |  | 2
FALSE | 4TTR6024B1 | 3503 | 3428265 | AMERICAN STANDARD, INC. | 4A7A5024E1 | AC | Split System: Air-Cooled Condensing Unit, Coil with Blower | 4TTR5024E1 |  | 4TXAB031BC3 | 13 | 16 | Yes | Yes | 2011-02-28 |  | 2
FALSE | 4TTR6024B1 | 3503 | 3428266 | AMERICAN STANDARD, INC. | 4A7A5024E1 | AC | Split System: Air-Cooled Condensing Unit, Coil with Blower | 4TTR5024E1 |  | 4TXAB031BC3 | 13 | 16 | Yes | Yes | 2011-02-28 |  | 2
FALSE | 4TTR6024B1 | 3503 | 3428156 | AMERICAN STANDARD, INC. | 4A7A5024E1 | AC | Split System: Air-Cooled Condensing Unit, Coil with Blower | 4TTR5024E1 |  | 4TEE3C04A1+18-GJ01D | 13 | 16 | Yes | Yes | 2011-02-28 |  | 2
FALSE | 4TTR6024B1 | 3503 | 3428162 | AMERICAN STANDARD, INC. | 4A7A5024E1 | AC | Split System: Air-Cooled Condensing Unit, Coil with Blower | 4TTR5024E1 |  | 4TEE3F31B1 | 13 | 16 | Yes | Yes | 2011-02-28 |  | 2
FALSE | 4TTR6024B1 | 3503 | 3428163 | AMERICAN STANDARD, INC. | 4A7A5024E1 | AC | Split System: Air-Cooled Condensing Unit, Coil with Blower | 4TTR5024E1 |  | 4TEE3F37B1 | 13 | 16 | Yes | Yes | 2011-02-28 |  | 2
FALSE | 4TTR6024B1 | 3503 | 3428167 | AMERICAN STANDARD, INC. | 4A7A5024E1 | AC | Split System: Air-Cooled Condensing Unit, Coil with Blower | 4TTR5024E1 |  | 4TXAA018BC3 | 13 | 14.5 | Yes | Yes | 2011-02-28 |  | 0
FALSE | 4TTR6024B1 | 3503 | 3428169 | AMERICAN STANDARD, INC. | 4A7A5024E1 | AC | Split System: Air-Cooled Condensing Unit, Coil with Blower | 4TTR5024E1 |  | 4TXAA018BC3 | 13 | 15.5 | Yes | Yes | 2011-02-28 |  | 1
FALSE | 4TTR6024B1 | 3503 | 3428170 | AMERICAN STANDARD, INC. | 4A7A5024E1 | AC | Split System: Air-Cooled Condensing Unit, Coil with Blower | 4TTR5024E1 |  | 4TXAA018BC3 | 13 | 15 | Yes | Yes | 2011-02-28 |  | 1
FALSE | 4TTR6024B1 | 3503 | 3428172 | AMERICAN STANDARD, INC. | 4A7A5024E1 | AC | Split System: Air-Cooled Condensing Unit, Coil with Blower | 4TTR5024E1 |  | 4TXAA018BC3 | 13 | 15 | Yes | Yes | 2011-02-28 |  | 1
FALSE | 4TTR6024B1 | 3503 | 3428173 | AMERICAN STANDARD, INC. | 4A7A5024E1 | AC | Split System: Air-Cooled Condensing Unit, Coil with Blower | 4TTR5024E1 |  | 4TXAA018BC3 | 13 | 15 | Yes | Yes | 2011-02-28 |  | 1
FALSE | 4TTR6024B1 | 3503 | 3428178 | AMERICAN STANDARD, INC. | 4A7A5024E1 | AC | Split System: Air-Cooled Condensing Unit, Coil with Blower | 4TTR5024E1 |  | 4TXAA018BC3 | 13 | 15 | Yes | Yes | 2011-02-28 |  | 1
FALSE | 4TTR6024B1 | 3503 | 3428180 | AMERICAN STANDARD, INC. | 4A7A5024E1 | AC | Split System: Air-Cooled Condensing Unit, Coil with Blower | 4TTR5024E1 |  | 4TXAA018BC3 | 13 | 15.5 | Yes | Yes | 2011-02-28 |  | 1
FALSE | 4TTR6024B1 | 3503 | 3428183 | AMERICAN STANDARD, INC. | 4A7A5024E1 | AC | Split System: Air-Cooled Condensing Unit, Coil with Blower | 4TTR5024E1 |  | 4TXAA024BC3 | 13 | 15 | Yes | Yes | 2011-02-28 |  | 1
FALSE | 4TTR6024B1 | 3503 | 3428184 | AMERICAN STANDARD, INC. | 4A7A5024E1 | AC | Split System: Air-Cooled Condensing Unit, Coil with Blower | 4TTR5024E1 |  | 4TXAA024BC3 | 13 | 14.5 | Yes | Yes | 2011-02-28 |  | 0
FALSE | 4TTR6024B1 | 3503 | 3428185 | AMERICAN STANDARD, INC. | 4A7A5024E1 | AC | Split System: Air-Cooled Condensing Unit, Coil with Blower | 4TTR5024E1 |  | 4TXAA024BC3 | 13 | 14.5 | Yes | Yes | 2011-02-28 |  | 0
FALSE | 4TTR6024B1 | 3503 | 3428190 | AMERICAN STANDARD, INC. | 4A7A5024E1 | AC | Split System: Air-Cooled Condensing Unit, Coil with Blower | 4TTR5024E1 |  | 4TXAA024BC3 | 13 | 15 | Yes | Yes | 2011-02-28 |  | 1
FALSE | 4TTR6024B1 | 3503 | 3428191 | AMERICAN STANDARD, INC. | 4A7A5024E1 | AC | Split System: Air-Cooled Condensing Unit, Coil with Blower | 4TTR5024E1 |  | 4TXAA024BC3 | 13 | 14.5 | Yes | Yes | 2011-02-28 |  | 0
FALSE | 4TTR6024B1 | 3503 | 3428192 | AMERICAN STANDARD, INC. | 4A7A5024E1 | AC | Split System: Air-Cooled Condensing Unit, Coil with Blower | 4TTR5024E1 |  | 4TXAA024BC3 | 13 | 14.5 | Yes | Yes | 2011-02-28 |  | 0
FALSE | 4TTR6024B1 | 3503 | 3428194 | AMERICAN STANDARD, INC. | 4A7A5024E1 | AC | Split System: Air-Cooled Condensing Unit, Coil with Blower | 4TTR5024E1 |  | 4TXAA024BC3 | 13 | 14.5 | Yes | Yes | 2011-02-28 |  | 0
FALSE | 4TTR6024B1 | 3503 | 3428213 | AMERICAN STANDARD, INC. | 4A7A5024E1 | AC | Split System: Air-Cooled Condensing Unit, Coil with Blower | 4TTR5024E1 |  | 4TXAB025BC3 | 13 | 16 | Yes | Yes | 2011-02-28 |  | 2
FALSE | 4TTR6024B1 | 3503 | 3428214 | AMERICAN STANDARD, INC. | 4A7A5024E1 | AC | Split System: Air-Cooled Condensing Unit, Coil with Blower | 4TTR5024E1 |  | 4TXAB025BC3 | 13 | 16 | Yes | Yes | 2011-02-28 |  | 2
FALSE | 4TTR6024B1 | 3503 | 3428215 | AMERICAN STANDARD, INC. | 4A7A5024E1 | AC | Split System: Air-Cooled Condensing Unit, Coil with Blower | 4TTR5024E1 |  | 4TXAB025BC3 | 13 | 15.5 | Yes | Yes | 2011-02-28 |  | 1
FALSE | 4TTR6024B1 | 3503 | 3428216 | AMERICAN STANDARD, INC. | 4A7A5024E1 | AC | Split System: Air-Cooled Condensing Unit, Coil with Blower | 4TTR5024E1 |  | 4TXAB025BC3 | 13 | 16 | Yes | Yes | 2011-02-28 |  | 2
FALSE | 4TTR6024B1 | 3503 | 3428268 | AMERICAN STANDARD, INC. | 4A7A5024E1 | AC | Split System: Air-Cooled Condensing Unit, Coil with Blower | 4TTR5024E1 |  | 4TXAB031BC3 | 13 | 16 | Yes | Yes | 2011-02-28 |  | 2
FALSE | 4TTR6024B1 | 3503 | 3428269 | AMERICAN STANDARD, INC. | 4A7A5024E1 | AC | Split System: Air-Cooled Condensing Unit, Coil with Blower | 4TTR5024E1 |  | 4TXAB031BC3 | 13 | 16 | Yes | Yes | 2011-02-28 |  | 2
FALSE | 4TTR6024B1 | 3503 | 3428273 | AMERICAN STANDARD, INC. | 4A7A5024E1 | AC | Split System: Air-Cooled Condensing Unit, Coil with Blower | 4TTR5024E1 |  | 4TXAB032BC3 | 13 | 16 | Yes | Yes | 2011-02-28 |  | 2
FALSE | 4TTR6024B1 | 3503 | 3428274 | AMERICAN STANDARD, INC. | 4A7A5024E1 | AC | Split System: Air-Cooled Condensing Unit, Coil with Blower | 4TTR5024E1 |  | 4TXAB032BC3 | 13 | 16 | Yes | Yes | 2011-02-28 |  | 2
FALSE | 4TTR6024B1 | 3503 | 3428275 | AMERICAN STANDARD, INC. | 4A7A5024E1 | AC | Split System: Air-Cooled Condensing Unit, Coil with Blower | 4TTR5024E1 |  | 4TXAB032BC3 | 13 | 16 | Yes | Yes | 2011-02-28 |  | 2
FALSE | 4TTR6024B1 | 3503 | 3428277 | AMERICAN STANDARD, INC. | 4A7A5024E1 | AC | Split System: Air-Cooled Condensing Unit, Coil with Blower | 4TTR5024E1 |  | 4TXAB032BC3 | 13 | 16 | Yes | Yes | 2011-02-28 |  | 2
FALSE | 4TTR6024B1 | 3503 | 3428278 | AMERICAN STANDARD, INC. | 4A7A5024E1 | AC | Split System: Air-Cooled Condensing Unit, Coil with Blower | 4TTR5024E1 |  | 4TXAB032BC3 | 13 | 16 | Yes | Yes | 2011-02-28 |  | 2
FALSE | 4TTR6024B1 | 3503 | 3428279 | AMERICAN STANDARD, INC. | 4A7A5024E1 | AC | Split System: Air-Cooled Condensing Unit, Coil with Blower | 4TTR5024E1 |  | 4TXAB032BC3 | 13 | 16 | Yes | Yes | 2011-02-28 |  | 2
FALSE | 4TTR6024B1 | 3503 | 3428280 | AMERICAN STANDARD, INC. | 4A7A5024E1 | AC | Split System: Air-Cooled Condensing Unit, Coil with Blower | 4TTR5024E1 |  | 4TXAB032BC3 | 13 | 16 | Yes | Yes | 2011-02-28 |  | 2
FALSE | 4TTR6024B1 | 3503 | 3428281 | AMERICAN STANDARD, INC. | 4A7A5024E1 | AC | Split System: Air-Cooled Condensing Unit, Coil with Blower | 4TTR5024E1 |  | 4TXAB032BC3 | 13 | 16 | Yes | Yes | 2011-02-28 |  | 2
FALSE | 4TTR6024B1 | 3503 | 3428283 | AMERICAN STANDARD, INC. | 4A7A5024E1 | AC | Split System: Air-Cooled Condensing Unit, Coil with Blower | 4TTR5024E1 |  | 4TXAB032BC3 | 13 | 16 | Yes | Yes | 2011-02-28 |  | 2
FALSE | 4TTR6024B1 | 3503 | 3428286 | AMERICAN STANDARD, INC. | 4A7A5024E1 | AC | Split System: Air-Cooled Condensing Unit, Coil with Blower | 4TTR5024E1 |  | 4TXAB032BC3 | 13 | 16 | Yes | Yes | 2011-02-28 |  | 2
FALSE | 4TTR6024B1 | 3503 | 3428288 | AMERICAN STANDARD, INC. | 4A7A5024E1 | AC | Split System: Air-Cooled Condensing Unit, Coil with Blower | 4TTR5024E1 |  | 4TXAB032BC3 | 13 | 16 | Yes | Yes | 2011-02-28 |  | 2
FALSE | 4TTR6024B1 | 3503 | 3428292 | AMERICAN STANDARD, INC. | 4A7A5024E1 | AC | Split System: Air-Cooled Condensing Unit, Coil with Blower | 4TTR5024E1 |  | 4TXAB032BC3 | 13 | 16 | Yes | Yes | 2011-02-28 |  | 2
FALSE | 4TTR6024B1 | 3503 | 3428294 | AMERICAN STANDARD, INC. | 4A7A5024E1 | AC | Split System: Air-Cooled Condensing Unit, Coil with Blower | 4TTR5024E1 |  | 4TXAB032BC3 | 13 | 16 | Yes | Yes | 2011-02-28 |  | 2
FALSE | 4TTR6024B1 | 3503 | 3428311 | AMERICAN STANDARD, INC. | 4A7A5024E1 | AC | Split System: Air-Cooled Condensing Unit, Coil with Blower | 4TTR5024E1 |  | 4TXAB036BC3 | 13 | 16 | Yes | Yes | 2011-02-28 |  | 2
FALSE | 4TTR6024B1 | 3503 | 3428312 | AMERICAN STANDARD, INC. | 4A7A5024E1 | AC | Split System: Air-Cooled Condensing Unit, Coil with Blower | 4TTR5024E1 |  | 4TXAB036BC3 | 13 | 16 | Yes | Yes | 2011-02-28 |  | 2
FALSE | 4TTR6024B1 | 3503 | 3428313 | AMERICAN STANDARD, INC. | 4A7A5024E1 | AC | Split System: Air-Cooled Condensing Unit, Coil with Blower | 4TTR5024E1 |  | 4TXAB036BC3 | 13 | 16 | Yes | Yes | 2011-02-28 |  | 2
FALSE | 4TTR6024B1 | 3503 | 3428314 | AMERICAN STANDARD, INC. | 4A7A5024E1 | AC | Split System: Air-Cooled Condensing Unit, Coil with Blower | 4TTR5024E1 |  | 4TXAB036BC3 | 13 | 16 | Yes | Yes | 2011-02-28 |  | 2
FALSE | 4TTR6024B1 | 3503 | 3428315 | AMERICAN STANDARD, INC. | 4A7A5024E1 | AC | Split System: Air-Cooled Condensing Unit, Coil with Blower | 4TTR5024E1 |  | 4TXAB036BC3 | 13 | 16 | Yes | Yes | 2011-02-28 |  | 2
FALSE | 4TTR6024B1 | 3503 | 3428316 | AMERICAN STANDARD, INC. | 4A7A5024E1 | AC | Split System: Air-Cooled Condensing Unit, Coil with Blower | 4TTR5024E1 |  | 4TXAB036BC3 | 13 | 16 | Yes | Yes | 2011-02-28 |  | 2
FALSE | 4TTR6024B1 | 3503 | 3428317 | AMERICAN STANDARD, INC. | 4A7A5024E1 | AC | Split System: Air-Cooled Condensing Unit, Coil with Blower | 4TTR5024E1 |  | 4TXAB036BC3 | 13 | 16 | Yes | Yes | 2011-02-28 |  | 2
FALSE | 4TTR6024B1 | 3503 | 3428405 | AMERICAN STANDARD, INC. | 4A7A5024E1 | AC | Split System: Air-Cooled Condensing Unit, Coil with Blower | 4TTR5024E1 |  | 4TXAC037BC3 | 13 | 16 | Yes | Yes | 2011-02-28 |  | 2
FALSE | 4TTR6024B1 | 3503 | 3428408 | AMERICAN STANDARD, INC. | 4A7A5024E1 | AC | Split System: Air-Cooled Condensing Unit, Coil with Blower | 4TTR5024E1 |  | 4TXAC037BC3 | 13 | 16 | Yes | Yes | 2011-02-28 |  | 2
FALSE | 4TTR6024B1 | 3503 | 3428409 | AMERICAN STANDARD, INC. | 4A7A5024E1 | AC | Split System: Air-Cooled Condensing Unit, Coil with Blower | 4TTR5024E1 |  | 4TXAC043BC3 | 13 | 16 | Yes | Yes | 2011-02-28 |  | 2
FALSE | 4TTR6024B1 | 3503 | 3428411 | AMERICAN STANDARD, INC. | 4A7A5024E1 | AC | Split System: Air-Cooled Condensing Unit, Coil with Blower | 4TTR5024E1 |  | 4TXAC043BC3 | 13 | 16 | Yes | Yes | 2011-02-28 |  | 2
FALSE | 4TTR6024B1 | 3503 | 3428412 | AMERICAN STANDARD, INC. | 4A7A5024E1 | AC | Split System: Air-Cooled Condensing Unit, Coil with Blower | 4TTR5024E1 |  | 4TXAC043BC3 | 13 | 16 | Yes | Yes | 2011-02-28 |  | 2
FALSE | 4TTR6024B1 | 3503 | 3428414 | AMERICAN STANDARD, INC. | 4A7A5024E1 | AC | Split System: Air-Cooled Condensing Unit, Coil with Blower | 4TTR5024E1 |  | 4TXAC043BC3 | 13 | 16 | Yes | Yes | 2011-02-28 |  | 2
FALSE | 4TTR6024B1 | 3503 | 3428415 | AMERICAN STANDARD, INC. | 4A7A5024E1 | AC | Split System: Air-Cooled Condensing Unit, Coil with Blower | 4TTR5024E1 |  | 4TXAC043BC3 | 13 | 16 | Yes | Yes | 2011-02-28 |  | 2
FALSE | 4TTR6024B1 | 3503 | 3428416 | AMERICAN STANDARD, INC. | 4A7A5024E1 | AC | Split System: Air-Cooled Condensing Unit, Coil with Blower | 4TTR5024E1 |  | 4TXAC043BC3 | 13 | 16 | Yes | Yes | 2011-02-28 |  | 2
FALSE | 4TTR6024B1 | 3503 | 3428417 | AMERICAN STANDARD, INC. | 4A7A5024E1 | AC | Split System: Air-Cooled Condensing Unit, Coil with Blower | 4TTR5024E1 |  | 4TXAC043BC3 | 13 | 16 | Yes | Yes | 2011-02-28 |  | 2
FALSE | 4TTR6024B1 | 3503 | 3428420 | AMERICAN STANDARD, INC. | 4A7A5024E1 | AC | Split System: Air-Cooled Condensing Unit, Coil with Blower | 4TTR5024E1 |  | 4TXAC043BC3 | 13 | 16 | Yes | Yes | 2011-02-28 |  | 2
FALSE | 4TTR6024B1 | 3503 | 3428421 | AMERICAN STANDARD, INC. | 4A7A5024E1 | AC | Split System: Air-Cooled Condensing Unit, Coil with Blower | 4TTR5024E1 |  | 4TXAC043BC3 | 13 | 16 | Yes | Yes | 2011-02-28 |  | 2
FALSE | 4TTR6024B1 | 3503 | 3428422 | AMERICAN STANDARD, INC. | 4A7A5024E1 | AC | Split System: Air-Cooled Condensing Unit, Coil with Blower | 4TTR5024E1 |  | 4TXAC043BC3 | 13 | 16 | Yes | Yes | 2011-02-28 |  | 2
FALSE | 4TTR6024B1 | 3503 | 3428425 | AMERICAN STANDARD, INC. | 4A7A5024E1 | AC | Split System: Air-Cooled Condensing Unit, Coil with Blower | 4TTR5024E1 |  | 4TXAC043BC3 | 13 | 16 | Yes | Yes | 2011-02-28 |  | 2
FALSE | 4TTR6024B1 | 3503 | 3428427 | AMERICAN STANDARD, INC. | 4A7A5024E1 | AC | Split System: Air-Cooled Condensing Unit, Coil with Blower | 4TTR5024E1 |  | 4TXAC043BC3 | 13 | 16 | Yes | Yes | 2011-02-28 |  | 2
FALSE | 4TTR6024B1 | 3503 | 3428429 | AMERICAN STANDARD, INC. | 4A7A5024E1 | AC | Split System: Air-Cooled Condensing Unit, Coil with Blower | 4TTR5024E1 |  | 4TXAC044BC3 | 13 | 16 | Yes | Yes | 2011-02-28 |  | 2
FALSE | 4TTR6024B1 | 3503 | 3428430 | AMERICAN STANDARD, INC. | 4A7A5024E1 | AC | Split System: Air-Cooled Condensing Unit, Coil with Blower | 4TTR5024E1 |  | 4TXAC044BC3 | 13 | 16 | Yes | Yes | 2011-02-28 |  | 2
FALSE | 4TTR6024B1 | 3503 | 3428432 | AMERICAN STANDARD, INC. | 4A7A5024E1 | AC | Split System: Air-Cooled Condensing Unit, Coil with Blower | 4TTR5024E1 |  | 4TXAC044BC3 | 13 | 16 | Yes | Yes | 2011-02-28 |  | 2
FALSE | 4TTR6024B1 | 3503 | 3428435 | AMERICAN STANDARD, INC. | 4A7A5024E1 | AC | Split System: Air-Cooled Condensing Unit, Coil with Blower | 4TTR5024E1 |  | 4TXAC044BC3 | 13 | 16 | Yes | Yes | 2011-02-28 |  | 2
FALSE | 4TTR6024B1 | 3503 | 3428353 | AMERICAN STANDARD, INC. | 4A7A5024E1 | AC | Split System: Air-Cooled Condensing Unit, Coil with Blower | 4TTR5024E1 |  | 4TXAB048BC3 | 13 | 16 | Yes | Yes | 2011-02-28 |  | 2
FALSE | 4TTR6024B1 | 3503 | 3428354 | AMERICAN STANDARD, INC. | 4A7A5024E1 | AC | Split System: Air-Cooled Condensing Unit, Coil with Blower | 4TTR5024E1 |  | 4TXAB048BC3 | 13 | 16 | Yes | Yes | 2011-02-28 |  | 2
FALSE | 4TTR6024B1 | 3503 | 3428356 | AMERICAN STANDARD, INC. | 4A7A5024E1 | AC | Split System: Air-Cooled Condensing Unit, Coil with Blower | 4TTR5024E1 |  | 4TXAB048BC3 | 13 | 16 | Yes | Yes | 2011-02-28 |  | 2
FALSE | 4TTR6024B1 | 3503 | 3428358 | AMERICAN STANDARD, INC. | 4A7A5024E1 | AC | Split System: Air-Cooled Condensing Unit, Coil with Blower | 4TTR5024E1 |  | 4TXAB048BC3 | 13 | 16 | Yes | Yes | 2011-02-28 |  | 2
FALSE | 4TTR6024B1 | 3503 | 3428359 | AMERICAN STANDARD, INC. | 4A7A5024E1 | AC | Split System: Air-Cooled Condensing Unit, Coil with Blower | 4TTR5024E1 |  | 4TXAB048BC3 | 13 | 16 | Yes | Yes | 2011-02-28 |  | 2
FALSE | 4TTR6024B1 | 3503 | 3428362 | AMERICAN STANDARD, INC. | 4A7A5024E1 | AC | Split System: Air-Cooled Condensing Unit, Coil with Blower | 4TTR5024E1 |  | 4TXAB048BC3 | 13 | 16 | Yes | Yes | 2011-02-28 |  | 2
FALSE | 4TTR6024B1 | 3503 | 3428363 | AMERICAN STANDARD, INC. | 4A7A5024E1 | AC | Split System: Air-Cooled Condensing Unit, Coil with Blower | 4TTR5024E1 |  | 4TXAB048BC3 | 13 | 16 | Yes | Yes | 2011-02-28 |  | 2
FALSE | 4TTR6024B1 | 3503 | 3428368 | AMERICAN STANDARD, INC. | 4A7A5024E1 | AC | Split System: Air-Cooled Condensing Unit, Coil with Blower | 4TTR5024E1 |  | 4TXAB048BC3 | 13 | 16 | Yes | Yes | 2011-02-28 |  | 2
FALSE | 4TTR6024B1 | 3503 | 3428385 | AMERICAN STANDARD, INC. | 4A7A5024E1 | AC | Split System: Air-Cooled Condensing Unit, Coil with Blower | 4TTR5024E1 |  | 4TXAC037BC3 | 13 | 16 | Yes | Yes | 2011-02-28 |  | 2
FALSE | 4TTR6024B1 | 3503 | 3428386 | AMERICAN STANDARD, INC. | 4A7A5024E1 | AC | Split System: Air-Cooled Condensing Unit, Coil with Blower | 4TTR5024E1 |  | 4TXAC037BC3 | 13 | 16 | Yes | Yes | 2011-02-28 |  | 2
FALSE | 4TTR6024B1 | 3503 | 3428387 | AMERICAN STANDARD, INC. | 4A7A5024E1 | AC | Split System: Air-Cooled Condensing Unit, Coil with Blower | 4TTR5024E1 |  | 4TXAC037BC3 | 13 | 16 | Yes | Yes | 2011-02-28 |  | 2
FALSE | 4TTR6024B1 | 3503 | 3428388 | AMERICAN STANDARD, INC. | 4A7A5024E1 | AC | Split System: Air-Cooled Condensing Unit, Coil with Blower | 4TTR5024E1 |  | 4TXAC037BC3 | 13 | 16 | Yes | Yes | 2011-02-28 |  | 2
FALSE | 4TTR6024B1 | 3503 | 3428389 | AMERICAN STANDARD, INC. | 4A7A5024E1 | AC | Split System: Air-Cooled Condensing Unit, Coil with Blower | 4TTR5024E1 |  | 4TXAC037BC3 | 13 | 16 | Yes | Yes | 2011-02-28 |  | 2
FALSE | 4TTR6024B1 | 3503 | 3428392 | AMERICAN STANDARD, INC. | 4A7A5024E1 | AC | Split System: Air-Cooled Condensing Unit, Coil with Blower | 4TTR5024E1 |  | 4TXAC037BC3 | 13 | 16 | Yes | Yes | 2011-02-28 |  | 2
FALSE | 4TTR6024B1 | 3503 | 3428393 | AMERICAN STANDARD, INC. | 4A7A5024E1 | AC | Split System: Air-Cooled Condensing Unit, Coil with Blower | 4TTR5024E1 |  | 4TXAC037BC3 | 13 | 16 | Yes | Yes | 2011-02-28 |  | 2
FALSE | 4TTR6024B1 | 3503 | 3428394 | AMERICAN STANDARD, INC. | 4A7A5024E1 | AC | Split System: Air-Cooled Condensing Unit, Coil with Blower | 4TTR5024E1 |  | 4TXAC037BC3 | 13 | 16 | Yes | Yes | 2011-02-28 |  | 2
FALSE | 4TTR6024B1 | 3503 | 3428395 | AMERICAN STANDARD, INC. | 4A7A5024E1 | AC | Split System: Air-Cooled Condensing Unit, Coil with Blower | 4TTR5024E1 |  | 4TXAC037BC3 | 13 | 16 | Yes | Yes | 2011-02-28 |  | 2
FALSE | 4TTR6024B1 | 3503 | 3428396 | AMERICAN STANDARD, INC. | 4A7A5024E1 | AC | Split System: Air-Cooled Condensing Unit, Coil with Blower | 4TTR5024E1 |  | 4TXAC037BC3 | 13 | 16 | Yes | Yes | 2011-02-28 |  | 2
FALSE | 4TTR6024B1 | 3503 | 3428397 | AMERICAN STANDARD, INC. | 4A7A5024E1 | AC | Split System: Air-Cooled Condensing Unit, Coil with Blower | 4TTR5024E1 |  | 4TXAC037BC3 | 13 | 16 | Yes | Yes | 2011-02-28 |  | 2
FALSE | 4TTR6024B1 | 3503 | 3428401 | AMERICAN STANDARD, INC. | 4A7A5024E1 | AC | Split System: Air-Cooled Condensing Unit, Coil with Blower | 4TTR5024E1 |  | 4TXAC037BC3 | 13 | 16 | Yes | Yes | 2011-02-28 |  | 2
FALSE | 4TTR6024B1 | 3503 | 3428404 | AMERICAN STANDARD, INC. | 4A7A5024E1 | AC | Split System: Air-Cooled Condensing Unit, Coil with Blower | 4TTR5024E1 |  | 4TXAC037BC3 | 13 | 16 | Yes | Yes | 2011-02-28 |  | 2
FALSE | 4TTR6024B1 | 3503 | 3428436 | AMERICAN STANDARD, INC. | 4A7A5024E1 | AC | Split System: Air-Cooled Condensing Unit, Coil with Blower | 4TTR5024E1 |  | 4TXAC044BC3 | 13 | 16 | Yes | Yes | 2011-02-28 |  | 2
FALSE | 4TTR6024B1 | 3503 | 3428439 | AMERICAN STANDARD, INC. | 4A7A5024E1 | AC | Split System: Air-Cooled Condensing Unit, Coil with Blower | 4TTR5024E1 |  | 4TXAC044BC3 | 13 | 16 | Yes | Yes | 2011-02-28 |  | 2
FALSE | 4TTR6024B1 | 3503 | 3428441 | AMERICAN STANDARD, INC. | 4A7A5024E1 | AC | Split System: Air-Cooled Condensing Unit, Coil with Blower | 4TTR5024E1 |  | 4TXAC044BC3 | 13 | 16 | Yes | Yes | 2011-02-28 |  | 2
FALSE | 4TTR6024B1 | 3503 | 3428447 | AMERICAN STANDARD, INC. | 4A7A5024E1 | AC | Split System: Air-Cooled Condensing Unit, Coil with Blower | 4TTR5024E1 |  | 4TXAC044BC3 | 13 | 16 | Yes | Yes | 2011-02-28 |  | 2
FALSE | 4TTR6024B1 | 3503 | 3428448 | AMERICAN STANDARD, INC. | 4A7A5024E1 | AC | Split System: Air-Cooled Condensing Unit, Coil with Blower | 4TTR5024E1 |  | 4TXAC044BC3 | 13 | 16 | Yes | Yes | 2011-02-28 |  | 2
FALSE | 4TTR6024B1 | 3503 | 3428449 | AMERICAN STANDARD, INC. | 4A7A5024E1 | AC | Split System: Air-Cooled Condensing Unit, Coil with Blower | 4TTR5024E1 |  | 4TXAC044BC3 | 13 | 16 | Yes | Yes | 2011-02-28 |  | 2
FALSE | 4TTR6024B1 | 3503 | 3428450 | AMERICAN STANDARD, INC. | 4A7A5024E1 | AC | Split System: Air-Cooled Condensing Unit, Coil with Blower | 4TTR5024E1 |  | 4TXAC044BC3 | 13 | 16 | Yes | Yes | 2011-02-28 |  | 2
FALSE | 4TTR6024B1 | 3503 | 3428452 | AMERICAN STANDARD, INC. | 4A7A5024E1 | AC | Split System: Air-Cooled Condensing Unit, Coil with Blower | 4TTR5024E1 |  | 4TXCA018BC3 | 13 | 15 | Yes | Yes | 2011-02-28 |  | 1
FALSE | 4TTR6024B1 | 3503 | 3428454 | AMERICAN STANDARD, INC. | 4A7A5024E1 | AC | Split System: Air-Cooled Condensing Unit, Coil with Blower | 4TTR5024E1 |  | 4TXCA018BC3 | 13 | 15 | Yes | Yes | 2011-02-28 |  | 1
FALSE | 4TTR6024B1 | 3503 | 3428455 | AMERICAN STANDARD, INC. | 4A7A5024E1 | AC | Split System: Air-Cooled Condensing Unit, Coil with Blower | 4TTR5024E1 |  | 4TXCA018BC3 | 13 | 15.5 | Yes | Yes | 2011-02-28 |  | 1
FALSE | 4TTR6024B1 | 3503 | 3428459 | AMERICAN STANDARD, INC. | 4A7A5024E1 | AC | Split System: Air-Cooled Condensing Unit, Coil with Blower | 4TTR5024E1 |  | 4TXCA018BC3 | 13 | 15.5 | Yes | Yes | 2011-02-28 |  | 1
FALSE | 4TTR6024B1 | 3503 | 3428461 | AMERICAN STANDARD, INC. | 4A7A5024E1 | AC | Split System: Air-Cooled Condensing Unit, Coil with Blower | 4TTR5024E1 |  | 4TXCA018BC3 | 13 | 15 | Yes | Yes | 2011-02-28 |  | 1
FALSE | 4TTR6024B1 | 3503 | 3428465 | AMERICAN STANDARD, INC. | 4A7A5024E1 | AC | Split System: Air-Cooled Condensing Unit, Coil with Blower | 4TTR5024E1 |  | 4TXCA018BC3 | 13 | 14.5 | Yes | Yes | 2011-02-28 |  | 0
FALSE | 4TTR6024B1 | 3503 | 3428466 | AMERICAN STANDARD, INC. | 4A7A5024E1 | AC | Split System: Air-Cooled Condensing Unit, Coil with Blower | 4TTR5024E1 |  | 4TXCA018BC3 | 13 | 15 | Yes | Yes | 2011-02-28 |  | 1
FALSE | 4TTR6024B1 | 3503 | 3428467 | AMERICAN STANDARD, INC. | 4A7A5024E1 | AC | Split System: Air-Cooled Condensing Unit, Coil with Blower | 4TTR5024E1 |  | 4TXCA024BC3 | 13 | 14.5 | Yes | Yes | 2011-02-28 |  | 0
FALSE | 4TTR6024B1 | 3503 | 3428470 | AMERICAN STANDARD, INC. | 4A7A5024E1 | AC | Split System: Air-Cooled Condensing Unit, Coil with Blower | 4TTR5024E1 |  | 4TXCA024BC3 | 13 | 14.5 | Yes | Yes | 2011-02-28 |  | 0
FALSE | 4TTR6024B1 | 3503 | 3428471 | AMERICAN STANDARD, INC. | 4A7A5024E1 | AC | Split System: Air-Cooled Condensing Unit, Coil with Blower | 4TTR5024E1 |  | 4TXCA024BC3 | 13 | 14.5 | Yes | Yes | 2011-02-28 |  | 0
FALSE | 4TTR6024B1 | 3503 | 3428472 | AMERICAN STANDARD, INC. | 4A7A5024E1 | AC | Split System: Air-Cooled Condensing Unit, Coil with Blower | 4TTR5024E1 |  | 4TXCA024BC3 | 13 | 15 | Yes | Yes | 2011-02-28 |  | 1
FALSE | 4TTR6024B1 | 3503 | 3428477 | AMERICAN STANDARD, INC. | 4A7A5024E1 | AC | Split System: Air-Cooled Condensing Unit, Coil with Blower | 4TTR5024E1 |  | 4TXCA024BC3 | 13 | 14.5 | Yes | Yes | 2011-02-28 |  | 0
FALSE | 4TTR6024B1 | 3503 | 3428478 | AMERICAN STANDARD, INC. | 4A7A5024E1 | AC | Split System: Air-Cooled Condensing Unit, Coil with Blower | 4TTR5024E1 |  | 4TXCA024BC3 | 13 | 14.5 | Yes | Yes | 2011-02-28 |  | 0
FALSE | 4TTR6024B1 | 3503 | 3428479 | AMERICAN STANDARD, INC. | 4A7A5024E1 | AC | Split System: Air-Cooled Condensing Unit, Coil with Blower | 4TTR5024E1 |  | 4TXCA024BC3 | 13 | 15 | Yes | Yes | 2011-02-28 |  | 1
FALSE | 4TTR6024B1 | 3503 | 3428483 | AMERICAN STANDARD, INC. | 4A7A5024E1 | AC | Split System: Air-Cooled Condensing Unit, Coil with Blower | 4TTR5024E1 |  | 4TXCB003CC3 | 13 | 16 | Yes | Yes | 2011-02-28 |  | 2
FALSE | 4TTR6024B1 | 3503 | 3428572 | AMERICAN STANDARD, INC. | 4A7A5024E1 | AC | Split System: Air-Cooled Condensing Unit, Coil with Blower | 4TTR5024E1 |  | 4TXCB031BC3 | 13 | 16 | Yes | Yes | 2011-02-28 |  | 2
FALSE | 4TTR6024B1 | 3503 | 3428573 | AMERICAN STANDARD, INC. | 4A7A5024E1 | AC | Split System: Air-Cooled Condensing Unit, Coil with Blower | 4TTR5024E1 |  | 4TXCB031BC3 | 13 | 16 | Yes | Yes | 2011-02-28 |  | 2
FALSE | 4TTR6024B1 | 3503 | 3428575 | AMERICAN STANDARD, INC. | 4A7A5024E1 | AC | Split System: Air-Cooled Condensing Unit, Coil with Blower | 4TTR5024E1 |  | 4TXCB031BC3 | 13 | 16 | Yes | Yes | 2011-02-28 |  | 2
FALSE | 4TTR6024B1 | 3503 | 3428576 | AMERICAN STANDARD, INC. | 4A7A5024E1 | AC | Split System: Air-Cooled Condensing Unit, Coil with Blower | 4TTR5024E1 |  | 4TXCB031BC3 | 13 | 16 | Yes | Yes | 2011-02-28 |  | 2
FALSE | 4TTR6024B1 | 3503 | 3428577 | AMERICAN STANDARD, INC. | 4A7A5024E1 | AC | Split System: Air-Cooled Condensing Unit, Coil with Blower | 4TTR5024E1 |  | 4TXCB031BC3 | 13 | 16 | Yes | Yes | 2011-02-28 |  | 2
FALSE | 4TTR6024B1 | 3503 | 3428578 | AMERICAN STANDARD, INC. | 4A7A5024E1 | AC | Split System: Air-Cooled Condensing Unit, Coil with Blower | 4TTR5024E1 |  | 4TXCB031BC3 | 13 | 15.5 | Yes | Yes | 2011-02-28 |  | 1
FALSE | 4TTR6024B1 | 3503 | 3428582 | AMERICAN STANDARD, INC. | 4A7A5024E1 | AC | Split System: Air-Cooled Condensing Unit, Coil with Blower | 4TTR5024E1 |  | 4TXCB031BC3 | 13 | 16 | Yes | Yes | 2011-02-28 |  | 2
FALSE | 4TTR6024B1 | 3503 | 3428583 | AMERICAN STANDARD, INC. | 4A7A5024E1 | AC | Split System: Air-Cooled Condensing Unit, Coil with Blower | 4TTR5024E1 |  | 4TXCB031BC3 | 13 | 16 | Yes | Yes | 2011-02-28 |  | 2
FALSE | 4TTR6024B1 | 3503 | 3428584 | AMERICAN STANDARD, INC. | 4A7A5024E1 | AC | Split System: Air-Cooled Condensing Unit, Coil with Blower | 4TTR5024E1 |  | 4TXCB031BC3 | 13 | 15.5 | Yes | Yes | 2011-02-28 |  | 1
FALSE | 4TTR6024B1 | 3503 | 3428585 | AMERICAN STANDARD, INC. | 4A7A5024E1 | AC | Split System: Air-Cooled Condensing Unit, Coil with Blower | 4TTR5024E1 |  | 4TXCB031BC3 | 13 | 16 | Yes | Yes | 2011-02-28 |  | 2
FALSE | 4TTR6024B1 | 3503 | 3428589 | AMERICAN STANDARD, INC. | 4A7A5024E1 | AC | Split System: Air-Cooled Condensing Unit, Coil with Blower | 4TTR5024E1 |  | 4TXCB031BC3 | 13 | 16 | Yes | Yes | 2011-02-28 |  | 2
FALSE | 4TTR6024B1 | 3503 | 3428590 | AMERICAN STANDARD, INC. | 4A7A5024E1 | AC | Split System: Air-Cooled Condensing Unit, Coil with Blower | 4TTR5024E1 |  | 4TXCB031BC3 | 13 | 16 | Yes | Yes | 2011-02-28 |  | 2
FALSE | 4TTR6024B1 | 3503 | 3428596 | AMERICAN STANDARD, INC. | 4A7A5024E1 | AC | Split System: Air-Cooled Condensing Unit, Coil with Blower | 4TTR5024E1 |  | 4TXCB032BC3 | 13 | 16 | Yes | Yes | 2011-02-28 |  | 2
FALSE | 4TTR6024B1 | 3503 | 3428597 | AMERICAN STANDARD, INC. | 4A7A5024E1 | AC | Split System: Air-Cooled Condensing Unit, Coil with Blower | 4TTR5024E1 |  | 4TXCB032BC3 | 13 | 16 | Yes | Yes | 2011-02-28 |  | 2
FALSE | 4TTR6024B1 | 3503 | 3428598 | AMERICAN STANDARD, INC. | 4A7A5024E1 | AC | Split System: Air-Cooled Condensing Unit, Coil with Blower | 4TTR5024E1 |  | 4TXCB032BC3 | 13 | 16 | Yes | Yes | 2011-02-28 |  | 2
FALSE | 4TTR6024B1 | 3503 | 3428599 | AMERICAN STANDARD, INC. | 4A7A5024E1 | AC | Split System: Air-Cooled Condensing Unit, Coil with Blower | 4TTR5024E1 |  | 4TXCB032BC3 | 13 | 16 | Yes | Yes | 2011-02-28 |  | 2
FALSE | 4TTR6024B1 | 3503 | 3428600 | AMERICAN STANDARD, INC. | 4A7A5024E1 | AC | Split System: Air-Cooled Condensing Unit, Coil with Blower | 4TTR5024E1 |  | 4TXCB032BC3 | 13 | 16 | Yes | Yes | 2011-02-28 |  | 2
FALSE | 4TTR6024B1 | 3503 | 3428603 | AMERICAN STANDARD, INC. | 4A7A5024E1 | AC | Split System: Air-Cooled Condensing Unit, Coil with Blower | 4TTR5024E1 |  | 4TXCB032BC3 | 13 | 16 | Yes | Yes | 2011-02-28 |  | 2
FALSE | 4TTR6024B1 | 3503 | 3428522 | AMERICAN STANDARD, INC. | 4A7A5024E1 | AC | Split System: Air-Cooled Condensing Unit, Coil with Blower | 4TTR5024E1 |  | 4TXCB004CC3 | 13 | 16 | Yes | Yes | 2011-02-28 |  | 2
FALSE | 4TTR6024B1 | 3503 | 3428523 | AMERICAN STANDARD, INC. | 4A7A5024E1 | AC | Split System: Air-Cooled Condensing Unit, Coil with Blower | 4TTR5024E1 |  | 4TXCB004CC3 | 13 | 16 | Yes | Yes | 2011-02-28 |  | 2
FALSE | 4TTR6024B1 | 3503 | 3428525 | AMERICAN STANDARD, INC. | 4A7A5024E1 | AC | Split System: Air-Cooled Condensing Unit, Coil with Blower | 4TTR5024E1 |  | 4TXCB004CC3 | 13 | 16 | Yes | Yes | 2011-02-28 |  | 2
FALSE | 4TTR6024B1 | 3503 | 3428526 | AMERICAN STANDARD, INC. | 4A7A5024E1 | AC | Split System: Air-Cooled Condensing Unit, Coil with Blower | 4TTR5024E1 |  | 4TXCB004CC3 | 13 | 16 | Yes | Yes | 2011-02-28 |  | 2
FALSE | 4TTR6024B1 | 3503 | 3428527 | AMERICAN STANDARD, INC. | 4A7A5024E1 | AC | Split System: Air-Cooled Condensing Unit, Coil with Blower | 4TTR5024E1 |  | 4TXCB004CC3 | 13 | 16 | Yes | Yes | 2011-02-28 |  | 2
FALSE | 4TTR6024B1 | 3503 | 3428528 | AMERICAN STANDARD, INC. | 4A7A5024E1 | AC | Split System: Air-Cooled Condensing Unit, Coil with Blower | 4TTR5024E1 |  | 4TXCB004CC3 | 13 | 16 | Yes | Yes | 2011-02-28 |  | 2
FALSE | 4TTR6024B1 | 3503 | 3428529 | AMERICAN STANDARD, INC. | 4A7A5024E1 | AC | Split System: Air-Cooled Condensing Unit, Coil with Blower | 4TTR5024E1 |  | 4TXCB004CC3 | 13 | 16 | Yes | Yes | 2011-02-28 |  | 2
FALSE | 4TTR6024B1 | 3503 | 3428530 | AMERICAN STANDARD, INC. | 4A7A5024E1 | AC | Split System: Air-Cooled Condensing Unit, Coil with Blower | 4TTR5024E1 |  | 4TXCB004CC3 | 13 | 16 | Yes | Yes | 2011-02-28 |  | 2
FALSE | 4TTR6024B1 | 3503 | 3428531 | AMERICAN STANDARD, INC. | 4A7A5024E1 | AC | Split System: Air-Cooled Condensing Unit, Coil with Blower | 4TTR5024E1 |  | 4TXCB004CC3 | 13 | 16 | Yes | Yes | 2011-02-28 |  | 2
FALSE | 4TTR6024B1 | 3503 | 3428532 | AMERICAN STANDARD, INC. | 4A7A5024E1 | AC | Split System: Air-Cooled Condensing Unit, Coil with Blower | 4TTR5024E1 |  | 4TXCB025BC3 | 13 | 16 | Yes | Yes | 2011-02-28 |  | 2
FALSE | 4TTR6024B1 | 3503 | 3428533 | AMERICAN STANDARD, INC. | 4A7A5024E1 | AC | Split System: Air-Cooled Condensing Unit, Coil with Blower | 4TTR5024E1 |  | 4TXCB025BC3 | 13 | 16 | Yes | Yes | 2011-02-28 |  | 2
FALSE | 4TTR6024B1 | 3503 | 3428534 | AMERICAN STANDARD, INC. | 4A7A5024E1 | AC | Split System: Air-Cooled Condensing Unit, Coil with Blower | 4TTR5024E1 |  | 4TXCB025BC3 | 13 | 16 | Yes | Yes | 2011-02-28 |  | 2
FALSE | 4TTR6024B1 | 3503 | 3428536 | AMERICAN STANDARD, INC. | 4A7A5024E1 | AC | Split System: Air-Cooled Condensing Unit, Coil with Blower | 4TTR5024E1 |  | 4TXCB025BC3 | 13 | 16 | Yes | Yes | 2011-02-28 |  | 2
FALSE | 4TTR6024B1 | 3503 | 3428537 | AMERICAN STANDARD, INC. | 4A7A5024E1 | AC | Split System: Air-Cooled Condensing Unit, Coil with Blower | 4TTR5024E1 |  | 4TXCB025BC3 | 13 | 16 | Yes | Yes | 2011-02-28 |  | 2
FALSE | 4TTR6024B1 | 3503 | 3428538 | AMERICAN STANDARD, INC. | 4A7A5024E1 | AC | Split System: Air-Cooled Condensing Unit, Coil with Blower | 4TTR5024E1 |  | 4TXCB025BC3 | 13 | 15.5 | Yes | Yes | 2011-02-28 |  | 1
FALSE | 4TTR6024B1 | 3503 | 3428539 | AMERICAN STANDARD, INC. | 4A7A5024E1 | AC | Split System: Air-Cooled Condensing Unit, Coil with Blower | 4TTR5024E1 |  | 4TXCB025BC3 | 13 | 16 | Yes | Yes | 2011-02-28 |  | 2
FALSE | 4TTR6024B1 | 3503 | 3428540 | AMERICAN STANDARD, INC. | 4A7A5024E1 | AC | Split System: Air-Cooled Condensing Unit, Coil with Blower | 4TTR5024E1 |  | 4TXCB025BC3 | 13 | 16 | Yes | Yes | 2011-02-28 |  | 2
FALSE | 4TTR6024B1 | 3503 | 3428544 | AMERICAN STANDARD, INC. | 4A7A5024E1 | AC | Split System: Air-Cooled Condensing Unit, Coil with Blower | 4TTR5024E1 |  | 4TXCB025BC3 | 13 | 15.5 | Yes | Yes | 2011-02-28 |  | 1
FALSE | 4TTR6024B1 | 3503 | 3428545 | AMERICAN STANDARD, INC. | 4A7A5024E1 | AC | Split System: Air-Cooled Condensing Unit, Coil with Blower | 4TTR5024E1 |  | 4TXCB025BC3 | 13 | 16 | Yes | Yes | 2011-02-28 |  | 2
FALSE | 4TTR6024B1 | 3503 | 3428546 | AMERICAN STANDARD, INC. | 4A7A5024E1 | AC | Split System: Air-Cooled Condensing Unit, Coil with Blower | 4TTR5024E1 |  | 4TXCB025BC3 | 13 | 16 | Yes | Yes | 2011-02-28 |  | 2
FALSE | 4TTR6024B1 | 3503 | 3428553 | AMERICAN STANDARD, INC. | 4A7A5024E1 | AC | Split System: Air-Cooled Condensing Unit, Coil with Blower | 4TTR5024E1 |  | 4TXCB025BC3 | 13 | 16 | Yes | Yes | 2011-02-28 |  | 2
FALSE | 4TTR6024B1 | 3503 | 3428604 | AMERICAN STANDARD, INC. | 4A7A5024E1 | AC | Split System: Air-Cooled Condensing Unit, Coil with Blower | 4TTR5024E1 |  | 4TXCB032BC3 | 13 | 16 | Yes | Yes | 2011-02-28 |  | 2
FALSE | 4TTR6024B1 | 3503 | 3428605 | AMERICAN STANDARD, INC. | 4A7A5024E1 | AC | Split System: Air-Cooled Condensing Unit, Coil with Blower | 4TTR5024E1 |  | 4TXCB032BC3 | 13 | 16 | Yes | Yes | 2011-02-28 |  | 2
FALSE | 4TTR6024B1 | 3503 | 3428606 | AMERICAN STANDARD, INC. | 4A7A5024E1 | AC | Split System: Air-Cooled Condensing Unit, Coil with Blower | 4TTR5024E1 |  | 4TXCB032BC3 | 13 | 16 | Yes | Yes | 2011-02-28 |  | 2
FALSE | 4TTR6024B1 | 3503 | 3428608 | AMERICAN STANDARD, INC. | 4A7A5024E1 | AC | Split System: Air-Cooled Condensing Unit, Coil with Blower | 4TTR5024E1 |  | 4TXCB032BC3 | 13 | 16 | Yes | Yes | 2011-02-28 |  | 2
FALSE | 4TTR6024B1 | 3503 | 3428609 | AMERICAN STANDARD, INC. | 4A7A5024E1 | AC | Split System: Air-Cooled Condensing Unit, Coil with Blower | 4TTR5024E1 |  | 4TXCB032BC3 | 13 | 16 | Yes | Yes | 2011-02-28 |  | 2
FALSE | 4TTR6024B1 | 3503 | 3428611 | AMERICAN STANDARD, INC. | 4A7A5024E1 | AC | Split System: Air-Cooled Condensing Unit, Coil with Blower | 4TTR5024E1 |  | 4TXCB032BC3 | 13 | 16 | Yes | Yes | 2011-02-28 |  | 2
FALSE | 4TTR6024B1 | 3503 | 3428612 | AMERICAN STANDARD, INC. | 4A7A5024E1 | AC | Split System: Air-Cooled Condensing Unit, Coil with Blower | 4TTR5024E1 |  | 4TXCB032BC3 | 13 | 16 | Yes | Yes | 2011-02-28 |  | 2
FALSE | 4TTR6024B1 | 3503 | 3428634 | AMERICAN STANDARD, INC. | 4A7A5024E1 | AC | Split System: Air-Cooled Condensing Unit, Coil with Blower | 4TTR5024E1 |  | 4TXCB036BC3 | 13 | 16 | Yes | Yes | 2011-02-28 |  | 2
FALSE | 4TTR6024B1 | 3503 | 3428635 | AMERICAN STANDARD, INC. | 4A7A5024E1 | AC | Split System: Air-Cooled Condensing Unit, Coil with Blower | 4TTR5024E1 |  | 4TXCB036BC3 | 13 | 16 | Yes | Yes | 2011-02-28 |  | 2
FALSE | 4TTR6024B1 | 3503 | 3428636 | AMERICAN STANDARD, INC. | 4A7A5024E1 | AC | Split System: Air-Cooled Condensing Unit, Coil with Blower | 4TTR5024E1 |  | 4TXCB036BC3 | 13 | 16 | Yes | Yes | 2011-02-28 |  | 2
FALSE | 4TTR6024B1 | 3503 | 3428637 | AMERICAN STANDARD, INC. | 4A7A5024E1 | AC | Split System: Air-Cooled Condensing Unit, Coil with Blower | 4TTR5024E1 |  | 4TXCB036BC3 | 13 | 16 | Yes | Yes | 2011-02-28 |  | 2
FALSE | 4TTR6024B1 | 3503 | 3428638 | AMERICAN STANDARD, INC. | 4A7A5024E1 | AC | Split System: Air-Cooled Condensing Unit, Coil with Blower | 4TTR5024E1 |  | 4TXCB036BC3 | 13 | 16 | Yes | Yes | 2011-02-28 |  | 2
FALSE | 4TTR6024B1 | 3503 | 3428642 | AMERICAN STANDARD, INC. | 4A7A5024E1 | AC | Split System: Air-Cooled Condensing Unit, Coil with Blower | 4TTR5024E1 |  | 4TXCB036BC3 | 13 | 16 | Yes | Yes | 2011-02-28 |  | 2
FALSE | 4TTR6024B1 | 3503 | 3428643 | AMERICAN STANDARD, INC. | 4A7A5024E1 | AC | Split System: Air-Cooled Condensing Unit, Coil with Blower | 4TTR5024E1 |  | 4TXCB036BC3 | 13 | 16 | Yes | Yes | 2011-02-28 |  | 2
FALSE | 4TTR6024B1 | 3503 | 3428645 | AMERICAN STANDARD, INC. | 4A7A5024E1 | AC | Split System: Air-Cooled Condensing Unit, Coil with Blower | 4TTR5024E1 |  | 4TXCB036BC3 | 13 | 16 | Yes | Yes | 2011-02-28 |  | 2
FALSE | 4TTR6024B1 | 3503 | 3428646 | AMERICAN STANDARD, INC. | 4A7A5024E1 | AC | Split System: Air-Cooled Condensing Unit, Coil with Blower | 4TTR5024E1 |  | 4TXCB036BC3 | 13 | 16 | Yes | Yes | 2011-02-28 |  | 2
FALSE | 4TTR6024B1 | 3503 | 3428648 | AMERICAN STANDARD, INC. | 4A7A5024E1 | AC | Split System: Air-Cooled Condensing Unit, Coil with Blower | 4TTR5024E1 |  | 4TXCB036BC3 | 13 | 16 | Yes | Yes | 2011-02-28 |  | 2
FALSE | 4TTR6024B1 | 3503 | 3428649 | AMERICAN STANDARD, INC. | 4A7A5024E1 | AC | Split System: Air-Cooled Condensing Unit, Coil with Blower | 4TTR5024E1 |  | 4TXCB036BC3 | 13 | 16 | Yes | Yes | 2011-02-28 |  | 2
FALSE | 4TTR6024B1 | 3503 | 3428650 | AMERICAN STANDARD, INC. | 4A7A5024E1 | AC | Split System: Air-Cooled Condensing Unit, Coil with Blower | 4TTR5024E1 |  | 4TXCB036BC3 | 13 | 16 | Yes | Yes | 2011-02-28 |  | 2
FALSE | 4TTR6024B1 | 3503 | 3428651 | AMERICAN STANDARD, INC. | 4A7A5024E1 | AC | Split System: Air-Cooled Condensing Unit, Coil with Blower | 4TTR5024E1 |  | 4TXCB036BC3 | 13 | 16 | Yes | Yes | 2011-02-28 |  | 2
FALSE | 4TTR6024B1 | 3503 | 3428653 | AMERICAN STANDARD, INC. | 4A7A5024E1 | AC | Split System: Air-Cooled Condensing Unit, Coil with Blower | 4TTR5024E1 |  | 4TXCB042BC3 | 13 | 16 | Yes | Yes | 2011-02-28 |  | 2
FALSE | 4TTR6024B1 | 3503 | 3428654 | AMERICAN STANDARD, INC. | 4A7A5024E1 | AC | Split System: Air-Cooled Condensing Unit, Coil with Blower | 4TTR5024E1 |  | 4TXCB042BC3 | 13 | 16 | Yes | Yes | 2011-02-28 |  | 2
FALSE | 4TTR6024B1 | 3503 | 3428732 | AMERICAN STANDARD, INC. | 4A7A5024E1 | AC | Split System: Air-Cooled Condensing Unit, Coil with Blower | 4TTR5024E1 |  | 4TXCC006CC3 | 13 | 16 | Yes | Yes | 2011-02-28 |  | 2
FALSE | 4TTR6024B1 | 3503 | 3428733 | AMERICAN STANDARD, INC. | 4A7A5024E1 | AC | Split System: Air-Cooled Condensing Unit, Coil with Blower | 4TTR5024E1 |  | 4TXCC006CC3 | 13 | 16 | Yes | Yes | 2011-02-28 |  | 2
FALSE | 4TTR6024B1 | 3503 | 3428734 | AMERICAN STANDARD, INC. | 4A7A5024E1 | AC | Split System: Air-Cooled Condensing Unit, Coil with Blower | 4TTR5024E1 |  | 4TXCC006CC3 | 13 | 16 | Yes | Yes | 2011-02-28 |  | 2
FALSE | 4TTR6024B1 | 3503 | 3428735 | AMERICAN STANDARD, INC. | 4A7A5024E1 | AC | Split System: Air-Cooled Condensing Unit, Coil with Blower | 4TTR5024E1 |  | 4TXCC006CC3 | 13 | 16 | Yes | Yes | 2011-02-28 |  | 2
FALSE | 4TTR6024B1 | 3503 | 3428736 | AMERICAN STANDARD, INC. | 4A7A5024E1 | AC | Split System: Air-Cooled Condensing Unit, Coil with Blower | 4TTR5024E1 |  | 4TXCC006CC3 | 13 | 16 | Yes | Yes | 2011-02-28 |  | 2
FALSE | 4TTR6024B1 | 3503 | 3428739 | AMERICAN STANDARD, INC. | 4A7A5024E1 | AC | Split System: Air-Cooled Condensing Unit, Coil with Blower | 4TTR5024E1 |  | 4TXCC007CC3 | 13 | 16 | Yes | Yes | 2011-02-28 |  | 2
FALSE | 4TTR6024B1 | 3503 | 3428740 | AMERICAN STANDARD, INC. | 4A7A5024E1 | AC | Split System: Air-Cooled Condensing Unit, Coil with Blower | 4TTR5024E1 |  | 4TXCC007CC3 | 13 | 16 | Yes | Yes | 2011-02-28 |  | 2
FALSE | 4TTR6024B1 | 3503 | 3428743 | AMERICAN STANDARD, INC. | 4A7A5024E1 | AC | Split System: Air-Cooled Condensing Unit, Coil with Blower | 4TTR5024E1 |  | 4TXCC007CC3 | 13 | 16 | Yes | Yes | 2011-02-28 |  | 2
FALSE | 4TTR6024B1 | 3503 | 3428744 | AMERICAN STANDARD, INC. | 4A7A5024E1 | AC | Split System: Air-Cooled Condensing Unit, Coil with Blower | 4TTR5024E1 |  | 4TXCC007CC3 | 13 | 16 | Yes | Yes | 2011-02-28 |  | 2
FALSE | 4TTR6024B1 | 3503 | 3428745 | AMERICAN STANDARD, INC. | 4A7A5024E1 | AC | Split System: Air-Cooled Condensing Unit, Coil with Blower | 4TTR5024E1 |  | 4TXCC007CC3 | 13 | 16 | Yes | Yes | 2011-02-28 |  | 2
FALSE | 4TTR6024B1 | 3503 | 3428746 | AMERICAN STANDARD, INC. | 4A7A5024E1 | AC | Split System: Air-Cooled Condensing Unit, Coil with Blower | 4TTR5024E1 |  | 4TXCC007CC3 | 13 | 16 | Yes | Yes | 2011-02-28 |  | 2
FALSE | 4TTR6024B1 | 3503 | 3428747 | AMERICAN STANDARD, INC. | 4A7A5024E1 | AC | Split System: Air-Cooled Condensing Unit, Coil with Blower | 4TTR5024E1 |  | 4TXCC007CC3 | 13 | 16 | Yes | Yes | 2011-02-28 |  | 2
FALSE | 4TTR6024B1 | 3503 | 3428749 | AMERICAN STANDARD, INC. | 4A7A5024E1 | AC | Split System: Air-Cooled Condensing Unit, Coil with Blower | 4TTR5024E1 |  | 4TXCC007CC3 | 13 | 16 | Yes | Yes | 2011-02-28 |  | 2
FALSE | 4TTR6024B1 | 3503 | 3428750 | AMERICAN STANDARD, INC. | 4A7A5024E1 | AC | Split System: Air-Cooled Condensing Unit, Coil with Blower | 4TTR5024E1 |  | 4TXCC007CC3 | 13 | 16 | Yes | Yes | 2011-02-28 |  | 2
FALSE | 4TTR6024B1 | 3503 | 3428752 | AMERICAN STANDARD, INC. | 4A7A5024E1 | AC | Split System: Air-Cooled Condensing Unit, Coil with Blower | 4TTR5024E1 |  | 4TXCC007CC3 | 13 | 16 | Yes | Yes | 2011-02-28 |  | 2
FALSE | 4TTR6024B1 | 3503 | 3428753 | AMERICAN STANDARD, INC. | 4A7A5024E1 | AC | Split System: Air-Cooled Condensing Unit, Coil with Blower | 4TTR5024E1 |  | 4TXCC007CC3 | 13 | 16 | Yes | Yes | 2011-02-28 |  | 2
FALSE | 4TTR6024B1 | 3503 | 3428754 | AMERICAN STANDARD, INC. | 4A7A5024E1 | AC | Split System: Air-Cooled Condensing Unit, Coil with Blower | 4TTR5024E1 |  | 4TXCC007CC3 | 13 | 16 | Yes | Yes | 2011-02-28 |  | 2
FALSE | 4TTR6024B1 | 3503 | 3428761 | AMERICAN STANDARD, INC. | 4A7A5024E1 | AC | Split System: Air-Cooled Condensing Unit, Coil with Blower | 4TTR5024E1 |  | 4TXCC007CC3 | 13 | 16 | Yes | Yes | 2011-02-28 |  | 2
FALSE | 4TTR6024B1 | 3503 | 3428693 | AMERICAN STANDARD, INC. | 4A7A5024E1 | AC | Split System: Air-Cooled Condensing Unit, Coil with Blower | 4TTR5024E1 |  | 4TXCC005CC3 | 13 | 16 | Yes | Yes | 2011-02-28 |  | 2
FALSE | 4TTR6024B1 | 3503 | 3428694 | AMERICAN STANDARD, INC. | 4A7A5024E1 | AC | Split System: Air-Cooled Condensing Unit, Coil with Blower | 4TTR5024E1 |  | 4TXCC005CC3 | 13 | 16 | Yes | Yes | 2011-02-28 |  | 2
FALSE | 4TTR6024B1 | 3503 | 3428698 | AMERICAN STANDARD, INC. | 4A7A5024E1 | AC | Split System: Air-Cooled Condensing Unit, Coil with Blower | 4TTR5024E1 |  | 4TXCC005CC3 | 13 | 16 | Yes | Yes | 2011-02-28 |  | 2
FALSE | 4TTR6024B1 | 3503 | 3428699 | AMERICAN STANDARD, INC. | 4A7A5024E1 | AC | Split System: Air-Cooled Condensing Unit, Coil with Blower | 4TTR5024E1 |  | 4TXCC005CC3 | 13 | 16 | Yes | Yes | 2011-02-28 |  | 2
FALSE | 4TTR6024B1 | 3503 | 3428700 | AMERICAN STANDARD, INC. | 4A7A5024E1 | AC | Split System: Air-Cooled Condensing Unit, Coil with Blower | 4TTR5024E1 |  | 4TXCC005CC3 | 13 | 16 | Yes | Yes | 2011-02-28 |  | 2
FALSE | 4TTR6024B1 | 3503 | 3428702 | AMERICAN STANDARD, INC. | 4A7A5024E1 | AC | Split System: Air-Cooled Condensing Unit, Coil with Blower | 4TTR5024E1 |  | 4TXCC005CC3 | 13 | 16 | Yes | Yes | 2011-02-28 |  | 2
FALSE | 4TTR6024B1 | 3503 | 3428703 | AMERICAN STANDARD, INC. | 4A7A5024E1 | AC | Split System: Air-Cooled Condensing Unit, Coil with Blower | 4TTR5024E1 |  | 4TXCC005CC3 | 13 | 16 | Yes | Yes | 2011-02-28 |  | 2
FALSE | 4TTR6024B1 | 3503 | 3428704 | AMERICAN STANDARD, INC. | 4A7A5024E1 | AC | Split System: Air-Cooled Condensing Unit, Coil with Blower | 4TTR5024E1 |  | 4TXCC005CC3 | 13 | 16 | Yes | Yes | 2011-02-28 |  | 2
FALSE | 4TTR6024B1 | 3503 | 3428711 | AMERICAN STANDARD, INC. | 4A7A5024E1 | AC | Split System: Air-Cooled Condensing Unit, Coil with Blower | 4TTR5024E1 |  | 4TXCC005CC3 | 13 | 16 | Yes | Yes | 2011-02-28 |  | 2
FALSE | 4TTR6024B1 | 3503 | 3428712 | AMERICAN STANDARD, INC. | 4A7A5024E1 | AC | Split System: Air-Cooled Condensing Unit, Coil with Blower | 4TTR5024E1 |  | 4TXCC005CC3 | 13 | 16 | Yes | Yes | 2011-02-28 |  | 2
FALSE | 4TTR6024B1 | 3503 | 3428713 | AMERICAN STANDARD, INC. | 4A7A5024E1 | AC | Split System: Air-Cooled Condensing Unit, Coil with Blower | 4TTR5024E1 |  | 4TXCC005CC3 | 13 | 16 | Yes | Yes | 2011-02-28 |  | 2
FALSE | 4TTR6024B1 | 3503 | 3428714 | AMERICAN STANDARD, INC. | 4A7A5024E1 | AC | Split System: Air-Cooled Condensing Unit, Coil with Blower | 4TTR5024E1 |  | 4TXCC005CC3 | 13 | 16 | Yes | Yes | 2011-02-28 |  | 2
FALSE | 4TTR6024B1 | 3503 | 3428715 | AMERICAN STANDARD, INC. | 4A7A5024E1 | AC | Split System: Air-Cooled Condensing Unit, Coil with Blower | 4TTR5024E1 |  | 4TXCC005CC3 | 13 | 16 | Yes | Yes | 2011-02-28 |  | 2
FALSE | 4TTR6024B1 | 3503 | 3428718 | AMERICAN STANDARD, INC. | 4A7A5024E1 | AC | Split System: Air-Cooled Condensing Unit, Coil with Blower | 4TTR5024E1 |  | 4TXCC006CC3 | 13 | 16 | Yes | Yes | 2011-02-28 |  | 2
FALSE | 4TTR6024B1 | 3503 | 3428721 | AMERICAN STANDARD, INC. | 4A7A5024E1 | AC | Split System: Air-Cooled Condensing Unit, Coil with Blower | 4TTR5024E1 |  | 4TXCC006CC3 | 13 | 16 | Yes | Yes | 2011-02-28 |  | 2
FALSE | 4TTR6024B1 | 3503 | 3428722 | AMERICAN STANDARD, INC. | 4A7A5024E1 | AC | Split System: Air-Cooled Condensing Unit, Coil with Blower | 4TTR5024E1 |  | 4TXCC006CC3 | 13 | 16 | Yes | Yes | 2011-02-28 |  | 2
FALSE | 4TTR6024B1 | 3503 | 3428724 | AMERICAN STANDARD, INC. | 4A7A5024E1 | AC | Split System: Air-Cooled Condensing Unit, Coil with Blower | 4TTR5024E1 |  | 4TXCC006CC3 | 13 | 16 | Yes | Yes | 2011-02-28 |  | 2
FALSE | 4TTR6024B1 | 3503 | 3428725 | AMERICAN STANDARD, INC. | 4A7A5024E1 | AC | Split System: Air-Cooled Condensing Unit, Coil with Blower | 4TTR5024E1 |  | 4TXCC006CC3 | 13 | 16 | Yes | Yes | 2011-02-28 |  | 2
FALSE | 4TTR6024B1 | 3503 | 3428726 | AMERICAN STANDARD, INC. | 4A7A5024E1 | AC | Split System: Air-Cooled Condensing Unit, Coil with Blower | 4TTR5024E1 |  | 4TXCC006CC3 | 13 | 16 | Yes | Yes | 2011-02-28 |  | 2
FALSE | 4TTR6024B1 | 3503 | 3428727 | AMERICAN STANDARD, INC. | 4A7A5024E1 | AC | Split System: Air-Cooled Condensing Unit, Coil with Blower | 4TTR5024E1 |  | 4TXCC006CC3 | 13 | 16 | Yes | Yes | 2011-02-28 |  | 2
FALSE | 4TTR6024B1 | 3503 | 3428728 | AMERICAN STANDARD, INC. | 4A7A5024E1 | AC | Split System: Air-Cooled Condensing Unit, Coil with Blower | 4TTR5024E1 |  | 4TXCC006CC3 | 13 | 16 | Yes | Yes | 2011-02-28 |  | 2
FALSE | 4TTR6024B1 | 3503 | 3428763 | AMERICAN STANDARD, INC. | 4A7A5024E1 | AC | Split System: Air-Cooled Condensing Unit, Coil with Blower | 4TTR5024E1 |  | 4TXCC007CC3 | 13 | 16 | Yes | Yes | 2011-02-28 |  | 2
FALSE | 4TTR6024B1 | 3503 | 3428765 | AMERICAN STANDARD, INC. | 4A7A5024E1 | AC | Split System: Air-Cooled Condensing Unit, Coil with Blower | 4TTR5024E1 |  | 4TXCC008CC3 | 13 | 16 | Yes | Yes | 2011-02-28 |  | 2
FALSE | 4TTR6024B1 | 3503 | 3428766 | AMERICAN STANDARD, INC. | 4A7A5024E1 | AC | Split System: Air-Cooled Condensing Unit, Coil with Blower | 4TTR5024E1 |  | 4TXCC008CC3 | 13 | 16 | Yes | Yes | 2011-02-28 |  | 2
FALSE | 4TTR6024B1 | 3503 | 3428767 | AMERICAN STANDARD, INC. | 4A7A5024E1 | AC | Split System: Air-Cooled Condensing Unit, Coil with Blower | 4TTR5024E1 |  | 4TXCC008CC3 | 13 | 16 | Yes | Yes | 2011-02-28 |  | 2
FALSE | 4TTR6024B1 | 3503 | 3428774 | AMERICAN STANDARD, INC. | 4A7A5024E1 | AC | Split System: Air-Cooled Condensing Unit, Coil with Blower | 4TTR5024E1 |  | 4TXCC008CC3 | 13 | 16 | Yes | Yes | 2011-02-28 |  | 2
FALSE | 4TTR6024B1 | 3503 | 3428775 | AMERICAN STANDARD, INC. | 4A7A5024E1 | AC | Split System: Air-Cooled Condensing Unit, Coil with Blower | 4TTR5024E1 |  | 4TXCC008CC3 | 13 | 16 | Yes | Yes | 2011-02-28 |  | 2
FALSE | 4TTR6024B1 | 3503 | 3428776 | AMERICAN STANDARD, INC. | 4A7A5024E1 | AC | Split System: Air-Cooled Condensing Unit, Coil with Blower | 4TTR5024E1 |  | 4TXCC008CC3 | 13 | 16 | Yes | Yes | 2011-02-28 |  | 2
FALSE | 4TTR6024B1 | 3503 | 3428777 | AMERICAN STANDARD, INC. | 4A7A5024E1 | AC | Split System: Air-Cooled Condensing Unit, Coil with Blower | 4TTR5024E1 |  | 4TXCC008CC3 | 13 | 16 | Yes | Yes | 2011-02-28 |  | 2
FALSE | 4TTR6024B1 | 3503 | 3428778 | AMERICAN STANDARD, INC. | 4A7A5024E1 | AC | Split System: Air-Cooled Condensing Unit, Coil with Blower | 4TTR5024E1 |  | 4TXCC008CC3 | 13 | 16 | Yes | Yes | 2011-02-28 |  | 2
FALSE | 4TTR6024B1 | 3503 | 3428781 | AMERICAN STANDARD, INC. | 4A7A5024E1 | AC | Split System: Air-Cooled Condensing Unit, Coil with Blower | 4TTR5024E1 |  | 4TXCC008CC3 | 13 | 16 | Yes | Yes | 2011-02-28 |  | 2
FALSE | 4TTR6024B1 | 3503 | 3428785 | AMERICAN STANDARD, INC. | 4A7A5024E1 | AC | Split System: Air-Cooled Condensing Unit, Coil with Blower | 4TTR5024E1 |  | 4TXCC008CC3 | 13 | 16 | Yes | Yes | 2011-02-28 |  | 2
FALSE | 4TTR6024B1 | 3503 | 3428787 | AMERICAN STANDARD, INC. | 4A7A5024E1 | AC | Split System: Air-Cooled Condensing Unit, Coil with Blower | 4TTR5024E1 |  | 4TXCC008CC3 | 13 | 16 | Yes | Yes | 2011-02-28 |  | 2
FALSE | 4TTR6024B1 | 3503 | 3428788 | AMERICAN STANDARD, INC. | 4A7A5024E1 | AC | Split System: Air-Cooled Condensing Unit, Coil with Blower | 4TTR5024E1 |  | 4TXCC008CC3 | 13 | 16 | Yes | Yes | 2011-02-28 |  | 2
FALSE | 4TTR6024B1 | 3503 | 3428804 | AMERICAN STANDARD, INC. | 4A7A5024E1 | AC | Split System: Air-Cooled Condensing Unit, Coil with Blower | 4TTR5024E1 |  | 4TXCC037BC3 | 13 | 16 | Yes | Yes | 2011-02-28 |  | 2
FALSE | 4TTR6024B1 | 3503 | 3428805 | AMERICAN STANDARD, INC. | 4A7A5024E1 | AC | Split System: Air-Cooled Condensing Unit, Coil with Blower | 4TTR5024E1 |  | 4TXCC037BC3 | 13 | 16 | Yes | Yes | 2011-02-28 |  | 2
FALSE | 4TTR6024B1 | 3503 | 3428806 | AMERICAN STANDARD, INC. | 4A7A5024E1 | AC | Split System: Air-Cooled Condensing Unit, Coil with Blower | 4TTR5024E1 |  | 4TXCC037BC3 | 13 | 16 | Yes | Yes | 2011-02-28 |  | 2
FALSE | 4TTR6024B1 | 3503 | 3428807 | AMERICAN STANDARD, INC. | 4A7A5024E1 | AC | Split System: Air-Cooled Condensing Unit, Coil with Blower | 4TTR5024E1 |  | 4TXCC037BC3 | 13 | 16 | Yes | Yes | 2011-02-28 |  | 2
FALSE | 4TTR6024B1 | 3503 | 3428809 | AMERICAN STANDARD, INC. | 4A7A5024E1 | AC | Split System: Air-Cooled Condensing Unit, Coil with Blower | 4TTR5024E1 |  | 4TXCC037BC3 | 13 | 16 | Yes | Yes | 2011-02-28 |  | 2
FALSE | 4TTR6024B1 | 3503 | 3428812 | AMERICAN STANDARD, INC. | 4A7A5024E1 | AC | Split System: Air-Cooled Condensing Unit, Coil with Blower | 4TTR5024E1 |  | 4TXCC037BC3 | 13 | 16 | Yes | Yes | 2011-02-28 |  | 2
FALSE | 4TTR6024B1 | 3503 | 3428813 | AMERICAN STANDARD, INC. | 4A7A5024E1 | AC | Split System: Air-Cooled Condensing Unit, Coil with Blower | 4TTR5024E1 |  | 4TXCC037BC3 | 13 | 16 | Yes | Yes | 2011-02-28 |  | 2
FALSE | 4TTR6024B1 | 3503 | 3428814 | AMERICAN STANDARD, INC. | 4A7A5024E1 | AC | Split System: Air-Cooled Condensing Unit, Coil with Blower | 4TTR5024E1 |  | 4TXCC037BC3 | 13 | 16 | Yes | Yes | 2011-02-28 |  | 2
FALSE | 4TTR6024B1 | 3503 | 3428815 | AMERICAN STANDARD, INC. | 4A7A5024E1 | AC | Split System: Air-Cooled Condensing Unit, Coil with Blower | 4TTR5024E1 |  | 4TXCC037BC3 | 13 | 16 | Yes | Yes | 2011-02-28 |  | 2
FALSE | 4TTR6024B1 | 3503 | 3428890 | AMERICAN STANDARD, INC. | 4A7A5024E1 | AC | Split System: Air-Cooled Condensing Unit, Coil with Blower | 4TTR5024E1 |  | 4TXCD009CC3 | 13 | 16 | Yes | Yes | 2011-02-28 |  | 2
FALSE | 4TTR6024B1 | 3503 | 3428891 | AMERICAN STANDARD, INC. | 4A7A5024E1 | AC | Split System: Air-Cooled Condensing Unit, Coil with Blower | 4TTR5024E1 |  | 4TXCD009CC3 | 13 | 16 | Yes | Yes | 2011-02-28 |  | 2
FALSE | 4TTR6024B1 | 3503 | 3428892 | AMERICAN STANDARD, INC. | 4A7A5024E1 | AC | Split System: Air-Cooled Condensing Unit, Coil with Blower | 4TTR5024E1 |  | 4TXCD009CC3 | 13 | 16 | Yes | Yes | 2011-02-28 |  | 2
FALSE | 4TTR6024B1 | 3503 | 3428893 | AMERICAN STANDARD, INC. | 4A7A5024E1 | AC | Split System: Air-Cooled Condensing Unit, Coil with Blower | 4TTR5024E1 |  | 4TXCD009CC3 | 13 | 16 | Yes | Yes | 2011-02-28 |  | 2
FALSE | 4TTR6024B1 | 3503 | 3428894 | AMERICAN STANDARD, INC. | 4A7A5024E1 | AC | Split System: Air-Cooled Condensing Unit, Coil with Blower | 4TTR5024E1 |  | 4TXCD010CC3 | 13 | 16 | Yes | Yes | 2011-02-28 |  | 2
FALSE | 4TTR6024B1 | 3503 | 3428895 | AMERICAN STANDARD, INC. | 4A7A5024E1 | AC | Split System: Air-Cooled Condensing Unit, Coil with Blower | 4TTR5024E1 |  | 4TXCD010CC3 | 13 | 16 | Yes | Yes | 2011-02-28 |  | 2
FALSE | 4TTR6024B1 | 3503 | 3428896 | AMERICAN STANDARD, INC. | 4A7A5024E1 | AC | Split System: Air-Cooled Condensing Unit, Coil with Blower | 4TTR5024E1 |  | 4TXCD010CC3 | 13 | 16 | Yes | Yes | 2011-02-28 |  | 2
FALSE | 4TTR6024B1 | 3503 | 3428903 | AMERICAN STANDARD, INC. | 4A7A5024E1 | AC | Split System: Air-Cooled Condensing Unit, Coil with Blower | 4TTR5024E1 |  | 4TXCD010CC3 | 13 | 16 | Yes | Yes | 2011-02-28 |  | 2
FALSE | 4TTR6024B1 | 3503 | 3428904 | AMERICAN STANDARD, INC. | 4A7A5024E1 | AC | Split System: Air-Cooled Condensing Unit, Coil with Blower | 4TTR5024E1 |  | 4TXCD010CC3 | 13 | 16 | Yes | Yes | 2011-02-28 |  | 2
FALSE | 4TTR6024B1 | 3503 | 3428905 | AMERICAN STANDARD, INC. | 4A7A5024E1 | AC | Split System: Air-Cooled Condensing Unit, Coil with Blower | 4TTR5024E1 |  | 4TXCD010CC3 | 13 | 16 | Yes | Yes | 2011-02-28 |  | 2
FALSE | 4TTR6024B1 | 3503 | 3428907 | AMERICAN STANDARD, INC. | 4A7A5024E1 | AC | Split System: Air-Cooled Condensing Unit, Coil with Blower | 4TTR5024E1 |  | 4TXCD010CC3 | 13 | 16 | Yes | Yes | 2011-02-28 |  | 2
FALSE | 4TTR6024B1 | 3503 | 3428908 | AMERICAN STANDARD, INC. | 4A7A5024E1 | AC | Split System: Air-Cooled Condensing Unit, Coil with Blower | 4TTR5024E1 |  | 4TXCD010CC3 | 13 | 16 | Yes | Yes | 2011-02-28 |  | 2
FALSE | 4TTR6024B1 | 3503 | 3428910 | AMERICAN STANDARD, INC. | 4A7A5024E1 | AC | Split System: Air-Cooled Condensing Unit, Coil with Blower | 4TTR5024E1 |  | 4TXCD010CC3 | 13 | 16 | Yes | Yes | 2011-02-28 |  | 2
FALSE | 4TTR6024B1 | 3503 | 3428914 | AMERICAN STANDARD, INC. | 4A7A5024E1 | AC | Split System: Air-Cooled Condensing Unit, Coil with Blower | 4TTR5024E1 |  | 4TXCD010CC3 | 13 | 16 | Yes | Yes | 2011-02-28 |  | 2
FALSE | 4TTR6024B1 | 3503 | 3428915 | AMERICAN STANDARD, INC. | 4A7A5024E1 | AC | Split System: Air-Cooled Condensing Unit, Coil with Blower | 4TTR5024E1 |  | 4TXCD010CC3 | 13 | 16 | Yes | Yes | 2011-02-28 |  | 2
FALSE | 4TTR6024B1 | 3503 | 3428916 | AMERICAN STANDARD, INC. | 4A7A5024E1 | AC | Split System: Air-Cooled Condensing Unit, Coil with Blower | 4TTR5024E1 |  | 4TXCD010CC3 | 13 | 16 | Yes | Yes | 2011-02-28 |  | 2
FALSE | 4TTR6024B1 | 3503 | 3428917 | AMERICAN STANDARD, INC. | 4A7A5024E1 | AC | Split System: Air-Cooled Condensing Unit, Coil with Blower | 4TTR5024E1 |  | 4TXCD010CC3 | 13 | 16 | Yes | Yes | 2011-02-28 |  | 2
FALSE | 4TTR6030B1 | 3522 | 3429830 | TRANE | 4TTR5030E1 | AC | Split System: Air-Cooled Condensing Unit, Coil with Blower | 4TTR5030E1 |  | 4CXCA024CC3 | 12.5 | 14.5 | Yes | Yes | 2011-01-21 |  | 0
FALSE | 4TTR6030B1 | 3522 | 3429834 | TRANE | 4TTR5030E1 | AC | Split System: Air-Cooled Condensing Unit, Coil with Blower | 4TTR5030E1 |  | 4CXCA024CC3 | 12.5 | 14.5 | Yes | Yes | 2011-01-21 |  | 0
FALSE | 4TTR6030B1 | 3522 | 3429838 | TRANE | 4TTR5030E1 | AC | Split System: Air-Cooled Condensing Unit, Coil with Blower | 4TTR5030E1 |  | 4CXCB025CC3 | 12.5 | 14.5 | Yes | Yes | 2011-01-21 |  | 0
FALSE | 4TTR6030B1 | 3522 | 3429845 | TRANE | 4TTR5030E1 | AC | Split System: Air-Cooled Condensing Unit, Coil with Blower | 4TTR5030E1 |  | 4CXCB025CC3 | 12.5 | 14.5 | Yes | Yes | 2011-01-21 |  | 0
FALSE | 4TTR6030B1 | 3522 | 3429847 | TRANE | 4TTR5030E1 | AC | Split System: Air-Cooled Condensing Unit, Coil with Blower | 4TTR5030E1 |  | 4CXCB025CC3 | 12.5 | 14.5 | Yes | Yes | 2011-01-21 |  | 0
FALSE | 4TTR6030B1 | 3522 | 3429849 | TRANE | 4TTR5030E1 | AC | Split System: Air-Cooled Condensing Unit, Coil with Blower | 4TTR5030E1 |  | 4CXCB025CC3 | 12.5 | 14.5 | Yes | Yes | 2011-01-21 |  | 0
FALSE | 4TTR6030B1 | 3522 | 3429919 | TRANE | 4TTR5030E1 | AC | Split System: Air-Cooled Condensing Unit, Coil with Blower | 4TTR5030E1 |  | 4CXCB036CC3 | 12.5 | 15 | Yes | Yes | 2011-01-21 |  | 1
FALSE | 4TTR6030B1 | 3522 | 3429926 | TRANE | 4TTR5030E1 | AC | Split System: Air-Cooled Condensing Unit, Coil with Blower | 4TTR5030E1 |  | 4CXCB042CC3 | 12.5 | 15 | Yes | Yes | 2011-01-21 |  | 1
FALSE | 4TTR6030B1 | 3522 | 3429927 | TRANE | 4TTR5030E1 | AC | Split System: Air-Cooled Condensing Unit, Coil with Blower | 4TTR5030E1 |  | 4CXCB042CC3 | 12.5 | 15 | Yes | Yes | 2011-01-21 |  | 1
FALSE | 4TTR6030B1 | 3522 | 3429938 | TRANE | 4TTR5030E1 | AC | Split System: Air-Cooled Condensing Unit, Coil with Blower | 4TTR5030E1 |  | 4CXCB042CC3 | 12.5 | 15.5 | Yes | Yes | 2011-01-21 |  | 1
FALSE | 4TTR6030B1 | 3522 | 3429943 | TRANE | 4TTR5030E1 | AC | Split System: Air-Cooled Condensing Unit, Coil with Blower | 4TTR5030E1 |  | 4CXCB042CC3 | 13 | 16 | Yes | Yes | 2011-01-21 |  | 2
FALSE | 4TTR6030B1 | 3522 | 3429944 | TRANE | 4TTR5030E1 | AC | Split System: Air-Cooled Condensing Unit, Coil with Blower | 4TTR5030E1 |  | 4CXCB042CC3 | 12.5 | 15 | Yes | Yes | 2011-01-21 |  | 1
FALSE | 4TTR6030B1 | 3522 | 3429945 | TRANE | 4TTR5030E1 | AC | Split System: Air-Cooled Condensing Unit, Coil with Blower | 4TTR5030E1 |  | 4CXCB042CC3 | 12.5 | 15.5 | Yes | Yes | 2011-01-21 |  | 1
FALSE | 4TTR6030B1 | 3522 | 3429946 | TRANE | 4TTR5030E1 | AC | Split System: Air-Cooled Condensing Unit, Coil with Blower | 4TTR5030E1 |  | 4CXCB042CC3 | 12.5 | 15 | Yes | Yes | 2011-01-21 |  | 1
FALSE | 4TTR6030B1 | 3522 | 3429952 | TRANE | 4TTR5030E1 | AC | Split System: Air-Cooled Condensing Unit, Coil with Blower | 4TTR5030E1 |  | 4CXCB042CC3 | 12.5 | 15 | Yes | Yes | 2011-01-21 |  | 1
FALSE | 4TTR6030B1 | 3522 | 3429955 | TRANE | 4TTR5030E1 | AC | Split System: Air-Cooled Condensing Unit, Coil with Blower | 4TTR5030E1 |  | 4CXCB042CC3 | 12.5 | 15 | Yes | Yes | 2011-01-21 |  | 1
FALSE | 4TTR6030B1 | 3522 | 3429961 | TRANE | 4TTR5030E1 | AC | Split System: Air-Cooled Condensing Unit, Coil with Blower | 4TTR5030E1 |  | 4CXCC037CC3 | 12.5 | 15 | Yes | Yes | 2011-01-21 |  | 1
FALSE | 4TTR6030B1 | 3522 | 3429963 | TRANE | 4TTR5030E1 | AC | Split System: Air-Cooled Condensing Unit, Coil with Blower | 4TTR5030E1 |  | 4CXCC037CC3 | 12.5 | 15 | Yes | Yes | 2011-01-21 |  | 1
FALSE | 4TTR6030B1 | 3522 | 3429966 | TRANE | 4TTR5030E1 | AC | Split System: Air-Cooled Condensing Unit, Coil with Blower | 4TTR5030E1 |  | 4CXCC037CC3 | 12.5 | 15 | Yes | Yes | 2011-01-21 |  | 1
FALSE | 4TTR6030B1 | 3522 | 3429969 | TRANE | 4TTR5030E1 | AC | Split System: Air-Cooled Condensing Unit, Coil with Blower | 4TTR5030E1 |  | 4CXCC037CC3 | 12.5 | 15 | Yes | Yes | 2011-01-21 |  | 1
FALSE | 4TTR6030B1 | 3522 | 3429972 | TRANE | 4TTR5030E1 | AC | Split System: Air-Cooled Condensing Unit, Coil with Blower | 4TTR5030E1 |  | 4CXCC037CC3 | 12.5 | 15.5 | Yes | Yes | 2011-01-21 |  | 1
FALSE | 4TTR6030B1 | 3522 | 3429973 | TRANE | 4TTR5030E1 | AC | Split System: Air-Cooled Condensing Unit, Coil with Blower | 4TTR5030E1 |  | 4CXCC037CC3 | 13 | 16 | Yes | Yes | 2011-01-21 |  | 2
FALSE | 4TTR6030B1 | 3522 | 3429975 | TRANE | 4TTR5030E1 | AC | Split System: Air-Cooled Condensing Unit, Coil with Blower | 4TTR5030E1 |  | 4CXCC037CC3 | 12.5 | 15.5 | Yes | Yes | 2011-01-21 |  | 1
FALSE | 4TTR6030B1 | 3522 | 3429985 | TRANE | 4TTR5030E1 | AC | Split System: Air-Cooled Condensing Unit, Coil with Blower | 4TTR5030E1 |  | 4CXCC037CC3 | 13 | 16 | Yes | Yes | 2011-01-21 |  | 2
FALSE | 4TTR6030B1 | 3522 | 3429990 | TRANE | 4TTR5030E1 | AC | Split System: Air-Cooled Condensing Unit, Coil with Blower | 4TTR5030E1 |  | 4CXCC043CC3 | 12.5 | 15.5 | Yes | Yes | 2011-01-21 |  | 1
FALSE | 4TTR6030B1 | 3522 | 3429993 | TRANE | 4TTR5030E1 | AC | Split System: Air-Cooled Condensing Unit, Coil with Blower | 4TTR5030E1 |  | 4CXCC043CC3 | 13 | 16 | Yes | Yes | 2011-01-21 |  | 2
FALSE | 4TTR6030B1 | 3522 | 3429996 | TRANE | 4TTR5030E1 | AC | Split System: Air-Cooled Condensing Unit, Coil with Blower | 4TTR5030E1 |  | 4CXCC043CC3 | 12.5 | 15 | Yes | Yes | 2011-01-21 |  | 1
FALSE | 4TTR6030B1 | 3522 | 3430000 | TRANE | 4TTR5030E1 | AC | Split System: Air-Cooled Condensing Unit, Coil with Blower | 4TTR5030E1 |  | 4CXCC043CC3 | 12.5 | 15 | Yes | Yes | 2011-01-21 |  | 1
FALSE | 4TTR6030B1 | 3522 | 3430103 | TRANE | 4TTR5030E1 | AC | Split System: Air-Cooled Condensing Unit, Coil with Blower | 4TTR5030E1 |  | 4TXAB025BC3 | 12.5 | 14.5 | Yes | Yes | 2011-01-21 |  | 0
FALSE | 4TTR6030B1 | 3522 | 3430104 | TRANE | 4TTR5030E1 | AC | Split System: Air-Cooled Condensing Unit, Coil with Blower | 4TTR5030E1 |  | 4TXAB025BC3 | 12.5 | 14.5 | Yes | Yes | 2011-01-21 |  | 0
FALSE | 4TTR6030B1 | 3522 | 3430105 | TRANE | 4TTR5030E1 | AC | Split System: Air-Cooled Condensing Unit, Coil with Blower | 4TTR5030E1 |  | 4TXAB025BC3 | 12.5 | 14.5 | Yes | Yes | 2011-01-21 |  | 0
FALSE | 4TTR6030B1 | 3522 | 3430106 | TRANE | 4TTR5030E1 | AC | Split System: Air-Cooled Condensing Unit, Coil with Blower | 4TTR5030E1 |  | 4TXAB025BC3 | 12.5 | 14.5 | Yes | Yes | 2011-01-21 |  | 0
FALSE | 4TTR6030B1 | 3522 | 3430107 | TRANE | 4TTR5030E1 | AC | Split System: Air-Cooled Condensing Unit, Coil with Blower | 4TTR5030E1 |  | 4TXAB025BC3 | 12.5 | 14.5 | Yes | Yes | 2011-01-21 |  | 0
FALSE | 4TTR6030B1 | 3522 | 3430108 | TRANE | 4TTR5030E1 | AC | Split System: Air-Cooled Condensing Unit, Coil with Blower | 4TTR5030E1 |  | 4TXAB025BC3 | 12.5 | 14.5 | Yes | Yes | 2011-01-21 |  | 0
FALSE | 4TTR6030B1 | 3522 | 3430109 | TRANE | 4TTR5030E1 | AC | Split System: Air-Cooled Condensing Unit, Coil with Blower | 4TTR5030E1 |  | 4TXAB025BC3 | 12.5 | 14.5 | Yes | Yes | 2011-01-21 |  | 0
FALSE | 4TTR6030B1 | 3522 | 3430110 | TRANE | 4TTR5030E1 | AC | Split System: Air-Cooled Condensing Unit, Coil with Blower | 4TTR5030E1 |  | 4TXAB025BC3 | 12.5 | 14.5 | Yes | Yes | 2011-01-21 |  | 0
FALSE | 4TTR6030B1 | 3522 | 3430111 | TRANE | 4TTR5030E1 | AC | Split System: Air-Cooled Condensing Unit, Coil with Blower | 4TTR5030E1 |  | 4TXAB025BC3 | 12.5 | 14.5 | Yes | Yes | 2011-01-21 |  | 0
FALSE | 4TTR6030B1 | 3522 | 3430112 | TRANE | 4TTR5030E1 | AC | Split System: Air-Cooled Condensing Unit, Coil with Blower | 4TTR5030E1 |  | 4TXAB025BC3 | 12.5 | 15 | Yes | Yes | 2011-01-21 |  | 1
FALSE | 4TTR6030B1 | 3522 | 3430148 | TRANE | 4TTR5030E1 | AC | Split System: Air-Cooled Condensing Unit, Coil with Blower | 4TTR5030E1 |  | 4TXAB031BC3 | 12.5 | 14.5 | Yes | Yes | 2011-01-21 |  | 0
FALSE | 4TTR6030B1 | 3522 | 3430149 | TRANE | 4TTR5030E1 | AC | Split System: Air-Cooled Condensing Unit, Coil with Blower | 4TTR5030E1 |  | 4TXAB031BC3 | 12.5 | 14.5 | Yes | Yes | 2011-01-21 |  | 0
FALSE | 4TTR6030B1 | 3522 | 3430150 | TRANE | 4TTR5030E1 | AC | Split System: Air-Cooled Condensing Unit, Coil with Blower | 4TTR5030E1 |  | 4TXAB031BC3 | 12.5 | 14.5 | Yes | Yes | 2011-01-21 |  | 0
FALSE | 4TTR6030B1 | 3522 | 3430151 | TRANE | 4TTR5030E1 | AC | Split System: Air-Cooled Condensing Unit, Coil with Blower | 4TTR5030E1 |  | 4TXAB031BC3 | 12.5 | 14.5 | Yes | Yes | 2011-01-21 |  | 0
FALSE | 4TTR6030B1 | 3522 | 3430152 | TRANE | 4TTR5030E1 | AC | Split System: Air-Cooled Condensing Unit, Coil with Blower | 4TTR5030E1 |  | 4TXAB031BC3 | 12.5 | 14.5 | Yes | Yes | 2011-01-21 |  | 0
FALSE | 4TTR6030B1 | 3522 | 3430153 | TRANE | 4TTR5030E1 | AC | Split System: Air-Cooled Condensing Unit, Coil with Blower | 4TTR5030E1 |  | 4TXAB031BC3 | 12.5 | 15 | Yes | Yes | 2011-01-21 |  | 1
FALSE | 4TTR6030B1 | 3522 | 3430154 | TRANE | 4TTR5030E1 | AC | Split System: Air-Cooled Condensing Unit, Coil with Blower | 4TTR5030E1 |  | 4TXAB031BC3 | 12.5 | 14.5 | Yes | Yes | 2011-01-21 |  | 0
FALSE | 4TTR6030B1 | 3522 | 3430155 | TRANE | 4TTR5030E1 | AC | Split System: Air-Cooled Condensing Unit, Coil with Blower | 4TTR5030E1 |  | 4TXAB031BC3 | 12.5 | 15 | Yes | Yes | 2011-01-21 |  | 1
FALSE | 4TTR6030B1 | 3522 | 3430159 | TRANE | 4TTR5030E1 | AC | Split System: Air-Cooled Condensing Unit, Coil with Blower | 4TTR5030E1 |  | 4TXAB031BC3 | 12.5 | 14.5 | Yes | Yes | 2011-01-21 |  | 0
FALSE | 4TTR6030B1 | 3522 | 3430162 | TRANE | 4TTR5030E1 | AC | Split System: Air-Cooled Condensing Unit, Coil with Blower | 4TTR5030E1 |  | 4TXAB031BC3 | 12.5 | 14.5 | Yes | Yes | 2011-01-21 |  | 0
FALSE | 4TTR6030B1 | 3522 | 3430163 | TRANE | 4TTR5030E1 | AC | Split System: Air-Cooled Condensing Unit, Coil with Blower | 4TTR5030E1 |  | 4TXAB031BC3 | 12.5 | 14.5 | Yes | Yes | 2011-01-21 |  | 0
FALSE | 4TTR6030B1 | 3522 | 3430164 | TRANE | 4TTR5030E1 | AC | Split System: Air-Cooled Condensing Unit, Coil with Blower | 4TTR5030E1 |  | 4TXAB031BC3 | 12.5 | 14.5 | Yes | Yes | 2011-01-21 |  | 0
FALSE | 4TTR6030B1 | 3522 | 3430207 | TRANE | 4TTR5030E1 | AC | Split System: Air-Cooled Condensing Unit, Coil with Blower | 4TTR5030E1 |  | 4TXAB032BC3 | 12.5 | 15 | Yes | Yes | 2011-01-21 |  | 1
FALSE | 4TTR6030B1 | 3522 | 3430240 | TRANE | 4TTR5030E1 | AC | Split System: Air-Cooled Condensing Unit, Coil with Blower | 4TTR5030E1 |  | 4TXAB036BC3 | 12.5 | 14.5 | Yes | Yes | 2011-01-21 |  | 0
FALSE | 4TTR6030B1 | 3522 | 3430241 | TRANE | 4TTR5030E1 | AC | Split System: Air-Cooled Condensing Unit, Coil with Blower | 4TTR5030E1 |  | 4TXAB036BC3 | 12.5 | 14.5 | Yes | Yes | 2011-01-21 |  | 0
FALSE | 4TTR6030B1 | 3522 | 3430242 | TRANE | 4TTR5030E1 | AC | Split System: Air-Cooled Condensing Unit, Coil with Blower | 4TTR5030E1 |  | 4TXAB036BC3 | 12.5 | 15 | Yes | Yes | 2011-01-21 |  | 1
FALSE | 4TTR6030B1 | 3522 | 3430243 | TRANE | 4TTR5030E1 | AC | Split System: Air-Cooled Condensing Unit, Coil with Blower | 4TTR5030E1 |  | 4TXAB036BC3 | 12.5 | 15 | Yes | Yes | 2011-01-21 |  | 1
FALSE | 4TTR6030B1 | 3522 | 3430249 | TRANE | 4TTR5030E1 | AC | Split System: Air-Cooled Condensing Unit, Coil with Blower | 4TTR5030E1 |  | 4TXAB036BC3 | 12.5 | 15 | Yes | Yes | 2011-01-21 |  | 1
FALSE | 4TTR6030B1 | 3522 | 3430250 | TRANE | 4TTR5030E1 | AC | Split System: Air-Cooled Condensing Unit, Coil with Blower | 4TTR5030E1 |  | 4TXAB036BC3 | 12.5 | 15 | Yes | Yes | 2011-01-21 |  | 1
FALSE | 4TTR6030B1 | 3522 | 3430251 | TRANE | 4TTR5030E1 | AC | Split System: Air-Cooled Condensing Unit, Coil with Blower | 4TTR5030E1 |  | 4TXAB036BC3 | 12.5 | 15 | Yes | Yes | 2011-01-21 |  | 1
FALSE | 4TTR6030B1 | 3522 | 3430252 | TRANE | 4TTR5030E1 | AC | Split System: Air-Cooled Condensing Unit, Coil with Blower | 4TTR5030E1 |  | 4TXAB036BC3 | 12.5 | 15 | Yes | Yes | 2011-01-21 |  | 1
FALSE | 4TTR6030B1 | 3522 | 3430253 | TRANE | 4TTR5030E1 | AC | Split System: Air-Cooled Condensing Unit, Coil with Blower | 4TTR5030E1 |  | 4TXAB036BC3 | 12.5 | 15 | Yes | Yes | 2011-01-21 |  | 1
FALSE | 4TTR6030B1 | 3522 | 3430255 | TRANE | 4TTR5030E1 | AC | Split System: Air-Cooled Condensing Unit, Coil with Blower | 4TTR5030E1 |  | 4TXAB036BC3 | 12.5 | 15 | Yes | Yes | 2011-01-21 |  | 1
FALSE | 4TTR6030B1 | 3522 | 3430260 | TRANE | 4TTR5030E1 | AC | Split System: Air-Cooled Condensing Unit, Coil with Blower | 4TTR5030E1 |  | 4TXAB036BC3 | 12.5 | 15.5 | Yes | Yes | 2011-01-21 |  | 1
FALSE | 4TTR6030B1 | 3522 | 3430261 | TRANE | 4TTR5030E1 | AC | Split System: Air-Cooled Condensing Unit, Coil with Blower | 4TTR5030E1 |  | 4TXAB036BC3 | 12.5 | 15 | Yes | Yes | 2011-01-21 |  | 1
FALSE | 4TTR6030B1 | 3522 | 3430262 | TRANE | 4TTR5030E1 | AC | Split System: Air-Cooled Condensing Unit, Coil with Blower | 4TTR5030E1 |  | 4TXAB036BC3 | 12.5 | 15 | Yes | Yes | 2011-01-21 |  | 1
FALSE | 4TTR6030B1 | 3522 | 3430263 | TRANE | 4TTR5030E1 | AC | Split System: Air-Cooled Condensing Unit, Coil with Blower | 4TTR5030E1 |  | 4TXAB036BC3 | 12.5 | 15 | Yes | Yes | 2011-01-21 |  | 1
FALSE | 4TTR6030B1 | 3522 | 3430264 | TRANE | 4TTR5030E1 | AC | Split System: Air-Cooled Condensing Unit, Coil with Blower | 4TTR5030E1 |  | 4TXAB036BC3 | 13 | 16 | Yes | Yes | 2011-01-21 |  | 2
FALSE | 4TTR6030B1 | 3522 | 3430265 | TRANE | 4TTR5030E1 | AC | Split System: Air-Cooled Condensing Unit, Coil with Blower | 4TTR5030E1 |  | 4TXAB036BC3 | 12.5 | 15.5 | Yes | Yes | 2011-01-21 |  | 1
FALSE | 4TTR6030B1 | 3522 | 3430266 | TRANE | 4TTR5030E1 | AC | Split System: Air-Cooled Condensing Unit, Coil with Blower | 4TTR5030E1 |  | 4TXAB036BC3 | 12.5 | 15.5 | Yes | Yes | 2011-01-21 |  | 1
FALSE | 4TTR6030B1 | 3522 | 3430269 | TRANE | 4TTR5030E1 | AC | Split System: Air-Cooled Condensing Unit, Coil with Blower | 4TTR5030E1 |  | 4TXAB042BC3 | 12.5 | 15 | Yes | Yes | 2011-01-21 |  | 1
FALSE | 4TTR6030B1 | 3522 | 3430271 | TRANE | 4TTR5030E1 | AC | Split System: Air-Cooled Condensing Unit, Coil with Blower | 4TTR5030E1 |  | 4TXAB042BC3 | 12.5 | 15 | Yes | Yes | 2011-01-21 |  | 1
FALSE | 4TTR6030B1 | 3522 | 3430272 | TRANE | 4TTR5030E1 | AC | Split System: Air-Cooled Condensing Unit, Coil with Blower | 4TTR5030E1 |  | 4TXAB042BC3 | 12.5 | 15 | Yes | Yes | 2011-01-21 |  | 1
FALSE | 4TTR6030B1 | 3522 | 3430273 | TRANE | 4TTR5030E1 | AC | Split System: Air-Cooled Condensing Unit, Coil with Blower | 4TTR5030E1 |  | 4TXAB042BC3 | 12.5 | 15 | Yes | Yes | 2011-01-21 |  | 1
FALSE | 4TTR6030B1 | 3522 | 3430351 | TRANE | 4TTR5030E1 | AC | Split System: Air-Cooled Condensing Unit, Coil with Blower | 4TTR5030E1 |  | 4TXAC037BC3 | 12.5 | 15 | Yes | Yes | 2011-01-21 |  | 1
FALSE | 4TTR6030B1 | 3522 | 3430352 | TRANE | 4TTR5030E1 | AC | Split System: Air-Cooled Condensing Unit, Coil with Blower | 4TTR5030E1 |  | 4TXAC037BC3 | 12.5 | 15.5 | Yes | Yes | 2011-01-21 |  | 1
FALSE | 4TTR6030B1 | 3522 | 3430353 | TRANE | 4TTR5030E1 | AC | Split System: Air-Cooled Condensing Unit, Coil with Blower | 4TTR5030E1 |  | 4TXAC037BC3 | 13 | 16 | Yes | Yes | 2011-01-21 |  | 2
FALSE | 4TTR6030B1 | 3522 | 3430357 | TRANE | 4TTR5030E1 | AC | Split System: Air-Cooled Condensing Unit, Coil with Blower | 4TTR5030E1 |  | 4TXAC037BC3 | 12.5 | 15.5 | Yes | Yes | 2011-01-21 |  | 1
FALSE | 4TTR6030B1 | 3522 | 3430358 | TRANE | 4TTR5030E1 | AC | Split System: Air-Cooled Condensing Unit, Coil with Blower | 4TTR5030E1 |  | 4TXAC037BC3 | 12.5 | 15.5 | Yes | Yes | 2011-01-21 |  | 1
FALSE | 4TTR6030B1 | 3522 | 3430360 | TRANE | 4TTR5030E1 | AC | Split System: Air-Cooled Condensing Unit, Coil with Blower | 4TTR5030E1 |  | 4TXAC037BC3 | 12.5 | 15 | Yes | Yes | 2011-01-21 |  | 1
FALSE | 4TTR6030B1 | 3522 | 3430361 | TRANE | 4TTR5030E1 | AC | Split System: Air-Cooled Condensing Unit, Coil with Blower | 4TTR5030E1 |  | 4TXAC037BC3 | 12.5 | 15 | Yes | Yes | 2011-01-21 |  | 1
FALSE | 4TTR6030B1 | 3522 | 3430362 | TRANE | 4TTR5030E1 | AC | Split System: Air-Cooled Condensing Unit, Coil with Blower | 4TTR5030E1 |  | 4TXAC037BC3 | 12.5 | 15 | Yes | Yes | 2011-01-21 |  | 1
FALSE | 4TTR6030B1 | 3522 | 3430363 | TRANE | 4TTR5030E1 | AC | Split System: Air-Cooled Condensing Unit, Coil with Blower | 4TTR5030E1 |  | 4TXAC043BC3 | 12.5 | 15 | Yes | Yes | 2011-01-21 |  | 1
FALSE | 4TTR6030B1 | 3522 | 3430364 | TRANE | 4TTR5030E1 | AC | Split System: Air-Cooled Condensing Unit, Coil with Blower | 4TTR5030E1 |  | 4TXAC043BC3 | 12.5 | 15 | Yes | Yes | 2011-01-21 |  | 1
FALSE | 4TTR6030B1 | 3522 | 3430365 | TRANE | 4TTR5030E1 | AC | Split System: Air-Cooled Condensing Unit, Coil with Blower | 4TTR5030E1 |  | 4TXAC043BC3 | 12.5 | 15 | Yes | Yes | 2011-01-21 |  | 1
FALSE | 4TTR6030B1 | 3522 | 3430375 | TRANE | 4TTR5030E1 | AC | Split System: Air-Cooled Condensing Unit, Coil with Blower | 4TTR5030E1 |  | 4TXAC043BC3 | 12.5 | 15.5 | Yes | Yes | 2011-01-21 |  | 1
FALSE | 4TTR6030B1 | 3522 | 3430376 | TRANE | 4TTR5030E1 | AC | Split System: Air-Cooled Condensing Unit, Coil with Blower | 4TTR5030E1 |  | 4TXAC043BC3 | 12.5 | 15.5 | Yes | Yes | 2011-01-21 |  | 1
FALSE | 4TTR6030B1 | 3522 | 3430382 | TRANE | 4TTR5030E1 | AC | Split System: Air-Cooled Condensing Unit, Coil with Blower | 4TTR5030E1 |  | 4TXAC043BC3 | 12.5 | 15 | Yes | Yes | 2011-01-21 |  | 1
FALSE | 4TTR6030B1 | 3522 | 3430383 | TRANE | 4TTR5030E1 | AC | Split System: Air-Cooled Condensing Unit, Coil with Blower | 4TTR5030E1 |  | 4TXAC043BC3 | 12.5 | 15 | Yes | Yes | 2011-01-21 |  | 1
FALSE | 4TTR6030B1 | 3522 | 3430387 | TRANE | 4TTR5030E1 | AC | Split System: Air-Cooled Condensing Unit, Coil with Blower | 4TTR5030E1 |  | 4TXAC043BC3 | 12.5 | 15 | Yes | Yes | 2011-01-21 |  | 1
FALSE | 4TTR6030B1 | 3522 | 3430388 | TRANE | 4TTR5030E1 | AC | Split System: Air-Cooled Condensing Unit, Coil with Blower | 4TTR5030E1 |  | 4TXAC043BC3 | 12.5 | 15 | Yes | Yes | 2011-01-21 |  | 1
FALSE | 4TTR6030B1 | 3522 | 3430389 | TRANE | 4TTR5030E1 | AC | Split System: Air-Cooled Condensing Unit, Coil with Blower | 4TTR5030E1 |  | 4TXAC043BC3 | 12.5 | 15 | Yes | Yes | 2011-01-21 |  | 1
FALSE | 4TTR6030B1 | 3522 | 3430390 | TRANE | 4TTR5030E1 | AC | Split System: Air-Cooled Condensing Unit, Coil with Blower | 4TTR5030E1 |  | 4TXAC043BC3 | 12.5 | 15 | Yes | Yes | 2011-01-21 |  | 1
FALSE | 4TTR6030B1 | 3522 | 3430392 | TRANE | 4TTR5030E1 | AC | Split System: Air-Cooled Condensing Unit, Coil with Blower | 4TTR5030E1 |  | 4TXAC043BC3 | 12.5 | 15.5 | Yes | Yes | 2011-01-21 |  | 1
FALSE | 4TTR6030B1 | 3522 | 3430393 | TRANE | 4TTR5030E1 | AC | Split System: Air-Cooled Condensing Unit, Coil with Blower | 4TTR5030E1 |  | 4TXAC043BC3 | 13 | 16 | Yes | Yes | 2011-01-21 |  | 2
FALSE | 4TTR6030B1 | 3522 | 3430394 | TRANE | 4TTR5030E1 | AC | Split System: Air-Cooled Condensing Unit, Coil with Blower | 4TTR5030E1 |  | 4TXAC043BC3 | 12.5 | 15.5 | Yes | Yes | 2011-01-21 |  | 1
FALSE | 4TTR6030B1 | 3522 | 3430434 | TRANE | 4TTR5030E1 | AC | Split System: Air-Cooled Condensing Unit, Coil with Blower | 4TTR5030E1 |  | 4TXCA024BC3 | 12.5 | 14.5 | Yes | Yes | 2011-01-21 |  | 0
FALSE | 4TTR6030B1 | 3522 | 3430444 | TRANE | 4TTR5030E1 | AC | Split System: Air-Cooled Condensing Unit, Coil with Blower | 4TTR5030E1 |  | 4TXCA024BC3 | 12.5 | 14.5 | Yes | Yes | 2011-01-21 |  | 0
FALSE | 4TTR6030B1 | 3522 | 3430445 | TRANE | 4TTR5030E1 | AC | Split System: Air-Cooled Condensing Unit, Coil with Blower | 4TTR5030E1 |  | 4TXCB025BC3 | 12.5 | 14.5 | Yes | Yes | 2011-01-21 |  | 0
FALSE | 4TTR6030B1 | 3522 | 3430446 | TRANE | 4TTR5030E1 | AC | Split System: Air-Cooled Condensing Unit, Coil with Blower | 4TTR5030E1 |  | 4TXCB025BC3 | 12.5 | 14.5 | Yes | Yes | 2011-01-21 |  | 0
FALSE | 4TTR6030B1 | 3522 | 3430447 | TRANE | 4TTR5030E1 | AC | Split System: Air-Cooled Condensing Unit, Coil with Blower | 4TTR5030E1 |  | 4TXCB025BC3 | 12.5 | 15 | Yes | Yes | 2011-01-21 |  | 1
FALSE | 4TTR6030B1 | 3522 | 3430452 | TRANE | 4TTR5030E1 | AC | Split System: Air-Cooled Condensing Unit, Coil with Blower | 4TTR5030E1 |  | 4TXCB025BC3 | 12.5 | 14.5 | Yes | Yes | 2011-01-21 |  | 0
FALSE | 4TTR6030B1 | 3522 | 3430453 | TRANE | 4TTR5030E1 | AC | Split System: Air-Cooled Condensing Unit, Coil with Blower | 4TTR5030E1 |  | 4TXCB025BC3 | 12.5 | 14.5 | Yes | Yes | 2011-01-21 |  | 0
FALSE | 4TTR6030B1 | 3522 | 3430454 | TRANE | 4TTR5030E1 | AC | Split System: Air-Cooled Condensing Unit, Coil with Blower | 4TTR5030E1 |  | 4TXCB025BC3 | 12.5 | 14.5 | Yes | Yes | 2011-01-21 |  | 0
FALSE | 4TTR6030B1 | 3522 | 3430455 | TRANE | 4TTR5030E1 | AC | Split System: Air-Cooled Condensing Unit, Coil with Blower | 4TTR5030E1 |  | 4TXCB025BC3 | 12.5 | 14.5 | Yes | Yes | 2011-01-21 |  | 0
FALSE | 4TTR6030B1 | 3522 | 3430456 | TRANE | 4TTR5030E1 | AC | Split System: Air-Cooled Condensing Unit, Coil with Blower | 4TTR5030E1 |  | 4TXCB025BC3 | 12.5 | 14.5 | Yes | Yes | 2011-01-21 |  | 0
FALSE | 4TTR6030B1 | 3522 | 3430457 | TRANE | 4TTR5030E1 | AC | Split System: Air-Cooled Condensing Unit, Coil with Blower | 4TTR5030E1 |  | 4TXCB025BC3 | 12.5 | 14.5 | Yes | Yes | 2011-01-21 |  | 0
FALSE | 4TTR6030B1 | 3522 | 3430458 | TRANE | 4TTR5030E1 | AC | Split System: Air-Cooled Condensing Unit, Coil with Blower | 4TTR5030E1 |  | 4TXCB025BC3 | 12.5 | 14.5 | Yes | Yes | 2011-01-21 |  | 0
FALSE | 4TTR6030B1 | 3522 | 3430461 | TRANE | 4TTR5030E1 | AC | Split System: Air-Cooled Condensing Unit, Coil with Blower | 4TTR5030E1 |  | 4TXCB025BC3 | 12.5 | 15 | Yes | Yes | 2011-01-21 |  | 1
FALSE | 4TTR6030B1 | 3522 | 3430462 | TRANE | 4TTR5030E1 | AC | Split System: Air-Cooled Condensing Unit, Coil with Blower | 4TTR5030E1 |  | 4TXCB025BC3 | 12.5 | 14.5 | Yes | Yes | 2011-01-21 |  | 0
FALSE | 4TTR6030B1 | 3522 | 3430467 | TRANE | 4TTR5030E1 | AC | Split System: Air-Cooled Condensing Unit, Coil with Blower | 4TTR5030E1 |  | 4TXCB025BC3 | 12.5 | 15 | Yes | Yes | 2011-01-21 |  | 1
FALSE | 4TTR6030B1 | 3522 | 3430468 | TRANE | 4TTR5030E1 | AC | Split System: Air-Cooled Condensing Unit, Coil with Blower | 4TTR5030E1 |  | 4TXCB025BC3 | 12.5 | 15 | Yes | Yes | 2011-01-21 |  | 1
FALSE | 4TTR6030B1 | 3522 | 3430469 | TRANE | 4TTR5030E1 | AC | Split System: Air-Cooled Condensing Unit, Coil with Blower | 4TTR5030E1 |  | 4TXCB025BC3 | 12.5 | 15 | Yes | Yes | 2011-01-21 |  | 1
FALSE | 4TTR6030B1 | 3522 | 3430470 | TRANE | 4TTR5030E1 | AC | Split System: Air-Cooled Condensing Unit, Coil with Blower | 4TTR5030E1 |  | 4TXCB025BC3 | 12.5 | 14.5 | Yes | Yes | 2011-01-21 |  | 0
FALSE | 4TTR6030B1 | 3522 | 3430508 | TRANE | 4TTR5030E1 | AC | Split System: Air-Cooled Condensing Unit, Coil with Blower | 4TTR5030E1 |  | 4TXCB031BC3 | 12.5 | 14.5 | Yes | Yes | 2011-01-21 |  | 0
FALSE | 4TTR6030B1 | 3522 | 3430509 | TRANE | 4TTR5030E1 | AC | Split System: Air-Cooled Condensing Unit, Coil with Blower | 4TTR5030E1 |  | 4TXCB031BC3 | 12.5 | 14.5 | Yes | Yes | 2011-01-21 |  | 0
FALSE | 4TTR6030B1 | 3522 | 3430510 | TRANE | 4TTR5030E1 | AC | Split System: Air-Cooled Condensing Unit, Coil with Blower | 4TTR5030E1 |  | 4TXCB031BC3 | 12.5 | 14.5 | Yes | Yes | 2011-01-21 |  | 0
FALSE | 4TTR6030B1 | 3522 | 3430511 | TRANE | 4TTR5030E1 | AC | Split System: Air-Cooled Condensing Unit, Coil with Blower | 4TTR5030E1 |  | 4TXCB031BC3 | 12.5 | 14.5 | Yes | Yes | 2011-01-21 |  | 0
FALSE | 4TTR6030B1 | 3522 | 3430550 | TRANE | 4TTR5030E1 | AC | Split System: Air-Cooled Condensing Unit, Coil with Blower | 4TTR5030E1 |  | 4TXCB032BC3 | 12.5 | 15 | Yes | Yes | 2011-01-21 |  | 1
FALSE | 4TTR6030B1 | 3522 | 3430551 | TRANE | 4TTR5030E1 | AC | Split System: Air-Cooled Condensing Unit, Coil with Blower | 4TTR5030E1 |  | 4TXCB032BC3 | 12.5 | 15 | Yes | Yes | 2011-01-21 |  | 1
FALSE | 4TTR6030B1 | 3522 | 3430552 | TRANE | 4TTR5030E1 | AC | Split System: Air-Cooled Condensing Unit, Coil with Blower | 4TTR5030E1 |  | 4TXCB032BC3 | 12.5 | 15 | Yes | Yes | 2011-01-21 |  | 1
FALSE | 4TTR6030B1 | 3522 | 3430553 | TRANE | 4TTR5030E1 | AC | Split System: Air-Cooled Condensing Unit, Coil with Blower | 4TTR5030E1 |  | 4TXCB032BC3 | 12.5 | 15 | Yes | Yes | 2011-01-21 |  | 1
FALSE | 4TTR6030B1 | 3522 | 3430554 | TRANE | 4TTR5030E1 | AC | Split System: Air-Cooled Condensing Unit, Coil with Blower | 4TTR5030E1 |  | 4TXCB032BC3 | 12.5 | 15 | Yes | Yes | 2011-01-21 |  | 1
FALSE | 4TTR6030B1 | 3522 | 3430558 | TRANE | 4TTR5030E1 | AC | Split System: Air-Cooled Condensing Unit, Coil with Blower | 4TTR5030E1 |  | 4TXCB032BC3 | 12.5 | 15 | Yes | Yes | 2011-01-21 |  | 1
FALSE | 4TTR6030B1 | 3522 | 3430559 | TRANE | 4TTR5030E1 | AC | Split System: Air-Cooled Condensing Unit, Coil with Blower | 4TTR5030E1 |  | 4TXCB032BC3 | 12.5 | 14.5 | Yes | Yes | 2011-01-21 |  | 0
FALSE | 4TTR6030B1 | 3522 | 3430560 | TRANE | 4TTR5030E1 | AC | Split System: Air-Cooled Condensing Unit, Coil with Blower | 4TTR5030E1 |  | 4TXCB032BC3 | 12.5 | 15 | Yes | Yes | 2011-01-21 |  | 1
FALSE | 4TTR6030B1 | 3522 | 3430561 | TRANE | 4TTR5030E1 | AC | Split System: Air-Cooled Condensing Unit, Coil with Blower | 4TTR5030E1 |  | 4TXCB032BC3 | 12.5 | 15 | Yes | Yes | 2011-01-21 |  | 1
FALSE | 4TTR6030B1 | 3522 | 3430603 | TRANE | 4TTR5030E1 | AC | Split System: Air-Cooled Condensing Unit, Coil with Blower | 4TTR5030E1 |  | 4TXCB036BC3 | 12.5 | 15 | Yes | Yes | 2011-01-21 |  | 1
FALSE | 4TTR6030B1 | 3522 | 3430604 | TRANE | 4TTR5030E1 | AC | Split System: Air-Cooled Condensing Unit, Coil with Blower | 4TTR5030E1 |  | 4TXCB036BC3 | 12.5 | 15 | Yes | Yes | 2011-01-21 |  | 1
FALSE | 4TTR6030B1 | 3522 | 3430605 | TRANE | 4TTR5030E1 | AC | Split System: Air-Cooled Condensing Unit, Coil with Blower | 4TTR5030E1 |  | 4TXCB036BC3 | 12.5 | 14.5 | Yes | Yes | 2011-01-21 |  | 0
FALSE | 4TTR6030B1 | 3522 | 3430606 | TRANE | 4TTR5030E1 | AC | Split System: Air-Cooled Condensing Unit, Coil with Blower | 4TTR5030E1 |  | 4TXCB036BC3 | 12.5 | 14.5 | Yes | Yes | 2011-01-21 |  | 0
FALSE | 4TTR6030B1 | 3522 | 3430607 | TRANE | 4TTR5030E1 | AC | Split System: Air-Cooled Condensing Unit, Coil with Blower | 4TTR5030E1 |  | 4TXCB036BC3 | 12.5 | 15 | Yes | Yes | 2011-01-21 |  | 1
FALSE | 4TTR6030B1 | 3522 | 3430608 | TRANE | 4TTR5030E1 | AC | Split System: Air-Cooled Condensing Unit, Coil with Blower | 4TTR5030E1 |  | 4TXCB036BC3 | 12.5 | 15 | Yes | Yes | 2011-01-21 |  | 1
FALSE | 4TTR6030B1 | 3522 | 3430609 | TRANE | 4TTR5030E1 | AC | Split System: Air-Cooled Condensing Unit, Coil with Blower | 4TTR5030E1 |  | 4TXCB036BC3 | 12.5 | 15 | Yes | Yes | 2011-01-21 |  | 1
FALSE | 4TTR6030B1 | 3522 | 3430610 | TRANE | 4TTR5030E1 | AC | Split System: Air-Cooled Condensing Unit, Coil with Blower | 4TTR5030E1 |  | 4TXCB036BC3 | 12.5 | 15.5 | Yes | Yes | 2011-01-21 |  | 1
FALSE | 4TTR6030B1 | 3522 | 3430615 | TRANE | 4TTR5030E1 | AC | Split System: Air-Cooled Condensing Unit, Coil with Blower | 4TTR5030E1 |  | 4TXCB036BC3 | 12.5 | 15 | Yes | Yes | 2011-01-21 |  | 1
FALSE | 4TTR6030B1 | 3522 | 3430616 | TRANE | 4TTR5030E1 | AC | Split System: Air-Cooled Condensing Unit, Coil with Blower | 4TTR5030E1 |  | 4TXCB036BC3 | 12.5 | 15.5 | Yes | Yes | 2011-01-21 |  | 1
FALSE | 4TTR6030B1 | 3522 | 3430617 | TRANE | 4TTR5030E1 | AC | Split System: Air-Cooled Condensing Unit, Coil with Blower | 4TTR5030E1 |  | 4TXCB036BC3 | 12.5 | 15.5 | Yes | Yes | 2011-01-21 |  | 1
FALSE | 4TTR6030B1 | 3522 | 3430618 | TRANE | 4TTR5030E1 | AC | Split System: Air-Cooled Condensing Unit, Coil with Blower | 4TTR5030E1 |  | 4TXCB036BC3 | 13 | 16 | Yes | Yes | 2011-01-21 |  | 2
FALSE | 4TTR6030B1 | 3522 | 3430623 | TRANE | 4TTR5030E1 | AC | Split System: Air-Cooled Condensing Unit, Coil with Blower | 4TTR5030E1 |  | 4TXCB036BC3 | 12.5 | 15 | Yes | Yes | 2011-01-21 |  | 1
FALSE | 4TTR6030B1 | 3522 | 3430658 | TRANE | 4TTR5030E1 | AC | Split System: Air-Cooled Condensing Unit, Coil with Blower | 4TTR5030E1 |  | 4TXCB042BC3 | 12.5 | 15 | Yes | Yes | 2011-01-21 |  | 1
FALSE | 4TTR6030B1 | 3522 | 3430659 | TRANE | 4TTR5030E1 | AC | Split System: Air-Cooled Condensing Unit, Coil with Blower | 4TTR5030E1 |  | 4TXCC005CC3 | 13 | 16 | Yes | Yes | 2011-01-21 |  | 2
FALSE | 4TTR6030B1 | 3522 | 3430661 | TRANE | 4TTR5030E1 | AC | Split System: Air-Cooled Condensing Unit, Coil with Blower | 4TTR5030E1 |  | 4TXCC005CC3 | 13 | 16 | Yes | Yes | 2011-01-21 |  | 2
FALSE | 4TTR6030B1 | 3522 | 3430662 | TRANE | 4TTR5030E1 | AC | Split System: Air-Cooled Condensing Unit, Coil with Blower | 4TTR5030E1 |  | 4TXCC005CC3 | 13 | 16 | Yes | Yes | 2011-01-21 |  | 2
FALSE | 4TTR6030B1 | 3522 | 3430663 | TRANE | 4TTR5030E1 | AC | Split System: Air-Cooled Condensing Unit, Coil with Blower | 4TTR5030E1 |  | 4TXCC005CC3 | 13 | 16 | Yes | Yes | 2011-01-21 |  | 2
FALSE | 4TTR6030B1 | 3522 | 3430668 | TRANE | 4TTR5030E1 | AC | Split System: Air-Cooled Condensing Unit, Coil with Blower | 4TTR5030E1 |  | 4TXCC005CC3 | 13 | 16 | Yes | Yes | 2011-01-21 |  | 2
FALSE | 4TTR6030B1 | 3522 | 3430669 | TRANE | 4TTR5030E1 | AC | Split System: Air-Cooled Condensing Unit, Coil with Blower | 4TTR5030E1 |  | 4TXCC005CC3 | 13 | 16 | Yes | Yes | 2011-01-21 |  | 2
FALSE | 4TTR6030B1 | 3522 | 3430670 | TRANE | 4TTR5030E1 | AC | Split System: Air-Cooled Condensing Unit, Coil with Blower | 4TTR5030E1 |  | 4TXCC005CC3 | 13 | 16 | Yes | Yes | 2011-01-21 |  | 2
FALSE | 4TTR6030B1 | 3522 | 3430671 | TRANE | 4TTR5030E1 | AC | Split System: Air-Cooled Condensing Unit, Coil with Blower | 4TTR5030E1 |  | 4TXCC005CC3 | 13 | 16 | Yes | Yes | 2011-01-21 |  | 2
FALSE | 4TTR6030B1 | 3522 | 3430672 | TRANE | 4TTR5030E1 | AC | Split System: Air-Cooled Condensing Unit, Coil with Blower | 4TTR5030E1 |  | 4TXCC005CC3 | 13 | 16 | Yes | Yes | 2011-01-21 |  | 2
FALSE | 4TTR6030B1 | 3522 | 3430673 | TRANE | 4TTR5030E1 | AC | Split System: Air-Cooled Condensing Unit, Coil with Blower | 4TTR5030E1 |  | 4TXCC005CC3 | 13 | 16 | Yes | Yes | 2011-01-21 |  | 2
FALSE | 4TTR6030B1 | 3522 | 3430674 | TRANE | 4TTR5030E1 | AC | Split System: Air-Cooled Condensing Unit, Coil with Blower | 4TTR5030E1 |  | 4TXCC005CC3 | 13 | 16 | Yes | Yes | 2011-01-21 |  | 2
FALSE | 4TTR6030B1 | 3522 | 3430675 | TRANE | 4TTR5030E1 | AC | Split System: Air-Cooled Condensing Unit, Coil with Blower | 4TTR5030E1 |  | 4TXCC005CC3 | 13 | 16 | Yes | Yes | 2011-01-21 |  | 2
FALSE | 4TTR6030B1 | 3522 | 3430712 | TRANE | 4TTR5030E1 | AC | Split System: Air-Cooled Condensing Unit, Coil with Blower | 4TTR5030E1 |  | 4TXCC037BC3 | 13 | 16 | Yes | Yes | 2011-01-21 |  | 2
FALSE | 4TTR6030B1 | 3522 | 3430713 | TRANE | 4TTR5030E1 | AC | Split System: Air-Cooled Condensing Unit, Coil with Blower | 4TTR5030E1 |  | 4TXCC037BC3 | 12.5 | 15.5 | Yes | Yes | 2011-01-21 |  | 1
FALSE | 4TTR6030B1 | 3522 | 3430714 | TRANE | 4TTR5030E1 | AC | Split System: Air-Cooled Condensing Unit, Coil with Blower | 4TTR5030E1 |  | 4TXCC037BC3 | 12.5 | 15 | Yes | Yes | 2011-01-21 |  | 1
FALSE | 4TTR6030B1 | 3522 | 3430715 | TRANE | 4TTR5030E1 | AC | Split System: Air-Cooled Condensing Unit, Coil with Blower | 4TTR5030E1 |  | 4TXCC037BC3 | 13 | 16 | Yes | Yes | 2011-01-21 |  | 2
FALSE | 4TTR6030B1 | 3522 | 3430716 | TRANE | 4TTR5030E1 | AC | Split System: Air-Cooled Condensing Unit, Coil with Blower | 4TTR5030E1 |  | 4TXCC037BC3 | 12.5 | 15.5 | Yes | Yes | 2011-01-21 |  | 1
FALSE | 4TTR6030B1 | 3522 | 3430719 | TRANE | 4TTR5030E1 | AC | Split System: Air-Cooled Condensing Unit, Coil with Blower | 4TTR5030E1 |  | 4TXCC037BC3 | 12.5 | 15 | Yes | Yes | 2011-01-21 |  | 1
FALSE | 4TTR6030B1 | 3522 | 3430720 | TRANE | 4TTR5030E1 | AC | Split System: Air-Cooled Condensing Unit, Coil with Blower | 4TTR5030E1 |  | 4TXCC037BC3 | 12.5 | 15 | Yes | Yes | 2011-01-21 |  | 1
FALSE | 4TTR6030B1 | 3522 | 3430723 | TRANE | 4TTR5030E1 | AC | Split System: Air-Cooled Condensing Unit, Coil with Blower | 4TTR5030E1 |  | 4TXCC037BC3 | 12.5 | 15.5 | Yes | Yes | 2011-01-21 |  | 1
FALSE | 4TTR6030B1 | 3522 | 3430724 | TRANE | 4TTR5030E1 | AC | Split System: Air-Cooled Condensing Unit, Coil with Blower | 4TTR5030E1 |  | 4TXCC037BC3 | 12.5 | 15.5 | Yes | Yes | 2011-01-21 |  | 1
FALSE | 4TTR6030B1 | 3522 | 3430772 | TRANE | 4TTR5030E1 | AC | Split System: Air-Cooled Condensing Unit, Coil with Blower | 4TTR5030E1 |  | 4TXCC043BC3 | 12.5 | 15.5 | Yes | Yes | 2011-01-21 |  | 1
FALSE | 4TTR6030B1 | 3522 | 3430777 | TRANE | 4TTR5030E1 | AC | Split System: Air-Cooled Condensing Unit, Coil with Blower | 4TTR5030E1 |  | 4TXCC044BC3 | 12.5 | 15 | Yes | Yes | 2011-01-21 |  | 1
FALSE | 4TTR6030B1 | 3522 | 3430778 | TRANE | 4TTR5030E1 | AC | Split System: Air-Cooled Condensing Unit, Coil with Blower | 4TTR5030E1 |  | 4TXCC044BC3 | 12.5 | 15.5 | Yes | Yes | 2011-01-21 |  | 1
FALSE | 4TTR6030B1 | 3522 | 3430779 | TRANE | 4TTR5030E1 | AC | Split System: Air-Cooled Condensing Unit, Coil with Blower | 4TTR5030E1 |  | 4TXCC044BC3 | 12.5 | 15.5 | Yes | Yes | 2011-01-21 |  | 1
FALSE | 4TTR6030B1 | 3522 | 3430781 | TRANE | 4TTR5030E1 | AC | Split System: Air-Cooled Condensing Unit, Coil with Blower | 4TTR5030E1 |  | 4TXCC044BC3 | 13 | 16 | Yes | Yes | 2011-01-21 |  | 2
FALSE | 4TTR6030B1 | 3522 | 3430782 | TRANE | 4TTR5030E1 | AC | Split System: Air-Cooled Condensing Unit, Coil with Blower | 4TTR5030E1 |  | 4TXCC044BC3 | 13 | 16 | Yes | Yes | 2011-01-21 |  | 2
FALSE | 4TTR6030B1 | 3522 | 3430783 | TRANE | 4TTR5030E1 | AC | Split System: Air-Cooled Condensing Unit, Coil with Blower | 4TTR5030E1 |  | 4TXCC044BC3 | 13 | 16 | Yes | Yes | 2011-01-21 |  | 2
FALSE | 4TTR6030B1 | 3522 | 3430786 | TRANE | 4TTR5030E1 | AC | Split System: Air-Cooled Condensing Unit, Coil with Blower | 4TTR5030E1 |  | 4TXCC044BC3 | 13 | 16 | Yes | Yes | 2011-01-21 |  | 2
FALSE | 4TTR6030B1 | 3522 | 3430787 | TRANE | 4TTR5030E1 | AC | Split System: Air-Cooled Condensing Unit, Coil with Blower | 4TTR5030E1 |  | 4TXCC044BC3 | 13 | 16 | Yes | Yes | 2011-01-21 |  | 2
FALSE | 4TTR6030B1 | 3522 | 3430789 | TRANE | 4TTR5030E1 | AC | Split System: Air-Cooled Condensing Unit, Coil with Blower | 4TTR5030E1 |  | 4TXCC044BC3 | 13 | 16 | Yes | Yes | 2011-01-21 |  | 2
FALSE | 4TTR6030B1 | 3522 | 3430790 | TRANE | 4TTR5030E1 | AC | Split System: Air-Cooled Condensing Unit, Coil with Blower | 4TTR5030E1 |  | 4TXCC044BC3 | 12.5 | 15 | Yes | Yes | 2011-01-21 |  | 1
FALSE | 4TTR6030B1 | 3522 | 3430801 | TRANE | 4TTR5030E1 | AC | Split System: Air-Cooled Condensing Unit, Coil with Blower | 4TTR5030E1 |  | 4TXCC044BC3 | 13 | 16 | Yes | Yes | 2011-01-21 |  | 2
FALSE | 4TTR6030B1 | 3522 | 3430802 | TRANE | 4TTR5030E1 | AC | Split System: Air-Cooled Condensing Unit, Coil with Blower | 4TTR5030E1 |  | 4TXCC044BC3 | 13 | 16 | Yes | Yes | 2011-01-21 |  | 2
FALSE | 4TTR6030B1 | 3522 | 3430803 | TRANE | 4TTR5030E1 | AC | Split System: Air-Cooled Condensing Unit, Coil with Blower | 4TTR5030E1 |  | 4TXCC044BC3 | 13 | 16 | Yes | Yes | 2011-01-21 |  | 2
FALSE | 4TTR6030B1 | 3522 | 3430804 | TRANE | 4TTR5030E1 | AC | Split System: Air-Cooled Condensing Unit, Coil with Blower | 4TTR5030E1 |  | 4TXCC044BC3 | 13 | 16 | Yes | Yes | 2011-01-21 |  | 2
FALSE | 4TTR6030B1 | 3522 | 3430805 | TRANE | 4TTR5030E1 | AC | Split System: Air-Cooled Condensing Unit, Coil with Blower | 4TTR5030E1 |  | 4TXCC044BC3 | 12.5 | 15 | Yes | Yes | 2011-01-21 |  | 1
FALSE | 4TTR6030B1 | 3522 | 3430806 | TRANE | 4TTR5030E1 | AC | Split System: Air-Cooled Condensing Unit, Coil with Blower | 4TTR5030E1 |  | 4TXCC044BC3 | 12.5 | 15 | Yes | Yes | 2011-01-21 |  | 1
FALSE | 4TTR6030B1 | 3522 | 3430807 | TRANE | 4TTR5030E1 | AC | Split System: Air-Cooled Condensing Unit, Coil with Blower | 4TTR5030E1 |  | 4TXCC044BC3 | 12.5 | 15.5 | Yes | Yes | 2011-01-21 |  | 1
FALSE | 4TTR6030B1 | 3522 | 3430808 | TRANE | 4TTR5030E1 | AC | Split System: Air-Cooled Condensing Unit, Coil with Blower | 4TTR5030E1 |  | 4TXCC044BC3 | 12.5 | 15.5 | Yes | Yes | 2011-01-21 |  | 1
FALSE | 4TTR6030B1 | 3522 | 3430809 | TRANE | 4TTR5030E1 | AC | Split System: Air-Cooled Condensing Unit, Coil with Blower | 4TTR5030E1 |  | 4TXCC044BC3 | 13 | 16 | Yes | Yes | 2011-01-21 |  | 2
FALSE | 4TTR6030B1 | 3522 | 3430949 | AMERICAN STANDARD, INC. | 4A7A5030E1 | AC | Split System: Air-Cooled Condensing Unit, Coil with Blower | 4TTR5030E1 |  | 4CXCA024CC3 | 12.5 | 14.5 | Yes | Yes | 2011-02-28 |  | 0
FALSE | 4TTR6030B1 | 3522 | 3430953 | AMERICAN STANDARD, INC. | 4A7A5030E1 | AC | Split System: Air-Cooled Condensing Unit, Coil with Blower | 4TTR5030E1 |  | 4CXCA024CC3 | 12.5 | 14.5 | Yes | Yes | 2011-02-28 |  | 0
FALSE | 4TTR6030B1 | 3522 | 3430957 | AMERICAN STANDARD, INC. | 4A7A5030E1 | AC | Split System: Air-Cooled Condensing Unit, Coil with Blower | 4TTR5030E1 |  | 4CXCB025CC3 | 12.5 | 14.5 | Yes | Yes | 2011-02-28 |  | 0
FALSE | 4TTR6030B1 | 3522 | 3430964 | AMERICAN STANDARD, INC. | 4A7A5030E1 | AC | Split System: Air-Cooled Condensing Unit, Coil with Blower | 4TTR5030E1 |  | 4CXCB025CC3 | 12.5 | 14.5 | Yes | Yes | 2011-02-28 |  | 0
FALSE | 4TTR6030B1 | 3522 | 3431104 | AMERICAN STANDARD, INC. | 4A7A5030E1 | AC | Split System: Air-Cooled Condensing Unit, Coil with Blower | 4TTR5030E1 |  | 4CXCC037CC3 | 13 | 16 | Yes | Yes | 2011-02-28 |  | 2
FALSE | 4TTR6030B1 | 3522 | 3431109 | AMERICAN STANDARD, INC. | 4A7A5030E1 | AC | Split System: Air-Cooled Condensing Unit, Coil with Blower | 4TTR5030E1 |  | 4CXCC043CC3 | 12.5 | 15.5 | Yes | Yes | 2011-02-28 |  | 1
FALSE | 4TTR6030B1 | 3522 | 3431112 | AMERICAN STANDARD, INC. | 4A7A5030E1 | AC | Split System: Air-Cooled Condensing Unit, Coil with Blower | 4TTR5030E1 |  | 4CXCC043CC3 | 13 | 16 | Yes | Yes | 2011-02-28 |  | 2
FALSE | 4TTR6030B1 | 3522 | 3431115 | AMERICAN STANDARD, INC. | 4A7A5030E1 | AC | Split System: Air-Cooled Condensing Unit, Coil with Blower | 4TTR5030E1 |  | 4CXCC043CC3 | 12.5 | 15 | Yes | Yes | 2011-02-28 |  | 1
FALSE | 4TTR6030B1 | 3522 | 3431119 | AMERICAN STANDARD, INC. | 4A7A5030E1 | AC | Split System: Air-Cooled Condensing Unit, Coil with Blower | 4TTR5030E1 |  | 4CXCC043CC3 | 12.5 | 15 | Yes | Yes | 2011-02-28 |  | 1
FALSE | 4TTR6030B1 | 3522 | 3431123 | AMERICAN STANDARD, INC. | 4A7A5030E1 | AC | Split System: Air-Cooled Condensing Unit, Coil with Blower | 4TTR5030E1 |  | 4CXCC043CC3 | 12.5 | 15 | Yes | Yes | 2011-02-28 |  | 1
FALSE | 4TTR6030B1 | 3522 | 3431124 | AMERICAN STANDARD, INC. | 4A7A5030E1 | AC | Split System: Air-Cooled Condensing Unit, Coil with Blower | 4TTR5030E1 |  | 4CXCC043CC3 | 12.5 | 15 | Yes | Yes | 2011-02-28 |  | 1
FALSE | 4TTR6030B1 | 3522 | 3431136 | AMERICAN STANDARD, INC. | 4A7A5030E1 | AC | Split System: Air-Cooled Condensing Unit, Coil with Blower | 4TTR5030E1 |  | 4CXCC043CC3 | 13 | 16 | Yes | Yes | 2011-02-28 |  | 2
FALSE | 4TTR6030B1 | 3522 | 3431138 | AMERICAN STANDARD, INC. | 4A7A5030E1 | AC | Split System: Air-Cooled Condensing Unit, Coil with Blower | 4TTR5030E1 |  | 4CXCC043CC3 | 12.5 | 15.5 | Yes | Yes | 2011-02-28 |  | 1
FALSE | 4TTR6030B1 | 3522 | 3431145 | AMERICAN STANDARD, INC. | 4A7A5030E1 | AC | Split System: Air-Cooled Condensing Unit, Coil with Blower | 4TTR5030E1 |  | 4TEE3C04A1 | 13 | 16 | Yes | Yes | 2011-02-28 |  | 2
FALSE | 4TTR6030B1 | 3522 | 3431146 | AMERICAN STANDARD, INC. | 4A7A5030E1 | AC | Split System: Air-Cooled Condensing Unit, Coil with Blower | 4TTR5030E1 |  | 4TEE3C05A1 | 13 | 16 | Yes | Yes | 2011-02-28 |  | 2
FALSE | 4TTR6030B1 | 3522 | 3431147 | AMERICAN STANDARD, INC. | 4A7A5030E1 | AC | Split System: Air-Cooled Condensing Unit, Coil with Blower | 4TTR5030E1 |  | 4TEE3C05A1+18-GJ01D | 13 | 16 | Yes | Yes | 2011-02-28 |  | 2
FALSE | 4TTR6030B1 | 3522 | 3431153 | AMERICAN STANDARD, INC. | 4A7A5030E1 | AC | Split System: Air-Cooled Condensing Unit, Coil with Blower | 4TTR5030E1 |  | 4TEE3F31B1 | 12.5 | 14.5 | Yes | Yes | 2011-02-28 |  | 0
FALSE | 4TTR6030B1 | 3522 | 3431154 | AMERICAN STANDARD, INC. | 4A7A5030E1 | AC | Split System: Air-Cooled Condensing Unit, Coil with Blower | 4TTR5030E1 |  | 4TEE3F37B1 | 12.5 | 14.5 | Yes | Yes | 2011-02-28 |  | 0
FALSE | 4TTR6030B1 | 3522 | 3431155 | AMERICAN STANDARD, INC. | 4A7A5030E1 | AC | Split System: Air-Cooled Condensing Unit, Coil with Blower | 4TTR5030E1 |  | 4TEE3F39A1 | 13 | 16 | Yes | Yes | 2011-02-28 |  | 2
FALSE | 4TTR6030B1 | 3522 | 3431156 | AMERICAN STANDARD, INC. | 4A7A5030E1 | AC | Split System: Air-Cooled Condensing Unit, Coil with Blower | 4TTR5030E1 |  | 4TEE3F40B1 | 13 | 16 | Yes | Yes | 2011-02-28 |  | 2
FALSE | 4TTR6030B1 | 3522 | 3431163 | AMERICAN STANDARD, INC. | 4A7A5030E1 | AC | Split System: Air-Cooled Condensing Unit, Coil with Blower | 4TTR5030E1 |  | 4TGB3F30A1 | 12 | 14.5 | Yes | Yes | 2011-02-28 |  | 0
FALSE | 4TTR6030B1 | 3522 | 3431166 | AMERICAN STANDARD, INC. | 4A7A5030E1 | AC | Split System: Air-Cooled Condensing Unit, Coil with Blower | 4TTR5030E1 |  | 4TXAA024BC3 | 12.5 | 14.5 | Yes | Yes | 2011-02-28 |  | 0
FALSE | 4TTR6030B1 | 3522 | 3431020 | AMERICAN STANDARD, INC. | 4A7A5030E1 | AC | Split System: Air-Cooled Condensing Unit, Coil with Blower | 4TTR5030E1 |  | 4CXCB036CC3 | 12.5 | 15 | Yes | Yes | 2011-02-28 |  | 1
FALSE | 4TTR6030B1 | 3522 | 3431021 | AMERICAN STANDARD, INC. | 4A7A5030E1 | AC | Split System: Air-Cooled Condensing Unit, Coil with Blower | 4TTR5030E1 |  | 4CXCB036CC3 | 12.5 | 15 | Yes | Yes | 2011-02-28 |  | 1
FALSE | 4TTR6030B1 | 3522 | 3431024 | AMERICAN STANDARD, INC. | 4A7A5030E1 | AC | Split System: Air-Cooled Condensing Unit, Coil with Blower | 4TTR5030E1 |  | 4CXCB036CC3 | 12.5 | 15 | Yes | Yes | 2011-02-28 |  | 1
FALSE | 4TTR6030B1 | 3522 | 3431027 | AMERICAN STANDARD, INC. | 4A7A5030E1 | AC | Split System: Air-Cooled Condensing Unit, Coil with Blower | 4TTR5030E1 |  | 4CXCB036CC3 | 12.5 | 15.5 | Yes | Yes | 2011-02-28 |  | 1
FALSE | 4TTR6030B1 | 3522 | 3431038 | AMERICAN STANDARD, INC. | 4A7A5030E1 | AC | Split System: Air-Cooled Condensing Unit, Coil with Blower | 4TTR5030E1 |  | 4CXCB036CC3 | 12.5 | 15 | Yes | Yes | 2011-02-28 |  | 1
FALSE | 4TTR6030B1 | 3522 | 3431045 | AMERICAN STANDARD, INC. | 4A7A5030E1 | AC | Split System: Air-Cooled Condensing Unit, Coil with Blower | 4TTR5030E1 |  | 4CXCB042CC3 | 12.5 | 15 | Yes | Yes | 2011-02-28 |  | 1
FALSE | 4TTR6030B1 | 3522 | 3431046 | AMERICAN STANDARD, INC. | 4A7A5030E1 | AC | Split System: Air-Cooled Condensing Unit, Coil with Blower | 4TTR5030E1 |  | 4CXCB042CC3 | 12.5 | 15 | Yes | Yes | 2011-02-28 |  | 1
FALSE | 4TTR6030B1 | 3522 | 3431057 | AMERICAN STANDARD, INC. | 4A7A5030E1 | AC | Split System: Air-Cooled Condensing Unit, Coil with Blower | 4TTR5030E1 |  | 4CXCB042CC3 | 12.5 | 15.5 | Yes | Yes | 2011-02-28 |  | 1
FALSE | 4TTR6030B1 | 3522 | 3431062 | AMERICAN STANDARD, INC. | 4A7A5030E1 | AC | Split System: Air-Cooled Condensing Unit, Coil with Blower | 4TTR5030E1 |  | 4CXCB042CC3 | 13 | 16 | Yes | Yes | 2011-02-28 |  | 2
FALSE | 4TTR6030B1 | 3522 | 3431063 | AMERICAN STANDARD, INC. | 4A7A5030E1 | AC | Split System: Air-Cooled Condensing Unit, Coil with Blower | 4TTR5030E1 |  | 4CXCB042CC3 | 12.5 | 15 | Yes | Yes | 2011-02-28 |  | 1
FALSE | 4TTR6030B1 | 3522 | 3431064 | AMERICAN STANDARD, INC. | 4A7A5030E1 | AC | Split System: Air-Cooled Condensing Unit, Coil with Blower | 4TTR5030E1 |  | 4CXCB042CC3 | 12.5 | 15.5 | Yes | Yes | 2011-02-28 |  | 1
FALSE | 4TTR6030B1 | 3522 | 3431065 | AMERICAN STANDARD, INC. | 4A7A5030E1 | AC | Split System: Air-Cooled Condensing Unit, Coil with Blower | 4TTR5030E1 |  | 4CXCB042CC3 | 12.5 | 15 | Yes | Yes | 2011-02-28 |  | 1
FALSE | 4TTR6030B1 | 3522 | 3431071 | AMERICAN STANDARD, INC. | 4A7A5030E1 | AC | Split System: Air-Cooled Condensing Unit, Coil with Blower | 4TTR5030E1 |  | 4CXCB042CC3 | 12.5 | 15 | Yes | Yes | 2011-02-28 |  | 1
FALSE | 4TTR6030B1 | 3522 | 3431074 | AMERICAN STANDARD, INC. | 4A7A5030E1 | AC | Split System: Air-Cooled Condensing Unit, Coil with Blower | 4TTR5030E1 |  | 4CXCB042CC3 | 12.5 | 15 | Yes | Yes | 2011-02-28 |  | 1
FALSE | 4TTR6030B1 | 3522 | 3431080 | AMERICAN STANDARD, INC. | 4A7A5030E1 | AC | Split System: Air-Cooled Condensing Unit, Coil with Blower | 4TTR5030E1 |  | 4CXCC037CC3 | 12.5 | 15 | Yes | Yes | 2011-02-28 |  | 1
FALSE | 4TTR6030B1 | 3522 | 3431082 | AMERICAN STANDARD, INC. | 4A7A5030E1 | AC | Split System: Air-Cooled Condensing Unit, Coil with Blower | 4TTR5030E1 |  | 4CXCC037CC3 | 12.5 | 15 | Yes | Yes | 2011-02-28 |  | 1
FALSE | 4TTR6030B1 | 3522 | 3431085 | AMERICAN STANDARD, INC. | 4A7A5030E1 | AC | Split System: Air-Cooled Condensing Unit, Coil with Blower | 4TTR5030E1 |  | 4CXCC037CC3 | 12.5 | 15 | Yes | Yes | 2011-02-28 |  | 1
FALSE | 4TTR6030B1 | 3522 | 3431088 | AMERICAN STANDARD, INC. | 4A7A5030E1 | AC | Split System: Air-Cooled Condensing Unit, Coil with Blower | 4TTR5030E1 |  | 4CXCC037CC3 | 12.5 | 15 | Yes | Yes | 2011-02-28 |  | 1
FALSE | 4TTR6030B1 | 3522 | 3431091 | AMERICAN STANDARD, INC. | 4A7A5030E1 | AC | Split System: Air-Cooled Condensing Unit, Coil with Blower | 4TTR5030E1 |  | 4CXCC037CC3 | 12.5 | 15.5 | Yes | Yes | 2011-02-28 |  | 1
FALSE | 4TTR6030B1 | 3522 | 3431092 | AMERICAN STANDARD, INC. | 4A7A5030E1 | AC | Split System: Air-Cooled Condensing Unit, Coil with Blower | 4TTR5030E1 |  | 4CXCC037CC3 | 13 | 16 | Yes | Yes | 2011-02-28 |  | 2
FALSE | 4TTR6030B1 | 3522 | 3431094 | AMERICAN STANDARD, INC. | 4A7A5030E1 | AC | Split System: Air-Cooled Condensing Unit, Coil with Blower | 4TTR5030E1 |  | 4CXCC037CC3 | 12.5 | 15.5 | Yes | Yes | 2011-02-28 |  | 1
FALSE | 4TTR6030B1 | 3522 | 3431172 | AMERICAN STANDARD, INC. | 4A7A5030E1 | AC | Split System: Air-Cooled Condensing Unit, Coil with Blower | 4TTR5030E1 |  | 4TXAA024BC3 | 12.5 | 14.5 | Yes | Yes | 2011-02-28 |  | 0
FALSE | 4TTR6030B1 | 3522 | 3431210 | AMERICAN STANDARD, INC. | 4A7A5030E1 | AC | Split System: Air-Cooled Condensing Unit, Coil with Blower | 4TTR5030E1 |  | 4TXAB025BC3 | 12.5 | 14.5 | Yes | Yes | 2011-02-28 |  | 0
FALSE | 4TTR6030B1 | 3522 | 3431211 | AMERICAN STANDARD, INC. | 4A7A5030E1 | AC | Split System: Air-Cooled Condensing Unit, Coil with Blower | 4TTR5030E1 |  | 4TXAB025BC3 | 12.5 | 15 | Yes | Yes | 2011-02-28 |  | 1
FALSE | 4TTR6030B1 | 3522 | 3431212 | AMERICAN STANDARD, INC. | 4A7A5030E1 | AC | Split System: Air-Cooled Condensing Unit, Coil with Blower | 4TTR5030E1 |  | 4TXAB025BC3 | 12.5 | 15 | Yes | Yes | 2011-02-28 |  | 1
FALSE | 4TTR6030B1 | 3522 | 3431213 | AMERICAN STANDARD, INC. | 4A7A5030E1 | AC | Split System: Air-Cooled Condensing Unit, Coil with Blower | 4TTR5030E1 |  | 4TXAB025BC3 | 12.5 | 15 | Yes | Yes | 2011-02-28 |  | 1
FALSE | 4TTR6030B1 | 3522 | 3431218 | AMERICAN STANDARD, INC. | 4A7A5030E1 | AC | Split System: Air-Cooled Condensing Unit, Coil with Blower | 4TTR5030E1 |  | 4TXAB025BC3 | 12.5 | 14.5 | Yes | Yes | 2011-02-28 |  | 0
FALSE | 4TTR6030B1 | 3522 | 3431219 | AMERICAN STANDARD, INC. | 4A7A5030E1 | AC | Split System: Air-Cooled Condensing Unit, Coil with Blower | 4TTR5030E1 |  | 4TXAB025BC3 | 12.5 | 15 | Yes | Yes | 2011-02-28 |  | 1
FALSE | 4TTR6030B1 | 3522 | 3431222 | AMERICAN STANDARD, INC. | 4A7A5030E1 | AC | Split System: Air-Cooled Condensing Unit, Coil with Blower | 4TTR5030E1 |  | 4TXAB025BC3 | 12.5 | 14.5 | Yes | Yes | 2011-02-28 |  | 0
FALSE | 4TTR6030B1 | 3522 | 3431223 | AMERICAN STANDARD, INC. | 4A7A5030E1 | AC | Split System: Air-Cooled Condensing Unit, Coil with Blower | 4TTR5030E1 |  | 4TXAB025BC3 | 12.5 | 14.5 | Yes | Yes | 2011-02-28 |  | 0
FALSE | 4TTR6030B1 | 3522 | 3431224 | AMERICAN STANDARD, INC. | 4A7A5030E1 | AC | Split System: Air-Cooled Condensing Unit, Coil with Blower | 4TTR5030E1 |  | 4TXAB025BC3 | 12.5 | 14.5 | Yes | Yes | 2011-02-28 |  | 0
FALSE | 4TTR6030B1 | 3522 | 3431225 | AMERICAN STANDARD, INC. | 4A7A5030E1 | AC | Split System: Air-Cooled Condensing Unit, Coil with Blower | 4TTR5030E1 |  | 4TXAB025BC3 | 12.5 | 14.5 | Yes | Yes | 2011-02-28 |  | 0
FALSE | 4TTR6030B1 | 3522 | 3431226 | AMERICAN STANDARD, INC. | 4A7A5030E1 | AC | Split System: Air-Cooled Condensing Unit, Coil with Blower | 4TTR5030E1 |  | 4TXAB025BC3 | 12.5 | 14.5 | Yes | Yes | 2011-02-28 |  | 0
FALSE | 4TTR6030B1 | 3522 | 3431227 | AMERICAN STANDARD, INC. | 4A7A5030E1 | AC | Split System: Air-Cooled Condensing Unit, Coil with Blower | 4TTR5030E1 |  | 4TXAB025BC3 | 12.5 | 14.5 | Yes | Yes | 2011-02-28 |  | 0
FALSE | 4TTR6030B1 | 3522 | 3431228 | AMERICAN STANDARD, INC. | 4A7A5030E1 | AC | Split System: Air-Cooled Condensing Unit, Coil with Blower | 4TTR5030E1 |  | 4TXAB025BC3 | 12.5 | 14.5 | Yes | Yes | 2011-02-28 |  | 0
FALSE | 4TTR6030B1 | 3522 | 3431229 | AMERICAN STANDARD, INC. | 4A7A5030E1 | AC | Split System: Air-Cooled Condensing Unit, Coil with Blower | 4TTR5030E1 |  | 4TXAB025BC3 | 12.5 | 14.5 | Yes | Yes | 2011-02-28 |  | 0
FALSE | 4TTR6030B1 | 3522 | 3431230 | AMERICAN STANDARD, INC. | 4A7A5030E1 | AC | Split System: Air-Cooled Condensing Unit, Coil with Blower | 4TTR5030E1 |  | 4TXAB025BC3 | 12.5 | 14.5 | Yes | Yes | 2011-02-28 |  | 0
FALSE | 4TTR6030B1 | 3522 | 3431231 | AMERICAN STANDARD, INC. | 4A7A5030E1 | AC | Split System: Air-Cooled Condensing Unit, Coil with Blower | 4TTR5030E1 |  | 4TXAB025BC3 | 12.5 | 15 | Yes | Yes | 2011-02-28 |  | 1
FALSE | 4TTR6030B1 | 3522 | 3431267 | AMERICAN STANDARD, INC. | 4A7A5030E1 | AC | Split System: Air-Cooled Condensing Unit, Coil with Blower | 4TTR5030E1 |  | 4TXAB031BC3 | 12.5 | 14.5 | Yes | Yes | 2011-02-28 |  | 0
FALSE | 4TTR6030B1 | 3522 | 3431268 | AMERICAN STANDARD, INC. | 4A7A5030E1 | AC | Split System: Air-Cooled Condensing Unit, Coil with Blower | 4TTR5030E1 |  | 4TXAB031BC3 | 12.5 | 14.5 | Yes | Yes | 2011-02-28 |  | 0
FALSE | 4TTR6030B1 | 3522 | 3431269 | AMERICAN STANDARD, INC. | 4A7A5030E1 | AC | Split System: Air-Cooled Condensing Unit, Coil with Blower | 4TTR5030E1 |  | 4TXAB031BC3 | 12.5 | 14.5 | Yes | Yes | 2011-02-28 |  | 0
FALSE | 4TTR6030B1 | 3522 | 3431270 | AMERICAN STANDARD, INC. | 4A7A5030E1 | AC | Split System: Air-Cooled Condensing Unit, Coil with Blower | 4TTR5030E1 |  | 4TXAB031BC3 | 12.5 | 14.5 | Yes | Yes | 2011-02-28 |  | 0
FALSE | 4TTR6030B1 | 3522 | 3431271 | AMERICAN STANDARD, INC. | 4A7A5030E1 | AC | Split System: Air-Cooled Condensing Unit, Coil with Blower | 4TTR5030E1 |  | 4TXAB031BC3 | 12.5 | 14.5 | Yes | Yes | 2011-02-28 |  | 0
FALSE | 4TTR6030B1 | 3522 | 3431384 | AMERICAN STANDARD, INC. | 4A7A5030E1 | AC | Split System: Air-Cooled Condensing Unit, Coil with Blower | 4TTR5030E1 |  | 4TXAB036BC3 | 12.5 | 15 | Yes | Yes | 2011-02-28 |  | 1
FALSE | 4TTR6030B1 | 3522 | 3431385 | AMERICAN STANDARD, INC. | 4A7A5030E1 | AC | Split System: Air-Cooled Condensing Unit, Coil with Blower | 4TTR5030E1 |  | 4TXAB036BC3 | 12.5 | 15 | Yes | Yes | 2011-02-28 |  | 1
FALSE | 4TTR6030B1 | 3522 | 3431386 | AMERICAN STANDARD, INC. | 4A7A5030E1 | AC | Split System: Air-Cooled Condensing Unit, Coil with Blower | 4TTR5030E1 |  | 4TXAB036BC3 | 12.5 | 15 | Yes | Yes | 2011-02-28 |  | 1
FALSE | 4TTR6030B1 | 3522 | 3431387 | AMERICAN STANDARD, INC. | 4A7A5030E1 | AC | Split System: Air-Cooled Condensing Unit, Coil with Blower | 4TTR5030E1 |  | 4TXAB036BC3 | 13 | 16 | Yes | Yes | 2011-02-28 |  | 2
FALSE | 4TTR6030B1 | 3522 | 3431388 | AMERICAN STANDARD, INC. | 4A7A5030E1 | AC | Split System: Air-Cooled Condensing Unit, Coil with Blower | 4TTR5030E1 |  | 4TXAB036BC3 | 12.5 | 15.5 | Yes | Yes | 2011-02-28 |  | 1
FALSE | 4TTR6030B1 | 3522 | 3431389 | AMERICAN STANDARD, INC. | 4A7A5030E1 | AC | Split System: Air-Cooled Condensing Unit, Coil with Blower | 4TTR5030E1 |  | 4TXAB036BC3 | 12.5 | 15.5 | Yes | Yes | 2011-02-28 |  | 1
FALSE | 4TTR6030B1 | 3522 | 3431392 | AMERICAN STANDARD, INC. | 4A7A5030E1 | AC | Split System: Air-Cooled Condensing Unit, Coil with Blower | 4TTR5030E1 |  | 4TXAB042BC3 | 12.5 | 15 | Yes | Yes | 2011-02-28 |  | 1
FALSE | 4TTR6030B1 | 3522 | 3431394 | AMERICAN STANDARD, INC. | 4A7A5030E1 | AC | Split System: Air-Cooled Condensing Unit, Coil with Blower | 4TTR5030E1 |  | 4TXAB042BC3 | 12.5 | 15 | Yes | Yes | 2011-02-28 |  | 1
FALSE | 4TTR6030B1 | 3522 | 3431395 | AMERICAN STANDARD, INC. | 4A7A5030E1 | AC | Split System: Air-Cooled Condensing Unit, Coil with Blower | 4TTR5030E1 |  | 4TXAB042BC3 | 12.5 | 15 | Yes | Yes | 2011-02-28 |  | 1
FALSE | 4TTR6030B1 | 3522 | 3431396 | AMERICAN STANDARD, INC. | 4A7A5030E1 | AC | Split System: Air-Cooled Condensing Unit, Coil with Blower | 4TTR5030E1 |  | 4TXAB042BC3 | 12.5 | 15 | Yes | Yes | 2011-02-28 |  | 1
FALSE | 4TTR6030B1 | 3522 | 3431397 | AMERICAN STANDARD, INC. | 4A7A5030E1 | AC | Split System: Air-Cooled Condensing Unit, Coil with Blower | 4TTR5030E1 |  | 4TXAB042BC3 | 12.5 | 15.5 | Yes | Yes | 2011-02-28 |  | 1
FALSE | 4TTR6030B1 | 3522 | 3431399 | AMERICAN STANDARD, INC. | 4A7A5030E1 | AC | Split System: Air-Cooled Condensing Unit, Coil with Blower | 4TTR5030E1 |  | 4TXAB042BC3 | 12.5 | 15 | Yes | Yes | 2011-02-28 |  | 1
FALSE | 4TTR6030B1 | 3522 | 3431400 | AMERICAN STANDARD, INC. | 4A7A5030E1 | AC | Split System: Air-Cooled Condensing Unit, Coil with Blower | 4TTR5030E1 |  | 4TXAB042BC3 | 12.5 | 15 | Yes | Yes | 2011-02-28 |  | 1
FALSE | 4TTR6030B1 | 3522 | 3431401 | AMERICAN STANDARD, INC. | 4A7A5030E1 | AC | Split System: Air-Cooled Condensing Unit, Coil with Blower | 4TTR5030E1 |  | 4TXAB042BC3 | 12.5 | 15 | Yes | Yes | 2011-02-28 |  | 1
FALSE | 4TTR6030B1 | 3522 | 3431403 | AMERICAN STANDARD, INC. | 4A7A5030E1 | AC | Split System: Air-Cooled Condensing Unit, Coil with Blower | 4TTR5030E1 |  | 4TXAB042BC3 | 12.5 | 15 | Yes | Yes | 2011-02-28 |  | 1
FALSE | 4TTR6030B1 | 3522 | 3431404 | AMERICAN STANDARD, INC. | 4A7A5030E1 | AC | Split System: Air-Cooled Condensing Unit, Coil with Blower | 4TTR5030E1 |  | 4TXAB042BC3 | 12.5 | 15.5 | Yes | Yes | 2011-02-28 |  | 1
FALSE | 4TTR6030B1 | 3522 | 3431405 | AMERICAN STANDARD, INC. | 4A7A5030E1 | AC | Split System: Air-Cooled Condensing Unit, Coil with Blower | 4TTR5030E1 |  | 4TXAB042BC3 | 12.5 | 15.5 | Yes | Yes | 2011-02-28 |  | 1
FALSE | 4TTR6030B1 | 3522 | 3431406 | AMERICAN STANDARD, INC. | 4A7A5030E1 | AC | Split System: Air-Cooled Condensing Unit, Coil with Blower | 4TTR5030E1 |  | 4TXAB042BC3 | 13 | 16 | Yes | Yes | 2011-02-28 |  | 2
FALSE | 4TTR6030B1 | 3522 | 3431314 | AMERICAN STANDARD, INC. | 4A7A5030E1 | AC | Split System: Air-Cooled Condensing Unit, Coil with Blower | 4TTR5030E1 |  | 4TXAB032BC3 | 12.5 | 15 | Yes | Yes | 2011-02-28 |  | 1
FALSE | 4TTR6030B1 | 3522 | 3431315 | AMERICAN STANDARD, INC. | 4A7A5030E1 | AC | Split System: Air-Cooled Condensing Unit, Coil with Blower | 4TTR5030E1 |  | 4TXAB032BC3 | 12.5 | 14.5 | Yes | Yes | 2011-02-28 |  | 0
FALSE | 4TTR6030B1 | 3522 | 3431316 | AMERICAN STANDARD, INC. | 4A7A5030E1 | AC | Split System: Air-Cooled Condensing Unit, Coil with Blower | 4TTR5030E1 |  | 4TXAB032BC3 | 12.5 | 14.5 | Yes | Yes | 2011-02-28 |  | 0
FALSE | 4TTR6030B1 | 3522 | 3431317 | AMERICAN STANDARD, INC. | 4A7A5030E1 | AC | Split System: Air-Cooled Condensing Unit, Coil with Blower | 4TTR5030E1 |  | 4TXAB032BC3 | 12.5 | 15 | Yes | Yes | 2011-02-28 |  | 1
FALSE | 4TTR6030B1 | 3522 | 3431318 | AMERICAN STANDARD, INC. | 4A7A5030E1 | AC | Split System: Air-Cooled Condensing Unit, Coil with Blower | 4TTR5030E1 |  | 4TXAB032BC3 | 12.5 | 15 | Yes | Yes | 2011-02-28 |  | 1
FALSE | 4TTR6030B1 | 3522 | 3431322 | AMERICAN STANDARD, INC. | 4A7A5030E1 | AC | Split System: Air-Cooled Condensing Unit, Coil with Blower | 4TTR5030E1 |  | 4TXAB032BC3 | 12.5 | 15 | Yes | Yes | 2011-02-28 |  | 1
FALSE | 4TTR6030B1 | 3522 | 3431323 | AMERICAN STANDARD, INC. | 4A7A5030E1 | AC | Split System: Air-Cooled Condensing Unit, Coil with Blower | 4TTR5030E1 |  | 4TXAB032BC3 | 12.5 | 15 | Yes | Yes | 2011-02-28 |  | 1
FALSE | 4TTR6030B1 | 3522 | 3431324 | AMERICAN STANDARD, INC. | 4A7A5030E1 | AC | Split System: Air-Cooled Condensing Unit, Coil with Blower | 4TTR5030E1 |  | 4TXAB032BC3 | 12.5 | 15 | Yes | Yes | 2011-02-28 |  | 1
FALSE | 4TTR6030B1 | 3522 | 3431325 | AMERICAN STANDARD, INC. | 4A7A5030E1 | AC | Split System: Air-Cooled Condensing Unit, Coil with Blower | 4TTR5030E1 |  | 4TXAB032BC3 | 12.5 | 15 | Yes | Yes | 2011-02-28 |  | 1
FALSE | 4TTR6030B1 | 3522 | 3431326 | AMERICAN STANDARD, INC. | 4A7A5030E1 | AC | Split System: Air-Cooled Condensing Unit, Coil with Blower | 4TTR5030E1 |  | 4TXAB032BC3 | 12.5 | 15 | Yes | Yes | 2011-02-28 |  | 1
FALSE | 4TTR6030B1 | 3522 | 3431363 | AMERICAN STANDARD, INC. | 4A7A5030E1 | AC | Split System: Air-Cooled Condensing Unit, Coil with Blower | 4TTR5030E1 |  | 4TXAB036BC3 | 12.5 | 14.5 | Yes | Yes | 2011-02-28 |  | 0
FALSE | 4TTR6030B1 | 3522 | 3431364 | AMERICAN STANDARD, INC. | 4A7A5030E1 | AC | Split System: Air-Cooled Condensing Unit, Coil with Blower | 4TTR5030E1 |  | 4TXAB036BC3 | 12.5 | 14.5 | Yes | Yes | 2011-02-28 |  | 0
FALSE | 4TTR6030B1 | 3522 | 3431365 | AMERICAN STANDARD, INC. | 4A7A5030E1 | AC | Split System: Air-Cooled Condensing Unit, Coil with Blower | 4TTR5030E1 |  | 4TXAB036BC3 | 12.5 | 15 | Yes | Yes | 2011-02-28 |  | 1
FALSE | 4TTR6030B1 | 3522 | 3431366 | AMERICAN STANDARD, INC. | 4A7A5030E1 | AC | Split System: Air-Cooled Condensing Unit, Coil with Blower | 4TTR5030E1 |  | 4TXAB036BC3 | 12.5 | 15 | Yes | Yes | 2011-02-28 |  | 1
FALSE | 4TTR6030B1 | 3522 | 3431372 | AMERICAN STANDARD, INC. | 4A7A5030E1 | AC | Split System: Air-Cooled Condensing Unit, Coil with Blower | 4TTR5030E1 |  | 4TXAB036BC3 | 12.5 | 15 | Yes | Yes | 2011-02-28 |  | 1
FALSE | 4TTR6030B1 | 3522 | 3431373 | AMERICAN STANDARD, INC. | 4A7A5030E1 | AC | Split System: Air-Cooled Condensing Unit, Coil with Blower | 4TTR5030E1 |  | 4TXAB036BC3 | 12.5 | 15 | Yes | Yes | 2011-02-28 |  | 1
FALSE | 4TTR6030B1 | 3522 | 3431374 | AMERICAN STANDARD, INC. | 4A7A5030E1 | AC | Split System: Air-Cooled Condensing Unit, Coil with Blower | 4TTR5030E1 |  | 4TXAB036BC3 | 12.5 | 15 | Yes | Yes | 2011-02-28 |  | 1
FALSE | 4TTR6030B1 | 3522 | 3431375 | AMERICAN STANDARD, INC. | 4A7A5030E1 | AC | Split System: Air-Cooled Condensing Unit, Coil with Blower | 4TTR5030E1 |  | 4TXAB036BC3 | 12.5 | 15 | Yes | Yes | 2011-02-28 |  | 1
FALSE | 4TTR6030B1 | 3522 | 3431376 | AMERICAN STANDARD, INC. | 4A7A5030E1 | AC | Split System: Air-Cooled Condensing Unit, Coil with Blower | 4TTR5030E1 |  | 4TXAB036BC3 | 12.5 | 15 | Yes | Yes | 2011-02-28 |  | 1
FALSE | 4TTR6030B1 | 3522 | 3431378 | AMERICAN STANDARD, INC. | 4A7A5030E1 | AC | Split System: Air-Cooled Condensing Unit, Coil with Blower | 4TTR5030E1 |  | 4TXAB036BC3 | 12.5 | 15 | Yes | Yes | 2011-02-28 |  | 1
FALSE | 4TTR6030B1 | 3522 | 3431383 | AMERICAN STANDARD, INC. | 4A7A5030E1 | AC | Split System: Air-Cooled Condensing Unit, Coil with Blower | 4TTR5030E1 |  | 4TXAB036BC3 | 12.5 | 15.5 | Yes | Yes | 2011-02-28 |  | 1
FALSE | 4TTR6030B1 | 3522 | 3431413 | AMERICAN STANDARD, INC. | 4A7A5030E1 | AC | Split System: Air-Cooled Condensing Unit, Coil with Blower | 4TTR5030E1 |  | 4TXAB042BC3 | 12.5 | 15 | Yes | Yes | 2011-02-28 |  | 1
FALSE | 4TTR6030B1 | 3522 | 3431417 | AMERICAN STANDARD, INC. | 4A7A5030E1 | AC | Split System: Air-Cooled Condensing Unit, Coil with Blower | 4TTR5030E1 |  | 4TXAB042BC3 | 12.5 | 15 | Yes | Yes | 2011-02-28 |  | 1
FALSE | 4TTR6030B1 | 3522 | 3431418 | AMERICAN STANDARD, INC. | 4A7A5030E1 | AC | Split System: Air-Cooled Condensing Unit, Coil with Blower | 4TTR5030E1 |  | 4TXAB042BC3 | 12.5 | 15 | Yes | Yes | 2011-02-28 |  | 1
FALSE | 4TTR6030B1 | 3522 | 3431419 | AMERICAN STANDARD, INC. | 4A7A5030E1 | AC | Split System: Air-Cooled Condensing Unit, Coil with Blower | 4TTR5030E1 |  | 4TXAB042BC3 | 12.5 | 14.5 | Yes | Yes | 2011-02-28 |  | 0
FALSE | 4TTR6030B1 | 3522 | 3431420 | AMERICAN STANDARD, INC. | 4A7A5030E1 | AC | Split System: Air-Cooled Condensing Unit, Coil with Blower | 4TTR5030E1 |  | 4TXAB042BC3 | 12.5 | 14.5 | Yes | Yes | 2011-02-28 |  | 0
FALSE | 4TTR6030B1 | 3522 | 3431453 | AMERICAN STANDARD, INC. | 4A7A5030E1 | AC | Split System: Air-Cooled Condensing Unit, Coil with Blower | 4TTR5030E1 |  | 4TXAC037BC3 | 12.5 | 15 | Yes | Yes | 2011-02-28 |  | 1
FALSE | 4TTR6030B1 | 3522 | 3431455 | AMERICAN STANDARD, INC. | 4A7A5030E1 | AC | Split System: Air-Cooled Condensing Unit, Coil with Blower | 4TTR5030E1 |  | 4TXAC037BC3 | 12.5 | 15 | Yes | Yes | 2011-02-28 |  | 1
FALSE | 4TTR6030B1 | 3522 | 3431460 | AMERICAN STANDARD, INC. | 4A7A5030E1 | AC | Split System: Air-Cooled Condensing Unit, Coil with Blower | 4TTR5030E1 |  | 4TXAC037BC3 | 12.5 | 15 | Yes | Yes | 2011-02-28 |  | 1
FALSE | 4TTR6030B1 | 3522 | 3431470 | AMERICAN STANDARD, INC. | 4A7A5030E1 | AC | Split System: Air-Cooled Condensing Unit, Coil with Blower | 4TTR5030E1 |  | 4TXAC037BC3 | 12.5 | 15 | Yes | Yes | 2011-02-28 |  | 1
FALSE | 4TTR6030B1 | 3522 | 3431471 | AMERICAN STANDARD, INC. | 4A7A5030E1 | AC | Split System: Air-Cooled Condensing Unit, Coil with Blower | 4TTR5030E1 |  | 4TXAC037BC3 | 12.5 | 15 | Yes | Yes | 2011-02-28 |  | 1
FALSE | 4TTR6030B1 | 3522 | 3431472 | AMERICAN STANDARD, INC. | 4A7A5030E1 | AC | Split System: Air-Cooled Condensing Unit, Coil with Blower | 4TTR5030E1 |  | 4TXAC037BC3 | 12.5 | 15.5 | Yes | Yes | 2011-02-28 |  | 1
FALSE | 4TTR6030B1 | 3522 | 3431473 | AMERICAN STANDARD, INC. | 4A7A5030E1 | AC | Split System: Air-Cooled Condensing Unit, Coil with Blower | 4TTR5030E1 |  | 4TXAC037BC3 | 13 | 16 | Yes | Yes | 2011-02-28 |  | 2
FALSE | 4TTR6030B1 | 3522 | 3431474 | AMERICAN STANDARD, INC. | 4A7A5030E1 | AC | Split System: Air-Cooled Condensing Unit, Coil with Blower | 4TTR5030E1 |  | 4TXAC037BC3 | 12.5 | 15 | Yes | Yes | 2011-02-28 |  | 1
FALSE | 4TTR6030B1 | 3522 | 3431475 | AMERICAN STANDARD, INC. | 4A7A5030E1 | AC | Split System: Air-Cooled Condensing Unit, Coil with Blower | 4TTR5030E1 |  | 4TXAC037BC3 | 12.5 | 15.5 | Yes | Yes | 2011-02-28 |  | 1
FALSE | 4TTR6030B1 | 3522 | 3431476 | AMERICAN STANDARD, INC. | 4A7A5030E1 | AC | Split System: Air-Cooled Condensing Unit, Coil with Blower | 4TTR5030E1 |  | 4TXAC037BC3 | 13 | 16 | Yes | Yes | 2011-02-28 |  | 2
FALSE | 4TTR6030B1 | 3522 | 3431480 | AMERICAN STANDARD, INC. | 4A7A5030E1 | AC | Split System: Air-Cooled Condensing Unit, Coil with Blower | 4TTR5030E1 |  | 4TXAC037BC3 | 12.5 | 15.5 | Yes | Yes | 2011-02-28 |  | 1
FALSE | 4TTR6030B1 | 3522 | 3431481 | AMERICAN STANDARD, INC. | 4A7A5030E1 | AC | Split System: Air-Cooled Condensing Unit, Coil with Blower | 4TTR5030E1 |  | 4TXAC037BC3 | 12.5 | 15.5 | Yes | Yes | 2011-02-28 |  | 1
FALSE | 4TTR6030B1 | 3522 | 3431483 | AMERICAN STANDARD, INC. | 4A7A5030E1 | AC | Split System: Air-Cooled Condensing Unit, Coil with Blower | 4TTR5030E1 |  | 4TXAC037BC3 | 12.5 | 15 | Yes | Yes | 2011-02-28 |  | 1
FALSE | 4TTR6030B1 | 3522 | 3431484 | AMERICAN STANDARD, INC. | 4A7A5030E1 | AC | Split System: Air-Cooled Condensing Unit, Coil with Blower | 4TTR5030E1 |  | 4TXAC037BC3 | 12.5 | 15 | Yes | Yes | 2011-02-28 |  | 1
FALSE | 4TTR6030B1 | 3522 | 3431485 | AMERICAN STANDARD, INC. | 4A7A5030E1 | AC | Split System: Air-Cooled Condensing Unit, Coil with Blower | 4TTR5030E1 |  | 4TXAC037BC3 | 12.5 | 15 | Yes | Yes | 2011-02-28 |  | 1
FALSE | 4TTR6030B1 | 3522 | 3431486 | AMERICAN STANDARD, INC. | 4A7A5030E1 | AC | Split System: Air-Cooled Condensing Unit, Coil with Blower | 4TTR5030E1 |  | 4TXAC043BC3 | 12.5 | 15 | Yes | Yes | 2011-02-28 |  | 1
FALSE | 4TTR6030B1 | 3522 | 3431487 | AMERICAN STANDARD, INC. | 4A7A5030E1 | AC | Split System: Air-Cooled Condensing Unit, Coil with Blower | 4TTR5030E1 |  | 4TXAC043BC3 | 12.5 | 15 | Yes | Yes | 2011-02-28 |  | 1
FALSE | 4TTR6030B1 | 3522 | 3431577 | AMERICAN STANDARD, INC. | 4A7A5030E1 | AC | Split System: Air-Cooled Condensing Unit, Coil with Blower | 4TTR5030E1 |  | 4TXCB025BC3 | 12.5 | 14.5 | Yes | Yes | 2011-02-28 |  | 0
FALSE | 4TTR6030B1 | 3522 | 3431578 | AMERICAN STANDARD, INC. | 4A7A5030E1 | AC | Split System: Air-Cooled Condensing Unit, Coil with Blower | 4TTR5030E1 |  | 4TXCB025BC3 | 12.5 | 14.5 | Yes | Yes | 2011-02-28 |  | 0
FALSE | 4TTR6030B1 | 3522 | 3431579 | AMERICAN STANDARD, INC. | 4A7A5030E1 | AC | Split System: Air-Cooled Condensing Unit, Coil with Blower | 4TTR5030E1 |  | 4TXCB025BC3 | 12.5 | 14.5 | Yes | Yes | 2011-02-28 |  | 0
FALSE | 4TTR6030B1 | 3522 | 3431580 | AMERICAN STANDARD, INC. | 4A7A5030E1 | AC | Split System: Air-Cooled Condensing Unit, Coil with Blower | 4TTR5030E1 |  | 4TXCB025BC3 | 12.5 | 14.5 | Yes | Yes | 2011-02-28 |  | 0
FALSE | 4TTR6030B1 | 3522 | 3431581 | AMERICAN STANDARD, INC. | 4A7A5030E1 | AC | Split System: Air-Cooled Condensing Unit, Coil with Blower | 4TTR5030E1 |  | 4TXCB025BC3 | 12.5 | 14.5 | Yes | Yes | 2011-02-28 |  | 0
FALSE | 4TTR6030B1 | 3522 | 3431584 | AMERICAN STANDARD, INC. | 4A7A5030E1 | AC | Split System: Air-Cooled Condensing Unit, Coil with Blower | 4TTR5030E1 |  | 4TXCB025BC3 | 12.5 | 15 | Yes | Yes | 2011-02-28 |  | 1
FALSE | 4TTR6030B1 | 3522 | 3431585 | AMERICAN STANDARD, INC. | 4A7A5030E1 | AC | Split System: Air-Cooled Condensing Unit, Coil with Blower | 4TTR5030E1 |  | 4TXCB025BC3 | 12.5 | 14.5 | Yes | Yes | 2011-02-28 |  | 0
FALSE | 4TTR6030B1 | 3522 | 3431590 | AMERICAN STANDARD, INC. | 4A7A5030E1 | AC | Split System: Air-Cooled Condensing Unit, Coil with Blower | 4TTR5030E1 |  | 4TXCB025BC3 | 12.5 | 15 | Yes | Yes | 2011-02-28 |  | 1
FALSE | 4TTR6030B1 | 3522 | 3431591 | AMERICAN STANDARD, INC. | 4A7A5030E1 | AC | Split System: Air-Cooled Condensing Unit, Coil with Blower | 4TTR5030E1 |  | 4TXCB025BC3 | 12.5 | 15 | Yes | Yes | 2011-02-28 |  | 1
FALSE | 4TTR6030B1 | 3522 | 3431592 | AMERICAN STANDARD, INC. | 4A7A5030E1 | AC | Split System: Air-Cooled Condensing Unit, Coil with Blower | 4TTR5030E1 |  | 4TXCB025BC3 | 12.5 | 15 | Yes | Yes | 2011-02-28 |  | 1
FALSE | 4TTR6030B1 | 3522 | 3431593 | AMERICAN STANDARD, INC. | 4A7A5030E1 | AC | Split System: Air-Cooled Condensing Unit, Coil with Blower | 4TTR5030E1 |  | 4TXCB025BC3 | 12.5 | 14.5 | Yes | Yes | 2011-02-28 |  | 0
FALSE | 4TTR6030B1 | 3522 | 3431631 | AMERICAN STANDARD, INC. | 4A7A5030E1 | AC | Split System: Air-Cooled Condensing Unit, Coil with Blower | 4TTR5030E1 |  | 4TXCB031BC3 | 12.5 | 14.5 | Yes | Yes | 2011-02-28 |  | 0
FALSE | 4TTR6030B1 | 3522 | 3431632 | AMERICAN STANDARD, INC. | 4A7A5030E1 | AC | Split System: Air-Cooled Condensing Unit, Coil with Blower | 4TTR5030E1 |  | 4TXCB031BC3 | 12.5 | 14.5 | Yes | Yes | 2011-02-28 |  | 0
FALSE | 4TTR6030B1 | 3522 | 3431633 | AMERICAN STANDARD, INC. | 4A7A5030E1 | AC | Split System: Air-Cooled Condensing Unit, Coil with Blower | 4TTR5030E1 |  | 4TXCB031BC3 | 12.5 | 14.5 | Yes | Yes | 2011-02-28 |  | 0
FALSE | 4TTR6030B1 | 3522 | 3431634 | AMERICAN STANDARD, INC. | 4A7A5030E1 | AC | Split System: Air-Cooled Condensing Unit, Coil with Blower | 4TTR5030E1 |  | 4TXCB031BC3 | 12.5 | 14.5 | Yes | Yes | 2011-02-28 |  | 0
FALSE | 4TTR6030B1 | 3522 | 3431642 | AMERICAN STANDARD, INC. | 4A7A5030E1 | AC | Split System: Air-Cooled Condensing Unit, Coil with Blower | 4TTR5030E1 |  | 4TXCB031BC3 | 12.5 | 15 | Yes | Yes | 2011-02-28 |  | 1
FALSE | 4TTR6030B1 | 3522 | 3431646 | AMERICAN STANDARD, INC. | 4A7A5030E1 | AC | Split System: Air-Cooled Condensing Unit, Coil with Blower | 4TTR5030E1 |  | 4TXCB031BC3 | 12.5 | 14.5 | Yes | Yes | 2011-02-28 |  | 0
FALSE | 4TTR6030B1 | 3522 | 3431647 | AMERICAN STANDARD, INC. | 4A7A5030E1 | AC | Split System: Air-Cooled Condensing Unit, Coil with Blower | 4TTR5030E1 |  | 4TXCB031BC3 | 12.5 | 15 | Yes | Yes | 2011-02-28 |  | 1
FALSE | 4TTR6030B1 | 3522 | 3431527 | AMERICAN STANDARD, INC. | 4A7A5030E1 | AC | Split System: Air-Cooled Condensing Unit, Coil with Blower | 4TTR5030E1 |  | 4TXAC044BC3 | 13 | 16 | Yes | Yes | 2011-02-28 |  | 2
FALSE | 4TTR6030B1 | 3522 | 3431530 | AMERICAN STANDARD, INC. | 4A7A5030E1 | AC | Split System: Air-Cooled Condensing Unit, Coil with Blower | 4TTR5030E1 |  | 4TXAC044BC3 | 13 | 16 | Yes | Yes | 2011-02-28 |  | 2
FALSE | 4TTR6030B1 | 3522 | 3431533 | AMERICAN STANDARD, INC. | 4A7A5030E1 | AC | Split System: Air-Cooled Condensing Unit, Coil with Blower | 4TTR5030E1 |  | 4TXAC044BC3 | 13 | 16 | Yes | Yes | 2011-02-28 |  | 2
FALSE | 4TTR6030B1 | 3522 | 3431534 | AMERICAN STANDARD, INC. | 4A7A5030E1 | AC | Split System: Air-Cooled Condensing Unit, Coil with Blower | 4TTR5030E1 |  | 4TXAC044BC3 | 13 | 16 | Yes | Yes | 2011-02-28 |  | 2
FALSE | 4TTR6030B1 | 3522 | 3431540 | AMERICAN STANDARD, INC. | 4A7A5030E1 | AC | Split System: Air-Cooled Condensing Unit, Coil with Blower | 4TTR5030E1 |  | 4TXAC044BC3 | 13 | 16 | Yes | Yes | 2011-02-28 |  | 2
FALSE | 4TTR6030B1 | 3522 | 3431541 | AMERICAN STANDARD, INC. | 4A7A5030E1 | AC | Split System: Air-Cooled Condensing Unit, Coil with Blower | 4TTR5030E1 |  | 4TXAC044BC3 | 12.5 | 15 | Yes | Yes | 2011-02-28 |  | 1
FALSE | 4TTR6030B1 | 3522 | 3431542 | AMERICAN STANDARD, INC. | 4A7A5030E1 | AC | Split System: Air-Cooled Condensing Unit, Coil with Blower | 4TTR5030E1 |  | 4TXAC044BC3 | 13 | 16 | Yes | Yes | 2011-02-28 |  | 2
FALSE | 4TTR6030B1 | 3522 | 3431543 | AMERICAN STANDARD, INC. | 4A7A5030E1 | AC | Split System: Air-Cooled Condensing Unit, Coil with Blower | 4TTR5030E1 |  | 4TXAC044BC3 | 13 | 16 | Yes | Yes | 2011-02-28 |  | 2
FALSE | 4TTR6030B1 | 3522 | 3431544 | AMERICAN STANDARD, INC. | 4A7A5030E1 | AC | Split System: Air-Cooled Condensing Unit, Coil with Blower | 4TTR5030E1 |  | 4TXAC044BC3 | 13 | 16 | Yes | Yes | 2011-02-28 |  | 2
FALSE | 4TTR6030B1 | 3522 | 3431545 | AMERICAN STANDARD, INC. | 4A7A5030E1 | AC | Split System: Air-Cooled Condensing Unit, Coil with Blower | 4TTR5030E1 |  | 4TXAC044BC3 | 13 | 16 | Yes | Yes | 2011-02-28 |  | 2
FALSE | 4TTR6030B1 | 3522 | 3431546 | AMERICAN STANDARD, INC. | 4A7A5030E1 | AC | Split System: Air-Cooled Condensing Unit, Coil with Blower | 4TTR5030E1 |  | 4TXAC044BC3 | 12.5 | 15 | Yes | Yes | 2011-02-28 |  | 1
FALSE | 4TTR6030B1 | 3522 | 3431547 | AMERICAN STANDARD, INC. | 4A7A5030E1 | AC | Split System: Air-Cooled Condensing Unit, Coil with Blower | 4TTR5030E1 |  | 4TXAC044BC3 | 12.5 | 15 | Yes | Yes | 2011-02-28 |  | 1
FALSE | 4TTR6030B1 | 3522 | 3431551 | AMERICAN STANDARD, INC. | 4A7A5030E1 | AC | Split System: Air-Cooled Condensing Unit, Coil with Blower | 4TTR5030E1 |  | 4TXAC044BC3 | 12.5 | 15.5 | Yes | Yes | 2011-02-28 |  | 1
FALSE | 4TTR6030B1 | 3522 | 3431552 | AMERICAN STANDARD, INC. | 4A7A5030E1 | AC | Split System: Air-Cooled Condensing Unit, Coil with Blower | 4TTR5030E1 |  | 4TXAC044BC3 | 12.5 | 15.5 | Yes | Yes | 2011-02-28 |  | 1
FALSE | 4TTR6030B1 | 3522 | 3431557 | AMERICAN STANDARD, INC. | 4A7A5030E1 | AC | Split System: Air-Cooled Condensing Unit, Coil with Blower | 4TTR5030E1 |  | 4TXCA024BC3 | 12.5 | 14.5 | Yes | Yes | 2011-02-28 |  | 0
FALSE | 4TTR6030B1 | 3522 | 3431567 | AMERICAN STANDARD, INC. | 4A7A5030E1 | AC | Split System: Air-Cooled Condensing Unit, Coil with Blower | 4TTR5030E1 |  | 4TXCA024BC3 | 12.5 | 14.5 | Yes | Yes | 2011-02-28 |  | 0
FALSE | 4TTR6030B1 | 3522 | 3431568 | AMERICAN STANDARD, INC. | 4A7A5030E1 | AC | Split System: Air-Cooled Condensing Unit, Coil with Blower | 4TTR5030E1 |  | 4TXCB025BC3 | 12.5 | 14.5 | Yes | Yes | 2011-02-28 |  | 0
FALSE | 4TTR6030B1 | 3522 | 3431569 | AMERICAN STANDARD, INC. | 4A7A5030E1 | AC | Split System: Air-Cooled Condensing Unit, Coil with Blower | 4TTR5030E1 |  | 4TXCB025BC3 | 12.5 | 14.5 | Yes | Yes | 2011-02-28 |  | 0
FALSE | 4TTR6030B1 | 3522 | 3431570 | AMERICAN STANDARD, INC. | 4A7A5030E1 | AC | Split System: Air-Cooled Condensing Unit, Coil with Blower | 4TTR5030E1 |  | 4TXCB025BC3 | 12.5 | 15 | Yes | Yes | 2011-02-28 |  | 1
FALSE | 4TTR6030B1 | 3522 | 3431575 | AMERICAN STANDARD, INC. | 4A7A5030E1 | AC | Split System: Air-Cooled Condensing Unit, Coil with Blower | 4TTR5030E1 |  | 4TXCB025BC3 | 12.5 | 14.5 | Yes | Yes | 2011-02-28 |  | 0
FALSE | 4TTR6030B1 | 3522 | 3431576 | AMERICAN STANDARD, INC. | 4A7A5030E1 | AC | Split System: Air-Cooled Condensing Unit, Coil with Blower | 4TTR5030E1 |  | 4TXCB025BC3 | 12.5 | 14.5 | Yes | Yes | 2011-02-28 |  | 0
FALSE | 4TTR6030B1 | 3522 | 3431648 | AMERICAN STANDARD, INC. | 4A7A5030E1 | AC | Split System: Air-Cooled Condensing Unit, Coil with Blower | 4TTR5030E1 |  | 4TXCB031BC3 | 12.5 | 15 | Yes | Yes | 2011-02-28 |  | 1
FALSE | 4TTR6030B1 | 3522 | 3431649 | AMERICAN STANDARD, INC. | 4A7A5030E1 | AC | Split System: Air-Cooled Condensing Unit, Coil with Blower | 4TTR5030E1 |  | 4TXCB031BC3 | 12.5 | 14.5 | Yes | Yes | 2011-02-28 |  | 0
FALSE | 4TTR6030B1 | 3522 | 3431650 | AMERICAN STANDARD, INC. | 4A7A5030E1 | AC | Split System: Air-Cooled Condensing Unit, Coil with Blower | 4TTR5030E1 |  | 4TXCB031BC3 | 12.5 | 15 | Yes | Yes | 2011-02-28 |  | 1
FALSE | 4TTR6030B1 | 3522 | 3431651 | AMERICAN STANDARD, INC. | 4A7A5030E1 | AC | Split System: Air-Cooled Condensing Unit, Coil with Blower | 4TTR5030E1 |  | 4TXCB031BC3 | 12.5 | 14.5 | Yes | Yes | 2011-02-28 |  | 0
FALSE | 4TTR6030B1 | 3522 | 3431652 | AMERICAN STANDARD, INC. | 4A7A5030E1 | AC | Split System: Air-Cooled Condensing Unit, Coil with Blower | 4TTR5030E1 |  | 4TXCB031BC3 | 12.5 | 14.5 | Yes | Yes | 2011-02-28 |  | 0
FALSE | 4TTR6030B1 | 3522 | 3431653 | AMERICAN STANDARD, INC. | 4A7A5030E1 | AC | Split System: Air-Cooled Condensing Unit, Coil with Blower | 4TTR5030E1 |  | 4TXCB031BC3 | 12.5 | 14.5 | Yes | Yes | 2011-02-28 |  | 0
FALSE | 4TTR6030B1 | 3522 | 3431654 | AMERICAN STANDARD, INC. | 4A7A5030E1 | AC | Split System: Air-Cooled Condensing Unit, Coil with Blower | 4TTR5030E1 |  | 4TXCB031BC3 | 12.5 | 14.5 | Yes | Yes | 2011-02-28 |  | 0
FALSE | 4TTR6030B1 | 3522 | 3431655 | AMERICAN STANDARD, INC. | 4A7A5030E1 | AC | Split System: Air-Cooled Condensing Unit, Coil with Blower | 4TTR5030E1 |  | 4TXCB031BC3 | 12.5 | 14.5 | Yes | Yes | 2011-02-28 |  | 0
FALSE | 4TTR6030B1 | 3522 | 3431656 | AMERICAN STANDARD, INC. | 4A7A5030E1 | AC | Split System: Air-Cooled Condensing Unit, Coil with Blower | 4TTR5030E1 |  | 4TXCB031BC3 | 12.5 | 15 | Yes | Yes | 2011-02-28 |  | 1
FALSE | 4TTR6030B1 | 3522 | 3431657 | AMERICAN STANDARD, INC. | 4A7A5030E1 | AC | Split System: Air-Cooled Condensing Unit, Coil with Blower | 4TTR5030E1 |  | 4TXCB032BC3 | 12.5 | 15 | Yes | Yes | 2011-02-28 |  | 1
FALSE | 4TTR6030B1 | 3522 | 3431658 | AMERICAN STANDARD, INC. | 4A7A5030E1 | AC | Split System: Air-Cooled Condensing Unit, Coil with Blower | 4TTR5030E1 |  | 4TXCB032BC3 | 12.5 | 14.5 | Yes | Yes | 2011-02-28 |  | 0
FALSE | 4TTR6030B1 | 3522 | 3431659 | AMERICAN STANDARD, INC. | 4A7A5030E1 | AC | Split System: Air-Cooled Condensing Unit, Coil with Blower | 4TTR5030E1 |  | 4TXCB032BC3 | 12.5 | 15 | Yes | Yes | 2011-02-28 |  | 1
FALSE | 4TTR6030B1 | 3522 | 3431660 | AMERICAN STANDARD, INC. | 4A7A5030E1 | AC | Split System: Air-Cooled Condensing Unit, Coil with Blower | 4TTR5030E1 |  | 4TXCB032BC3 | 12.5 | 15.5 | Yes | Yes | 2011-02-28 |  | 1
FALSE | 4TTR6030B1 | 3522 | 3431665 | AMERICAN STANDARD, INC. | 4A7A5030E1 | AC | Split System: Air-Cooled Condensing Unit, Coil with Blower | 4TTR5030E1 |  | 4TXCB032BC3 | 12.5 | 15 | Yes | Yes | 2011-02-28 |  | 1
FALSE | 4TTR6030B1 | 3522 | 3431666 | AMERICAN STANDARD, INC. | 4A7A5030E1 | AC | Split System: Air-Cooled Condensing Unit, Coil with Blower | 4TTR5030E1 |  | 4TXCB032BC3 | 12.5 | 15.5 | Yes | Yes | 2011-02-28 |  | 1
FALSE | 4TTR6030B1 | 3522 | 3431667 | AMERICAN STANDARD, INC. | 4A7A5030E1 | AC | Split System: Air-Cooled Condensing Unit, Coil with Blower | 4TTR5030E1 |  | 4TXCB032BC3 | 12.5 | 15.5 | Yes | Yes | 2011-02-28 |  | 1
FALSE | 4TTR6030B1 | 3522 | 3431668 | AMERICAN STANDARD, INC. | 4A7A5030E1 | AC | Split System: Air-Cooled Condensing Unit, Coil with Blower | 4TTR5030E1 |  | 4TXCB032BC3 | 13 | 16 | Yes | Yes | 2011-02-28 |  | 2
FALSE | 4TTR6030B1 | 3522 | 3431673 | AMERICAN STANDARD, INC. | 4A7A5030E1 | AC | Split System: Air-Cooled Condensing Unit, Coil with Blower | 4TTR5030E1 |  | 4TXCB032BC3 | 12.5 | 15 | Yes | Yes | 2011-02-28 |  | 1
FALSE | 4TTR6030B1 | 3522 | 3431674 | AMERICAN STANDARD, INC. | 4A7A5030E1 | AC | Split System: Air-Cooled Condensing Unit, Coil with Blower | 4TTR5030E1 |  | 4TXCB032BC3 | 12.5 | 15 | Yes | Yes | 2011-02-28 |  | 1
FALSE | 4TTR6030B1 | 3522 | 3431675 | AMERICAN STANDARD, INC. | 4A7A5030E1 | AC | Split System: Air-Cooled Condensing Unit, Coil with Blower | 4TTR5030E1 |  | 4TXCB032BC3 | 12.5 | 15 | Yes | Yes | 2011-02-28 |  | 1
FALSE | 4TTR6030B1 | 3522 | 3431676 | AMERICAN STANDARD, INC. | 4A7A5030E1 | AC | Split System: Air-Cooled Condensing Unit, Coil with Blower | 4TTR5030E1 |  | 4TXCB032BC3 | 12.5 | 15 | Yes | Yes | 2011-02-28 |  | 1
FALSE | 4TTR6030B1 | 3522 | 3431677 | AMERICAN STANDARD, INC. | 4A7A5030E1 | AC | Split System: Air-Cooled Condensing Unit, Coil with Blower | 4TTR5030E1 |  | 4TXCB032BC3 | 12.5 | 15 | Yes | Yes | 2011-02-28 |  | 1
FALSE | 4TTR6030B1 | 3522 | 3431784 | AMERICAN STANDARD, INC. | 4A7A5030E1 | AC | Split System: Air-Cooled Condensing Unit, Coil with Blower | 4TTR5030E1 |  | 4TXCC005CC3 | 13 | 16 | Yes | Yes | 2011-02-28 |  | 2
FALSE | 4TTR6030B1 | 3522 | 3431785 | AMERICAN STANDARD, INC. | 4A7A5030E1 | AC | Split System: Air-Cooled Condensing Unit, Coil with Blower | 4TTR5030E1 |  | 4TXCC005CC3 | 13 | 16 | Yes | Yes | 2011-02-28 |  | 2
FALSE | 4TTR6030B1 | 3522 | 3431786 | AMERICAN STANDARD, INC. | 4A7A5030E1 | AC | Split System: Air-Cooled Condensing Unit, Coil with Blower | 4TTR5030E1 |  | 4TXCC005CC3 | 13 | 16 | Yes | Yes | 2011-02-28 |  | 2
FALSE | 4TTR6030B1 | 3522 | 3431791 | AMERICAN STANDARD, INC. | 4A7A5030E1 | AC | Split System: Air-Cooled Condensing Unit, Coil with Blower | 4TTR5030E1 |  | 4TXCC005CC3 | 13 | 16 | Yes | Yes | 2011-02-28 |  | 2
FALSE | 4TTR6030B1 | 3522 | 3431792 | AMERICAN STANDARD, INC. | 4A7A5030E1 | AC | Split System: Air-Cooled Condensing Unit, Coil with Blower | 4TTR5030E1 |  | 4TXCC005CC3 | 13 | 16 | Yes | Yes | 2011-02-28 |  | 2
FALSE | 4TTR6030B1 | 3522 | 3431793 | AMERICAN STANDARD, INC. | 4A7A5030E1 | AC | Split System: Air-Cooled Condensing Unit, Coil with Blower | 4TTR5030E1 |  | 4TXCC005CC3 | 13 | 16 | Yes | Yes | 2011-02-28 |  | 2
FALSE | 4TTR6030B1 | 3522 | 3431794 | AMERICAN STANDARD, INC. | 4A7A5030E1 | AC | Split System: Air-Cooled Condensing Unit, Coil with Blower | 4TTR5030E1 |  | 4TXCC005CC3 | 13 | 16 | Yes | Yes | 2011-02-28 |  | 2
FALSE | 4TTR6030B1 | 3522 | 3431795 | AMERICAN STANDARD, INC. | 4A7A5030E1 | AC | Split System: Air-Cooled Condensing Unit, Coil with Blower | 4TTR5030E1 |  | 4TXCC005CC3 | 13 | 16 | Yes | Yes | 2011-02-28 |  | 2
FALSE | 4TTR6030B1 | 3522 | 3431796 | AMERICAN STANDARD, INC. | 4A7A5030E1 | AC | Split System: Air-Cooled Condensing Unit, Coil with Blower | 4TTR5030E1 |  | 4TXCC005CC3 | 13 | 16 | Yes | Yes | 2011-02-28 |  | 2
FALSE | 4TTR6030B1 | 3522 | 3431797 | AMERICAN STANDARD, INC. | 4A7A5030E1 | AC | Split System: Air-Cooled Condensing Unit, Coil with Blower | 4TTR5030E1 |  | 4TXCC005CC3 | 13 | 16 | Yes | Yes | 2011-02-28 |  | 2
FALSE | 4TTR6030B1 | 3522 | 3431798 | AMERICAN STANDARD, INC. | 4A7A5030E1 | AC | Split System: Air-Cooled Condensing Unit, Coil with Blower | 4TTR5030E1 |  | 4TXCC005CC3 | 13 | 16 | Yes | Yes | 2011-02-28 |  | 2
FALSE | 4TTR6030B1 | 3522 | 3431835 | AMERICAN STANDARD, INC. | 4A7A5030E1 | AC | Split System: Air-Cooled Condensing Unit, Coil with Blower | 4TTR5030E1 |  | 4TXCC037BC3 | 13 | 16 | Yes | Yes | 2011-02-28 |  | 2
FALSE | 4TTR6030B1 | 3522 | 3431836 | AMERICAN STANDARD, INC. | 4A7A5030E1 | AC | Split System: Air-Cooled Condensing Unit, Coil with Blower | 4TTR5030E1 |  | 4TXCC037BC3 | 12.5 | 15.5 | Yes | Yes | 2011-02-28 |  | 1
FALSE | 4TTR6030B1 | 3522 | 3431837 | AMERICAN STANDARD, INC. | 4A7A5030E1 | AC | Split System: Air-Cooled Condensing Unit, Coil with Blower | 4TTR5030E1 |  | 4TXCC037BC3 | 12.5 | 15 | Yes | Yes | 2011-02-28 |  | 1
FALSE | 4TTR6030B1 | 3522 | 3431838 | AMERICAN STANDARD, INC. | 4A7A5030E1 | AC | Split System: Air-Cooled Condensing Unit, Coil with Blower | 4TTR5030E1 |  | 4TXCC037BC3 | 13 | 16 | Yes | Yes | 2011-02-28 |  | 2
FALSE | 4TTR6030B1 | 3522 | 3431839 | AMERICAN STANDARD, INC. | 4A7A5030E1 | AC | Split System: Air-Cooled Condensing Unit, Coil with Blower | 4TTR5030E1 |  | 4TXCC037BC3 | 12.5 | 15.5 | Yes | Yes | 2011-02-28 |  | 1
FALSE | 4TTR6030B1 | 3522 | 3431842 | AMERICAN STANDARD, INC. | 4A7A5030E1 | AC | Split System: Air-Cooled Condensing Unit, Coil with Blower | 4TTR5030E1 |  | 4TXCC037BC3 | 12.5 | 15 | Yes | Yes | 2011-02-28 |  | 1
FALSE | 4TTR6030B1 | 3522 | 3431843 | AMERICAN STANDARD, INC. | 4A7A5030E1 | AC | Split System: Air-Cooled Condensing Unit, Coil with Blower | 4TTR5030E1 |  | 4TXCC037BC3 | 12.5 | 15 | Yes | Yes | 2011-02-28 |  | 1
FALSE | 4TTR6030B1 | 3522 | 3431748 | AMERICAN STANDARD, INC. | 4A7A5030E1 | AC | Split System: Air-Cooled Condensing Unit, Coil with Blower | 4TTR5030E1 |  | 4TXCB036BC3 | 12.5 | 15 | Yes | Yes | 2011-02-28 |  | 1
FALSE | 4TTR6030B1 | 3522 | 3431749 | AMERICAN STANDARD, INC. | 4A7A5030E1 | AC | Split System: Air-Cooled Condensing Unit, Coil with Blower | 4TTR5030E1 |  | 4TXCB036BC3 | 12.5 | 15 | Yes | Yes | 2011-02-28 |  | 1
FALSE | 4TTR6030B1 | 3522 | 3431750 | AMERICAN STANDARD, INC. | 4A7A5030E1 | AC | Split System: Air-Cooled Condensing Unit, Coil with Blower | 4TTR5030E1 |  | 4TXCB036BC3 | 12.5 | 15 | Yes | Yes | 2011-02-28 |  | 1
FALSE | 4TTR6030B1 | 3522 | 3431751 | AMERICAN STANDARD, INC. | 4A7A5030E1 | AC | Split System: Air-Cooled Condensing Unit, Coil with Blower | 4TTR5030E1 |  | 4TXCB042BC3 | 12.5 | 15 | Yes | Yes | 2011-02-28 |  | 1
FALSE | 4TTR6030B1 | 3522 | 3431752 | AMERICAN STANDARD, INC. | 4A7A5030E1 | AC | Split System: Air-Cooled Condensing Unit, Coil with Blower | 4TTR5030E1 |  | 4TXCB042BC3 | 12.5 | 15 | Yes | Yes | 2011-02-28 |  | 1
FALSE | 4TTR6030B1 | 3522 | 3431753 | AMERICAN STANDARD, INC. | 4A7A5030E1 | AC | Split System: Air-Cooled Condensing Unit, Coil with Blower | 4TTR5030E1 |  | 4TXCB042BC3 | 12.5 | 15 | Yes | Yes | 2011-02-28 |  | 1
FALSE | 4TTR6030B1 | 3522 | 3431757 | AMERICAN STANDARD, INC. | 4A7A5030E1 | AC | Split System: Air-Cooled Condensing Unit, Coil with Blower | 4TTR5030E1 |  | 4TXCB042BC3 | 12.5 | 15 | Yes | Yes | 2011-02-28 |  | 1
FALSE | 4TTR6030B1 | 3522 | 3431761 | AMERICAN STANDARD, INC. | 4A7A5030E1 | AC | Split System: Air-Cooled Condensing Unit, Coil with Blower | 4TTR5030E1 |  | 4TXCB042BC3 | 12.5 | 15 | Yes | Yes | 2011-02-28 |  | 1
FALSE | 4TTR6030B1 | 3522 | 3431762 | AMERICAN STANDARD, INC. | 4A7A5030E1 | AC | Split System: Air-Cooled Condensing Unit, Coil with Blower | 4TTR5030E1 |  | 4TXCB042BC3 | 12.5 | 15 | Yes | Yes | 2011-02-28 |  | 1
FALSE | 4TTR6030B1 | 3522 | 3431763 | AMERICAN STANDARD, INC. | 4A7A5030E1 | AC | Split System: Air-Cooled Condensing Unit, Coil with Blower | 4TTR5030E1 |  | 4TXCB042BC3 | 12.5 | 14.5 | Yes | Yes | 2011-02-28 |  | 0
FALSE | 4TTR6030B1 | 3522 | 3431764 | AMERICAN STANDARD, INC. | 4A7A5030E1 | AC | Split System: Air-Cooled Condensing Unit, Coil with Blower | 4TTR5030E1 |  | 4TXCB042BC3 | 12.5 | 14.5 | Yes | Yes | 2011-02-28 |  | 0
FALSE | 4TTR6030B1 | 3522 | 3431765 | AMERICAN STANDARD, INC. | 4A7A5030E1 | AC | Split System: Air-Cooled Condensing Unit, Coil with Blower | 4TTR5030E1 |  | 4TXCB042BC3 | 12.5 | 15 | Yes | Yes | 2011-02-28 |  | 1
FALSE | 4TTR6030B1 | 3522 | 3431766 | AMERICAN STANDARD, INC. | 4A7A5030E1 | AC | Split System: Air-Cooled Condensing Unit, Coil with Blower | 4TTR5030E1 |  | 4TXCB042BC3 | 12.5 | 15 | Yes | Yes | 2011-02-28 |  | 1
FALSE | 4TTR6030B1 | 3522 | 3431767 | AMERICAN STANDARD, INC. | 4A7A5030E1 | AC | Split System: Air-Cooled Condensing Unit, Coil with Blower | 4TTR5030E1 |  | 4TXCB042BC3 | 12.5 | 15 | Yes | Yes | 2011-02-28 |  | 1
FALSE | 4TTR6030B1 | 3522 | 3431768 | AMERICAN STANDARD, INC. | 4A7A5030E1 | AC | Split System: Air-Cooled Condensing Unit, Coil with Blower | 4TTR5030E1 |  | 4TXCB042BC3 | 12.5 | 15.5 | Yes | Yes | 2011-02-28 |  | 1
FALSE | 4TTR6030B1 | 3522 | 3431773 | AMERICAN STANDARD, INC. | 4A7A5030E1 | AC | Split System: Air-Cooled Condensing Unit, Coil with Blower | 4TTR5030E1 |  | 4TXCB042BC3 | 12.5 | 15 | Yes | Yes | 2011-02-28 |  | 1
FALSE | 4TTR6030B1 | 3522 | 3431774 | AMERICAN STANDARD, INC. | 4A7A5030E1 | AC | Split System: Air-Cooled Condensing Unit, Coil with Blower | 4TTR5030E1 |  | 4TXCB042BC3 | 12.5 | 15.5 | Yes | Yes | 2011-02-28 |  | 1
FALSE | 4TTR6030B1 | 3522 | 3431775 | AMERICAN STANDARD, INC. | 4A7A5030E1 | AC | Split System: Air-Cooled Condensing Unit, Coil with Blower | 4TTR5030E1 |  | 4TXCB042BC3 | 12.5 | 15.5 | Yes | Yes | 2011-02-28 |  | 1
FALSE | 4TTR6030B1 | 3522 | 3431776 | AMERICAN STANDARD, INC. | 4A7A5030E1 | AC | Split System: Air-Cooled Condensing Unit, Coil with Blower | 4TTR5030E1 |  | 4TXCB042BC3 | 13 | 16 | Yes | Yes | 2011-02-28 |  | 2
FALSE | 4TTR6030B1 | 3522 | 3431781 | AMERICAN STANDARD, INC. | 4A7A5030E1 | AC | Split System: Air-Cooled Condensing Unit, Coil with Blower | 4TTR5030E1 |  | 4TXCB042BC3 | 12.5 | 15 | Yes | Yes | 2011-02-28 |  | 1
FALSE | 4TTR6030B1 | 3522 | 3431782 | AMERICAN STANDARD, INC. | 4A7A5030E1 | AC | Split System: Air-Cooled Condensing Unit, Coil with Blower | 4TTR5030E1 |  | 4TXCC005CC3 | 13 | 16 | Yes | Yes | 2011-02-28 |  | 2
FALSE | 4TTR6030B1 | 3522 | 3431846 | AMERICAN STANDARD, INC. | 4A7A5030E1 | AC | Split System: Air-Cooled Condensing Unit, Coil with Blower | 4TTR5030E1 |  | 4TXCC037BC3 | 12.5 | 15.5 | Yes | Yes | 2011-02-28 |  | 1
FALSE | 4TTR6030B1 | 3522 | 3431847 | AMERICAN STANDARD, INC. | 4A7A5030E1 | AC | Split System: Air-Cooled Condensing Unit, Coil with Blower | 4TTR5030E1 |  | 4TXCC037BC3 | 12.5 | 15.5 | Yes | Yes | 2011-02-28 |  | 1
FALSE | 4TTR6030B1 | 3522 | 3431851 | AMERICAN STANDARD, INC. | 4A7A5030E1 | AC | Split System: Air-Cooled Condensing Unit, Coil with Blower | 4TTR5030E1 |  | 4TXCC037BC3 | 12.5 | 15 | Yes | Yes | 2011-02-28 |  | 1
FALSE | 4TTR6030B1 | 3522 | 3431857 | AMERICAN STANDARD, INC. | 4A7A5030E1 | AC | Split System: Air-Cooled Condensing Unit, Coil with Blower | 4TTR5030E1 |  | 4TXCC037BC3 | 12.5 | 15 | Yes | Yes | 2011-02-28 |  | 1
FALSE | 4TTR6030B1 | 3522 | 3431858 | AMERICAN STANDARD, INC. | 4A7A5030E1 | AC | Split System: Air-Cooled Condensing Unit, Coil with Blower | 4TTR5030E1 |  | 4TXCC037BC3 | 12.5 | 15 | Yes | Yes | 2011-02-28 |  | 1
FALSE | 4TTR6030B1 | 3522 | 3431859 | AMERICAN STANDARD, INC. | 4A7A5030E1 | AC | Split System: Air-Cooled Condensing Unit, Coil with Blower | 4TTR5030E1 |  | 4TXCC037BC3 | 12.5 | 15 | Yes | Yes | 2011-02-28 |  | 1
FALSE | 4TTR6030B1 | 3522 | 3431860 | AMERICAN STANDARD, INC. | 4A7A5030E1 | AC | Split System: Air-Cooled Condensing Unit, Coil with Blower | 4TTR5030E1 |  | 4TXCC037BC3 | 12.5 | 15 | Yes | Yes | 2011-02-28 |  | 1
FALSE | 4TTR6030B1 | 3522 | 3431862 | AMERICAN STANDARD, INC. | 4A7A5030E1 | AC | Split System: Air-Cooled Condensing Unit, Coil with Blower | 4TTR5030E1 |  | 4TXCC037BC3 | 12.5 | 15 | Yes | Yes | 2011-02-28 |  | 1
FALSE | 4TTR6030B1 | 3522 | 3431863 | AMERICAN STANDARD, INC. | 4A7A5030E1 | AC | Split System: Air-Cooled Condensing Unit, Coil with Blower | 4TTR5030E1 |  | 4TXCC043BC3 | 13 | 16 | Yes | Yes | 2011-02-28 |  | 2
FALSE | 4TTR6030B1 | 3522 | 3431871 | AMERICAN STANDARD, INC. | 4A7A5030E1 | AC | Split System: Air-Cooled Condensing Unit, Coil with Blower | 4TTR5030E1 |  | 4TXCC043BC3 | 12.5 | 15 | Yes | Yes | 2011-02-28 |  | 1
FALSE | 4TTR6030B1 | 3522 | 3431872 | AMERICAN STANDARD, INC. | 4A7A5030E1 | AC | Split System: Air-Cooled Condensing Unit, Coil with Blower | 4TTR5030E1 |  | 4TXCC043BC3 | 12.5 | 15 | Yes | Yes | 2011-02-28 |  | 1
FALSE | 4TTR6030B1 | 3522 | 3431873 | AMERICAN STANDARD, INC. | 4A7A5030E1 | AC | Split System: Air-Cooled Condensing Unit, Coil with Blower | 4TTR5030E1 |  | 4TXCC043BC3 | 12.5 | 15 | Yes | Yes | 2011-02-28 |  | 1
FALSE | 4TTR6030B1 | 3522 | 3431874 | AMERICAN STANDARD, INC. | 4A7A5030E1 | AC | Split System: Air-Cooled Condensing Unit, Coil with Blower | 4TTR5030E1 |  | 4TXCC043BC3 | 12.5 | 15 | Yes | Yes | 2011-02-28 |  | 1
FALSE | 4TTR6030B1 | 3522 | 3431879 | AMERICAN STANDARD, INC. | 4A7A5030E1 | AC | Split System: Air-Cooled Condensing Unit, Coil with Blower | 4TTR5030E1 |  | 4TXCC043BC3 | 12.5 | 15.5 | Yes | Yes | 2011-02-28 |  | 1
FALSE | 4TTR6030B1 | 3522 | 3431880 | AMERICAN STANDARD, INC. | 4A7A5030E1 | AC | Split System: Air-Cooled Condensing Unit, Coil with Blower | 4TTR5030E1 |  | 4TXCC043BC3 | 12.5 | 15.5 | Yes | Yes | 2011-02-28 |  | 1
FALSE | 4TTR6030B1 | 3522 | 3431882 | AMERICAN STANDARD, INC. | 4A7A5030E1 | AC | Split System: Air-Cooled Condensing Unit, Coil with Blower | 4TTR5030E1 |  | 4TXCC043BC3 | 12.5 | 15 | Yes | Yes | 2011-02-28 |  | 1
FALSE | 4TTR6030B1 | 3522 | 3431883 | AMERICAN STANDARD, INC. | 4A7A5030E1 | AC | Split System: Air-Cooled Condensing Unit, Coil with Blower | 4TTR5030E1 |  | 4TXCC043BC3 | 12.5 | 15 | Yes | Yes | 2011-02-28 |  | 1
FALSE | 4TTR6030B1 | 3522 | 3431884 | AMERICAN STANDARD, INC. | 4A7A5030E1 | AC | Split System: Air-Cooled Condensing Unit, Coil with Blower | 4TTR5030E1 |  | 4TXCC043BC3 | 12.5 | 15 | Yes | Yes | 2011-02-28 |  | 1
FALSE | 4TTR6030B1 | 3522 | 3431885 | AMERICAN STANDARD, INC. | 4A7A5030E1 | AC | Split System: Air-Cooled Condensing Unit, Coil with Blower | 4TTR5030E1 |  | 4TXCC043BC3 | 12.5 | 15 | Yes | Yes | 2011-02-28 |  | 1
FALSE | 4TTR6030B1 | 3522 | 3431886 | AMERICAN STANDARD, INC. | 4A7A5030E1 | AC | Split System: Air-Cooled Condensing Unit, Coil with Blower | 4TTR5030E1 |  | 4TXCC043BC3 | 12.5 | 15 | Yes | Yes | 2011-02-28 |  | 1
FALSE | 4TTR6030B1 | 3522 | 3431893 | AMERICAN STANDARD, INC. | 4A7A5030E1 | AC | Split System: Air-Cooled Condensing Unit, Coil with Blower | 4TTR5030E1 |  | 4TXCC043BC3 | 12.5 | 15.5 | Yes | Yes | 2011-02-28 |  | 1
FALSE | 4TTR6030B1 | 3522 | 3431894 | AMERICAN STANDARD, INC. | 4A7A5030E1 | AC | Split System: Air-Cooled Condensing Unit, Coil with Blower | 4TTR5030E1 |  | 4TXCC043BC3 | 13 | 16 | Yes | Yes | 2011-02-28 |  | 2
FALSE | 4TTR6036B1 | 3674 | 3432106 | TRANE | 4TTR5036E1 | AC | Split System: Air-Cooled Condensing Unit, Coil with Blower | 4TTR5036E1 |  | 4CXCB036CC3 | 12 | 14.5 | Yes | Yes | 2011-01-21 |  | 0
FALSE | 4TTR6036B1 | 3674 | 3432107 | TRANE | 4TTR5036E1 | AC | Split System: Air-Cooled Condensing Unit, Coil with Blower | 4TTR5036E1 |  | 4CXCB036CC3 | 12 | 14.5 | Yes | Yes | 2011-01-21 |  | 0
FALSE | 4TTR6036B1 | 3674 | 3432111 | TRANE | 4TTR5036E1 | AC | Split System: Air-Cooled Condensing Unit, Coil with Blower | 4TTR5036E1 |  | 4CXCB036CC3 | 12.5 | 15 | Yes | Yes | 2011-01-21 |  | 1
FALSE | 4TTR6036B1 | 3674 | 3432113 | TRANE | 4TTR5036E1 | AC | Split System: Air-Cooled Condensing Unit, Coil with Blower | 4TTR5036E1 |  | 4CXCB036CC3 | 12 | 14.5 | Yes | Yes | 2011-01-21 |  | 0
FALSE | 4TTR6036B1 | 3674 | 3432126 | TRANE | 4TTR5036E1 | AC | Split System: Air-Cooled Condensing Unit, Coil with Blower | 4TTR5036E1 |  | 4CXCB036CC3 | 12.5 | 15 | Yes | Yes | 2011-01-21 |  | 1
FALSE | 4TTR6036B1 | 3674 | 3432129 | TRANE | 4TTR5036E1 | AC | Split System: Air-Cooled Condensing Unit, Coil with Blower | 4TTR5036E1 |  | 4CXCB036CC3 | 12 | 14.5 | Yes | Yes | 2011-01-21 |  | 0
FALSE | 4TTR6036B1 | 3674 | 3432130 | TRANE | 4TTR5036E1 | AC | Split System: Air-Cooled Condensing Unit, Coil with Blower | 4TTR5036E1 |  | 4CXCB036CC3 | 13 | 15 | Yes | Yes | 2011-01-21 |  | 1
FALSE | 4TTR6036B1 | 3674 | 3432133 | TRANE | 4TTR5036E1 | AC | Split System: Air-Cooled Condensing Unit, Coil with Blower | 4TTR5036E1 |  | 4CXCB042CC3 | 12.5 | 15 | Yes | Yes | 2011-01-21 |  | 1
FALSE | 4TTR6036B1 | 3674 | 3432140 | TRANE | 4TTR5036E1 | AC | Split System: Air-Cooled Condensing Unit, Coil with Blower | 4TTR5036E1 |  | 4CXCB042CC3 | 13 | 15 | Yes | Yes | 2011-01-21 |  | 1
FALSE | 4TTR6036B1 | 3674 | 3432141 | TRANE | 4TTR5036E1 | AC | Split System: Air-Cooled Condensing Unit, Coil with Blower | 4TTR5036E1 |  | 4CXCB042CC3 | 12.5 | 15 | Yes | Yes | 2011-01-21 |  | 1
FALSE | 4TTR6036B1 | 3674 | 3432142 | TRANE | 4TTR5036E1 | AC | Split System: Air-Cooled Condensing Unit, Coil with Blower | 4TTR5036E1 |  | 4CXCB042CC3 | 12.5 | 15 | Yes | Yes | 2011-01-21 |  | 1
FALSE | 4TTR6036B1 | 3674 | 3432145 | TRANE | 4TTR5036E1 | AC | Split System: Air-Cooled Condensing Unit, Coil with Blower | 4TTR5036E1 |  | 4CXCB042CC3 | 12 | 14.5 | Yes | Yes | 2011-01-21 |  | 0
FALSE | 4TTR6036B1 | 3674 | 3432146 | TRANE | 4TTR5036E1 | AC | Split System: Air-Cooled Condensing Unit, Coil with Blower | 4TTR5036E1 |  | 4CXCB042CC3 | 12.5 | 15 | Yes | Yes | 2011-01-21 |  | 1
FALSE | 4TTR6036B1 | 3674 | 3432157 | TRANE | 4TTR5036E1 | AC | Split System: Air-Cooled Condensing Unit, Coil with Blower | 4TTR5036E1 |  | 4CXCB042CC3 | 12 | 14.5 | Yes | Yes | 2011-01-21 |  | 0
FALSE | 4TTR6036B1 | 3674 | 3432158 | TRANE | 4TTR5036E1 | AC | Split System: Air-Cooled Condensing Unit, Coil with Blower | 4TTR5036E1 |  | 4CXCB042CC3 | 12 | 14.5 | Yes | Yes | 2011-01-21 |  | 0
FALSE | 4TTR6036B1 | 3674 | 3432162 | TRANE | 4TTR5036E1 | AC | Split System: Air-Cooled Condensing Unit, Coil with Blower | 4TTR5036E1 |  | 4CXCB042CC3 | 13 | 15 | Yes | Yes | 2011-01-21 |  | 1
FALSE | 4TTR6036B1 | 3674 | 3432163 | TRANE | 4TTR5036E1 | AC | Split System: Air-Cooled Condensing Unit, Coil with Blower | 4TTR5036E1 |  | 4CXCB042CC3 | 12 | 14.5 | Yes | Yes | 2011-01-21 |  | 0
FALSE | 4TTR6036B1 | 3674 | 3432168 | TRANE | 4TTR5036E1 | AC | Split System: Air-Cooled Condensing Unit, Coil with Blower | 4TTR5036E1 |  | 4CXCC037CC3 | 12.5 | 15 | Yes | Yes | 2011-01-21 |  | 1
FALSE | 4TTR6036B1 | 3674 | 3432170 | TRANE | 4TTR5036E1 | AC | Split System: Air-Cooled Condensing Unit, Coil with Blower | 4TTR5036E1 |  | 4CXCC037CC3 | 13 | 15 | Yes | Yes | 2011-01-21 |  | 1
FALSE | 4TTR6036B1 | 3674 | 3432171 | TRANE | 4TTR5036E1 | AC | Split System: Air-Cooled Condensing Unit, Coil with Blower | 4TTR5036E1 |  | 4CXCC037CC3 | 12.5 | 15 | Yes | Yes | 2011-01-21 |  | 1
FALSE | 4TTR6036B1 | 3674 | 3432172 | TRANE | 4TTR5036E1 | AC | Split System: Air-Cooled Condensing Unit, Coil with Blower | 4TTR5036E1 |  | 4CXCC037CC3 | 12 | 14.5 | Yes | Yes | 2011-01-21 |  | 0
FALSE | 4TTR6036B1 | 3674 | 3432189 | TRANE | 4TTR5036E1 | AC | Split System: Air-Cooled Condensing Unit, Coil with Blower | 4TTR5036E1 |  | 4CXCC037CC3 | 12.5 | 15 | Yes | Yes | 2011-01-21 |  | 1
FALSE | 4TTR6036B1 | 3674 | 3432262 | TRANE | 4TTR5036E1 | AC | Split System: Air-Cooled Condensing Unit, Coil with Blower | 4TTR5036E1 |  | 4CXCC049CC3 | 13 | 15.5 | Yes | Yes | 2011-01-21 |  | 1
FALSE | 4TTR6036B1 | 3674 | 3432267 | TRANE | 4TTR5036E1 | AC | Split System: Air-Cooled Condensing Unit, Coil with Blower | 4TTR5036E1 |  | 4CXCC049CC3 | 13 | 16 | Yes | Yes | 2011-01-21 |  | 2
FALSE | 4TTR6036B1 | 3674 | 3432274 | TRANE | 4TTR5036E1 | AC | Split System: Air-Cooled Condensing Unit, Coil with Blower | 4TTR5036E1 |  | 4CXCC049CC3 | 13 | 15 | Yes | Yes | 2011-01-21 |  | 1
FALSE | 4TTR6036B1 | 3674 | 3432277 | TRANE | 4TTR5036E1 | AC | Split System: Air-Cooled Condensing Unit, Coil with Blower | 4TTR5036E1 |  | 4CXCC049CC3 | 12.5 | 15 | Yes | Yes | 2011-01-21 |  | 1
FALSE | 4TTR6036B1 | 3674 | 3432281 | TRANE | 4TTR5036E1 | AC | Split System: Air-Cooled Condensing Unit, Coil with Blower | 4TTR5036E1 |  | 4CXCC049CC3 | 13 | 15.5 | Yes | Yes | 2011-01-21 |  | 1
FALSE | 4TTR6036B1 | 3674 | 3432285 | TRANE | 4TTR5036E1 | AC | Split System: Air-Cooled Condensing Unit, Coil with Blower | 4TTR5036E1 |  | 4CXCC049CC3 | 12.5 | 15 | Yes | Yes | 2011-01-21 |  | 1
FALSE | 4TTR6036B1 | 3674 | 3432295 | TRANE | 4TTR5036E1 | AC | Split System: Air-Cooled Condensing Unit, Coil with Blower | 4TTR5036E1 |  | 4CXCC049CC3 | 13 | 16 | Yes | Yes | 2011-01-21 |  | 2
FALSE | 4TTR6036B1 | 3674 | 3432301 | TRANE | 4TTR5036E1 | AC | Split System: Air-Cooled Condensing Unit, Coil with Blower | 4TTR5036E1 |  | 4CXCC049CC3 | 12.5 | 15 | Yes | Yes | 2011-01-21 |  | 1
FALSE | 4TTR6036B1 | 3674 | 3432308 | TRANE | 4TTR5036E1 | AC | Split System: Air-Cooled Condensing Unit, Coil with Blower | 4TTR5036E1 |  | 4CXCD061CC3 | 13 | 16 | Yes | Yes | 2011-01-21 |  | 2
FALSE | 4TTR6036B1 | 3674 | 3432324 | TRANE | 4TTR5036E1 | AC | Split System: Air-Cooled Condensing Unit, Coil with Blower | 4TTR5036E1 |  | 4CXCD061CC3 | 13 | 15.5 | Yes | Yes | 2011-01-21 |  | 1
FALSE | 4TTR6036B1 | 3674 | 3432327 | TRANE | 4TTR5036E1 | AC | Split System: Air-Cooled Condensing Unit, Coil with Blower | 4TTR5036E1 |  | 4CXCD061CC3 | 13 | 15.5 | Yes | Yes | 2011-01-21 |  | 1
FALSE | 4TTR6036B1 | 3674 | 3432330 | TRANE | 4TTR5036E1 | AC | Split System: Air-Cooled Condensing Unit, Coil with Blower | 4TTR5036E1 |  | 4CXCD061CC3 | 13 | 16 | Yes | Yes | 2011-01-21 |  | 2
FALSE | 4TTR6036B1 | 3674 | 3432333 | TRANE | 4TTR5036E1 | AC | Split System: Air-Cooled Condensing Unit, Coil with Blower | 4TTR5036E1 |  | 4CXCD061CC3 | 13 | 16 | Yes | Yes | 2011-01-21 |  | 2
FALSE | 4TTR6036B1 | 3674 | 3432344 | TRANE | 4TTR5036E1 | AC | Split System: Air-Cooled Condensing Unit, Coil with Blower | 4TTR5036E1 |  | 4TEE3C09A1 | 13 | 16 | Yes | Yes | 2011-01-21 |  | 2
FALSE | 4TTR6036B1 | 3674 | 3432346 | TRANE | 4TTR5036E1 | AC | Split System: Air-Cooled Condensing Unit, Coil with Blower | 4TTR5036E1 |  | 4TEE3C09A1+18-GJ01D | 13 | 16 | Yes | Yes | 2011-01-21 |  | 2
FALSE | 4TTR6036B1 | 3674 | 3432358 | TRANE | 4TTR5036E1 | AC | Split System: Air-Cooled Condensing Unit, Coil with Blower | 4TTR5036E1 |  | 4TEE3F31B1 | 12 | 14.5 | Yes | Yes | 2011-01-21 |  | 0
FALSE | 4TTR6036B1 | 3674 | 3432360 | TRANE | 4TTR5036E1 | AC | Split System: Air-Cooled Condensing Unit, Coil with Blower | 4TTR5036E1 |  | 4TEE3F37B1 | 12 | 14.5 | Yes | Yes | 2011-01-21 |  | 0
FALSE | 4TTR6036B1 | 3674 | 3432361 | TRANE | 4TTR5036E1 | AC | Split System: Air-Cooled Condensing Unit, Coil with Blower | 4TTR5036E1 |  | 4TEE3F39A1 | 13 | 16 | Yes | Yes | 2011-01-21 |  | 2
FALSE | 4TTR6036B1 | 3674 | 3432363 | TRANE | 4TTR5036E1 | AC | Split System: Air-Cooled Condensing Unit, Coil with Blower | 4TTR5036E1 |  | 4TEE3F40B1 | 13 | 15.75 | Yes | Yes | 2011-01-21 |  | 1
FALSE | 4TTR6036B1 | 3674 | 3432364 | TRANE | 4TTR5036E1 | AC | Split System: Air-Cooled Condensing Unit, Coil with Blower | 4TTR5036E1 |  | 4TEE3F48A1 | 13 | 15.5 | Yes | Yes | 2011-01-21 |  | 1
FALSE | 4TTR6036B1 | 3674 | 3432366 | TRANE | 4TTR5036E1 | AC | Split System: Air-Cooled Condensing Unit, Coil with Blower | 4TTR5036E1 |  | 4TEE3F49B1 | 13 | 15.75 | Yes | Yes | 2011-01-21 |  | 1
FALSE | 4TTR6036B1 | 3674 | 3432369 | TRANE | 4TTR5036E1 | AC | Split System: Air-Cooled Condensing Unit, Coil with Blower | 4TTR5036E1 |  | 4TEE3F64A1 | 13 | 15.5 | Yes | Yes | 2011-01-21 |  | 1
FALSE | 4TTR6036B1 | 3674 | 3432468 | TRANE | 4TTR5036E1 | AC | Split System: Air-Cooled Condensing Unit, Coil with Blower | 4TTR5036E1 |  | 4TXAB032BC3 | 12 | 14.5 | Yes | Yes | 2011-01-21 |  | 0
FALSE | 4TTR6036B1 | 3674 | 3432469 | TRANE | 4TTR5036E1 | AC | Split System: Air-Cooled Condensing Unit, Coil with Blower | 4TTR5036E1 |  | 4TXAB032BC3 | 12 | 14.5 | Yes | Yes | 2011-01-21 |  | 0
FALSE | 4TTR6036B1 | 3674 | 3432470 | TRANE | 4TTR5036E1 | AC | Split System: Air-Cooled Condensing Unit, Coil with Blower | 4TTR5036E1 |  | 4TXAB032BC3 | 12 | 14.5 | Yes | Yes | 2011-01-21 |  | 0
FALSE | 4TTR6036B1 | 3674 | 3432471 | TRANE | 4TTR5036E1 | AC | Split System: Air-Cooled Condensing Unit, Coil with Blower | 4TTR5036E1 |  | 4TXAB032BC3 | 12.5 | 15 | Yes | Yes | 2011-01-21 |  | 1
FALSE | 4TTR6036B1 | 3674 | 3432472 | TRANE | 4TTR5036E1 | AC | Split System: Air-Cooled Condensing Unit, Coil with Blower | 4TTR5036E1 |  | 4TXAB032BC3 | 13 | 15 | Yes | Yes | 2011-01-21 |  | 1
FALSE | 4TTR6036B1 | 3674 | 3432512 | TRANE | 4TTR5036E1 | AC | Split System: Air-Cooled Condensing Unit, Coil with Blower | 4TTR5036E1 |  | 4TXAB036BC3 | 12 | 14.5 | Yes | Yes | 2011-01-21 |  | 0
FALSE | 4TTR6036B1 | 3674 | 3432518 | TRANE | 4TTR5036E1 | AC | Split System: Air-Cooled Condensing Unit, Coil with Blower | 4TTR5036E1 |  | 4TXAB036BC3 | 12.5 | 15 | Yes | Yes | 2011-01-21 |  | 1
FALSE | 4TTR6036B1 | 3674 | 3432519 | TRANE | 4TTR5036E1 | AC | Split System: Air-Cooled Condensing Unit, Coil with Blower | 4TTR5036E1 |  | 4TXAB036BC3 | 12.5 | 15 | Yes | Yes | 2011-01-21 |  | 1
FALSE | 4TTR6036B1 | 3674 | 3432520 | TRANE | 4TTR5036E1 | AC | Split System: Air-Cooled Condensing Unit, Coil with Blower | 4TTR5036E1 |  | 4TXAB036BC3 | 12 | 14.5 | Yes | Yes | 2011-01-21 |  | 0
FALSE | 4TTR6036B1 | 3674 | 3432522 | TRANE | 4TTR5036E1 | AC | Split System: Air-Cooled Condensing Unit, Coil with Blower | 4TTR5036E1 |  | 4TXAB036BC3 | 13 | 15.5 | Yes | Yes | 2011-01-21 |  | 1
FALSE | 4TTR6036B1 | 3674 | 3432525 | TRANE | 4TTR5036E1 | AC | Split System: Air-Cooled Condensing Unit, Coil with Blower | 4TTR5036E1 |  | 4TXAB036BC3 | 12 | 14.5 | Yes | Yes | 2011-01-21 |  | 0
FALSE | 4TTR6036B1 | 3674 | 3432526 | TRANE | 4TTR5036E1 | AC | Split System: Air-Cooled Condensing Unit, Coil with Blower | 4TTR5036E1 |  | 4TXAB036BC3 | 12 | 14.5 | Yes | Yes | 2011-01-21 |  | 0
FALSE | 4TTR6036B1 | 3674 | 3432527 | TRANE | 4TTR5036E1 | AC | Split System: Air-Cooled Condensing Unit, Coil with Blower | 4TTR5036E1 |  | 4TXAB036BC3 | 12 | 14.5 | Yes | Yes | 2011-01-21 |  | 0
FALSE | 4TTR6036B1 | 3674 | 3432528 | TRANE | 4TTR5036E1 | AC | Split System: Air-Cooled Condensing Unit, Coil with Blower | 4TTR5036E1 |  | 4TXAB036BC3 | 12.5 | 15 | Yes | Yes | 2011-01-21 |  | 1
FALSE | 4TTR6036B1 | 3674 | 3432529 | TRANE | 4TTR5036E1 | AC | Split System: Air-Cooled Condensing Unit, Coil with Blower | 4TTR5036E1 |  | 4TXAB036BC3 | 13 | 15 | Yes | Yes | 2011-01-21 |  | 1
FALSE | 4TTR6036B1 | 3674 | 3432535 | TRANE | 4TTR5036E1 | AC | Split System: Air-Cooled Condensing Unit, Coil with Blower | 4TTR5036E1 |  | 4TXAB036BC3 | 12 | 14.5 | Yes | Yes | 2011-01-21 |  | 0
FALSE | 4TTR6036B1 | 3674 | 3432536 | TRANE | 4TTR5036E1 | AC | Split System: Air-Cooled Condensing Unit, Coil with Blower | 4TTR5036E1 |  | 4TXAB036BC3 | 12 | 14.5 | Yes | Yes | 2011-01-21 |  | 0
FALSE | 4TTR6036B1 | 3674 | 3432537 | TRANE | 4TTR5036E1 | AC | Split System: Air-Cooled Condensing Unit, Coil with Blower | 4TTR5036E1 |  | 4TXAB036BC3 | 12 | 14.5 | Yes | Yes | 2011-01-21 |  | 0
FALSE | 4TTR6036B1 | 3674 | 3432538 | TRANE | 4TTR5036E1 | AC | Split System: Air-Cooled Condensing Unit, Coil with Blower | 4TTR5036E1 |  | 4TXAB036BC3 | 12.5 | 15 | Yes | Yes | 2011-01-21 |  | 1
FALSE | 4TTR6036B1 | 3674 | 3432539 | TRANE | 4TTR5036E1 | AC | Split System: Air-Cooled Condensing Unit, Coil with Blower | 4TTR5036E1 |  | 4TXAB036BC3 | 13 | 15 | Yes | Yes | 2011-01-21 |  | 1
FALSE | 4TTR6036B1 | 3674 | 3432540 | TRANE | 4TTR5036E1 | AC | Split System: Air-Cooled Condensing Unit, Coil with Blower | 4TTR5036E1 |  | 4TXAB036BC3 | 12 | 14.5 | Yes | Yes | 2011-01-21 |  | 0
FALSE | 4TTR6036B1 | 3674 | 3432541 | TRANE | 4TTR5036E1 | AC | Split System: Air-Cooled Condensing Unit, Coil with Blower | 4TTR5036E1 |  | 4TXAB036BC3 | 12 | 14.5 | Yes | Yes | 2011-01-21 |  | 0
FALSE | 4TTR6036B1 | 3674 | 3432590 | TRANE | 4TTR5036E1 | AC | Split System: Air-Cooled Condensing Unit, Coil with Blower | 4TTR5036E1 |  | 4TXAB048BC3 | 12.5 | 15 | Yes | Yes | 2011-01-21 |  | 1
FALSE | 4TTR6036B1 | 3674 | 3432591 | TRANE | 4TTR5036E1 | AC | Split System: Air-Cooled Condensing Unit, Coil with Blower | 4TTR5036E1 |  | 4TXAB048BC3 | 13 | 15 | Yes | Yes | 2011-01-21 |  | 1
FALSE | 4TTR6036B1 | 3674 | 3432592 | TRANE | 4TTR5036E1 | AC | Split System: Air-Cooled Condensing Unit, Coil with Blower | 4TTR5036E1 |  | 4TXAB048BC3 | 12.5 | 15 | Yes | Yes | 2011-01-21 |  | 1
FALSE | 4TTR6036B1 | 3674 | 3432593 | TRANE | 4TTR5036E1 | AC | Split System: Air-Cooled Condensing Unit, Coil with Blower | 4TTR5036E1 |  | 4TXAB048BC3 | 13 | 15 | Yes | Yes | 2011-01-21 |  | 1
FALSE | 4TTR6036B1 | 3674 | 3432594 | TRANE | 4TTR5036E1 | AC | Split System: Air-Cooled Condensing Unit, Coil with Blower | 4TTR5036E1 |  | 4TXAB048BC3 | 12 | 14.5 | Yes | Yes | 2011-01-21 |  | 0
FALSE | 4TTR6036B1 | 3674 | 3432595 | TRANE | 4TTR5036E1 | AC | Split System: Air-Cooled Condensing Unit, Coil with Blower | 4TTR5036E1 |  | 4TXAB048BC3 | 12 | 14.5 | Yes | Yes | 2011-01-21 |  | 0
FALSE | 4TTR6036B1 | 3674 | 3432597 | TRANE | 4TTR5036E1 | AC | Split System: Air-Cooled Condensing Unit, Coil with Blower | 4TTR5036E1 |  | 4TXAB048BC3 | 12.5 | 15 | Yes | Yes | 2011-01-21 |  | 1
FALSE | 4TTR6036B1 | 3674 | 3432599 | TRANE | 4TTR5036E1 | AC | Split System: Air-Cooled Condensing Unit, Coil with Blower | 4TTR5036E1 |  | 4TXAB048BC3 | 12.5 | 15 | Yes | Yes | 2011-01-21 |  | 1
FALSE | 4TTR6036B1 | 3674 | 3432600 | TRANE | 4TTR5036E1 | AC | Split System: Air-Cooled Condensing Unit, Coil with Blower | 4TTR5036E1 |  | 4TXAB048BC3 | 12 | 14.5 | Yes | Yes | 2011-01-21 |  | 0
FALSE | 4TTR6036B1 | 3674 | 3432601 | TRANE | 4TTR5036E1 | AC | Split System: Air-Cooled Condensing Unit, Coil with Blower | 4TTR5036E1 |  | 4TXAB048BC3 | 12 | 14.5 | Yes | Yes | 2011-01-21 |  | 0
FALSE | 4TTR6036B1 | 3674 | 3432602 | TRANE | 4TTR5036E1 | AC | Split System: Air-Cooled Condensing Unit, Coil with Blower | 4TTR5036E1 |  | 4TXAB048BC3 | 12.5 | 15 | Yes | Yes | 2011-01-21 |  | 1
FALSE | 4TTR6036B1 | 3674 | 3432603 | TRANE | 4TTR5036E1 | AC | Split System: Air-Cooled Condensing Unit, Coil with Blower | 4TTR5036E1 |  | 4TXAB048BC3 | 12.5 | 15 | Yes | Yes | 2011-01-21 |  | 1
FALSE | 4TTR6036B1 | 3674 | 3432604 | TRANE | 4TTR5036E1 | AC | Split System: Air-Cooled Condensing Unit, Coil with Blower | 4TTR5036E1 |  | 4TXAB048BC3 | 12 | 14.5 | Yes | Yes | 2011-01-21 |  | 0
FALSE | 4TTR6036B1 | 3674 | 3432605 | TRANE | 4TTR5036E1 | AC | Split System: Air-Cooled Condensing Unit, Coil with Blower | 4TTR5036E1 |  | 4TXAB048BC3 | 13 | 15.75 | Yes | Yes | 2011-01-21 |  | 1
FALSE | 4TTR6036B1 | 3674 | 3432610 | TRANE | 4TTR5036E1 | AC | Split System: Air-Cooled Condensing Unit, Coil with Blower | 4TTR5036E1 |  | 4TXAB048BC3 | 13 | 15 | Yes | Yes | 2011-01-21 |  | 1
FALSE | 4TTR6036B1 | 3674 | 3432652 | TRANE | 4TTR5036E1 | AC | Split System: Air-Cooled Condensing Unit, Coil with Blower | 4TTR5036E1 |  | 4TXAC037BC3 | 13 | 15.75 | Yes | Yes | 2011-01-21 |  | 1
FALSE | 4TTR6036B1 | 3674 | 3432653 | TRANE | 4TTR5036E1 | AC | Split System: Air-Cooled Condensing Unit, Coil with Blower | 4TTR5036E1 |  | 4TXAC037BC3 | 12 | 14.5 | Yes | Yes | 2011-01-21 |  | 0
FALSE | 4TTR6036B1 | 3674 | 3432654 | TRANE | 4TTR5036E1 | AC | Split System: Air-Cooled Condensing Unit, Coil with Blower | 4TTR5036E1 |  | 4TXAC037BC3 | 13 | 15.5 | Yes | Yes | 2011-01-21 |  | 1
FALSE | 4TTR6036B1 | 3674 | 3432661 | TRANE | 4TTR5036E1 | AC | Split System: Air-Cooled Condensing Unit, Coil with Blower | 4TTR5036E1 |  | 4TXAC037BC3 | 12.5 | 15 | Yes | Yes | 2011-01-21 |  | 1
FALSE | 4TTR6036B1 | 3674 | 3432662 | TRANE | 4TTR5036E1 | AC | Split System: Air-Cooled Condensing Unit, Coil with Blower | 4TTR5036E1 |  | 4TXAC037BC3 | 12.5 | 15 | Yes | Yes | 2011-01-21 |  | 1
FALSE | 4TTR6036B1 | 3674 | 3432667 | TRANE | 4TTR5036E1 | AC | Split System: Air-Cooled Condensing Unit, Coil with Blower | 4TTR5036E1 |  | 4TXAC037BC3 | 12 | 14.5 | Yes | Yes | 2011-01-21 |  | 0
FALSE | 4TTR6036B1 | 3674 | 3432668 | TRANE | 4TTR5036E1 | AC | Split System: Air-Cooled Condensing Unit, Coil with Blower | 4TTR5036E1 |  | 4TXAC037BC3 | 12 | 14.5 | Yes | Yes | 2011-01-21 |  | 0
FALSE | 4TTR6036B1 | 3674 | 3432716 | TRANE | 4TTR5036E1 | AC | Split System: Air-Cooled Condensing Unit, Coil with Blower | 4TTR5036E1 |  | 4TXAC043BC3 | 12.5 | 15 | Yes | Yes | 2011-01-21 |  | 1
FALSE | 4TTR6036B1 | 3674 | 3432717 | TRANE | 4TTR5036E1 | AC | Split System: Air-Cooled Condensing Unit, Coil with Blower | 4TTR5036E1 |  | 4TXAC043BC3 | 13 | 15 | Yes | Yes | 2011-01-21 |  | 1
FALSE | 4TTR6036B1 | 3674 | 3432718 | TRANE | 4TTR5036E1 | AC | Split System: Air-Cooled Condensing Unit, Coil with Blower | 4TTR5036E1 |  | 4TXAC043BC3 | 12.5 | 15 | Yes | Yes | 2011-01-21 |  | 1
FALSE | 4TTR6036B1 | 3674 | 3432720 | TRANE | 4TTR5036E1 | AC | Split System: Air-Cooled Condensing Unit, Coil with Blower | 4TTR5036E1 |  | 4TXAC043BC3 | 12 | 14.5 | Yes | Yes | 2011-01-21 |  | 0
FALSE | 4TTR6036B1 | 3674 | 3432721 | TRANE | 4TTR5036E1 | AC | Split System: Air-Cooled Condensing Unit, Coil with Blower | 4TTR5036E1 |  | 4TXAC043BC3 | 12 | 14.5 | Yes | Yes | 2011-01-21 |  | 0
FALSE | 4TTR6036B1 | 3674 | 3432722 | TRANE | 4TTR5036E1 | AC | Split System: Air-Cooled Condensing Unit, Coil with Blower | 4TTR5036E1 |  | 4TXAC043BC3 | 12.5 | 15 | Yes | Yes | 2011-01-21 |  | 1
FALSE | 4TTR6036B1 | 3674 | 3432723 | TRANE | 4TTR5036E1 | AC | Split System: Air-Cooled Condensing Unit, Coil with Blower | 4TTR5036E1 |  | 4TXAC043BC3 | 12 | 14.5 | Yes | Yes | 2011-01-21 |  | 0
FALSE | 4TTR6036B1 | 3674 | 3432724 | TRANE | 4TTR5036E1 | AC | Split System: Air-Cooled Condensing Unit, Coil with Blower | 4TTR5036E1 |  | 4TXAC043BC3 | 12.5 | 15 | Yes | Yes | 2011-01-21 |  | 1
FALSE | 4TTR6036B1 | 3674 | 3432725 | TRANE | 4TTR5036E1 | AC | Split System: Air-Cooled Condensing Unit, Coil with Blower | 4TTR5036E1 |  | 4TXAC043BC3 | 13 | 15.5 | Yes | Yes | 2011-01-21 |  | 1
FALSE | 4TTR6036B1 | 3674 | 3432727 | TRANE | 4TTR5036E1 | AC | Split System: Air-Cooled Condensing Unit, Coil with Blower | 4TTR5036E1 |  | 4TXAC043BC3 | 12 | 14.5 | Yes | Yes | 2011-01-21 |  | 0
FALSE | 4TTR6036B1 | 3674 | 3432728 | TRANE | 4TTR5036E1 | AC | Split System: Air-Cooled Condensing Unit, Coil with Blower | 4TTR5036E1 |  | 4TXAC043BC3 | 12.5 | 15 | Yes | Yes | 2011-01-21 |  | 1
FALSE | 4TTR6036B1 | 3674 | 3432729 | TRANE | 4TTR5036E1 | AC | Split System: Air-Cooled Condensing Unit, Coil with Blower | 4TTR5036E1 |  | 4TXAC043BC3 | 12.5 | 15 | Yes | Yes | 2011-01-21 |  | 1
FALSE | 4TTR6036B1 | 3674 | 3432730 | TRANE | 4TTR5036E1 | AC | Split System: Air-Cooled Condensing Unit, Coil with Blower | 4TTR5036E1 |  | 4TXAC043BC3 | 12.5 | 15 | Yes | Yes | 2011-01-21 |  | 1
FALSE | 4TTR6036B1 | 3674 | 3432732 | TRANE | 4TTR5036E1 | AC | Split System: Air-Cooled Condensing Unit, Coil with Blower | 4TTR5036E1 |  | 4TXAC044BC3 | 13 | 15 | Yes | Yes | 2011-01-21 |  | 1
FALSE | 4TTR6036B1 | 3674 | 3432738 | TRANE | 4TTR5036E1 | AC | Split System: Air-Cooled Condensing Unit, Coil with Blower | 4TTR5036E1 |  | 4TXAC044BC3 | 13 | 16 | Yes | Yes | 2011-01-21 |  | 2
FALSE | 4TTR6036B1 | 3674 | 3432739 | TRANE | 4TTR5036E1 | AC | Split System: Air-Cooled Condensing Unit, Coil with Blower | 4TTR5036E1 |  | 4TXAC044BC3 | 13 | 15 | Yes | Yes | 2011-01-21 |  | 1
FALSE | 4TTR6036B1 | 3674 | 3432740 | TRANE | 4TTR5036E1 | AC | Split System: Air-Cooled Condensing Unit, Coil with Blower | 4TTR5036E1 |  | 4TXAC044BC3 | 13 | 15 | Yes | Yes | 2011-01-21 |  | 1
FALSE | 4TTR6036B1 | 3674 | 3432741 | TRANE | 4TTR5036E1 | AC | Split System: Air-Cooled Condensing Unit, Coil with Blower | 4TTR5036E1 |  | 4TXAC044BC3 | 12.5 | 15 | Yes | Yes | 2011-01-21 |  | 1
FALSE | 4TTR6036B1 | 3674 | 3432742 | TRANE | 4TTR5036E1 | AC | Split System: Air-Cooled Condensing Unit, Coil with Blower | 4TTR5036E1 |  | 4TXAC044BC3 | 12.5 | 15 | Yes | Yes | 2011-01-21 |  | 1
FALSE | 4TTR6036B1 | 3674 | 3432743 | TRANE | 4TTR5036E1 | AC | Split System: Air-Cooled Condensing Unit, Coil with Blower | 4TTR5036E1 |  | 4TXAC044BC3 | 13 | 15 | Yes | Yes | 2011-01-21 |  | 1
FALSE | 4TTR6036B1 | 3674 | 3432750 | TRANE | 4TTR5036E1 | AC | Split System: Air-Cooled Condensing Unit, Coil with Blower | 4TTR5036E1 |  | 4TXAC044BC3 | 13 | 15.5 | Yes | Yes | 2011-01-21 |  | 1
FALSE | 4TTR6036B1 | 3674 | 3432751 | TRANE | 4TTR5036E1 | AC | Split System: Air-Cooled Condensing Unit, Coil with Blower | 4TTR5036E1 |  | 4TXAC044BC3 | 13 | 15.5 | Yes | Yes | 2011-01-21 |  | 1
FALSE | 4TTR6036B1 | 3674 | 3432787 | TRANE | 4TTR5036E1 | AC | Split System: Air-Cooled Condensing Unit, Coil with Blower | 4TTR5036E1 |  | 4TXAC049BC3 | 12.5 | 15 | Yes | Yes | 2011-01-21 |  | 1
FALSE | 4TTR6036B1 | 3674 | 3432792 | TRANE | 4TTR5036E1 | AC | Split System: Air-Cooled Condensing Unit, Coil with Blower | 4TTR5036E1 |  | 4TXAC049BC3 | 13 | 15 | Yes | Yes | 2011-01-21 |  | 1
FALSE | 4TTR6036B1 | 3674 | 3432793 | TRANE | 4TTR5036E1 | AC | Split System: Air-Cooled Condensing Unit, Coil with Blower | 4TTR5036E1 |  | 4TXAC049BC3 | 13 | 15 | Yes | Yes | 2011-01-21 |  | 1
FALSE | 4TTR6036B1 | 3674 | 3432794 | TRANE | 4TTR5036E1 | AC | Split System: Air-Cooled Condensing Unit, Coil with Blower | 4TTR5036E1 |  | 4TXAC049BC3 | 12.5 | 15 | Yes | Yes | 2011-01-21 |  | 1
FALSE | 4TTR6036B1 | 3674 | 3432804 | TRANE | 4TTR5036E1 | AC | Split System: Air-Cooled Condensing Unit, Coil with Blower | 4TTR5036E1 |  | 4TXAC049BC3 | 13 | 16 | Yes | Yes | 2011-01-21 |  | 2
FALSE | 4TTR6036B1 | 3674 | 3432805 | TRANE | 4TTR5036E1 | AC | Split System: Air-Cooled Condensing Unit, Coil with Blower | 4TTR5036E1 |  | 4TXAC049BC3 | 13 | 15.5 | Yes | Yes | 2011-01-21 |  | 1
FALSE | 4TTR6036B1 | 3674 | 3432806 | TRANE | 4TTR5036E1 | AC | Split System: Air-Cooled Condensing Unit, Coil with Blower | 4TTR5036E1 |  | 4TXAC049BC3 | 13 | 16 | Yes | Yes | 2011-01-21 |  | 2
FALSE | 4TTR6036B1 | 3674 | 3432810 | TRANE | 4TTR5036E1 | AC | Split System: Air-Cooled Condensing Unit, Coil with Blower | 4TTR5036E1 |  | 4TXAC049BC3 | 13 | 15 | Yes | Yes | 2011-01-21 |  | 1
FALSE | 4TTR6036B1 | 3674 | 3432811 | TRANE | 4TTR5036E1 | AC | Split System: Air-Cooled Condensing Unit, Coil with Blower | 4TTR5036E1 |  | 4TXAC049BC3 | 12.5 | 15 | Yes | Yes | 2011-01-21 |  | 1
FALSE | 4TTR6036B1 | 3674 | 3432812 | TRANE | 4TTR5036E1 | AC | Split System: Air-Cooled Condensing Unit, Coil with Blower | 4TTR5036E1 |  | 4TXAC049BC3 | 13 | 15 | Yes | Yes | 2011-01-21 |  | 1
FALSE | 4TTR6036B1 | 3674 | 3432813 | TRANE | 4TTR5036E1 | AC | Split System: Air-Cooled Condensing Unit, Coil with Blower | 4TTR5036E1 |  | 4TXAC049BC3 | 13 | 15 | Yes | Yes | 2011-01-21 |  | 1
FALSE | 4TTR6036B1 | 3674 | 3432846 | TRANE | 4TTR5036E1 | AC | Split System: Air-Cooled Condensing Unit, Coil with Blower | 4TTR5036E1 |  | 4TXAC060BC3 | 12.5 | 15 | Yes | Yes | 2011-01-21 |  | 1
FALSE | 4TTR6036B1 | 3674 | 3432847 | TRANE | 4TTR5036E1 | AC | Split System: Air-Cooled Condensing Unit, Coil with Blower | 4TTR5036E1 |  | 4TXAC060BC3 | 12.5 | 15 | Yes | Yes | 2011-01-21 |  | 1
FALSE | 4TTR6036B1 | 3674 | 3432848 | TRANE | 4TTR5036E1 | AC | Split System: Air-Cooled Condensing Unit, Coil with Blower | 4TTR5036E1 |  | 4TXAC060BC3 | 13 | 15 | Yes | Yes | 2011-01-21 |  | 1
FALSE | 4TTR6036B1 | 3674 | 3432849 | TRANE | 4TTR5036E1 | AC | Split System: Air-Cooled Condensing Unit, Coil with Blower | 4TTR5036E1 |  | 4TXAC060BC3 | 13 | 15.5 | Yes | Yes | 2011-01-21 |  | 1
FALSE | 4TTR6036B1 | 3674 | 3432860 | TRANE | 4TTR5036E1 | AC | Split System: Air-Cooled Condensing Unit, Coil with Blower | 4TTR5036E1 |  | 4TXAC060BC3 | 13 | 16 | Yes | Yes | 2011-01-21 |  | 2
FALSE | 4TTR6036B1 | 3674 | 3432863 | TRANE | 4TTR5036E1 | AC | Split System: Air-Cooled Condensing Unit, Coil with Blower | 4TTR5036E1 |  | 4TXAC060BC3 | 13 | 15 | Yes | Yes | 2011-01-21 |  | 1
FALSE | 4TTR6036B1 | 3674 | 3432864 | TRANE | 4TTR5036E1 | AC | Split System: Air-Cooled Condensing Unit, Coil with Blower | 4TTR5036E1 |  | 4TXAC060BC3 | 12.5 | 15 | Yes | Yes | 2011-01-21 |  | 1
FALSE | 4TTR6036B1 | 3674 | 3432865 | TRANE | 4TTR5036E1 | AC | Split System: Air-Cooled Condensing Unit, Coil with Blower | 4TTR5036E1 |  | 4TXAC060BC3 | 13 | 15 | Yes | Yes | 2011-01-21 |  | 1
FALSE | 4TTR6036B1 | 3674 | 3432866 | TRANE | 4TTR5036E1 | AC | Split System: Air-Cooled Condensing Unit, Coil with Blower | 4TTR5036E1 |  | 4TXAC060BC3 | 13 | 15 | Yes | Yes | 2011-01-21 |  | 1
FALSE | 4TTR6036B1 | 3674 | 3432873 | TRANE | 4TTR5036E1 | AC | Split System: Air-Cooled Condensing Unit, Coil with Blower | 4TTR5036E1 |  | 4TXAD050BC3 | 13 | 15 | Yes | Yes | 2011-01-21 |  | 1
FALSE | 4TTR6036B1 | 3674 | 3432874 | TRANE | 4TTR5036E1 | AC | Split System: Air-Cooled Condensing Unit, Coil with Blower | 4TTR5036E1 |  | 4TXAD050BC3 | 13 | 15.75 | Yes | Yes | 2011-01-21 |  | 1
FALSE | 4TTR6036B1 | 3674 | 3432938 | TRANE | 4TTR5036E1 | AC | Split System: Air-Cooled Condensing Unit, Coil with Blower | 4TTR5036E1 |  | 4TXCB004CC3 | 13 | 15 | Yes | Yes | 2011-01-21 |  | 1
FALSE | 4TTR6036B1 | 3674 | 3432939 | TRANE | 4TTR5036E1 | AC | Split System: Air-Cooled Condensing Unit, Coil with Blower | 4TTR5036E1 |  | 4TXCB004CC3 | 13 | 16 | Yes | Yes | 2011-01-21 |  | 2
FALSE | 4TTR6036B1 | 3674 | 3432940 | TRANE | 4TTR5036E1 | AC | Split System: Air-Cooled Condensing Unit, Coil with Blower | 4TTR5036E1 |  | 4TXCB004CC3 | 13 | 16 | Yes | Yes | 2011-01-21 |  | 2
FALSE | 4TTR6036B1 | 3674 | 3432973 | TRANE | 4TTR5036E1 | AC | Split System: Air-Cooled Condensing Unit, Coil with Blower | 4TTR5036E1 |  | 4TXCB031BC3 | 12.5 | 15 | Yes | Yes | 2011-01-21 |  | 1
FALSE | 4TTR6036B1 | 3674 | 3432975 | TRANE | 4TTR5036E1 | AC | Split System: Air-Cooled Condensing Unit, Coil with Blower | 4TTR5036E1 |  | 4TXCB031BC3 | 12 | 14.5 | Yes | Yes | 2011-01-21 |  | 0
FALSE | 4TTR6036B1 | 3674 | 3432987 | TRANE | 4TTR5036E1 | AC | Split System: Air-Cooled Condensing Unit, Coil with Blower | 4TTR5036E1 |  | 4TXCB031BC3 | 12 | 14.5 | Yes | Yes | 2011-01-21 |  | 0
FALSE | 4TTR6036B1 | 3674 | 3432988 | TRANE | 4TTR5036E1 | AC | Split System: Air-Cooled Condensing Unit, Coil with Blower | 4TTR5036E1 |  | 4TXCB031BC3 | 12 | 14.5 | Yes | Yes | 2011-01-21 |  | 0
FALSE | 4TTR6036B1 | 3674 | 3432991 | TRANE | 4TTR5036E1 | AC | Split System: Air-Cooled Condensing Unit, Coil with Blower | 4TTR5036E1 |  | 4TXCB031BC3 | 12 | 14.5 | Yes | Yes | 2011-01-21 |  | 0
FALSE | 4TTR6036B1 | 3674 | 3432992 | TRANE | 4TTR5036E1 | AC | Split System: Air-Cooled Condensing Unit, Coil with Blower | 4TTR5036E1 |  | 4TXCB031BC3 | 12 | 14.5 | Yes | Yes | 2011-01-21 |  | 0
FALSE | 4TTR6036B1 | 3674 | 3432993 | TRANE | 4TTR5036E1 | AC | Split System: Air-Cooled Condensing Unit, Coil with Blower | 4TTR5036E1 |  | 4TXCB031BC3 | 12 | 14.5 | Yes | Yes | 2011-01-21 |  | 0
FALSE | 4TTR6036B1 | 3674 | 3433009 | TRANE | 4TTR5036E1 | AC | Split System: Air-Cooled Condensing Unit, Coil with Blower | 4TTR5036E1 |  | 4TXCB032BC3 | 12.5 | 15 | Yes | Yes | 2011-01-21 |  | 1
FALSE | 4TTR6036B1 | 3674 | 3433010 | TRANE | 4TTR5036E1 | AC | Split System: Air-Cooled Condensing Unit, Coil with Blower | 4TTR5036E1 |  | 4TXCB032BC3 | 12.5 | 15 | Yes | Yes | 2011-01-21 |  | 1
FALSE | 4TTR6036B1 | 3674 | 3433011 | TRANE | 4TTR5036E1 | AC | Split System: Air-Cooled Condensing Unit, Coil with Blower | 4TTR5036E1 |  | 4TXCB032BC3 | 12.5 | 15 | Yes | Yes | 2011-01-21 |  | 1
FALSE | 4TTR6036B1 | 3674 | 3433012 | TRANE | 4TTR5036E1 | AC | Split System: Air-Cooled Condensing Unit, Coil with Blower | 4TTR5036E1 |  | 4TXCB032BC3 | 13 | 15 | Yes | Yes | 2011-01-21 |  | 1
FALSE | 4TTR6036B1 | 3674 | 3433017 | TRANE | 4TTR5036E1 | AC | Split System: Air-Cooled Condensing Unit, Coil with Blower | 4TTR5036E1 |  | 4TXCB032BC3 | 12 | 14.5 | Yes | Yes | 2011-01-21 |  | 0
FALSE | 4TTR6036B1 | 3674 | 3433018 | TRANE | 4TTR5036E1 | AC | Split System: Air-Cooled Condensing Unit, Coil with Blower | 4TTR5036E1 |  | 4TXCB032BC3 | 12 | 14.5 | Yes | Yes | 2011-01-21 |  | 0
FALSE | 4TTR6036B1 | 3674 | 3433019 | TRANE | 4TTR5036E1 | AC | Split System: Air-Cooled Condensing Unit, Coil with Blower | 4TTR5036E1 |  | 4TXCB032BC3 | 12 | 14.5 | Yes | Yes | 2011-01-21 |  | 0
FALSE | 4TTR6036B1 | 3674 | 3433020 | TRANE | 4TTR5036E1 | AC | Split System: Air-Cooled Condensing Unit, Coil with Blower | 4TTR5036E1 |  | 4TXCB032BC3 | 12 | 14.5 | Yes | Yes | 2011-01-21 |  | 0
FALSE | 4TTR6036B1 | 3674 | 3433021 | TRANE | 4TTR5036E1 | AC | Split System: Air-Cooled Condensing Unit, Coil with Blower | 4TTR5036E1 |  | 4TXCB032BC3 | 12.5 | 15 | Yes | Yes | 2011-01-21 |  | 1
FALSE | 4TTR6036B1 | 3674 | 3433022 | TRANE | 4TTR5036E1 | AC | Split System: Air-Cooled Condensing Unit, Coil with Blower | 4TTR5036E1 |  | 4TXCB032BC3 | 13 | 15 | Yes | Yes | 2011-01-21 |  | 1
FALSE | 4TTR6036B1 | 3674 | 3433026 | TRANE | 4TTR5036E1 | AC | Split System: Air-Cooled Condensing Unit, Coil with Blower | 4TTR5036E1 |  | 4TXCB032BC3 | 12 | 14.5 | Yes | Yes | 2011-01-21 |  | 0
FALSE | 4TTR6036B1 | 3674 | 3433027 | TRANE | 4TTR5036E1 | AC | Split System: Air-Cooled Condensing Unit, Coil with Blower | 4TTR5036E1 |  | 4TXCB032BC3 | 12 | 14.5 | Yes | Yes | 2011-01-21 |  | 0
FALSE | 4TTR6036B1 | 3674 | 3433099 | TRANE | 4TTR5036E1 | AC | Split System: Air-Cooled Condensing Unit, Coil with Blower | 4TTR5036E1 |  | 4TXCB036BC3 | 12.5 | 15 | Yes | Yes | 2011-01-21 |  | 1
FALSE | 4TTR6036B1 | 3674 | 3433100 | TRANE | 4TTR5036E1 | AC | Split System: Air-Cooled Condensing Unit, Coil with Blower | 4TTR5036E1 |  | 4TXCB036BC3 | 13 | 15 | Yes | Yes | 2011-01-21 |  | 1
FALSE | 4TTR6036B1 | 3674 | 3433104 | TRANE | 4TTR5036E1 | AC | Split System: Air-Cooled Condensing Unit, Coil with Blower | 4TTR5036E1 |  | 4TXCB042BC3 | 12 | 14.5 | Yes | Yes | 2011-01-21 |  | 0
FALSE | 4TTR6036B1 | 3674 | 3433106 | TRANE | 4TTR5036E1 | AC | Split System: Air-Cooled Condensing Unit, Coil with Blower | 4TTR5036E1 |  | 4TXCB042BC3 | 12.5 | 15 | Yes | Yes | 2011-01-21 |  | 1
FALSE | 4TTR6036B1 | 3674 | 3433107 | TRANE | 4TTR5036E1 | AC | Split System: Air-Cooled Condensing Unit, Coil with Blower | 4TTR5036E1 |  | 4TXCB042BC3 | 12.5 | 15 | Yes | Yes | 2011-01-21 |  | 1
FALSE | 4TTR6036B1 | 3674 | 3433108 | TRANE | 4TTR5036E1 | AC | Split System: Air-Cooled Condensing Unit, Coil with Blower | 4TTR5036E1 |  | 4TXCB042BC3 | 13 | 15 | Yes | Yes | 2011-01-21 |  | 1
FALSE | 4TTR6036B1 | 3674 | 3433113 | TRANE | 4TTR5036E1 | AC | Split System: Air-Cooled Condensing Unit, Coil with Blower | 4TTR5036E1 |  | 4TXCB042BC3 | 12 | 14.5 | Yes | Yes | 2011-01-21 |  | 0
FALSE | 4TTR6036B1 | 3674 | 3433114 | TRANE | 4TTR5036E1 | AC | Split System: Air-Cooled Condensing Unit, Coil with Blower | 4TTR5036E1 |  | 4TXCB042BC3 | 12 | 14.5 | Yes | Yes | 2011-01-21 |  | 0
FALSE | 4TTR6036B1 | 3674 | 3433115 | TRANE | 4TTR5036E1 | AC | Split System: Air-Cooled Condensing Unit, Coil with Blower | 4TTR5036E1 |  | 4TXCB042BC3 | 12 | 14.5 | Yes | Yes | 2011-01-21 |  | 0
FALSE | 4TTR6036B1 | 3674 | 3433116 | TRANE | 4TTR5036E1 | AC | Split System: Air-Cooled Condensing Unit, Coil with Blower | 4TTR5036E1 |  | 4TXCB042BC3 | 12 | 14.5 | Yes | Yes | 2011-01-21 |  | 0
FALSE | 4TTR6036B1 | 3674 | 3433117 | TRANE | 4TTR5036E1 | AC | Split System: Air-Cooled Condensing Unit, Coil with Blower | 4TTR5036E1 |  | 4TXCB042BC3 | 12 | 14.5 | Yes | Yes | 2011-01-21 |  | 0
FALSE | 4TTR6036B1 | 3674 | 3433119 | TRANE | 4TTR5036E1 | AC | Split System: Air-Cooled Condensing Unit, Coil with Blower | 4TTR5036E1 |  | 4TXCB042BC3 | 13 | 15.5 | Yes | Yes | 2011-01-21 |  | 1
FALSE | 4TTR6036B1 | 3674 | 3433125 | TRANE | 4TTR5036E1 | AC | Split System: Air-Cooled Condensing Unit, Coil with Blower | 4TTR5036E1 |  | 4TXCB042BC3 | 12 | 14.5 | Yes | Yes | 2011-01-21 |  | 0
FALSE | 4TTR6036B1 | 3674 | 3433129 | TRANE | 4TTR5036E1 | AC | Split System: Air-Cooled Condensing Unit, Coil with Blower | 4TTR5036E1 |  | 4TXCB042BC3 | 12 | 14.5 | Yes | Yes | 2011-01-21 |  | 0
FALSE | 4TTR6036B1 | 3674 | 3433130 | TRANE | 4TTR5036E1 | AC | Split System: Air-Cooled Condensing Unit, Coil with Blower | 4TTR5036E1 |  | 4TXCB042BC3 | 12 | 14.5 | Yes | Yes | 2011-01-21 |  | 0
FALSE | 4TTR6036B1 | 3674 | 3433131 | TRANE | 4TTR5036E1 | AC | Split System: Air-Cooled Condensing Unit, Coil with Blower | 4TTR5036E1 |  | 4TXCB042BC3 | 12 | 14.5 | Yes | Yes | 2011-01-21 |  | 0
FALSE | 4TTR6036B1 | 3674 | 3433132 | TRANE | 4TTR5036E1 | AC | Split System: Air-Cooled Condensing Unit, Coil with Blower | 4TTR5036E1 |  | 4TXCB042BC3 | 12.5 | 15 | Yes | Yes | 2011-01-21 |  | 1
FALSE | 4TTR6036B1 | 3674 | 3433133 | TRANE | 4TTR5036E1 | AC | Split System: Air-Cooled Condensing Unit, Coil with Blower | 4TTR5036E1 |  | 4TXCB042BC3 | 13 | 15 | Yes | Yes | 2011-01-21 |  | 1
FALSE | 4TTR6036B1 | 3674 | 3433136 | TRANE | 4TTR5036E1 | AC | Split System: Air-Cooled Condensing Unit, Coil with Blower | 4TTR5036E1 |  | 4TXCB042BC3 | 12.5 | 15 | Yes | Yes | 2011-01-21 |  | 1
FALSE | 4TTR6036B1 | 3674 | 3433141 | TRANE | 4TTR5036E1 | AC | Split System: Air-Cooled Condensing Unit, Coil with Blower | 4TTR5036E1 |  | 4TXCB048BC3 | 12.5 | 15 | Yes | Yes | 2011-01-21 |  | 1
FALSE | 4TTR6036B1 | 3674 | 3433142 | TRANE | 4TTR5036E1 | AC | Split System: Air-Cooled Condensing Unit, Coil with Blower | 4TTR5036E1 |  | 4TXCB048BC3 | 13 | 15 | Yes | Yes | 2011-01-21 |  | 1
FALSE | 4TTR6036B1 | 3674 | 3433143 | TRANE | 4TTR5036E1 | AC | Split System: Air-Cooled Condensing Unit, Coil with Blower | 4TTR5036E1 |  | 4TXCB048BC3 | 12.5 | 15 | Yes | Yes | 2011-01-21 |  | 1
FALSE | 4TTR6036B1 | 3674 | 3433224 | TRANE | 4TTR5036E1 | AC | Split System: Air-Cooled Condensing Unit, Coil with Blower | 4TTR5036E1 |  | 4TXCC037BC3 | 12 | 14.5 | Yes | Yes | 2011-01-21 |  | 0
FALSE | 4TTR6036B1 | 3674 | 3433225 | TRANE | 4TTR5036E1 | AC | Split System: Air-Cooled Condensing Unit, Coil with Blower | 4TTR5036E1 |  | 4TXCC037BC3 | 12 | 14.5 | Yes | Yes | 2011-01-21 |  | 0
FALSE | 4TTR6036B1 | 3674 | 3433226 | TRANE | 4TTR5036E1 | AC | Split System: Air-Cooled Condensing Unit, Coil with Blower | 4TTR5036E1 |  | 4TXCC037BC3 | 12.5 | 15 | Yes | Yes | 2011-01-21 |  | 1
FALSE | 4TTR6036B1 | 3674 | 3433227 | TRANE | 4TTR5036E1 | AC | Split System: Air-Cooled Condensing Unit, Coil with Blower | 4TTR5036E1 |  | 4TXCC037BC3 | 12.5 | 15 | Yes | Yes | 2011-01-21 |  | 1
FALSE | 4TTR6036B1 | 3674 | 3433228 | TRANE | 4TTR5036E1 | AC | Split System: Air-Cooled Condensing Unit, Coil with Blower | 4TTR5036E1 |  | 4TXCC037BC3 | 12.5 | 15 | Yes | Yes | 2011-01-21 |  | 1
FALSE | 4TTR6036B1 | 3674 | 3433229 | TRANE | 4TTR5036E1 | AC | Split System: Air-Cooled Condensing Unit, Coil with Blower | 4TTR5036E1 |  | 4TXCC037BC3 | 13 | 15.75 | Yes | Yes | 2011-01-21 |  | 1
FALSE | 4TTR6036B1 | 3674 | 3433232 | TRANE | 4TTR5036E1 | AC | Split System: Air-Cooled Condensing Unit, Coil with Blower | 4TTR5036E1 |  | 4TXCC037BC3 | 12 | 14.5 | Yes | Yes | 2011-01-21 |  | 0
FALSE | 4TTR6036B1 | 3674 | 3433233 | TRANE | 4TTR5036E1 | AC | Split System: Air-Cooled Condensing Unit, Coil with Blower | 4TTR5036E1 |  | 4TXCC037BC3 | 12 | 14.5 | Yes | Yes | 2011-01-21 |  | 0
FALSE | 4TTR6036B1 | 3674 | 3433234 | TRANE | 4TTR5036E1 | AC | Split System: Air-Cooled Condensing Unit, Coil with Blower | 4TTR5036E1 |  | 4TXCC037BC3 | 12 | 14.5 | Yes | Yes | 2011-01-21 |  | 0
FALSE | 4TTR6036B1 | 3674 | 3433235 | TRANE | 4TTR5036E1 | AC | Split System: Air-Cooled Condensing Unit, Coil with Blower | 4TTR5036E1 |  | 4TXCC037BC3 | 12.5 | 15 | Yes | Yes | 2011-01-21 |  | 1
FALSE | 4TTR6036B1 | 3674 | 3433239 | TRANE | 4TTR5036E1 | AC | Split System: Air-Cooled Condensing Unit, Coil with Blower | 4TTR5036E1 |  | 4TXCC037BC3 | 12.5 | 15 | Yes | Yes | 2011-01-21 |  | 1
FALSE | 4TTR6036B1 | 3674 | 3433240 | TRANE | 4TTR5036E1 | AC | Split System: Air-Cooled Condensing Unit, Coil with Blower | 4TTR5036E1 |  | 4TXCC037BC3 | 13 | 15 | Yes | Yes | 2011-01-21 |  | 1
FALSE | 4TTR6036B1 | 3674 | 3433241 | TRANE | 4TTR5036E1 | AC | Split System: Air-Cooled Condensing Unit, Coil with Blower | 4TTR5036E1 |  | 4TXCC037BC3 | 12.5 | 15 | Yes | Yes | 2011-01-21 |  | 1
FALSE | 4TTR6036B1 | 3674 | 3433242 | TRANE | 4TTR5036E1 | AC | Split System: Air-Cooled Condensing Unit, Coil with Blower | 4TTR5036E1 |  | 4TXCC037BC3 | 12 | 14.5 | Yes | Yes | 2011-01-21 |  | 0
FALSE | 4TTR6036B1 | 3674 | 3433243 | TRANE | 4TTR5036E1 | AC | Split System: Air-Cooled Condensing Unit, Coil with Blower | 4TTR5036E1 |  | 4TXCC037BC3 | 12.5 | 15 | Yes | Yes | 2011-01-21 |  | 1
FALSE | 4TTR6036B1 | 3674 | 3433244 | TRANE | 4TTR5036E1 | AC | Split System: Air-Cooled Condensing Unit, Coil with Blower | 4TTR5036E1 |  | 4TXCC037BC3 | 13 | 15.5 | Yes | Yes | 2011-01-21 |  | 1
FALSE | 4TTR6036B1 | 3674 | 3433245 | TRANE | 4TTR5036E1 | AC | Split System: Air-Cooled Condensing Unit, Coil with Blower | 4TTR5036E1 |  | 4TXCC037BC3 | 13 | 15.5 | Yes | Yes | 2011-01-21 |  | 1
FALSE | 4TTR6036B1 | 3674 | 3433256 | TRANE | 4TTR5036E1 | AC | Split System: Air-Cooled Condensing Unit, Coil with Blower | 4TTR5036E1 |  | 4TXCC043BC3 | 12.5 | 15 | Yes | Yes | 2011-01-21 |  | 1
FALSE | 4TTR6036B1 | 3674 | 3433257 | TRANE | 4TTR5036E1 | AC | Split System: Air-Cooled Condensing Unit, Coil with Blower | 4TTR5036E1 |  | 4TXCC043BC3 | 12 | 14.5 | Yes | Yes | 2011-01-21 |  | 0
FALSE | 4TTR6036B1 | 3674 | 3433258 | TRANE | 4TTR5036E1 | AC | Split System: Air-Cooled Condensing Unit, Coil with Blower | 4TTR5036E1 |  | 4TXCC043BC3 | 12.5 | 15 | Yes | Yes | 2011-01-21 |  | 1
FALSE | 4TTR6036B1 | 3674 | 3433259 | TRANE | 4TTR5036E1 | AC | Split System: Air-Cooled Condensing Unit, Coil with Blower | 4TTR5036E1 |  | 4TXCC043BC3 | 13 | 15.5 | Yes | Yes | 2011-01-21 |  | 1
FALSE | 4TTR6036B1 | 3674 | 3433267 | TRANE | 4TTR5036E1 | AC | Split System: Air-Cooled Condensing Unit, Coil with Blower | 4TTR5036E1 |  | 4TXCC043BC3 | 12 | 14.5 | Yes | Yes | 2011-01-21 |  | 0
FALSE | 4TTR6036B1 | 3674 | 3433303 | TRANE | 4TTR5036E1 | AC | Split System: Air-Cooled Condensing Unit, Coil with Blower | 4TTR5036E1 |  | 4TXCC044BC3 | 13 | 15.5 | Yes | Yes | 2011-01-21 |  | 1
FALSE | 4TTR6036B1 | 3674 | 3433304 | TRANE | 4TTR5036E1 | AC | Split System: Air-Cooled Condensing Unit, Coil with Blower | 4TTR5036E1 |  | 4TXCC044BC3 | 13 | 16 | Yes | Yes | 2011-01-21 |  | 2
FALSE | 4TTR6036B1 | 3674 | 3433306 | TRANE | 4TTR5036E1 | AC | Split System: Air-Cooled Condensing Unit, Coil with Blower | 4TTR5036E1 |  | 4TXCC044BC3 | 13 | 15.5 | Yes | Yes | 2011-01-21 |  | 1
FALSE | 4TTR6036B1 | 3674 | 3433307 | TRANE | 4TTR5036E1 | AC | Split System: Air-Cooled Condensing Unit, Coil with Blower | 4TTR5036E1 |  | 4TXCC044BC3 | 13 | 15.5 | Yes | Yes | 2011-01-21 |  | 1
FALSE | 4TTR6036B1 | 3674 | 3433308 | TRANE | 4TTR5036E1 | AC | Split System: Air-Cooled Condensing Unit, Coil with Blower | 4TTR5036E1 |  | 4TXCC044BC3 | 13 | 15.5 | Yes | Yes | 2011-01-21 |  | 1
FALSE | 4TTR6036B1 | 3674 | 3433312 | TRANE | 4TTR5036E1 | AC | Split System: Air-Cooled Condensing Unit, Coil with Blower | 4TTR5036E1 |  | 4TXCC044BC3 | 13 | 16 | Yes | Yes | 2011-01-21 |  | 2
FALSE | 4TTR6036B1 | 3674 | 3433326 | TRANE | 4TTR5036E1 | AC | Split System: Air-Cooled Condensing Unit, Coil with Blower | 4TTR5036E1 |  | 4TXCC044BC3 | 13 | 15 | Yes | Yes | 2011-01-21 |  | 1
FALSE | 4TTR6036B1 | 3674 | 3433327 | TRANE | 4TTR5036E1 | AC | Split System: Air-Cooled Condensing Unit, Coil with Blower | 4TTR5036E1 |  | 4TXCC044BC3 | 13 | 15 | Yes | Yes | 2011-01-21 |  | 1
FALSE | 4TTR6036B1 | 3674 | 3433328 | TRANE | 4TTR5036E1 | AC | Split System: Air-Cooled Condensing Unit, Coil with Blower | 4TTR5036E1 |  | 4TXCC044BC3 | 12.5 | 15 | Yes | Yes | 2011-01-21 |  | 1
FALSE | 4TTR6036B1 | 3674 | 3433329 | TRANE | 4TTR5036E1 | AC | Split System: Air-Cooled Condensing Unit, Coil with Blower | 4TTR5036E1 |  | 4TXCC044BC3 | 12.5 | 15 | Yes | Yes | 2011-01-21 |  | 1
FALSE | 4TTR6036B1 | 3674 | 3433330 | TRANE | 4TTR5036E1 | AC | Split System: Air-Cooled Condensing Unit, Coil with Blower | 4TTR5036E1 |  | 4TXCC044BC3 | 13 | 15 | Yes | Yes | 2011-01-21 |  | 1
FALSE | 4TTR6036B1 | 3674 | 3433331 | TRANE | 4TTR5036E1 | AC | Split System: Air-Cooled Condensing Unit, Coil with Blower | 4TTR5036E1 |  | 4TXCC044BC3 | 13 | 15 | Yes | Yes | 2011-01-21 |  | 1
FALSE | 4TTR6036B1 | 3674 | 3433332 | TRANE | 4TTR5036E1 | AC | Split System: Air-Cooled Condensing Unit, Coil with Blower | 4TTR5036E1 |  | 4TXCC044BC3 | 13 | 15 | Yes | Yes | 2011-01-21 |  | 1
FALSE | 4TTR6036B1 | 3674 | 3433333 | TRANE | 4TTR5036E1 | AC | Split System: Air-Cooled Condensing Unit, Coil with Blower | 4TTR5036E1 |  | 4TXCC044BC3 | 13 | 15 | Yes | Yes | 2011-01-21 |  | 1
FALSE | 4TTR6036B1 | 3674 | 3433334 | TRANE | 4TTR5036E1 | AC | Split System: Air-Cooled Condensing Unit, Coil with Blower | 4TTR5036E1 |  | 4TXCC044BC3 | 13 | 16 | Yes | Yes | 2011-01-21 |  | 2
FALSE | 4TTR6036B1 | 3674 | 3433337 | TRANE | 4TTR5036E1 | AC | Split System: Air-Cooled Condensing Unit, Coil with Blower | 4TTR5036E1 |  | 4TXCC049BC3 | 13 | 15 | Yes | Yes | 2011-01-21 |  | 1
FALSE | 4TTR6036B1 | 3674 | 3433338 | TRANE | 4TTR5036E1 | AC | Split System: Air-Cooled Condensing Unit, Coil with Blower | 4TTR5036E1 |  | 4TXCC049BC3 | 13 | 16 | Yes | Yes | 2011-01-21 |  | 2
FALSE | 4TTR6036B1 | 3674 | 3433339 | TRANE | 4TTR5036E1 | AC | Split System: Air-Cooled Condensing Unit, Coil with Blower | 4TTR5036E1 |  | 4TXCC049BC3 | 13 | 15 | Yes | Yes | 2011-01-21 |  | 1
FALSE | 4TTR6036B1 | 3674 | 3433340 | TRANE | 4TTR5036E1 | AC | Split System: Air-Cooled Condensing Unit, Coil with Blower | 4TTR5036E1 |  | 4TXCC049BC3 | 13 | 15 | Yes | Yes | 2011-01-21 |  | 1
FALSE | 4TTR6036B1 | 3674 | 3433341 | TRANE | 4TTR5036E1 | AC | Split System: Air-Cooled Condensing Unit, Coil with Blower | 4TTR5036E1 |  | 4TXCC049BC3 | 12.5 | 15 | Yes | Yes | 2011-01-21 |  | 1
FALSE | 4TTR6036B1 | 3674 | 3433342 | TRANE | 4TTR5036E1 | AC | Split System: Air-Cooled Condensing Unit, Coil with Blower | 4TTR5036E1 |  | 4TXCC049BC3 | 13 | 15 | Yes | Yes | 2011-01-21 |  | 1
FALSE | 4TTR6036B1 | 3674 | 3433343 | TRANE | 4TTR5036E1 | AC | Split System: Air-Cooled Condensing Unit, Coil with Blower | 4TTR5036E1 |  | 4TXCC049BC3 | 12.5 | 15 | Yes | Yes | 2011-01-21 |  | 1
FALSE | 4TTR6036B1 | 3674 | 3433429 | TRANE | 4TTR5036E1 | AC | Split System: Air-Cooled Condensing Unit, Coil with Blower | 4TTR5036E1 |  | 4TXCC060BC3 | 13 | 15 | Yes | Yes | 2011-01-21 |  | 1
FALSE | 4TTR6036B1 | 3674 | 3433430 | TRANE | 4TTR5036E1 | AC | Split System: Air-Cooled Condensing Unit, Coil with Blower | 4TTR5036E1 |  | 4TXCC060BC3 | 13 | 15 | Yes | Yes | 2011-01-21 |  | 1
FALSE | 4TTR6036B1 | 3674 | 3433435 | TRANE | 4TTR5036E1 | AC | Split System: Air-Cooled Condensing Unit, Coil with Blower | 4TTR5036E1 |  | 4TXCD050BC3 | 13 | 16 | Yes | Yes | 2011-01-21 |  | 2
FALSE | 4TTR6036B1 | 3674 | 3433437 | TRANE | 4TTR5036E1 | AC | Split System: Air-Cooled Condensing Unit, Coil with Blower | 4TTR5036E1 |  | 4TXCD050BC3 | 13 | 16 | Yes | Yes | 2011-01-21 |  | 2
FALSE | 4TTR6036B1 | 3674 | 3433440 | TRANE | 4TTR5036E1 | AC | Split System: Air-Cooled Condensing Unit, Coil with Blower | 4TTR5036E1 |  | 4TXCD050BC3 | 13 | 15 | Yes | Yes | 2011-01-21 |  | 1
FALSE | 4TTR6036B1 | 3674 | 3433441 | TRANE | 4TTR5036E1 | AC | Split System: Air-Cooled Condensing Unit, Coil with Blower | 4TTR5036E1 |  | 4TXCD050BC3 | 13 | 15 | Yes | Yes | 2011-01-21 |  | 1
FALSE | 4TTR6036B1 | 3674 | 3433442 | TRANE | 4TTR5036E1 | AC | Split System: Air-Cooled Condensing Unit, Coil with Blower | 4TTR5036E1 |  | 4TXCD050BC3 | 13 | 15.75 | Yes | Yes | 2011-01-21 |  | 1
FALSE | 4TTR6036B1 | 3674 | 3433447 | TRANE | 4TTR5036E1 | AC | Split System: Air-Cooled Condensing Unit, Coil with Blower | 4TTR5036E1 |  | 4TXCD050BC3 | 13 | 15 | Yes | Yes | 2011-01-21 |  | 1
FALSE | 4TTR6036B1 | 3674 | 3433448 | TRANE | 4TTR5036E1 | AC | Split System: Air-Cooled Condensing Unit, Coil with Blower | 4TTR5036E1 |  | 4TXCD050BC3 | 13 | 15 | Yes | Yes | 2011-01-21 |  | 1
FALSE | 4TTR6036B1 | 3674 | 3433449 | TRANE | 4TTR5036E1 | AC | Split System: Air-Cooled Condensing Unit, Coil with Blower | 4TTR5036E1 |  | 4TXCD050BC3 | 13 | 15.75 | Yes | Yes | 2011-01-21 |  | 1
FALSE | 4TTR6036B1 | 3674 | 3433456 | TRANE | 4TTR5036E1 | AC | Split System: Air-Cooled Condensing Unit, Coil with Blower | 4TTR5036E1 |  | 4TXCD061BC3 | 13 | 16 | Yes | Yes | 2011-01-21 |  | 2
FALSE | 4TTR6036B1 | 3674 | 3433457 | TRANE | 4TTR5036E1 | AC | Split System: Air-Cooled Condensing Unit, Coil with Blower | 4TTR5036E1 |  | 4TXCD061BC3 | 13 | 16 | Yes | Yes | 2011-01-21 |  | 2
FALSE | 4TTR6036B1 | 3674 | 3433458 | TRANE | 4TTR5036E1 | AC | Split System: Air-Cooled Condensing Unit, Coil with Blower | 4TTR5036E1 |  | 4TXCD061BC3 | 13 | 15.5 | Yes | Yes | 2011-01-21 |  | 1
FALSE | 4TTR6036B1 | 3674 | 3433459 | TRANE | 4TTR5036E1 | AC | Split System: Air-Cooled Condensing Unit, Coil with Blower | 4TTR5036E1 |  | 4TXCD061BC3 | 13 | 15.5 | Yes | Yes | 2011-01-21 |  | 1
FALSE | 4TTR6036B1 | 3674 | 3433462 | TRANE | 4TTR5036E1 | AC | Split System: Air-Cooled Condensing Unit, Coil with Blower | 4TTR5036E1 |  | 4TXCD061BC3 | 13 | 16 | Yes | Yes | 2011-01-21 |  | 2
FALSE | 4TTR6036B1 | 3674 | 3433464 | TRANE | 4TTR5036E1 | AC | Split System: Air-Cooled Condensing Unit, Coil with Blower | 4TTR5036E1 |  | 4TXCD061BC3 | 13 | 16 | Yes | Yes | 2011-01-21 |  | 2
FALSE | 4TTR6036B1 | 3674 | 3433469 | TRANE | 4TTR5036E1 | AC | Split System: Air-Cooled Condensing Unit, Coil with Blower | 4TTR5036E1 |  | 4TXCD061BC3 | 13 | 16 | Yes | Yes | 2011-01-21 |  | 2
FALSE | 4TTR6036B1 | 3674 | 3433470 | TRANE | 4TTR5036E1 | AC | Split System: Air-Cooled Condensing Unit, Coil with Blower | 4TTR5036E1 |  | 4TXCD061BC3 | 13 | 15.5 | Yes | Yes | 2011-01-21 |  | 1
FALSE | 4TTR6036B1 | 3674 | 3433471 | TRANE | 4TTR5036E1 | AC | Split System: Air-Cooled Condensing Unit, Coil with Blower | 4TTR5036E1 |  | 4TXCD061BC3 | 13 | 15.5 | Yes | Yes | 2011-01-21 |  | 1
FALSE | 4TTR6036B1 | 3674 | 3433474 | TRANE | 4TTR5036E1 | AC | Split System: Air-Cooled Condensing Unit, Coil with Blower | 4TTR5036E1 |  | 4TXCD064BC3 | 13 | 15 | Yes | Yes | 2011-01-21 |  | 1
FALSE | 4TTR6036B1 | 3674 | 3433475 | TRANE | 4TTR5036E1 | AC | Split System: Air-Cooled Condensing Unit, Coil with Blower | 4TTR5036E1 |  | 4TXCD064BC3 | 13 | 15 | Yes | Yes | 2011-01-21 |  | 1
FALSE | 4TTR6036B1 | 3674 | 3433482 | TRANE | 4TTR5036E1 | AC | Split System: Air-Cooled Condensing Unit, Coil with Blower | 4TTR5036E1 |  | 4TXCD064BC3 | 13 | 15 | Yes | Yes | 2011-01-21 |  | 1
FALSE | 4TTR6036B1 | 3674 | 3433844 | AMERICAN STANDARD, INC. | 4A7A5036E1 | AC | Split System: Air-Cooled Condensing Unit, Coil with Blower | 4TTR5036E1 |  | 4CXCC037CC3 | 12 | 14.5 | Yes | Yes | 2011-02-28 |  | 0
FALSE | 4TTR6036B1 | 3674 | 3433847 | AMERICAN STANDARD, INC. | 4A7A5036E1 | AC | Split System: Air-Cooled Condensing Unit, Coil with Blower | 4TTR5036E1 |  | 4CXCC037CC3 | 12.5 | 15 | Yes | Yes | 2011-02-28 |  | 1
FALSE | 4TTR6036B1 | 3674 | 3433854 | AMERICAN STANDARD, INC. | 4A7A5036E1 | AC | Split System: Air-Cooled Condensing Unit, Coil with Blower | 4TTR5036E1 |  | 4CXCC043CC3 | 12.5 | 15 | Yes | Yes | 2011-02-28 |  | 1
FALSE | 4TTR6036B1 | 3674 | 3433859 | AMERICAN STANDARD, INC. | 4A7A5036E1 | AC | Split System: Air-Cooled Condensing Unit, Coil with Blower | 4TTR5036E1 |  | 4CXCC043CC3 | 13 | 15 | Yes | Yes | 2011-02-28 |  | 1
FALSE | 4TTR6036B1 | 3674 | 3433866 | AMERICAN STANDARD, INC. | 4A7A5036E1 | AC | Split System: Air-Cooled Condensing Unit, Coil with Blower | 4TTR5036E1 |  | 4CXCC043CC3 | 12.5 | 15 | Yes | Yes | 2011-02-28 |  | 1
FALSE | 4TTR6036B1 | 3674 | 3433869 | AMERICAN STANDARD, INC. | 4A7A5036E1 | AC | Split System: Air-Cooled Condensing Unit, Coil with Blower | 4TTR5036E1 |  | 4CXCC043CC3 | 12 | 14.5 | Yes | Yes | 2011-02-28 |  | 0
FALSE | 4TTR6036B1 | 3674 | 3433871 | AMERICAN STANDARD, INC. | 4A7A5036E1 | AC | Split System: Air-Cooled Condensing Unit, Coil with Blower | 4TTR5036E1 |  | 4CXCC043CC3 | 12 | 14.5 | Yes | Yes | 2011-02-28 |  | 0
FALSE | 4TTR6036B1 | 3674 | 3433874 | AMERICAN STANDARD, INC. | 4A7A5036E1 | AC | Split System: Air-Cooled Condensing Unit, Coil with Blower | 4TTR5036E1 |  | 4CXCC043CC3 | 12.5 | 15 | Yes | Yes | 2011-02-28 |  | 1
FALSE | 4TTR6036B1 | 3674 | 3433875 | AMERICAN STANDARD, INC. | 4A7A5036E1 | AC | Split System: Air-Cooled Condensing Unit, Coil with Blower | 4TTR5036E1 |  | 4CXCC043CC3 | 12 | 14.5 | Yes | Yes | 2011-02-28 |  | 0
FALSE | 4TTR6036B1 | 3674 | 3433876 | AMERICAN STANDARD, INC. | 4A7A5036E1 | AC | Split System: Air-Cooled Condensing Unit, Coil with Blower | 4TTR5036E1 |  | 4CXCC043CC3 | 12 | 14.5 | Yes | Yes | 2011-02-28 |  | 0
FALSE | 4TTR6036B1 | 3674 | 3433877 | AMERICAN STANDARD, INC. | 4A7A5036E1 | AC | Split System: Air-Cooled Condensing Unit, Coil with Blower | 4TTR5036E1 |  | 4CXCC043CC3 | 12.5 | 15 | Yes | Yes | 2011-02-28 |  | 1
FALSE | 4TTR6036B1 | 3674 | 3433882 | AMERICAN STANDARD, INC. | 4A7A5036E1 | AC | Split System: Air-Cooled Condensing Unit, Coil with Blower | 4TTR5036E1 |  | 4CXCC043CC3 | 13 | 15.5 | Yes | Yes | 2011-02-28 |  | 1
FALSE | 4TTR6036B1 | 3674 | 3433888 | AMERICAN STANDARD, INC. | 4A7A5036E1 | AC | Split System: Air-Cooled Condensing Unit, Coil with Blower | 4TTR5036E1 |  | 4CXCC043CC3 | 13 | 15.5 | Yes | Yes | 2011-02-28 |  | 1
FALSE | 4TTR6036B1 | 3674 | 3433890 | AMERICAN STANDARD, INC. | 4A7A5036E1 | AC | Split System: Air-Cooled Condensing Unit, Coil with Blower | 4TTR5036E1 |  | 4CXCC049CC3 | 12.5 | 15 | Yes | Yes | 2011-02-28 |  | 1
FALSE | 4TTR6036B1 | 3674 | 3433895 | AMERICAN STANDARD, INC. | 4A7A5036E1 | AC | Split System: Air-Cooled Condensing Unit, Coil with Blower | 4TTR5036E1 |  | 4CXCC049CC3 | 13 | 15.5 | Yes | Yes | 2011-02-28 |  | 1
FALSE | 4TTR6036B1 | 3674 | 3433896 | AMERICAN STANDARD, INC. | 4A7A5036E1 | AC | Split System: Air-Cooled Condensing Unit, Coil with Blower | 4TTR5036E1 |  | 4CXCC049CC3 | 13 | 15.5 | Yes | Yes | 2011-02-28 |  | 1
FALSE | 4TTR6036B1 | 3674 | 3433898 | AMERICAN STANDARD, INC. | 4A7A5036E1 | AC | Split System: Air-Cooled Condensing Unit, Coil with Blower | 4TTR5036E1 |  | 4CXCC049CC3 | 13 | 15.5 | Yes | Yes | 2011-02-28 |  | 1
FALSE | 4TTR6036B1 | 3674 | 3433902 | AMERICAN STANDARD, INC. | 4A7A5036E1 | AC | Split System: Air-Cooled Condensing Unit, Coil with Blower | 4TTR5036E1 |  | 4CXCC049CC3 | 13 | 16 | Yes | Yes | 2011-02-28 |  | 2
FALSE | 4TTR6036B1 | 3674 | 3433907 | AMERICAN STANDARD, INC. | 4A7A5036E1 | AC | Split System: Air-Cooled Condensing Unit, Coil with Blower | 4TTR5036E1 |  | 4CXCC049CC3 | 13 | 15 | Yes | Yes | 2011-02-28 |  | 1
FALSE | 4TTR6036B1 | 3674 | 3433910 | AMERICAN STANDARD, INC. | 4A7A5036E1 | AC | Split System: Air-Cooled Condensing Unit, Coil with Blower | 4TTR5036E1 |  | 4CXCC049CC3 | 12.5 | 15 | Yes | Yes | 2011-02-28 |  | 1
FALSE | 4TTR6036B1 | 3674 | 3433912 | AMERICAN STANDARD, INC. | 4A7A5036E1 | AC | Split System: Air-Cooled Condensing Unit, Coil with Blower | 4TTR5036E1 |  | 4CXCC049CC3 | 13 | 15.5 | Yes | Yes | 2011-02-28 |  | 1
FALSE | 4TTR6036B1 | 3674 | 3433915 | AMERICAN STANDARD, INC. | 4A7A5036E1 | AC | Split System: Air-Cooled Condensing Unit, Coil with Blower | 4TTR5036E1 |  | 4CXCC049CC3 | 12.5 | 15 | Yes | Yes | 2011-02-28 |  | 1
FALSE | 4TTR6036B1 | 3674 | 3433921 | AMERICAN STANDARD, INC. | 4A7A5036E1 | AC | Split System: Air-Cooled Condensing Unit, Coil with Blower | 4TTR5036E1 |  | 4CXCC049CC3 | 13 | 16 | Yes | Yes | 2011-02-28 |  | 2
FALSE | 4TTR6036B1 | 3674 | 3433925 | AMERICAN STANDARD, INC. | 4A7A5036E1 | AC | Split System: Air-Cooled Condensing Unit, Coil with Blower | 4TTR5036E1 |  | 4CXCC049CC3 | 12.5 | 15 | Yes | Yes | 2011-02-28 |  | 1
FALSE | 4TTR6036B1 | 3674 | 3433930 | AMERICAN STANDARD, INC. | 4A7A5036E1 | AC | Split System: Air-Cooled Condensing Unit, Coil with Blower | 4TTR5036E1 |  | 4CXCD061CC3 | 13 | 16 | Yes | Yes | 2011-02-28 |  | 2
FALSE | 4TTR6036B1 | 3674 | 3433940 | AMERICAN STANDARD, INC. | 4A7A5036E1 | AC | Split System: Air-Cooled Condensing Unit, Coil with Blower | 4TTR5036E1 |  | 4CXCD061CC3 | 13 | 15.5 | Yes | Yes | 2011-02-28 |  | 1
FALSE | 4TTR6036B1 | 3674 | 3433942 | AMERICAN STANDARD, INC. | 4A7A5036E1 | AC | Split System: Air-Cooled Condensing Unit, Coil with Blower | 4TTR5036E1 |  | 4CXCD061CC3 | 13 | 15.5 | Yes | Yes | 2011-02-28 |  | 1
FALSE | 4TTR6036B1 | 3674 | 3433944 | AMERICAN STANDARD, INC. | 4A7A5036E1 | AC | Split System: Air-Cooled Condensing Unit, Coil with Blower | 4TTR5036E1 |  | 4CXCD061CC3 | 13 | 16 | Yes | Yes | 2011-02-28 |  | 2
FALSE | 4TTR6036B1 | 3674 | 3433947 | AMERICAN STANDARD, INC. | 4A7A5036E1 | AC | Split System: Air-Cooled Condensing Unit, Coil with Blower | 4TTR5036E1 |  | 4CXCD061CC3 | 13 | 16 | Yes | Yes | 2011-02-28 |  | 2
FALSE | 4TTR6036B1 | 3674 | 3433954 | AMERICAN STANDARD, INC. | 4A7A5036E1 | AC | Split System: Air-Cooled Condensing Unit, Coil with Blower | 4TTR5036E1 |  | 4TEE3C09A1 | 13 | 16 | Yes | Yes | 2011-02-28 |  | 2
FALSE | 4TTR6036B1 | 3674 | 3433955 | AMERICAN STANDARD, INC. | 4A7A5036E1 | AC | Split System: Air-Cooled Condensing Unit, Coil with Blower | 4TTR5036E1 |  | 4TEE3C09A1+18-GJ01D | 13 | 16 | Yes | Yes | 2011-02-28 |  | 2
FALSE | 4TTR6036B1 | 3674 | 3433962 | AMERICAN STANDARD, INC. | 4A7A5036E1 | AC | Split System: Air-Cooled Condensing Unit, Coil with Blower | 4TTR5036E1 |  | 4TEE3F31B1 | 12 | 14.5 | Yes | Yes | 2011-02-28 |  | 0
FALSE | 4TTR6036B1 | 3674 | 3433963 | AMERICAN STANDARD, INC. | 4A7A5036E1 | AC | Split System: Air-Cooled Condensing Unit, Coil with Blower | 4TTR5036E1 |  | 4TEE3F37B1 | 12 | 14.5 | Yes | Yes | 2011-02-28 |  | 0
FALSE | 4TTR6036B1 | 3674 | 3433964 | AMERICAN STANDARD, INC. | 4A7A5036E1 | AC | Split System: Air-Cooled Condensing Unit, Coil with Blower | 4TTR5036E1 |  | 4TEE3F39A1 | 13 | 16 | Yes | Yes | 2011-02-28 |  | 2
FALSE | 4TTR6036B1 | 3674 | 3433965 | AMERICAN STANDARD, INC. | 4A7A5036E1 | AC | Split System: Air-Cooled Condensing Unit, Coil with Blower | 4TTR5036E1 |  | 4TEE3F40B1 | 13 | 15.75 | Yes | Yes | 2011-02-28 |  | 1
FALSE | 4TTR6036B1 | 3674 | 3433966 | AMERICAN STANDARD, INC. | 4A7A5036E1 | AC | Split System: Air-Cooled Condensing Unit, Coil with Blower | 4TTR5036E1 |  | 4TEE3F48A1 | 13 | 15.5 | Yes | Yes | 2011-02-28 |  | 1
FALSE | 4TTR6036B1 | 3674 | 3433967 | AMERICAN STANDARD, INC. | 4A7A5036E1 | AC | Split System: Air-Cooled Condensing Unit, Coil with Blower | 4TTR5036E1 |  | 4TEE3F49B1 | 13 | 15.75 | Yes | Yes | 2011-02-28 |  | 1
FALSE | 4TTR6036B1 | 3674 | 3433969 | AMERICAN STANDARD, INC. | 4A7A5036E1 | AC | Split System: Air-Cooled Condensing Unit, Coil with Blower | 4TTR5036E1 |  | 4TEE3F64A1 | 13 | 15.5 | Yes | Yes | 2011-02-28 |  | 1
FALSE | 4TTR6036B1 | 3674 | 3433970 | AMERICAN STANDARD, INC. | 4A7A5036E1 | AC | Split System: Air-Cooled Condensing Unit, Coil with Blower | 4TTR5036E1 |  | 4TEE3F65B1 | 13 | 16 | Yes | Yes | 2011-02-28 |  | 2
FALSE | 4TTR6036B1 | 3674 | 3434006 | AMERICAN STANDARD, INC. | 4A7A5036E1 | AC | Split System: Air-Cooled Condensing Unit, Coil with Blower | 4TTR5036E1 |  | 4TXAB031BC3 | 12 | 14.5 | Yes | Yes | 2011-02-28 |  | 0
FALSE | 4TTR6036B1 | 3674 | 3434136 | AMERICAN STANDARD, INC. | 4A7A5036E1 | AC | Split System: Air-Cooled Condensing Unit, Coil with Blower | 4TTR5036E1 |  | 4TXAB036BC3 | 12 | 14.5 | Yes | Yes | 2011-02-28 |  | 0
FALSE | 4TTR6036B1 | 3674 | 3434140 | AMERICAN STANDARD, INC. | 4A7A5036E1 | AC | Split System: Air-Cooled Condensing Unit, Coil with Blower | 4TTR5036E1 |  | 4TXAB042BC3 | 12 | 14.5 | Yes | Yes | 2011-02-28 |  | 0
FALSE | 4TTR6036B1 | 3674 | 3434141 | AMERICAN STANDARD, INC. | 4A7A5036E1 | AC | Split System: Air-Cooled Condensing Unit, Coil with Blower | 4TTR5036E1 |  | 4TXAB042BC3 | 12 | 14.5 | Yes | Yes | 2011-02-28 |  | 0
FALSE | 4TTR6036B1 | 3674 | 3434142 | AMERICAN STANDARD, INC. | 4A7A5036E1 | AC | Split System: Air-Cooled Condensing Unit, Coil with Blower | 4TTR5036E1 |  | 4TXAB042BC3 | 12.5 | 15 | Yes | Yes | 2011-02-28 |  | 1
FALSE | 4TTR6036B1 | 3674 | 3434143 | AMERICAN STANDARD, INC. | 4A7A5036E1 | AC | Split System: Air-Cooled Condensing Unit, Coil with Blower | 4TTR5036E1 |  | 4TXAB042BC3 | 13 | 15 | Yes | Yes | 2011-02-28 |  | 1
FALSE | 4TTR6036B1 | 3674 | 3434145 | AMERICAN STANDARD, INC. | 4A7A5036E1 | AC | Split System: Air-Cooled Condensing Unit, Coil with Blower | 4TTR5036E1 |  | 4TXAB042BC3 | 12.5 | 15 | Yes | Yes | 2011-02-28 |  | 1
FALSE | 4TTR6036B1 | 3674 | 3434146 | AMERICAN STANDARD, INC. | 4A7A5036E1 | AC | Split System: Air-Cooled Condensing Unit, Coil with Blower | 4TTR5036E1 |  | 4TXAB042BC3 | 12.5 | 15 | Yes | Yes | 2011-02-28 |  | 1
FALSE | 4TTR6036B1 | 3674 | 3434147 | AMERICAN STANDARD, INC. | 4A7A5036E1 | AC | Split System: Air-Cooled Condensing Unit, Coil with Blower | 4TTR5036E1 |  | 4TXAB042BC3 | 12.5 | 15 | Yes | Yes | 2011-02-28 |  | 1
FALSE | 4TTR6036B1 | 3674 | 3434154 | AMERICAN STANDARD, INC. | 4A7A5036E1 | AC | Split System: Air-Cooled Condensing Unit, Coil with Blower | 4TTR5036E1 |  | 4TXAB042BC3 | 13 | 15 | Yes | Yes | 2011-02-28 |  | 1
FALSE | 4TTR6036B1 | 3674 | 3434156 | AMERICAN STANDARD, INC. | 4A7A5036E1 | AC | Split System: Air-Cooled Condensing Unit, Coil with Blower | 4TTR5036E1 |  | 4TXAB042BC3 | 12 | 14.5 | Yes | Yes | 2011-02-28 |  | 0
FALSE | 4TTR6036B1 | 3674 | 3434160 | AMERICAN STANDARD, INC. | 4A7A5036E1 | AC | Split System: Air-Cooled Condensing Unit, Coil with Blower | 4TTR5036E1 |  | 4TXAB042BC3 | 12 | 14.5 | Yes | Yes | 2011-02-28 |  | 0
FALSE | 4TTR6036B1 | 3674 | 3434161 | AMERICAN STANDARD, INC. | 4A7A5036E1 | AC | Split System: Air-Cooled Condensing Unit, Coil with Blower | 4TTR5036E1 |  | 4TXAB042BC3 | 12 | 14.5 | Yes | Yes | 2011-02-28 |  | 0
FALSE | 4TTR6036B1 | 3674 | 3434162 | AMERICAN STANDARD, INC. | 4A7A5036E1 | AC | Split System: Air-Cooled Condensing Unit, Coil with Blower | 4TTR5036E1 |  | 4TXAB042BC3 | 12 | 14.5 | Yes | Yes | 2011-02-28 |  | 0
FALSE | 4TTR6036B1 | 3674 | 3434163 | AMERICAN STANDARD, INC. | 4A7A5036E1 | AC | Split System: Air-Cooled Condensing Unit, Coil with Blower | 4TTR5036E1 |  | 4TXAB042BC3 | 12 | 14.5 | Yes | Yes | 2011-02-28 |  | 0
FALSE | 4TTR6036B1 | 3674 | 3434164 | AMERICAN STANDARD, INC. | 4A7A5036E1 | AC | Split System: Air-Cooled Condensing Unit, Coil with Blower | 4TTR5036E1 |  | 4TXAB042BC3 | 12 | 14.5 | Yes | Yes | 2011-02-28 |  | 0
FALSE | 4TTR6036B1 | 3674 | 3434165 | AMERICAN STANDARD, INC. | 4A7A5036E1 | AC | Split System: Air-Cooled Condensing Unit, Coil with Blower | 4TTR5036E1 |  | 4TXAB042BC3 | 12 | 14.5 | Yes | Yes | 2011-02-28 |  | 0
FALSE | 4TTR6036B1 | 3674 | 3434166 | AMERICAN STANDARD, INC. | 4A7A5036E1 | AC | Split System: Air-Cooled Condensing Unit, Coil with Blower | 4TTR5036E1 |  | 4TXAB042BC3 | 12 | 14.5 | Yes | Yes | 2011-02-28 |  | 0
FALSE | 4TTR6036B1 | 3674 | 3434171 | AMERICAN STANDARD, INC. | 4A7A5036E1 | AC | Split System: Air-Cooled Condensing Unit, Coil with Blower | 4TTR5036E1 |  | 4TXAB042BC3 | 13 | 15.5 | Yes | Yes | 2011-02-28 |  | 1
FALSE | 4TTR6036B1 | 3674 | 3434062 | AMERICAN STANDARD, INC. | 4A7A5036E1 | AC | Split System: Air-Cooled Condensing Unit, Coil with Blower | 4TTR5036E1 |  | 4TXAB032BC3 | 12 | 14.5 | Yes | Yes | 2011-02-28 |  | 0
FALSE | 4TTR6036B1 | 3674 | 3434063 | AMERICAN STANDARD, INC. | 4A7A5036E1 | AC | Split System: Air-Cooled Condensing Unit, Coil with Blower | 4TTR5036E1 |  | 4TXAB032BC3 | 12 | 14.5 | Yes | Yes | 2011-02-28 |  | 0
FALSE | 4TTR6036B1 | 3674 | 3434064 | AMERICAN STANDARD, INC. | 4A7A5036E1 | AC | Split System: Air-Cooled Condensing Unit, Coil with Blower | 4TTR5036E1 |  | 4TXAB032BC3 | 12 | 14.5 | Yes | Yes | 2011-02-28 |  | 0
FALSE | 4TTR6036B1 | 3674 | 3434065 | AMERICAN STANDARD, INC. | 4A7A5036E1 | AC | Split System: Air-Cooled Condensing Unit, Coil with Blower | 4TTR5036E1 |  | 4TXAB032BC3 | 12.5 | 15 | Yes | Yes | 2011-02-28 |  | 1
FALSE | 4TTR6036B1 | 3674 | 3434066 | AMERICAN STANDARD, INC. | 4A7A5036E1 | AC | Split System: Air-Cooled Condensing Unit, Coil with Blower | 4TTR5036E1 |  | 4TXAB032BC3 | 13 | 15 | Yes | Yes | 2011-02-28 |  | 1
FALSE | 4TTR6036B1 | 3674 | 3434107 | AMERICAN STANDARD, INC. | 4A7A5036E1 | AC | Split System: Air-Cooled Condensing Unit, Coil with Blower | 4TTR5036E1 |  | 4TXAB036BC3 | 12 | 14.5 | Yes | Yes | 2011-02-28 |  | 0
FALSE | 4TTR6036B1 | 3674 | 3434113 | AMERICAN STANDARD, INC. | 4A7A5036E1 | AC | Split System: Air-Cooled Condensing Unit, Coil with Blower | 4TTR5036E1 |  | 4TXAB036BC3 | 12.5 | 15 | Yes | Yes | 2011-02-28 |  | 1
FALSE | 4TTR6036B1 | 3674 | 3434114 | AMERICAN STANDARD, INC. | 4A7A5036E1 | AC | Split System: Air-Cooled Condensing Unit, Coil with Blower | 4TTR5036E1 |  | 4TXAB036BC3 | 12.5 | 15 | Yes | Yes | 2011-02-28 |  | 1
FALSE | 4TTR6036B1 | 3674 | 3434115 | AMERICAN STANDARD, INC. | 4A7A5036E1 | AC | Split System: Air-Cooled Condensing Unit, Coil with Blower | 4TTR5036E1 |  | 4TXAB036BC3 | 12 | 14.5 | Yes | Yes | 2011-02-28 |  | 0
FALSE | 4TTR6036B1 | 3674 | 3434117 | AMERICAN STANDARD, INC. | 4A7A5036E1 | AC | Split System: Air-Cooled Condensing Unit, Coil with Blower | 4TTR5036E1 |  | 4TXAB036BC3 | 13 | 15.5 | Yes | Yes | 2011-02-28 |  | 1
FALSE | 4TTR6036B1 | 3674 | 3434120 | AMERICAN STANDARD, INC. | 4A7A5036E1 | AC | Split System: Air-Cooled Condensing Unit, Coil with Blower | 4TTR5036E1 |  | 4TXAB036BC3 | 12 | 14.5 | Yes | Yes | 2011-02-28 |  | 0
FALSE | 4TTR6036B1 | 3674 | 3434121 | AMERICAN STANDARD, INC. | 4A7A5036E1 | AC | Split System: Air-Cooled Condensing Unit, Coil with Blower | 4TTR5036E1 |  | 4TXAB036BC3 | 12 | 14.5 | Yes | Yes | 2011-02-28 |  | 0
FALSE | 4TTR6036B1 | 3674 | 3434122 | AMERICAN STANDARD, INC. | 4A7A5036E1 | AC | Split System: Air-Cooled Condensing Unit, Coil with Blower | 4TTR5036E1 |  | 4TXAB036BC3 | 12 | 14.5 | Yes | Yes | 2011-02-28 |  | 0
FALSE | 4TTR6036B1 | 3674 | 3434123 | AMERICAN STANDARD, INC. | 4A7A5036E1 | AC | Split System: Air-Cooled Condensing Unit, Coil with Blower | 4TTR5036E1 |  | 4TXAB036BC3 | 12.5 | 15 | Yes | Yes | 2011-02-28 |  | 1
FALSE | 4TTR6036B1 | 3674 | 3434124 | AMERICAN STANDARD, INC. | 4A7A5036E1 | AC | Split System: Air-Cooled Condensing Unit, Coil with Blower | 4TTR5036E1 |  | 4TXAB036BC3 | 13 | 15 | Yes | Yes | 2011-02-28 |  | 1
FALSE | 4TTR6036B1 | 3674 | 3434130 | AMERICAN STANDARD, INC. | 4A7A5036E1 | AC | Split System: Air-Cooled Condensing Unit, Coil with Blower | 4TTR5036E1 |  | 4TXAB036BC3 | 12 | 14.5 | Yes | Yes | 2011-02-28 |  | 0
FALSE | 4TTR6036B1 | 3674 | 3434131 | AMERICAN STANDARD, INC. | 4A7A5036E1 | AC | Split System: Air-Cooled Condensing Unit, Coil with Blower | 4TTR5036E1 |  | 4TXAB036BC3 | 12 | 14.5 | Yes | Yes | 2011-02-28 |  | 0
FALSE | 4TTR6036B1 | 3674 | 3434132 | AMERICAN STANDARD, INC. | 4A7A5036E1 | AC | Split System: Air-Cooled Condensing Unit, Coil with Blower | 4TTR5036E1 |  | 4TXAB036BC3 | 12 | 14.5 | Yes | Yes | 2011-02-28 |  | 0
FALSE | 4TTR6036B1 | 3674 | 3434133 | AMERICAN STANDARD, INC. | 4A7A5036E1 | AC | Split System: Air-Cooled Condensing Unit, Coil with Blower | 4TTR5036E1 |  | 4TXAB036BC3 | 12.5 | 15 | Yes | Yes | 2011-02-28 |  | 1
FALSE | 4TTR6036B1 | 3674 | 3434134 | AMERICAN STANDARD, INC. | 4A7A5036E1 | AC | Split System: Air-Cooled Condensing Unit, Coil with Blower | 4TTR5036E1 |  | 4TXAB036BC3 | 13 | 15 | Yes | Yes | 2011-02-28 |  | 1
FALSE | 4TTR6036B1 | 3674 | 3434135 | AMERICAN STANDARD, INC. | 4A7A5036E1 | AC | Split System: Air-Cooled Condensing Unit, Coil with Blower | 4TTR5036E1 |  | 4TXAB036BC3 | 12 | 14.5 | Yes | Yes | 2011-02-28 |  | 0
FALSE | 4TTR6036B1 | 3674 | 3434173 | AMERICAN STANDARD, INC. | 4A7A5036E1 | AC | Split System: Air-Cooled Condensing Unit, Coil with Blower | 4TTR5036E1 |  | 4TXAB048BC3 | 12 | 14.5 | Yes | Yes | 2011-02-28 |  | 0
FALSE | 4TTR6036B1 | 3674 | 3434175 | AMERICAN STANDARD, INC. | 4A7A5036E1 | AC | Split System: Air-Cooled Condensing Unit, Coil with Blower | 4TTR5036E1 |  | 4TXAB048BC3 | 13 | 15.5 | Yes | Yes | 2011-02-28 |  | 1
FALSE | 4TTR6036B1 | 3674 | 3434182 | AMERICAN STANDARD, INC. | 4A7A5036E1 | AC | Split System: Air-Cooled Condensing Unit, Coil with Blower | 4TTR5036E1 |  | 4TXAB048BC3 | 12 | 14.5 | Yes | Yes | 2011-02-28 |  | 0
FALSE | 4TTR6036B1 | 3674 | 3434186 | AMERICAN STANDARD, INC. | 4A7A5036E1 | AC | Split System: Air-Cooled Condensing Unit, Coil with Blower | 4TTR5036E1 |  | 4TXAB048BC3 | 12.5 | 15 | Yes | Yes | 2011-02-28 |  | 1
FALSE | 4TTR6036B1 | 3674 | 3434187 | AMERICAN STANDARD, INC. | 4A7A5036E1 | AC | Split System: Air-Cooled Condensing Unit, Coil with Blower | 4TTR5036E1 |  | 4TXAB048BC3 | 13 | 15 | Yes | Yes | 2011-02-28 |  | 1
FALSE | 4TTR6036B1 | 3674 | 3434188 | AMERICAN STANDARD, INC. | 4A7A5036E1 | AC | Split System: Air-Cooled Condensing Unit, Coil with Blower | 4TTR5036E1 |  | 4TXAB048BC3 | 12.5 | 15 | Yes | Yes | 2011-02-28 |  | 1
FALSE | 4TTR6036B1 | 3674 | 3434189 | AMERICAN STANDARD, INC. | 4A7A5036E1 | AC | Split System: Air-Cooled Condensing Unit, Coil with Blower | 4TTR5036E1 |  | 4TXAB048BC3 | 13 | 15 | Yes | Yes | 2011-02-28 |  | 1
FALSE | 4TTR6036B1 | 3674 | 3434190 | AMERICAN STANDARD, INC. | 4A7A5036E1 | AC | Split System: Air-Cooled Condensing Unit, Coil with Blower | 4TTR5036E1 |  | 4TXAB048BC3 | 12 | 14.5 | Yes | Yes | 2011-02-28 |  | 0
FALSE | 4TTR6036B1 | 3674 | 3434191 | AMERICAN STANDARD, INC. | 4A7A5036E1 | AC | Split System: Air-Cooled Condensing Unit, Coil with Blower | 4TTR5036E1 |  | 4TXAB048BC3 | 12 | 14.5 | Yes | Yes | 2011-02-28 |  | 0
FALSE | 4TTR6036B1 | 3674 | 3434193 | AMERICAN STANDARD, INC. | 4A7A5036E1 | AC | Split System: Air-Cooled Condensing Unit, Coil with Blower | 4TTR5036E1 |  | 4TXAB048BC3 | 12.5 | 15 | Yes | Yes | 2011-02-28 |  | 1
FALSE | 4TTR6036B1 | 3674 | 3434195 | AMERICAN STANDARD, INC. | 4A7A5036E1 | AC | Split System: Air-Cooled Condensing Unit, Coil with Blower | 4TTR5036E1 |  | 4TXAB048BC3 | 12.5 | 15 | Yes | Yes | 2011-02-28 |  | 1
FALSE | 4TTR6036B1 | 3674 | 3434196 | AMERICAN STANDARD, INC. | 4A7A5036E1 | AC | Split System: Air-Cooled Condensing Unit, Coil with Blower | 4TTR5036E1 |  | 4TXAB048BC3 | 12 | 14.5 | Yes | Yes | 2011-02-28 |  | 0
FALSE | 4TTR6036B1 | 3674 | 3434197 | AMERICAN STANDARD, INC. | 4A7A5036E1 | AC | Split System: Air-Cooled Condensing Unit, Coil with Blower | 4TTR5036E1 |  | 4TXAB048BC3 | 12 | 14.5 | Yes | Yes | 2011-02-28 |  | 0
FALSE | 4TTR6036B1 | 3674 | 3434198 | AMERICAN STANDARD, INC. | 4A7A5036E1 | AC | Split System: Air-Cooled Condensing Unit, Coil with Blower | 4TTR5036E1 |  | 4TXAB048BC3 | 12.5 | 15 | Yes | Yes | 2011-02-28 |  | 1
FALSE | 4TTR6036B1 | 3674 | 3434199 | AMERICAN STANDARD, INC. | 4A7A5036E1 | AC | Split System: Air-Cooled Condensing Unit, Coil with Blower | 4TTR5036E1 |  | 4TXAB048BC3 | 12.5 | 15 | Yes | Yes | 2011-02-28 |  | 1
FALSE | 4TTR6036B1 | 3674 | 3434200 | AMERICAN STANDARD, INC. | 4A7A5036E1 | AC | Split System: Air-Cooled Condensing Unit, Coil with Blower | 4TTR5036E1 |  | 4TXAB048BC3 | 12 | 14.5 | Yes | Yes | 2011-02-28 |  | 0
FALSE | 4TTR6036B1 | 3674 | 3434201 | AMERICAN STANDARD, INC. | 4A7A5036E1 | AC | Split System: Air-Cooled Condensing Unit, Coil with Blower | 4TTR5036E1 |  | 4TXAB048BC3 | 13 | 15.75 | Yes | Yes | 2011-02-28 |  | 1
FALSE | 4TTR6036B1 | 3674 | 3434206 | AMERICAN STANDARD, INC. | 4A7A5036E1 | AC | Split System: Air-Cooled Condensing Unit, Coil with Blower | 4TTR5036E1 |  | 4TXAB048BC3 | 13 | 15 | Yes | Yes | 2011-02-28 |  | 1
FALSE | 4TTR6036B1 | 3674 | 3434248 | AMERICAN STANDARD, INC. | 4A7A5036E1 | AC | Split System: Air-Cooled Condensing Unit, Coil with Blower | 4TTR5036E1 |  | 4TXAC037BC3 | 13 | 15.75 | Yes | Yes | 2011-02-28 |  | 1
FALSE | 4TTR6036B1 | 3674 | 3434249 | AMERICAN STANDARD, INC. | 4A7A5036E1 | AC | Split System: Air-Cooled Condensing Unit, Coil with Blower | 4TTR5036E1 |  | 4TXAC037BC3 | 12 | 14.5 | Yes | Yes | 2011-02-28 |  | 0
FALSE | 4TTR6036B1 | 3674 | 3434250 | AMERICAN STANDARD, INC. | 4A7A5036E1 | AC | Split System: Air-Cooled Condensing Unit, Coil with Blower | 4TTR5036E1 |  | 4TXAC037BC3 | 13 | 15.5 | Yes | Yes | 2011-02-28 |  | 1
FALSE | 4TTR6036B1 | 3674 | 3434257 | AMERICAN STANDARD, INC. | 4A7A5036E1 | AC | Split System: Air-Cooled Condensing Unit, Coil with Blower | 4TTR5036E1 |  | 4TXAC037BC3 | 12.5 | 15 | Yes | Yes | 2011-02-28 |  | 1
FALSE | 4TTR6036B1 | 3674 | 3434336 | AMERICAN STANDARD, INC. | 4A7A5036E1 | AC | Split System: Air-Cooled Condensing Unit, Coil with Blower | 4TTR5036E1 |  | 4TXAC044BC3 | 13 | 15 | Yes | Yes | 2011-02-28 |  | 1
FALSE | 4TTR6036B1 | 3674 | 3434337 | AMERICAN STANDARD, INC. | 4A7A5036E1 | AC | Split System: Air-Cooled Condensing Unit, Coil with Blower | 4TTR5036E1 |  | 4TXAC044BC3 | 12.5 | 15 | Yes | Yes | 2011-02-28 |  | 1
FALSE | 4TTR6036B1 | 3674 | 3434338 | AMERICAN STANDARD, INC. | 4A7A5036E1 | AC | Split System: Air-Cooled Condensing Unit, Coil with Blower | 4TTR5036E1 |  | 4TXAC044BC3 | 12.5 | 15 | Yes | Yes | 2011-02-28 |  | 1
FALSE | 4TTR6036B1 | 3674 | 3434339 | AMERICAN STANDARD, INC. | 4A7A5036E1 | AC | Split System: Air-Cooled Condensing Unit, Coil with Blower | 4TTR5036E1 |  | 4TXAC044BC3 | 13 | 15 | Yes | Yes | 2011-02-28 |  | 1
FALSE | 4TTR6036B1 | 3674 | 3434346 | AMERICAN STANDARD, INC. | 4A7A5036E1 | AC | Split System: Air-Cooled Condensing Unit, Coil with Blower | 4TTR5036E1 |  | 4TXAC044BC3 | 13 | 15.5 | Yes | Yes | 2011-02-28 |  | 1
FALSE | 4TTR6036B1 | 3674 | 3434347 | AMERICAN STANDARD, INC. | 4A7A5036E1 | AC | Split System: Air-Cooled Condensing Unit, Coil with Blower | 4TTR5036E1 |  | 4TXAC044BC3 | 13 | 15.5 | Yes | Yes | 2011-02-28 |  | 1
FALSE | 4TTR6036B1 | 3674 | 3434353 | AMERICAN STANDARD, INC. | 4A7A5036E1 | AC | Split System: Air-Cooled Condensing Unit, Coil with Blower | 4TTR5036E1 |  | 4TXAC044BC3 | 12.5 | 15 | Yes | Yes | 2011-02-28 |  | 1
FALSE | 4TTR6036B1 | 3674 | 3434354 | AMERICAN STANDARD, INC. | 4A7A5036E1 | AC | Split System: Air-Cooled Condensing Unit, Coil with Blower | 4TTR5036E1 |  | 4TXAC044BC3 | 13 | 15 | Yes | Yes | 2011-02-28 |  | 1
FALSE | 4TTR6036B1 | 3674 | 3434355 | AMERICAN STANDARD, INC. | 4A7A5036E1 | AC | Split System: Air-Cooled Condensing Unit, Coil with Blower | 4TTR5036E1 |  | 4TXAC044BC3 | 12.5 | 15 | Yes | Yes | 2011-02-28 |  | 1
FALSE | 4TTR6036B1 | 3674 | 3434356 | AMERICAN STANDARD, INC. | 4A7A5036E1 | AC | Split System: Air-Cooled Condensing Unit, Coil with Blower | 4TTR5036E1 |  | 4TXAC044BC3 | 13 | 15.5 | Yes | Yes | 2011-02-28 |  | 1
FALSE | 4TTR6036B1 | 3674 | 3434357 | AMERICAN STANDARD, INC. | 4A7A5036E1 | AC | Split System: Air-Cooled Condensing Unit, Coil with Blower | 4TTR5036E1 |  | 4TXAC044BC3 | 13 | 16 | Yes | Yes | 2011-02-28 |  | 2
FALSE | 4TTR6036B1 | 3674 | 3434359 | AMERICAN STANDARD, INC. | 4A7A5036E1 | AC | Split System: Air-Cooled Condensing Unit, Coil with Blower | 4TTR5036E1 |  | 4TXAC044BC3 | 13 | 15.5 | Yes | Yes | 2011-02-28 |  | 1
FALSE | 4TTR6036B1 | 3674 | 3434360 | AMERICAN STANDARD, INC. | 4A7A5036E1 | AC | Split System: Air-Cooled Condensing Unit, Coil with Blower | 4TTR5036E1 |  | 4TXAC044BC3 | 13 | 15 | Yes | Yes | 2011-02-28 |  | 1
FALSE | 4TTR6036B1 | 3674 | 3434361 | AMERICAN STANDARD, INC. | 4A7A5036E1 | AC | Split System: Air-Cooled Condensing Unit, Coil with Blower | 4TTR5036E1 |  | 4TXAC044BC3 | 13 | 16 | Yes | Yes | 2011-02-28 |  | 2
FALSE | 4TTR6036B1 | 3674 | 3434365 | AMERICAN STANDARD, INC. | 4A7A5036E1 | AC | Split System: Air-Cooled Condensing Unit, Coil with Blower | 4TTR5036E1 |  | 4TXAC044BC3 | 12.5 | 15 | Yes | Yes | 2011-02-28 |  | 1
FALSE | 4TTR6036B1 | 3674 | 3434366 | AMERICAN STANDARD, INC. | 4A7A5036E1 | AC | Split System: Air-Cooled Condensing Unit, Coil with Blower | 4TTR5036E1 |  | 4TXAC044BC3 | 12.5 | 15 | Yes | Yes | 2011-02-28 |  | 1
FALSE | 4TTR6036B1 | 3674 | 3434368 | AMERICAN STANDARD, INC. | 4A7A5036E1 | AC | Split System: Air-Cooled Condensing Unit, Coil with Blower | 4TTR5036E1 |  | 4TXAC044BC3 | 13 | 15 | Yes | Yes | 2011-02-28 |  | 1
FALSE | 4TTR6036B1 | 3674 | 3434369 | AMERICAN STANDARD, INC. | 4A7A5036E1 | AC | Split System: Air-Cooled Condensing Unit, Coil with Blower | 4TTR5036E1 |  | 4TXAC049BC3 | 13 | 15 | Yes | Yes | 2011-02-28 |  | 1
FALSE | 4TTR6036B1 | 3674 | 3434292 | AMERICAN STANDARD, INC. | 4A7A5036E1 | AC | Split System: Air-Cooled Condensing Unit, Coil with Blower | 4TTR5036E1 |  | 4TXAC043BC3 | 12 | 14.5 | Yes | Yes | 2011-02-28 |  | 0
FALSE | 4TTR6036B1 | 3674 | 3434293 | AMERICAN STANDARD, INC. | 4A7A5036E1 | AC | Split System: Air-Cooled Condensing Unit, Coil with Blower | 4TTR5036E1 |  | 4TXAC043BC3 | 12 | 14.5 | Yes | Yes | 2011-02-28 |  | 0
FALSE | 4TTR6036B1 | 3674 | 3434296 | AMERICAN STANDARD, INC. | 4A7A5036E1 | AC | Split System: Air-Cooled Condensing Unit, Coil with Blower | 4TTR5036E1 |  | 4TXAC043BC3 | 12.5 | 15 | Yes | Yes | 2011-02-28 |  | 1
FALSE | 4TTR6036B1 | 3674 | 3434297 | AMERICAN STANDARD, INC. | 4A7A5036E1 | AC | Split System: Air-Cooled Condensing Unit, Coil with Blower | 4TTR5036E1 |  | 4TXAC043BC3 | 12.5 | 15 | Yes | Yes | 2011-02-28 |  | 1
FALSE | 4TTR6036B1 | 3674 | 3434307 | AMERICAN STANDARD, INC. | 4A7A5036E1 | AC | Split System: Air-Cooled Condensing Unit, Coil with Blower | 4TTR5036E1 |  | 4TXAC043BC3 | 13 | 15.5 | Yes | Yes | 2011-02-28 |  | 1
FALSE | 4TTR6036B1 | 3674 | 3434312 | AMERICAN STANDARD, INC. | 4A7A5036E1 | AC | Split System: Air-Cooled Condensing Unit, Coil with Blower | 4TTR5036E1 |  | 4TXAC043BC3 | 12.5 | 15 | Yes | Yes | 2011-02-28 |  | 1
FALSE | 4TTR6036B1 | 3674 | 3434313 | AMERICAN STANDARD, INC. | 4A7A5036E1 | AC | Split System: Air-Cooled Condensing Unit, Coil with Blower | 4TTR5036E1 |  | 4TXAC043BC3 | 13 | 15 | Yes | Yes | 2011-02-28 |  | 1
FALSE | 4TTR6036B1 | 3674 | 3434314 | AMERICAN STANDARD, INC. | 4A7A5036E1 | AC | Split System: Air-Cooled Condensing Unit, Coil with Blower | 4TTR5036E1 |  | 4TXAC043BC3 | 12.5 | 15 | Yes | Yes | 2011-02-28 |  | 1
FALSE | 4TTR6036B1 | 3674 | 3434316 | AMERICAN STANDARD, INC. | 4A7A5036E1 | AC | Split System: Air-Cooled Condensing Unit, Coil with Blower | 4TTR5036E1 |  | 4TXAC043BC3 | 12 | 14.5 | Yes | Yes | 2011-02-28 |  | 0
FALSE | 4TTR6036B1 | 3674 | 3434317 | AMERICAN STANDARD, INC. | 4A7A5036E1 | AC | Split System: Air-Cooled Condensing Unit, Coil with Blower | 4TTR5036E1 |  | 4TXAC043BC3 | 12 | 14.5 | Yes | Yes | 2011-02-28 |  | 0
FALSE | 4TTR6036B1 | 3674 | 3434318 | AMERICAN STANDARD, INC. | 4A7A5036E1 | AC | Split System: Air-Cooled Condensing Unit, Coil with Blower | 4TTR5036E1 |  | 4TXAC043BC3 | 12.5 | 15 | Yes | Yes | 2011-02-28 |  | 1
FALSE | 4TTR6036B1 | 3674 | 3434319 | AMERICAN STANDARD, INC. | 4A7A5036E1 | AC | Split System: Air-Cooled Condensing Unit, Coil with Blower | 4TTR5036E1 |  | 4TXAC043BC3 | 12 | 14.5 | Yes | Yes | 2011-02-28 |  | 0
FALSE | 4TTR6036B1 | 3674 | 3434320 | AMERICAN STANDARD, INC. | 4A7A5036E1 | AC | Split System: Air-Cooled Condensing Unit, Coil with Blower | 4TTR5036E1 |  | 4TXAC043BC3 | 12.5 | 15 | Yes | Yes | 2011-02-28 |  | 1
FALSE | 4TTR6036B1 | 3674 | 3434321 | AMERICAN STANDARD, INC. | 4A7A5036E1 | AC | Split System: Air-Cooled Condensing Unit, Coil with Blower | 4TTR5036E1 |  | 4TXAC043BC3 | 13 | 15.5 | Yes | Yes | 2011-02-28 |  | 1
FALSE | 4TTR6036B1 | 3674 | 3434323 | AMERICAN STANDARD, INC. | 4A7A5036E1 | AC | Split System: Air-Cooled Condensing Unit, Coil with Blower | 4TTR5036E1 |  | 4TXAC043BC3 | 12 | 14.5 | Yes | Yes | 2011-02-28 |  | 0
FALSE | 4TTR6036B1 | 3674 | 3434324 | AMERICAN STANDARD, INC. | 4A7A5036E1 | AC | Split System: Air-Cooled Condensing Unit, Coil with Blower | 4TTR5036E1 |  | 4TXAC043BC3 | 12.5 | 15 | Yes | Yes | 2011-02-28 |  | 1
FALSE | 4TTR6036B1 | 3674 | 3434325 | AMERICAN STANDARD, INC. | 4A7A5036E1 | AC | Split System: Air-Cooled Condensing Unit, Coil with Blower | 4TTR5036E1 |  | 4TXAC043BC3 | 12.5 | 15 | Yes | Yes | 2011-02-28 |  | 1
FALSE | 4TTR6036B1 | 3674 | 3434326 | AMERICAN STANDARD, INC. | 4A7A5036E1 | AC | Split System: Air-Cooled Condensing Unit, Coil with Blower | 4TTR5036E1 |  | 4TXAC043BC3 | 12.5 | 15 | Yes | Yes | 2011-02-28 |  | 1
FALSE | 4TTR6036B1 | 3674 | 3434328 | AMERICAN STANDARD, INC. | 4A7A5036E1 | AC | Split System: Air-Cooled Condensing Unit, Coil with Blower | 4TTR5036E1 |  | 4TXAC044BC3 | 13 | 15 | Yes | Yes | 2011-02-28 |  | 1
FALSE | 4TTR6036B1 | 3674 | 3434334 | AMERICAN STANDARD, INC. | 4A7A5036E1 | AC | Split System: Air-Cooled Condensing Unit, Coil with Blower | 4TTR5036E1 |  | 4TXAC044BC3 | 13 | 16 | Yes | Yes | 2011-02-28 |  | 2
FALSE | 4TTR6036B1 | 3674 | 3434335 | AMERICAN STANDARD, INC. | 4A7A5036E1 | AC | Split System: Air-Cooled Condensing Unit, Coil with Blower | 4TTR5036E1 |  | 4TXAC044BC3 | 13 | 15 | Yes | Yes | 2011-02-28 |  | 1
FALSE | 4TTR6036B1 | 3674 | 3434370 | AMERICAN STANDARD, INC. | 4A7A5036E1 | AC | Split System: Air-Cooled Condensing Unit, Coil with Blower | 4TTR5036E1 |  | 4TXAC049BC3 | 12.5 | 15 | Yes | Yes | 2011-02-28 |  | 1
FALSE | 4TTR6036B1 | 3674 | 3434373 | AMERICAN STANDARD, INC. | 4A7A5036E1 | AC | Split System: Air-Cooled Condensing Unit, Coil with Blower | 4TTR5036E1 |  | 4TXAC049BC3 | 12.5 | 15 | Yes | Yes | 2011-02-28 |  | 1
FALSE | 4TTR6036B1 | 3674 | 3434376 | AMERICAN STANDARD, INC. | 4A7A5036E1 | AC | Split System: Air-Cooled Condensing Unit, Coil with Blower | 4TTR5036E1 |  | 4TXAC049BC3 | 12.5 | 15 | Yes | Yes | 2011-02-28 |  | 1
FALSE | 4TTR6036B1 | 3674 | 3434378 | AMERICAN STANDARD, INC. | 4A7A5036E1 | AC | Split System: Air-Cooled Condensing Unit, Coil with Blower | 4TTR5036E1 |  | 4TXAC049BC3 | 13 | 15.5 | Yes | Yes | 2011-02-28 |  | 1
FALSE | 4TTR6036B1 | 3674 | 3434379 | AMERICAN STANDARD, INC. | 4A7A5036E1 | AC | Split System: Air-Cooled Condensing Unit, Coil with Blower | 4TTR5036E1 |  | 4TXAC049BC3 | 13 | 15.5 | Yes | Yes | 2011-02-28 |  | 1
FALSE | 4TTR6036B1 | 3674 | 3434380 | AMERICAN STANDARD, INC. | 4A7A5036E1 | AC | Split System: Air-Cooled Condensing Unit, Coil with Blower | 4TTR5036E1 |  | 4TXAC049BC3 | 13 | 15.5 | Yes | Yes | 2011-02-28 |  | 1
FALSE | 4TTR6036B1 | 3674 | 3434381 | AMERICAN STANDARD, INC. | 4A7A5036E1 | AC | Split System: Air-Cooled Condensing Unit, Coil with Blower | 4TTR5036E1 |  | 4TXAC049BC3 | 13 | 16 | Yes | Yes | 2011-02-28 |  | 2
FALSE | 4TTR6036B1 | 3674 | 3434382 | AMERICAN STANDARD, INC. | 4A7A5036E1 | AC | Split System: Air-Cooled Condensing Unit, Coil with Blower | 4TTR5036E1 |  | 4TXAC049BC3 | 13 | 15 | Yes | Yes | 2011-02-28 |  | 1
FALSE | 4TTR6036B1 | 3674 | 3434383 | AMERICAN STANDARD, INC. | 4A7A5036E1 | AC | Split System: Air-Cooled Condensing Unit, Coil with Blower | 4TTR5036E1 |  | 4TXAC049BC3 | 12.5 | 15 | Yes | Yes | 2011-02-28 |  | 1
FALSE | 4TTR6036B1 | 3674 | 3434388 | AMERICAN STANDARD, INC. | 4A7A5036E1 | AC | Split System: Air-Cooled Condensing Unit, Coil with Blower | 4TTR5036E1 |  | 4TXAC049BC3 | 13 | 15 | Yes | Yes | 2011-02-28 |  | 1
FALSE | 4TTR6036B1 | 3674 | 3434389 | AMERICAN STANDARD, INC. | 4A7A5036E1 | AC | Split System: Air-Cooled Condensing Unit, Coil with Blower | 4TTR5036E1 |  | 4TXAC049BC3 | 13 | 15 | Yes | Yes | 2011-02-28 |  | 1
FALSE | 4TTR6036B1 | 3674 | 3434390 | AMERICAN STANDARD, INC. | 4A7A5036E1 | AC | Split System: Air-Cooled Condensing Unit, Coil with Blower | 4TTR5036E1 |  | 4TXAC049BC3 | 12.5 | 15 | Yes | Yes | 2011-02-28 |  | 1
FALSE | 4TTR6036B1 | 3674 | 3434400 | AMERICAN STANDARD, INC. | 4A7A5036E1 | AC | Split System: Air-Cooled Condensing Unit, Coil with Blower | 4TTR5036E1 |  | 4TXAC049BC3 | 13 | 16 | Yes | Yes | 2011-02-28 |  | 2
FALSE | 4TTR6036B1 | 3674 | 3434401 | AMERICAN STANDARD, INC. | 4A7A5036E1 | AC | Split System: Air-Cooled Condensing Unit, Coil with Blower | 4TTR5036E1 |  | 4TXAC049BC3 | 13 | 15.5 | Yes | Yes | 2011-02-28 |  | 1
FALSE | 4TTR6036B1 | 3674 | 3434402 | AMERICAN STANDARD, INC. | 4A7A5036E1 | AC | Split System: Air-Cooled Condensing Unit, Coil with Blower | 4TTR5036E1 |  | 4TXAC049BC3 | 13 | 16 | Yes | Yes | 2011-02-28 |  | 2
FALSE | 4TTR6036B1 | 3674 | 3434406 | AMERICAN STANDARD, INC. | 4A7A5036E1 | AC | Split System: Air-Cooled Condensing Unit, Coil with Blower | 4TTR5036E1 |  | 4TXAC049BC3 | 13 | 15 | Yes | Yes | 2011-02-28 |  | 1
FALSE | 4TTR6036B1 | 3674 | 3434407 | AMERICAN STANDARD, INC. | 4A7A5036E1 | AC | Split System: Air-Cooled Condensing Unit, Coil with Blower | 4TTR5036E1 |  | 4TXAC049BC3 | 12.5 | 15 | Yes | Yes | 2011-02-28 |  | 1
FALSE | 4TTR6036B1 | 3674 | 3434408 | AMERICAN STANDARD, INC. | 4A7A5036E1 | AC | Split System: Air-Cooled Condensing Unit, Coil with Blower | 4TTR5036E1 |  | 4TXAC049BC3 | 13 | 15 | Yes | Yes | 2011-02-28 |  | 1
FALSE | 4TTR6036B1 | 3674 | 3434409 | AMERICAN STANDARD, INC. | 4A7A5036E1 | AC | Split System: Air-Cooled Condensing Unit, Coil with Blower | 4TTR5036E1 |  | 4TXAC049BC3 | 13 | 15 | Yes | Yes | 2011-02-28 |  | 1
FALSE | 4TTR6036B1 | 3674 | 3434442 | AMERICAN STANDARD, INC. | 4A7A5036E1 | AC | Split System: Air-Cooled Condensing Unit, Coil with Blower | 4TTR5036E1 |  | 4TXAC060BC3 | 12.5 | 15 | Yes | Yes | 2011-02-28 |  | 1
FALSE | 4TTR6036B1 | 3674 | 3434443 | AMERICAN STANDARD, INC. | 4A7A5036E1 | AC | Split System: Air-Cooled Condensing Unit, Coil with Blower | 4TTR5036E1 |  | 4TXAC060BC3 | 12.5 | 15 | Yes | Yes | 2011-02-28 |  | 1
FALSE | 4TTR6036B1 | 3674 | 3434444 | AMERICAN STANDARD, INC. | 4A7A5036E1 | AC | Split System: Air-Cooled Condensing Unit, Coil with Blower | 4TTR5036E1 |  | 4TXAC060BC3 | 13 | 15 | Yes | Yes | 2011-02-28 |  | 1
FALSE | 4TTR6036B1 | 3674 | 3434607 | AMERICAN STANDARD, INC. | 4A7A5036E1 | AC | Split System: Air-Cooled Condensing Unit, Coil with Blower | 4TTR5036E1 |  | 4TXCB032BC3 | 12.5 | 15 | Yes | Yes | 2011-02-28 |  | 1
FALSE | 4TTR6036B1 | 3674 | 3434608 | AMERICAN STANDARD, INC. | 4A7A5036E1 | AC | Split System: Air-Cooled Condensing Unit, Coil with Blower | 4TTR5036E1 |  | 4TXCB032BC3 | 12.5 | 15 | Yes | Yes | 2011-02-28 |  | 1
FALSE | 4TTR6036B1 | 3674 | 3434609 | AMERICAN STANDARD, INC. | 4A7A5036E1 | AC | Split System: Air-Cooled Condensing Unit, Coil with Blower | 4TTR5036E1 |  | 4TXCB032BC3 | 13 | 15 | Yes | Yes | 2011-02-28 |  | 1
FALSE | 4TTR6036B1 | 3674 | 3434614 | AMERICAN STANDARD, INC. | 4A7A5036E1 | AC | Split System: Air-Cooled Condensing Unit, Coil with Blower | 4TTR5036E1 |  | 4TXCB032BC3 | 12 | 14.5 | Yes | Yes | 2011-02-28 |  | 0
FALSE | 4TTR6036B1 | 3674 | 3434615 | AMERICAN STANDARD, INC. | 4A7A5036E1 | AC | Split System: Air-Cooled Condensing Unit, Coil with Blower | 4TTR5036E1 |  | 4TXCB032BC3 | 12 | 14.5 | Yes | Yes | 2011-02-28 |  | 0
FALSE | 4TTR6036B1 | 3674 | 3434616 | AMERICAN STANDARD, INC. | 4A7A5036E1 | AC | Split System: Air-Cooled Condensing Unit, Coil with Blower | 4TTR5036E1 |  | 4TXCB032BC3 | 12 | 14.5 | Yes | Yes | 2011-02-28 |  | 0
FALSE | 4TTR6036B1 | 3674 | 3434617 | AMERICAN STANDARD, INC. | 4A7A5036E1 | AC | Split System: Air-Cooled Condensing Unit, Coil with Blower | 4TTR5036E1 |  | 4TXCB032BC3 | 12 | 14.5 | Yes | Yes | 2011-02-28 |  | 0
FALSE | 4TTR6036B1 | 3674 | 3434618 | AMERICAN STANDARD, INC. | 4A7A5036E1 | AC | Split System: Air-Cooled Condensing Unit, Coil with Blower | 4TTR5036E1 |  | 4TXCB032BC3 | 12.5 | 15 | Yes | Yes | 2011-02-28 |  | 1
FALSE | 4TTR6036B1 | 3674 | 3434619 | AMERICAN STANDARD, INC. | 4A7A5036E1 | AC | Split System: Air-Cooled Condensing Unit, Coil with Blower | 4TTR5036E1 |  | 4TXCB032BC3 | 13 | 15 | Yes | Yes | 2011-02-28 |  | 1
FALSE | 4TTR6036B1 | 3674 | 3434623 | AMERICAN STANDARD, INC. | 4A7A5036E1 | AC | Split System: Air-Cooled Condensing Unit, Coil with Blower | 4TTR5036E1 |  | 4TXCB032BC3 | 12 | 14.5 | Yes | Yes | 2011-02-28 |  | 0
FALSE | 4TTR6036B1 | 3674 | 3434624 | AMERICAN STANDARD, INC. | 4A7A5036E1 | AC | Split System: Air-Cooled Condensing Unit, Coil with Blower | 4TTR5036E1 |  | 4TXCB032BC3 | 12 | 14.5 | Yes | Yes | 2011-02-28 |  | 0
FALSE | 4TTR6036B1 | 3674 | 3434625 | AMERICAN STANDARD, INC. | 4A7A5036E1 | AC | Split System: Air-Cooled Condensing Unit, Coil with Blower | 4TTR5036E1 |  | 4TXCB032BC3 | 12 | 14.5 | Yes | Yes | 2011-02-28 |  | 0
FALSE | 4TTR6036B1 | 3674 | 3434626 | AMERICAN STANDARD, INC. | 4A7A5036E1 | AC | Split System: Air-Cooled Condensing Unit, Coil with Blower | 4TTR5036E1 |  | 4TXCB032BC3 | 12 | 14.5 | Yes | Yes | 2011-02-28 |  | 0
FALSE | 4TTR6036B1 | 3674 | 3434627 | AMERICAN STANDARD, INC. | 4A7A5036E1 | AC | Split System: Air-Cooled Condensing Unit, Coil with Blower | 4TTR5036E1 |  | 4TXCB032BC3 | 12 | 14.5 | Yes | Yes | 2011-02-28 |  | 0
FALSE | 4TTR6036B1 | 3674 | 3434628 | AMERICAN STANDARD, INC. | 4A7A5036E1 | AC | Split System: Air-Cooled Condensing Unit, Coil with Blower | 4TTR5036E1 |  | 4TXCB032BC3 | 12 | 14.5 | Yes | Yes | 2011-02-28 |  | 0
FALSE | 4TTR6036B1 | 3674 | 3434630 | AMERICAN STANDARD, INC. | 4A7A5036E1 | AC | Split System: Air-Cooled Condensing Unit, Coil with Blower | 4TTR5036E1 |  | 4TXCB032BC3 | 13 | 15.5 | Yes | Yes | 2011-02-28 |  | 1
FALSE | 4TTR6036B1 | 3674 | 3434671 | AMERICAN STANDARD, INC. | 4A7A5036E1 | AC | Split System: Air-Cooled Condensing Unit, Coil with Blower | 4TTR5036E1 |  | 4TXCB036BC3 | 12.5 | 15 | Yes | Yes | 2011-02-28 |  | 1
FALSE | 4TTR6036B1 | 3674 | 3434672 | AMERICAN STANDARD, INC. | 4A7A5036E1 | AC | Split System: Air-Cooled Condensing Unit, Coil with Blower | 4TTR5036E1 |  | 4TXCB036BC3 | 12.5 | 15 | Yes | Yes | 2011-02-28 |  | 1
FALSE | 4TTR6036B1 | 3674 | 3434499 | AMERICAN STANDARD, INC. | 4A7A5036E1 | AC | Split System: Air-Cooled Condensing Unit, Coil with Blower | 4TTR5036E1 |  | 4TXAD061BC3 | 13 | 16 | Yes | Yes | 2011-02-28 |  | 2
FALSE | 4TTR6036B1 | 3674 | 3434500 | AMERICAN STANDARD, INC. | 4A7A5036E1 | AC | Split System: Air-Cooled Condensing Unit, Coil with Blower | 4TTR5036E1 |  | 4TXAD061BC3 | 13 | 16 | Yes | Yes | 2011-02-28 |  | 2
FALSE | 4TTR6036B1 | 3674 | 3434502 | AMERICAN STANDARD, INC. | 4A7A5036E1 | AC | Split System: Air-Cooled Condensing Unit, Coil with Blower | 4TTR5036E1 |  | 4TXAD061BC3 | 13 | 16 | Yes | Yes | 2011-02-28 |  | 2
FALSE | 4TTR6036B1 | 3674 | 3434503 | AMERICAN STANDARD, INC. | 4A7A5036E1 | AC | Split System: Air-Cooled Condensing Unit, Coil with Blower | 4TTR5036E1 |  | 4TXAD061BC3 | 13 | 15.5 | Yes | Yes | 2011-02-28 |  | 1
FALSE | 4TTR6036B1 | 3674 | 3434504 | AMERICAN STANDARD, INC. | 4A7A5036E1 | AC | Split System: Air-Cooled Condensing Unit, Coil with Blower | 4TTR5036E1 |  | 4TXAD061BC3 | 13 | 15.5 | Yes | Yes | 2011-02-28 |  | 1
FALSE | 4TTR6036B1 | 3674 | 3434510 | AMERICAN STANDARD, INC. | 4A7A5036E1 | AC | Split System: Air-Cooled Condensing Unit, Coil with Blower | 4TTR5036E1 |  | 4TXAD064BC3 | 13 | 15 | Yes | Yes | 2011-02-28 |  | 1
FALSE | 4TTR6036B1 | 3674 | 3434511 | AMERICAN STANDARD, INC. | 4A7A5036E1 | AC | Split System: Air-Cooled Condensing Unit, Coil with Blower | 4TTR5036E1 |  | 4TXAD064BC3 | 13 | 15 | Yes | Yes | 2011-02-28 |  | 1
FALSE | 4TTR6036B1 | 3674 | 3434518 | AMERICAN STANDARD, INC. | 4A7A5036E1 | AC | Split System: Air-Cooled Condensing Unit, Coil with Blower | 4TTR5036E1 |  | 4TXAD064BC3 | 13 | 15 | Yes | Yes | 2011-02-28 |  | 1
FALSE | 4TTR6036B1 | 3674 | 3434519 | AMERICAN STANDARD, INC. | 4A7A5036E1 | AC | Split System: Air-Cooled Condensing Unit, Coil with Blower | 4TTR5036E1 |  | 4TXAD064BC3 | 13 | 15 | Yes | Yes | 2011-02-28 |  | 1
FALSE | 4TTR6036B1 | 3674 | 3434520 | AMERICAN STANDARD, INC. | 4A7A5036E1 | AC | Split System: Air-Cooled Condensing Unit, Coil with Blower | 4TTR5036E1 |  | 4TXAD064BC3 | 13 | 16 | Yes | Yes | 2011-02-28 |  | 2
FALSE | 4TTR6036B1 | 3674 | 3434535 | AMERICAN STANDARD, INC. | 4A7A5036E1 | AC | Split System: Air-Cooled Condensing Unit, Coil with Blower | 4TTR5036E1 |  | 4TXCB004CC3 | 13 | 15 | Yes | Yes | 2011-02-28 |  | 1
FALSE | 4TTR6036B1 | 3674 | 3434536 | AMERICAN STANDARD, INC. | 4A7A5036E1 | AC | Split System: Air-Cooled Condensing Unit, Coil with Blower | 4TTR5036E1 |  | 4TXCB004CC3 | 13 | 16 | Yes | Yes | 2011-02-28 |  | 2
FALSE | 4TTR6036B1 | 3674 | 3434537 | AMERICAN STANDARD, INC. | 4A7A5036E1 | AC | Split System: Air-Cooled Condensing Unit, Coil with Blower | 4TTR5036E1 |  | 4TXCB004CC3 | 13 | 16 | Yes | Yes | 2011-02-28 |  | 2
FALSE | 4TTR6036B1 | 3674 | 3434570 | AMERICAN STANDARD, INC. | 4A7A5036E1 | AC | Split System: Air-Cooled Condensing Unit, Coil with Blower | 4TTR5036E1 |  | 4TXCB031BC3 | 12.5 | 15 | Yes | Yes | 2011-02-28 |  | 1
FALSE | 4TTR6036B1 | 3674 | 3434572 | AMERICAN STANDARD, INC. | 4A7A5036E1 | AC | Split System: Air-Cooled Condensing Unit, Coil with Blower | 4TTR5036E1 |  | 4TXCB031BC3 | 12 | 14.5 | Yes | Yes | 2011-02-28 |  | 0
FALSE | 4TTR6036B1 | 3674 | 3434584 | AMERICAN STANDARD, INC. | 4A7A5036E1 | AC | Split System: Air-Cooled Condensing Unit, Coil with Blower | 4TTR5036E1 |  | 4TXCB031BC3 | 12 | 14.5 | Yes | Yes | 2011-02-28 |  | 0
FALSE | 4TTR6036B1 | 3674 | 3434585 | AMERICAN STANDARD, INC. | 4A7A5036E1 | AC | Split System: Air-Cooled Condensing Unit, Coil with Blower | 4TTR5036E1 |  | 4TXCB031BC3 | 12 | 14.5 | Yes | Yes | 2011-02-28 |  | 0
FALSE | 4TTR6036B1 | 3674 | 3434588 | AMERICAN STANDARD, INC. | 4A7A5036E1 | AC | Split System: Air-Cooled Condensing Unit, Coil with Blower | 4TTR5036E1 |  | 4TXCB031BC3 | 12 | 14.5 | Yes | Yes | 2011-02-28 |  | 0
FALSE | 4TTR6036B1 | 3674 | 3434589 | AMERICAN STANDARD, INC. | 4A7A5036E1 | AC | Split System: Air-Cooled Condensing Unit, Coil with Blower | 4TTR5036E1 |  | 4TXCB031BC3 | 12 | 14.5 | Yes | Yes | 2011-02-28 |  | 0
FALSE | 4TTR6036B1 | 3674 | 3434590 | AMERICAN STANDARD, INC. | 4A7A5036E1 | AC | Split System: Air-Cooled Condensing Unit, Coil with Blower | 4TTR5036E1 |  | 4TXCB031BC3 | 12 | 14.5 | Yes | Yes | 2011-02-28 |  | 0
FALSE | 4TTR6036B1 | 3674 | 3434606 | AMERICAN STANDARD, INC. | 4A7A5036E1 | AC | Split System: Air-Cooled Condensing Unit, Coil with Blower | 4TTR5036E1 |  | 4TXCB032BC3 | 12.5 | 15 | Yes | Yes | 2011-02-28 |  | 1
FALSE | 4TTR6036B1 | 3674 | 3434673 | AMERICAN STANDARD, INC. | 4A7A5036E1 | AC | Split System: Air-Cooled Condensing Unit, Coil with Blower | 4TTR5036E1 |  | 4TXCB036BC3 | 12.5 | 15 | Yes | Yes | 2011-02-28 |  | 1
FALSE | 4TTR6036B1 | 3674 | 3434674 | AMERICAN STANDARD, INC. | 4A7A5036E1 | AC | Split System: Air-Cooled Condensing Unit, Coil with Blower | 4TTR5036E1 |  | 4TXCB036BC3 | 13 | 15 | Yes | Yes | 2011-02-28 |  | 1
FALSE | 4TTR6036B1 | 3674 | 3434679 | AMERICAN STANDARD, INC. | 4A7A5036E1 | AC | Split System: Air-Cooled Condensing Unit, Coil with Blower | 4TTR5036E1 |  | 4TXCB036BC3 | 12 | 14.5 | Yes | Yes | 2011-02-28 |  | 0
FALSE | 4TTR6036B1 | 3674 | 3434680 | AMERICAN STANDARD, INC. | 4A7A5036E1 | AC | Split System: Air-Cooled Condensing Unit, Coil with Blower | 4TTR5036E1 |  | 4TXCB036BC3 | 12 | 14.5 | Yes | Yes | 2011-02-28 |  | 0
FALSE | 4TTR6036B1 | 3674 | 3434683 | AMERICAN STANDARD, INC. | 4A7A5036E1 | AC | Split System: Air-Cooled Condensing Unit, Coil with Blower | 4TTR5036E1 |  | 4TXCB036BC3 | 12 | 14.5 | Yes | Yes | 2011-02-28 |  | 0
FALSE | 4TTR6036B1 | 3674 | 3434684 | AMERICAN STANDARD, INC. | 4A7A5036E1 | AC | Split System: Air-Cooled Condensing Unit, Coil with Blower | 4TTR5036E1 |  | 4TXCB036BC3 | 12 | 14.5 | Yes | Yes | 2011-02-28 |  | 0
FALSE | 4TTR6036B1 | 3674 | 3434685 | AMERICAN STANDARD, INC. | 4A7A5036E1 | AC | Split System: Air-Cooled Condensing Unit, Coil with Blower | 4TTR5036E1 |  | 4TXCB036BC3 | 12 | 14.5 | Yes | Yes | 2011-02-28 |  | 0
FALSE | 4TTR6036B1 | 3674 | 3434686 | AMERICAN STANDARD, INC. | 4A7A5036E1 | AC | Split System: Air-Cooled Condensing Unit, Coil with Blower | 4TTR5036E1 |  | 4TXCB036BC3 | 12 | 14.5 | Yes | Yes | 2011-02-28 |  | 0
FALSE | 4TTR6036B1 | 3674 | 3434687 | AMERICAN STANDARD, INC. | 4A7A5036E1 | AC | Split System: Air-Cooled Condensing Unit, Coil with Blower | 4TTR5036E1 |  | 4TXCB036BC3 | 12 | 14.5 | Yes | Yes | 2011-02-28 |  | 0
FALSE | 4TTR6036B1 | 3674 | 3434688 | AMERICAN STANDARD, INC. | 4A7A5036E1 | AC | Split System: Air-Cooled Condensing Unit, Coil with Blower | 4TTR5036E1 |  | 4TXCB036BC3 | 12 | 14.5 | Yes | Yes | 2011-02-28 |  | 0
FALSE | 4TTR6036B1 | 3674 | 3434690 | AMERICAN STANDARD, INC. | 4A7A5036E1 | AC | Split System: Air-Cooled Condensing Unit, Coil with Blower | 4TTR5036E1 |  | 4TXCB036BC3 | 13 | 15.5 | Yes | Yes | 2011-02-28 |  | 1
FALSE | 4TTR6036B1 | 3674 | 3434694 | AMERICAN STANDARD, INC. | 4A7A5036E1 | AC | Split System: Air-Cooled Condensing Unit, Coil with Blower | 4TTR5036E1 |  | 4TXCB036BC3 | 12 | 14.5 | Yes | Yes | 2011-02-28 |  | 0
FALSE | 4TTR6036B1 | 3674 | 3434695 | AMERICAN STANDARD, INC. | 4A7A5036E1 | AC | Split System: Air-Cooled Condensing Unit, Coil with Blower | 4TTR5036E1 |  | 4TXCB036BC3 | 12 | 14.5 | Yes | Yes | 2011-02-28 |  | 0
FALSE | 4TTR6036B1 | 3674 | 3434696 | AMERICAN STANDARD, INC. | 4A7A5036E1 | AC | Split System: Air-Cooled Condensing Unit, Coil with Blower | 4TTR5036E1 |  | 4TXCB036BC3 | 12.5 | 15 | Yes | Yes | 2011-02-28 |  | 1
FALSE | 4TTR6036B1 | 3674 | 3434697 | AMERICAN STANDARD, INC. | 4A7A5036E1 | AC | Split System: Air-Cooled Condensing Unit, Coil with Blower | 4TTR5036E1 |  | 4TXCB036BC3 | 13 | 15 | Yes | Yes | 2011-02-28 |  | 1
FALSE | 4TTR6036B1 | 3674 | 3434701 | AMERICAN STANDARD, INC. | 4A7A5036E1 | AC | Split System: Air-Cooled Condensing Unit, Coil with Blower | 4TTR5036E1 |  | 4TXCB042BC3 | 12 | 14.5 | Yes | Yes | 2011-02-28 |  | 0
FALSE | 4TTR6036B1 | 3674 | 3434703 | AMERICAN STANDARD, INC. | 4A7A5036E1 | AC | Split System: Air-Cooled Condensing Unit, Coil with Blower | 4TTR5036E1 |  | 4TXCB042BC3 | 12.5 | 15 | Yes | Yes | 2011-02-28 |  | 1
FALSE | 4TTR6036B1 | 3674 | 3434704 | AMERICAN STANDARD, INC. | 4A7A5036E1 | AC | Split System: Air-Cooled Condensing Unit, Coil with Blower | 4TTR5036E1 |  | 4TXCB042BC3 | 12.5 | 15 | Yes | Yes | 2011-02-28 |  | 1
FALSE | 4TTR6036B1 | 3674 | 3434705 | AMERICAN STANDARD, INC. | 4A7A5036E1 | AC | Split System: Air-Cooled Condensing Unit, Coil with Blower | 4TTR5036E1 |  | 4TXCB042BC3 | 13 | 15 | Yes | Yes | 2011-02-28 |  | 1
FALSE | 4TTR6036B1 | 3674 | 3434710 | AMERICAN STANDARD, INC. | 4A7A5036E1 | AC | Split System: Air-Cooled Condensing Unit, Coil with Blower | 4TTR5036E1 |  | 4TXCB042BC3 | 12 | 14.5 | Yes | Yes | 2011-02-28 |  | 0
FALSE | 4TTR6036B1 | 3674 | 3434711 | AMERICAN STANDARD, INC. | 4A7A5036E1 | AC | Split System: Air-Cooled Condensing Unit, Coil with Blower | 4TTR5036E1 |  | 4TXCB042BC3 | 12 | 14.5 | Yes | Yes | 2011-02-28 |  | 0
FALSE | 4TTR6036B1 | 3674 | 3434712 | AMERICAN STANDARD, INC. | 4A7A5036E1 | AC | Split System: Air-Cooled Condensing Unit, Coil with Blower | 4TTR5036E1 |  | 4TXCB042BC3 | 12 | 14.5 | Yes | Yes | 2011-02-28 |  | 0
FALSE | 4TTR6036B1 | 3674 | 3434829 | AMERICAN STANDARD, INC. | 4A7A5036E1 | AC | Split System: Air-Cooled Condensing Unit, Coil with Blower | 4TTR5036E1 |  | 4TXCC037BC3 | 12 | 14.5 | Yes | Yes | 2011-02-28 |  | 0
FALSE | 4TTR6036B1 | 3674 | 3434830 | AMERICAN STANDARD, INC. | 4A7A5036E1 | AC | Split System: Air-Cooled Condensing Unit, Coil with Blower | 4TTR5036E1 |  | 4TXCC037BC3 | 12 | 14.5 | Yes | Yes | 2011-02-28 |  | 0
FALSE | 4TTR6036B1 | 3674 | 3434831 | AMERICAN STANDARD, INC. | 4A7A5036E1 | AC | Split System: Air-Cooled Condensing Unit, Coil with Blower | 4TTR5036E1 |  | 4TXCC037BC3 | 12 | 14.5 | Yes | Yes | 2011-02-28 |  | 0
FALSE | 4TTR6036B1 | 3674 | 3434832 | AMERICAN STANDARD, INC. | 4A7A5036E1 | AC | Split System: Air-Cooled Condensing Unit, Coil with Blower | 4TTR5036E1 |  | 4TXCC037BC3 | 12.5 | 15 | Yes | Yes | 2011-02-28 |  | 1
FALSE | 4TTR6036B1 | 3674 | 3434836 | AMERICAN STANDARD, INC. | 4A7A5036E1 | AC | Split System: Air-Cooled Condensing Unit, Coil with Blower | 4TTR5036E1 |  | 4TXCC037BC3 | 12.5 | 15 | Yes | Yes | 2011-02-28 |  | 1
FALSE | 4TTR6036B1 | 3674 | 3434837 | AMERICAN STANDARD, INC. | 4A7A5036E1 | AC | Split System: Air-Cooled Condensing Unit, Coil with Blower | 4TTR5036E1 |  | 4TXCC037BC3 | 13 | 15 | Yes | Yes | 2011-02-28 |  | 1
FALSE | 4TTR6036B1 | 3674 | 3434838 | AMERICAN STANDARD, INC. | 4A7A5036E1 | AC | Split System: Air-Cooled Condensing Unit, Coil with Blower | 4TTR5036E1 |  | 4TXCC037BC3 | 12.5 | 15 | Yes | Yes | 2011-02-28 |  | 1
FALSE | 4TTR6036B1 | 3674 | 3434839 | AMERICAN STANDARD, INC. | 4A7A5036E1 | AC | Split System: Air-Cooled Condensing Unit, Coil with Blower | 4TTR5036E1 |  | 4TXCC037BC3 | 12 | 14.5 | Yes | Yes | 2011-02-28 |  | 0
FALSE | 4TTR6036B1 | 3674 | 3434840 | AMERICAN STANDARD, INC. | 4A7A5036E1 | AC | Split System: Air-Cooled Condensing Unit, Coil with Blower | 4TTR5036E1 |  | 4TXCC037BC3 | 12.5 | 15 | Yes | Yes | 2011-02-28 |  | 1
FALSE | 4TTR6036B1 | 3674 | 3434841 | AMERICAN STANDARD, INC. | 4A7A5036E1 | AC | Split System: Air-Cooled Condensing Unit, Coil with Blower | 4TTR5036E1 |  | 4TXCC037BC3 | 13 | 15.5 | Yes | Yes | 2011-02-28 |  | 1
FALSE | 4TTR6036B1 | 3674 | 3434842 | AMERICAN STANDARD, INC. | 4A7A5036E1 | AC | Split System: Air-Cooled Condensing Unit, Coil with Blower | 4TTR5036E1 |  | 4TXCC037BC3 | 13 | 15.5 | Yes | Yes | 2011-02-28 |  | 1
FALSE | 4TTR6036B1 | 3674 | 3434853 | AMERICAN STANDARD, INC. | 4A7A5036E1 | AC | Split System: Air-Cooled Condensing Unit, Coil with Blower | 4TTR5036E1 |  | 4TXCC043BC3 | 12.5 | 15 | Yes | Yes | 2011-02-28 |  | 1
FALSE | 4TTR6036B1 | 3674 | 3434854 | AMERICAN STANDARD, INC. | 4A7A5036E1 | AC | Split System: Air-Cooled Condensing Unit, Coil with Blower | 4TTR5036E1 |  | 4TXCC043BC3 | 12 | 14.5 | Yes | Yes | 2011-02-28 |  | 0
FALSE | 4TTR6036B1 | 3674 | 3434855 | AMERICAN STANDARD, INC. | 4A7A5036E1 | AC | Split System: Air-Cooled Condensing Unit, Coil with Blower | 4TTR5036E1 |  | 4TXCC043BC3 | 12.5 | 15 | Yes | Yes | 2011-02-28 |  | 1
FALSE | 4TTR6036B1 | 3674 | 3434856 | AMERICAN STANDARD, INC. | 4A7A5036E1 | AC | Split System: Air-Cooled Condensing Unit, Coil with Blower | 4TTR5036E1 |  | 4TXCC043BC3 | 13 | 15.5 | Yes | Yes | 2011-02-28 |  | 1
FALSE | 4TTR6036B1 | 3674 | 3434864 | AMERICAN STANDARD, INC. | 4A7A5036E1 | AC | Split System: Air-Cooled Condensing Unit, Coil with Blower | 4TTR5036E1 |  | 4TXCC043BC3 | 12 | 14.5 | Yes | Yes | 2011-02-28 |  | 0
FALSE | 4TTR6036B1 | 3674 | 3434865 | AMERICAN STANDARD, INC. | 4A7A5036E1 | AC | Split System: Air-Cooled Condensing Unit, Coil with Blower | 4TTR5036E1 |  | 4TXCC043BC3 | 12 | 14.5 | Yes | Yes | 2011-02-28 |  | 0
FALSE | 4TTR6036B1 | 3674 | 3434866 | AMERICAN STANDARD, INC. | 4A7A5036E1 | AC | Split System: Air-Cooled Condensing Unit, Coil with Blower | 4TTR5036E1 |  | 4TXCC043BC3 | 12.5 | 15 | Yes | Yes | 2011-02-28 |  | 1
FALSE | 4TTR6036B1 | 3674 | 3434750 | AMERICAN STANDARD, INC. | 4A7A5036E1 | AC | Split System: Air-Cooled Condensing Unit, Coil with Blower | 4TTR5036E1 |  | 4TXCB048BC3 | 13 | 15 | Yes | Yes | 2011-02-28 |  | 1
FALSE | 4TTR6036B1 | 3674 | 3434751 | AMERICAN STANDARD, INC. | 4A7A5036E1 | AC | Split System: Air-Cooled Condensing Unit, Coil with Blower | 4TTR5036E1 |  | 4TXCB048BC3 | 13 | 15.5 | Yes | Yes | 2011-02-28 |  | 1
FALSE | 4TTR6036B1 | 3674 | 3434758 | AMERICAN STANDARD, INC. | 4A7A5036E1 | AC | Split System: Air-Cooled Condensing Unit, Coil with Blower | 4TTR5036E1 |  | 4TXCB048BC3 | 12.5 | 15 | Yes | Yes | 2011-02-28 |  | 1
FALSE | 4TTR6036B1 | 3674 | 3434759 | AMERICAN STANDARD, INC. | 4A7A5036E1 | AC | Split System: Air-Cooled Condensing Unit, Coil with Blower | 4TTR5036E1 |  | 4TXCB048BC3 | 12.5 | 15 | Yes | Yes | 2011-02-28 |  | 1
FALSE | 4TTR6036B1 | 3674 | 3434760 | AMERICAN STANDARD, INC. | 4A7A5036E1 | AC | Split System: Air-Cooled Condensing Unit, Coil with Blower | 4TTR5036E1 |  | 4TXCB048BC3 | 12 | 14.5 | Yes | Yes | 2011-02-28 |  | 0
FALSE | 4TTR6036B1 | 3674 | 3434761 | AMERICAN STANDARD, INC. | 4A7A5036E1 | AC | Split System: Air-Cooled Condensing Unit, Coil with Blower | 4TTR5036E1 |  | 4TXCB048BC3 | 12 | 14.5 | Yes | Yes | 2011-02-28 |  | 0
FALSE | 4TTR6036B1 | 3674 | 3434762 | AMERICAN STANDARD, INC. | 4A7A5036E1 | AC | Split System: Air-Cooled Condensing Unit, Coil with Blower | 4TTR5036E1 |  | 4TXCB048BC3 | 12.5 | 15 | Yes | Yes | 2011-02-28 |  | 1
FALSE | 4TTR6036B1 | 3674 | 3434763 | AMERICAN STANDARD, INC. | 4A7A5036E1 | AC | Split System: Air-Cooled Condensing Unit, Coil with Blower | 4TTR5036E1 |  | 4TXCB048BC3 | 12.5 | 15 | Yes | Yes | 2011-02-28 |  | 1
FALSE | 4TTR6036B1 | 3674 | 3434764 | AMERICAN STANDARD, INC. | 4A7A5036E1 | AC | Split System: Air-Cooled Condensing Unit, Coil with Blower | 4TTR5036E1 |  | 4TXCB048BC3 | 12 | 14.5 | Yes | Yes | 2011-02-28 |  | 0
FALSE | 4TTR6036B1 | 3674 | 3434765 | AMERICAN STANDARD, INC. | 4A7A5036E1 | AC | Split System: Air-Cooled Condensing Unit, Coil with Blower | 4TTR5036E1 |  | 4TXCB048BC3 | 13 | 15.75 | Yes | Yes | 2011-02-28 |  | 1
FALSE | 4TTR6036B1 | 3674 | 3434770 | AMERICAN STANDARD, INC. | 4A7A5036E1 | AC | Split System: Air-Cooled Condensing Unit, Coil with Blower | 4TTR5036E1 |  | 4TXCC005CC3 | 13 | 16 | Yes | Yes | 2011-02-28 |  | 2
FALSE | 4TTR6036B1 | 3674 | 3434771 | AMERICAN STANDARD, INC. | 4A7A5036E1 | AC | Split System: Air-Cooled Condensing Unit, Coil with Blower | 4TTR5036E1 |  | 4TXCC007CC3 | 13 | 16 | Yes | Yes | 2011-02-28 |  | 2
FALSE | 4TTR6036B1 | 3674 | 3434818 | AMERICAN STANDARD, INC. | 4A7A5036E1 | AC | Split System: Air-Cooled Condensing Unit, Coil with Blower | 4TTR5036E1 |  | 4TXCC037BC3 | 12.5 | 15 | Yes | Yes | 2011-02-28 |  | 1
FALSE | 4TTR6036B1 | 3674 | 3434819 | AMERICAN STANDARD, INC. | 4A7A5036E1 | AC | Split System: Air-Cooled Condensing Unit, Coil with Blower | 4TTR5036E1 |  | 4TXCC037BC3 | 12.5 | 15 | Yes | Yes | 2011-02-28 |  | 1
FALSE | 4TTR6036B1 | 3674 | 3434820 | AMERICAN STANDARD, INC. | 4A7A5036E1 | AC | Split System: Air-Cooled Condensing Unit, Coil with Blower | 4TTR5036E1 |  | 4TXCC037BC3 | 12 | 14.5 | Yes | Yes | 2011-02-28 |  | 0
FALSE | 4TTR6036B1 | 3674 | 3434821 | AMERICAN STANDARD, INC. | 4A7A5036E1 | AC | Split System: Air-Cooled Condensing Unit, Coil with Blower | 4TTR5036E1 |  | 4TXCC037BC3 | 12 | 14.5 | Yes | Yes | 2011-02-28 |  | 0
FALSE | 4TTR6036B1 | 3674 | 3434822 | AMERICAN STANDARD, INC. | 4A7A5036E1 | AC | Split System: Air-Cooled Condensing Unit, Coil with Blower | 4TTR5036E1 |  | 4TXCC037BC3 | 12 | 14.5 | Yes | Yes | 2011-02-28 |  | 0
FALSE | 4TTR6036B1 | 3674 | 3434823 | AMERICAN STANDARD, INC. | 4A7A5036E1 | AC | Split System: Air-Cooled Condensing Unit, Coil with Blower | 4TTR5036E1 |  | 4TXCC037BC3 | 12.5 | 15 | Yes | Yes | 2011-02-28 |  | 1
FALSE | 4TTR6036B1 | 3674 | 3434824 | AMERICAN STANDARD, INC. | 4A7A5036E1 | AC | Split System: Air-Cooled Condensing Unit, Coil with Blower | 4TTR5036E1 |  | 4TXCC037BC3 | 12.5 | 15 | Yes | Yes | 2011-02-28 |  | 1
FALSE | 4TTR6036B1 | 3674 | 3434825 | AMERICAN STANDARD, INC. | 4A7A5036E1 | AC | Split System: Air-Cooled Condensing Unit, Coil with Blower | 4TTR5036E1 |  | 4TXCC037BC3 | 12.5 | 15 | Yes | Yes | 2011-02-28 |  | 1
FALSE | 4TTR6036B1 | 3674 | 3434826 | AMERICAN STANDARD, INC. | 4A7A5036E1 | AC | Split System: Air-Cooled Condensing Unit, Coil with Blower | 4TTR5036E1 |  | 4TXCC037BC3 | 13 | 15.75 | Yes | Yes | 2011-02-28 |  | 1
FALSE | 4TTR6036B1 | 3674 | 3434867 | AMERICAN STANDARD, INC. | 4A7A5036E1 | AC | Split System: Air-Cooled Condensing Unit, Coil with Blower | 4TTR5036E1 |  | 4TXCC043BC3 | 12.5 | 15 | Yes | Yes | 2011-02-28 |  | 1
FALSE | 4TTR6036B1 | 3674 | 3434868 | AMERICAN STANDARD, INC. | 4A7A5036E1 | AC | Split System: Air-Cooled Condensing Unit, Coil with Blower | 4TTR5036E1 |  | 4TXCC043BC3 | 12.5 | 15 | Yes | Yes | 2011-02-28 |  | 1
FALSE | 4TTR6036B1 | 3674 | 3434869 | AMERICAN STANDARD, INC. | 4A7A5036E1 | AC | Split System: Air-Cooled Condensing Unit, Coil with Blower | 4TTR5036E1 |  | 4TXCC043BC3 | 13 | 15.75 | Yes | Yes | 2011-02-28 |  | 1
FALSE | 4TTR6036B1 | 3674 | 3434878 | AMERICAN STANDARD, INC. | 4A7A5036E1 | AC | Split System: Air-Cooled Condensing Unit, Coil with Blower | 4TTR5036E1 |  | 4TXCC043BC3 | 12 | 14.5 | Yes | Yes | 2011-02-28 |  | 0
FALSE | 4TTR6036B1 | 3674 | 3434879 | AMERICAN STANDARD, INC. | 4A7A5036E1 | AC | Split System: Air-Cooled Condensing Unit, Coil with Blower | 4TTR5036E1 |  | 4TXCC043BC3 | 12 | 14.5 | Yes | Yes | 2011-02-28 |  | 0
FALSE | 4TTR6036B1 | 3674 | 3434880 | AMERICAN STANDARD, INC. | 4A7A5036E1 | AC | Split System: Air-Cooled Condensing Unit, Coil with Blower | 4TTR5036E1 |  | 4TXCC043BC3 | 12.5 | 15 | Yes | Yes | 2011-02-28 |  | 1
FALSE | 4TTR6036B1 | 3674 | 3434881 | AMERICAN STANDARD, INC. | 4A7A5036E1 | AC | Split System: Air-Cooled Condensing Unit, Coil with Blower | 4TTR5036E1 |  | 4TXCC043BC3 | 12 | 14.5 | Yes | Yes | 2011-02-28 |  | 0
FALSE | 4TTR6036B1 | 3674 | 3434882 | AMERICAN STANDARD, INC. | 4A7A5036E1 | AC | Split System: Air-Cooled Condensing Unit, Coil with Blower | 4TTR5036E1 |  | 4TXCC043BC3 | 12.5 | 15 | Yes | Yes | 2011-02-28 |  | 1
FALSE | 4TTR6036B1 | 3674 | 3434884 | AMERICAN STANDARD, INC. | 4A7A5036E1 | AC | Split System: Air-Cooled Condensing Unit, Coil with Blower | 4TTR5036E1 |  | 4TXCC043BC3 | 13 | 15.5 | Yes | Yes | 2011-02-28 |  | 1
FALSE | 4TTR6036B1 | 3674 | 3434889 | AMERICAN STANDARD, INC. | 4A7A5036E1 | AC | Split System: Air-Cooled Condensing Unit, Coil with Blower | 4TTR5036E1 |  | 4TXCC043BC3 | 12.5 | 15 | Yes | Yes | 2011-02-28 |  | 1
FALSE | 4TTR6036B1 | 3674 | 3434890 | AMERICAN STANDARD, INC. | 4A7A5036E1 | AC | Split System: Air-Cooled Condensing Unit, Coil with Blower | 4TTR5036E1 |  | 4TXCC043BC3 | 12.5 | 15 | Yes | Yes | 2011-02-28 |  | 1
FALSE | 4TTR6036B1 | 3674 | 3434891 | AMERICAN STANDARD, INC. | 4A7A5036E1 | AC | Split System: Air-Cooled Condensing Unit, Coil with Blower | 4TTR5036E1 |  | 4TXCC043BC3 | 12 | 14.5 | Yes | Yes | 2011-02-28 |  | 0
FALSE | 4TTR6036B1 | 3674 | 3434892 | AMERICAN STANDARD, INC. | 4A7A5036E1 | AC | Split System: Air-Cooled Condensing Unit, Coil with Blower | 4TTR5036E1 |  | 4TXCC043BC3 | 13 | 15 | Yes | Yes | 2011-02-28 |  | 1
FALSE | 4TTR6036B1 | 3674 | 3434895 | AMERICAN STANDARD, INC. | 4A7A5036E1 | AC | Split System: Air-Cooled Condensing Unit, Coil with Blower | 4TTR5036E1 |  | 4TXCC044BC3 | 12.5 | 15 | Yes | Yes | 2011-02-28 |  | 1
FALSE | 4TTR6036B1 | 3674 | 3434896 | AMERICAN STANDARD, INC. | 4A7A5036E1 | AC | Split System: Air-Cooled Condensing Unit, Coil with Blower | 4TTR5036E1 |  | 4TXCC044BC3 | 12.5 | 15 | Yes | Yes | 2011-02-28 |  | 1
FALSE | 4TTR6036B1 | 3674 | 3434897 | AMERICAN STANDARD, INC. | 4A7A5036E1 | AC | Split System: Air-Cooled Condensing Unit, Coil with Blower | 4TTR5036E1 |  | 4TXCC044BC3 | 12.5 | 15 | Yes | Yes | 2011-02-28 |  | 1
FALSE | 4TTR6036B1 | 3674 | 3434898 | AMERICAN STANDARD, INC. | 4A7A5036E1 | AC | Split System: Air-Cooled Condensing Unit, Coil with Blower | 4TTR5036E1 |  | 4TXCC044BC3 | 13 | 15 | Yes | Yes | 2011-02-28 |  | 1
FALSE | 4TTR6036B1 | 3674 | 3434899 | AMERICAN STANDARD, INC. | 4A7A5036E1 | AC | Split System: Air-Cooled Condensing Unit, Coil with Blower | 4TTR5036E1 |  | 4TXCC044BC3 | 12.5 | 15 | Yes | Yes | 2011-02-28 |  | 1
FALSE | 4TTR6036B1 | 3674 | 3434900 | AMERICAN STANDARD, INC. | 4A7A5036E1 | AC | Split System: Air-Cooled Condensing Unit, Coil with Blower | 4TTR5036E1 |  | 4TXCC044BC3 | 13 | 15.5 | Yes | Yes | 2011-02-28 |  | 1
FALSE | 4TTR6036B1 | 3674 | 3434901 | AMERICAN STANDARD, INC. | 4A7A5036E1 | AC | Split System: Air-Cooled Condensing Unit, Coil with Blower | 4TTR5036E1 |  | 4TXCC044BC3 | 13 | 16 | Yes | Yes | 2011-02-28 |  | 2
FALSE | 4TTR6036B1 | 3674 | 3434903 | AMERICAN STANDARD, INC. | 4A7A5036E1 | AC | Split System: Air-Cooled Condensing Unit, Coil with Blower | 4TTR5036E1 |  | 4TXCC044BC3 | 13 | 15.5 | Yes | Yes | 2011-02-28 |  | 1
FALSE | 4TTR6036B1 | 3674 | 3434904 | AMERICAN STANDARD, INC. | 4A7A5036E1 | AC | Split System: Air-Cooled Condensing Unit, Coil with Blower | 4TTR5036E1 |  | 4TXCC044BC3 | 13 | 15.5 | Yes | Yes | 2011-02-28 |  | 1
FALSE | 4TTR6036B1 | 3674 | 3435027 | AMERICAN STANDARD, INC. | 4A7A5036E1 | AC | Split System: Air-Cooled Condensing Unit, Coil with Blower | 4TTR5036E1 |  | 4TXCC060BC3 | 13 | 15 | Yes | Yes | 2011-02-28 |  | 1
FALSE | 4TTR6036B1 | 3674 | 3435032 | AMERICAN STANDARD, INC. | 4A7A5036E1 | AC | Split System: Air-Cooled Condensing Unit, Coil with Blower | 4TTR5036E1 |  | 4TXCD050BC3 | 13 | 16 | Yes | Yes | 2011-02-28 |  | 2
FALSE | 4TTR6036B1 | 3674 | 3435034 | AMERICAN STANDARD, INC. | 4A7A5036E1 | AC | Split System: Air-Cooled Condensing Unit, Coil with Blower | 4TTR5036E1 |  | 4TXCD050BC3 | 13 | 16 | Yes | Yes | 2011-02-28 |  | 2
FALSE | 4TTR6036B1 | 3674 | 3435037 | AMERICAN STANDARD, INC. | 4A7A5036E1 | AC | Split System: Air-Cooled Condensing Unit, Coil with Blower | 4TTR5036E1 |  | 4TXCD050BC3 | 13 | 15 | Yes | Yes | 2011-02-28 |  | 1
FALSE | 4TTR6036B1 | 3674 | 3435038 | AMERICAN STANDARD, INC. | 4A7A5036E1 | AC | Split System: Air-Cooled Condensing Unit, Coil with Blower | 4TTR5036E1 |  | 4TXCD050BC3 | 13 | 15 | Yes | Yes | 2011-02-28 |  | 1
FALSE | 4TTR6036B1 | 3674 | 3435039 | AMERICAN STANDARD, INC. | 4A7A5036E1 | AC | Split System: Air-Cooled Condensing Unit, Coil with Blower | 4TTR5036E1 |  | 4TXCD050BC3 | 13 | 15.75 | Yes | Yes | 2011-02-28 |  | 1
FALSE | 4TTR6036B1 | 3674 | 3435044 | AMERICAN STANDARD, INC. | 4A7A5036E1 | AC | Split System: Air-Cooled Condensing Unit, Coil with Blower | 4TTR5036E1 |  | 4TXCD050BC3 | 13 | 15 | Yes | Yes | 2011-02-28 |  | 1
FALSE | 4TTR6036B1 | 3674 | 3435045 | AMERICAN STANDARD, INC. | 4A7A5036E1 | AC | Split System: Air-Cooled Condensing Unit, Coil with Blower | 4TTR5036E1 |  | 4TXCD050BC3 | 13 | 15 | Yes | Yes | 2011-02-28 |  | 1
FALSE | 4TTR6036B1 | 3674 | 3435046 | AMERICAN STANDARD, INC. | 4A7A5036E1 | AC | Split System: Air-Cooled Condensing Unit, Coil with Blower | 4TTR5036E1 |  | 4TXCD050BC3 | 13 | 15.75 | Yes | Yes | 2011-02-28 |  | 1
FALSE | 4TTR6036B1 | 3674 | 3435053 | AMERICAN STANDARD, INC. | 4A7A5036E1 | AC | Split System: Air-Cooled Condensing Unit, Coil with Blower | 4TTR5036E1 |  | 4TXCD061BC3 | 13 | 16 | Yes | Yes | 2011-02-28 |  | 2
FALSE | 4TTR6036B1 | 3674 | 3435054 | AMERICAN STANDARD, INC. | 4A7A5036E1 | AC | Split System: Air-Cooled Condensing Unit, Coil with Blower | 4TTR5036E1 |  | 4TXCD061BC3 | 13 | 16 | Yes | Yes | 2011-02-28 |  | 2
FALSE | 4TTR6036B1 | 3674 | 3435055 | AMERICAN STANDARD, INC. | 4A7A5036E1 | AC | Split System: Air-Cooled Condensing Unit, Coil with Blower | 4TTR5036E1 |  | 4TXCD061BC3 | 13 | 15.5 | Yes | Yes | 2011-02-28 |  | 1
FALSE | 4TTR6036B1 | 3674 | 3435056 | AMERICAN STANDARD, INC. | 4A7A5036E1 | AC | Split System: Air-Cooled Condensing Unit, Coil with Blower | 4TTR5036E1 |  | 4TXCD061BC3 | 13 | 15.5 | Yes | Yes | 2011-02-28 |  | 1
FALSE | 4TTR6036B1 | 3674 | 3435059 | AMERICAN STANDARD, INC. | 4A7A5036E1 | AC | Split System: Air-Cooled Condensing Unit, Coil with Blower | 4TTR5036E1 |  | 4TXCD061BC3 | 13 | 16 | Yes | Yes | 2011-02-28 |  | 2
FALSE | 4TTR6036B1 | 3674 | 3435061 | AMERICAN STANDARD, INC. | 4A7A5036E1 | AC | Split System: Air-Cooled Condensing Unit, Coil with Blower | 4TTR5036E1 |  | 4TXCD061BC3 | 13 | 16 | Yes | Yes | 2011-02-28 |  | 2
FALSE | 4TTR6036B1 | 3674 | 3435066 | AMERICAN STANDARD, INC. | 4A7A5036E1 | AC | Split System: Air-Cooled Condensing Unit, Coil with Blower | 4TTR5036E1 |  | 4TXCD061BC3 | 13 | 16 | Yes | Yes | 2011-02-28 |  | 2
FALSE | 4TTR6036B1 | 3674 | 3435067 | AMERICAN STANDARD, INC. | 4A7A5036E1 | AC | Split System: Air-Cooled Condensing Unit, Coil with Blower | 4TTR5036E1 |  | 4TXCD061BC3 | 13 | 15.5 | Yes | Yes | 2011-02-28 |  | 1
FALSE | 4TTR6036B1 | 3674 | 3435068 | AMERICAN STANDARD, INC. | 4A7A5036E1 | AC | Split System: Air-Cooled Condensing Unit, Coil with Blower | 4TTR5036E1 |  | 4TXCD061BC3 | 13 | 15.5 | Yes | Yes | 2011-02-28 |  | 1
FALSE | 4TTR6036B1 | 3674 | 3435071 | AMERICAN STANDARD, INC. | 4A7A5036E1 | AC | Split System: Air-Cooled Condensing Unit, Coil with Blower | 4TTR5036E1 |  | 4TXCD064BC3 | 13 | 15 | Yes | Yes | 2011-02-28 |  | 1
FALSE | 4TTR6036B1 | 3674 | 3435072 | AMERICAN STANDARD, INC. | 4A7A5036E1 | AC | Split System: Air-Cooled Condensing Unit, Coil with Blower | 4TTR5036E1 |  | 4TXCD064BC3 | 13 | 15 | Yes | Yes | 2011-02-28 |  | 1
FALSE | 4TTR6036B1 | 3674 | 3435079 | AMERICAN STANDARD, INC. | 4A7A5036E1 | AC | Split System: Air-Cooled Condensing Unit, Coil with Blower | 4TTR5036E1 |  | 4TXCD064BC3 | 13 | 15 | Yes | Yes | 2011-02-28 |  | 1
FALSE | 4TTR6036B1 | 3674 | 3435080 | AMERICAN STANDARD, INC. | 4A7A5036E1 | AC | Split System: Air-Cooled Condensing Unit, Coil with Blower | 4TTR5036E1 |  | 4TXCD064BC3 | 13 | 15 | Yes | Yes | 2011-02-28 |  | 1
FALSE | 4TTR6036B1 | 3674 | 3435081 | AMERICAN STANDARD, INC. | 4A7A5036E1 | AC | Split System: Air-Cooled Condensing Unit, Coil with Blower | 4TTR5036E1 |  | 4TXCD064BC3 | 13 | 16 | Yes | Yes | 2011-02-28 |  | 2
FALSE | 4TTR6042B1 | 3680 | 3435309 | TRANE | 4TTR5042E1 | AC | Split System: Air-Cooled Condensing Unit, Coil with Blower | 4TTR5042E1 |  | 4CXCB036CC3 | 12 | 14.5 | Yes | Yes | 2011-01-21 |  | 0
FALSE | 4TTR6042B1 | 3680 | 3435314 | TRANE | 4TTR5042E1 | AC | Split System: Air-Cooled Condensing Unit, Coil with Blower | 4TTR5042E1 |  | 4CXCB036CC3 | 12 | 14.5 | Yes | Yes | 2011-01-21 |  | 0
FALSE | 4TTR6042B1 | 3680 | 3435316 | TRANE | 4TTR5042E1 | AC | Split System: Air-Cooled Condensing Unit, Coil with Blower | 4TTR5042E1 |  | 4CXCB036CC3 | 12 | 14.5 | Yes | Yes | 2011-01-21 |  | 0
FALSE | 4TTR6042B1 | 3680 | 3435321 | TRANE | 4TTR5042E1 | AC | Split System: Air-Cooled Condensing Unit, Coil with Blower | 4TTR5042E1 |  | 4CXCB036CC3 | 12 | 14.5 | Yes | Yes | 2011-01-21 |  | 0
FALSE | 4TTR6042B1 | 3680 | 3435322 | TRANE | 4TTR5042E1 | AC | Split System: Air-Cooled Condensing Unit, Coil with Blower | 4TTR5042E1 |  | 4CXCB036CC3 | 12 | 14.5 | Yes | Yes | 2011-01-21 |  | 0
FALSE | 4TTR6042B1 | 3680 | 3435333 | TRANE | 4TTR5042E1 | AC | Split System: Air-Cooled Condensing Unit, Coil with Blower | 4TTR5042E1 |  | 4CXCB042CC3 | 12 | 14.5 | Yes | Yes | 2011-01-21 |  | 0
FALSE | 4TTR6042B1 | 3680 | 3435334 | TRANE | 4TTR5042E1 | AC | Split System: Air-Cooled Condensing Unit, Coil with Blower | 4TTR5042E1 |  | 4CXCB042CC3 | 12 | 14.5 | Yes | Yes | 2011-01-21 |  | 0
FALSE | 4TTR6042B1 | 3680 | 3435342 | TRANE | 4TTR5042E1 | AC | Split System: Air-Cooled Condensing Unit, Coil with Blower | 4TTR5042E1 |  | 4CXCB042CC3 | 12 | 14.5 | Yes | Yes | 2011-01-21 |  | 0
FALSE | 4TTR6042B1 | 3680 | 3435346 | TRANE | 4TTR5042E1 | AC | Split System: Air-Cooled Condensing Unit, Coil with Blower | 4TTR5042E1 |  | 4CXCB042CC3 | 12 | 14.5 | Yes | Yes | 2011-01-21 |  | 0
FALSE | 4TTR6036B1 | 3674 | 3434941 | AMERICAN STANDARD, INC. | 4A7A5036E1 | AC | Split System: Air-Cooled Condensing Unit, Coil with Blower | 4TTR5036E1 |  | 4TXCC049BC3 | 13 | 16 | Yes | Yes | 2011-02-28 |  | 2
FALSE | 4TTR6036B1 | 3674 | 3434942 | AMERICAN STANDARD, INC. | 4A7A5036E1 | AC | Split System: Air-Cooled Condensing Unit, Coil with Blower | 4TTR5036E1 |  | 4TXCC049BC3 | 13 | 15.5 | Yes | Yes | 2011-02-28 |  | 1
FALSE | 4TTR6036B1 | 3674 | 3434945 | AMERICAN STANDARD, INC. | 4A7A5036E1 | AC | Split System: Air-Cooled Condensing Unit, Coil with Blower | 4TTR5036E1 |  | 4TXCC049BC3 | 12.5 | 15 | Yes | Yes | 2011-02-28 |  | 1
FALSE | 4TTR6036B1 | 3674 | 3434946 | AMERICAN STANDARD, INC. | 4A7A5036E1 | AC | Split System: Air-Cooled Condensing Unit, Coil with Blower | 4TTR5036E1 |  | 4TXCC049BC3 | 12.5 | 15 | Yes | Yes | 2011-02-28 |  | 1
FALSE | 4TTR6036B1 | 3674 | 3434949 | AMERICAN STANDARD, INC. | 4A7A5036E1 | AC | Split System: Air-Cooled Condensing Unit, Coil with Blower | 4TTR5036E1 |  | 4TXCC049BC3 | 12.5 | 15 | Yes | Yes | 2011-02-28 |  | 1
FALSE | 4TTR6036B1 | 3674 | 3434951 | AMERICAN STANDARD, INC. | 4A7A5036E1 | AC | Split System: Air-Cooled Condensing Unit, Coil with Blower | 4TTR5036E1 |  | 4TXCC049BC3 | 12.5 | 15 | Yes | Yes | 2011-02-28 |  | 1
FALSE | 4TTR6036B1 | 3674 | 3434952 | AMERICAN STANDARD, INC. | 4A7A5036E1 | AC | Split System: Air-Cooled Condensing Unit, Coil with Blower | 4TTR5036E1 |  | 4TXCC049BC3 | 13 | 16 | Yes | Yes | 2011-02-28 |  | 2
FALSE | 4TTR6036B1 | 3674 | 3434962 | AMERICAN STANDARD, INC. | 4A7A5036E1 | AC | Split System: Air-Cooled Condensing Unit, Coil with Blower | 4TTR5036E1 |  | 4TXCC049BC3 | 13 | 15 | Yes | Yes | 2011-02-28 |  | 1
FALSE | 4TTR6036B1 | 3674 | 3434963 | AMERICAN STANDARD, INC. | 4A7A5036E1 | AC | Split System: Air-Cooled Condensing Unit, Coil with Blower | 4TTR5036E1 |  | 4TXCC049BC3 | 13 | 15 | Yes | Yes | 2011-02-28 |  | 1
FALSE | 4TTR6036B1 | 3674 | 3434971 | AMERICAN STANDARD, INC. | 4A7A5036E1 | AC | Split System: Air-Cooled Condensing Unit, Coil with Blower | 4TTR5036E1 |  | 4TXCC049BC3 | 13 | 15.5 | Yes | Yes | 2011-02-28 |  | 1
FALSE | 4TTR6036B1 | 3674 | 3434972 | AMERICAN STANDARD, INC. | 4A7A5036E1 | AC | Split System: Air-Cooled Condensing Unit, Coil with Blower | 4TTR5036E1 |  | 4TXCC049BC3 | 13 | 15.5 | Yes | Yes | 2011-02-28 |  | 1
FALSE | 4TTR6036B1 | 3674 | 3434973 | AMERICAN STANDARD, INC. | 4A7A5036E1 | AC | Split System: Air-Cooled Condensing Unit, Coil with Blower | 4TTR5036E1 |  | 4TXCC049BC3 | 13 | 15.5 | Yes | Yes | 2011-02-28 |  | 1
FALSE | 4TTR6036B1 | 3674 | 3434974 | AMERICAN STANDARD, INC. | 4A7A5036E1 | AC | Split System: Air-Cooled Condensing Unit, Coil with Blower | 4TTR5036E1 |  | 4TXCC049BC3 | 13 | 15 | Yes | Yes | 2011-02-28 |  | 1
FALSE | 4TTR6036B1 | 3674 | 3435007 | AMERICAN STANDARD, INC. | 4A7A5036E1 | AC | Split System: Air-Cooled Condensing Unit, Coil with Blower | 4TTR5036E1 |  | 4TXCC060BC3 | 12.5 | 15 | Yes | Yes | 2011-02-28 |  | 1
FALSE | 4TTR6036B1 | 3674 | 3435008 | AMERICAN STANDARD, INC. | 4A7A5036E1 | AC | Split System: Air-Cooled Condensing Unit, Coil with Blower | 4TTR5036E1 |  | 4TXCC060BC3 | 12.5 | 15 | Yes | Yes | 2011-02-28 |  | 1
FALSE | 4TTR6036B1 | 3674 | 3435009 | AMERICAN STANDARD, INC. | 4A7A5036E1 | AC | Split System: Air-Cooled Condensing Unit, Coil with Blower | 4TTR5036E1 |  | 4TXCC060BC3 | 13 | 15 | Yes | Yes | 2011-02-28 |  | 1
FALSE | 4TTR6036B1 | 3674 | 3435010 | AMERICAN STANDARD, INC. | 4A7A5036E1 | AC | Split System: Air-Cooled Condensing Unit, Coil with Blower | 4TTR5036E1 |  | 4TXCC060BC3 | 13 | 15.5 | Yes | Yes | 2011-02-28 |  | 1
FALSE | 4TTR6036B1 | 3674 | 3435021 | AMERICAN STANDARD, INC. | 4A7A5036E1 | AC | Split System: Air-Cooled Condensing Unit, Coil with Blower | 4TTR5036E1 |  | 4TXCC060BC3 | 13 | 16 | Yes | Yes | 2011-02-28 |  | 2
FALSE | 4TTR6036B1 | 3674 | 3435024 | AMERICAN STANDARD, INC. | 4A7A5036E1 | AC | Split System: Air-Cooled Condensing Unit, Coil with Blower | 4TTR5036E1 |  | 4TXCC060BC3 | 13 | 15 | Yes | Yes | 2011-02-28 |  | 1
FALSE | 4TTR6036B1 | 3674 | 3435025 | AMERICAN STANDARD, INC. | 4A7A5036E1 | AC | Split System: Air-Cooled Condensing Unit, Coil with Blower | 4TTR5036E1 |  | 4TXCC060BC3 | 12.5 | 15 | Yes | Yes | 2011-02-28 |  | 1
FALSE | 4TTR6036B1 | 3674 | 3435026 | AMERICAN STANDARD, INC. | 4A7A5036E1 | AC | Split System: Air-Cooled Condensing Unit, Coil with Blower | 4TTR5036E1 |  | 4TXCC060BC3 | 13 | 15 | Yes | Yes | 2011-02-28 |  | 1
FALSE | 4TTR6042B1 | 3680 | 3435425 | TRANE | 4TTR5042E1 | AC | Split System: Air-Cooled Condensing Unit, Coil with Blower | 4TTR5042E1 |  | 4CXCC049CC3 | 13 | 15.5 | Yes | Yes | 2011-01-21 |  | 1
FALSE | 4TTR6042B1 | 3680 | 3435434 | TRANE | 4TTR5042E1 | AC | Split System: Air-Cooled Condensing Unit, Coil with Blower | 4TTR5042E1 |  | 4CXCC049CC3 | 12.5 | 15 | Yes | Yes | 2011-01-21 |  | 1
FALSE | 4TTR6042B1 | 3680 | 3435435 | TRANE | 4TTR5042E1 | AC | Split System: Air-Cooled Condensing Unit, Coil with Blower | 4TTR5042E1 |  | 4CXCC049CC3 | 12.5 | 14.5 | Yes | Yes | 2011-01-21 |  | 0
FALSE | 4TTR6042B1 | 3680 | 3435436 | TRANE | 4TTR5042E1 | AC | Split System: Air-Cooled Condensing Unit, Coil with Blower | 4TTR5042E1 |  | 4CXCC049CC3 | 12.5 | 15 | Yes | Yes | 2011-01-21 |  | 1
FALSE | 4TTR6042B1 | 3680 | 3435443 | TRANE | 4TTR5042E1 | AC | Split System: Air-Cooled Condensing Unit, Coil with Blower | 4TTR5042E1 |  | 4CXCC049CC3 | 13 | 15 | Yes | Yes | 2011-01-21 |  | 1
FALSE | 4TTR6042B1 | 3680 | 3435445 | TRANE | 4TTR5042E1 | AC | Split System: Air-Cooled Condensing Unit, Coil with Blower | 4TTR5042E1 |  | 4CXCC049CC3 | 12.5 | 15 | Yes | Yes | 2011-01-21 |  | 1
FALSE | 4TTR6042B1 | 3680 | 3435452 | TRANE | 4TTR5042E1 | AC | Split System: Air-Cooled Condensing Unit, Coil with Blower | 4TTR5042E1 |  | 4CXCC049CC3 | 13 | 15.5 | Yes | Yes | 2011-01-21 |  | 1
FALSE | 4TTR6042B1 | 3680 | 3435453 | TRANE | 4TTR5042E1 | AC | Split System: Air-Cooled Condensing Unit, Coil with Blower | 4TTR5042E1 |  | 4CXCC049CC3 | 12.5 | 14.5 | Yes | Yes | 2011-01-21 |  | 0
FALSE | 4TTR6042B1 | 3680 | 3435455 | TRANE | 4TTR5042E1 | AC | Split System: Air-Cooled Condensing Unit, Coil with Blower | 4TTR5042E1 |  | 4CXCC049CC3 | 12 | 14.5 | Yes | Yes | 2011-01-21 |  | 0
FALSE | 4TTR6042B1 | 3680 | 3435461 | TRANE | 4TTR5042E1 | AC | Split System: Air-Cooled Condensing Unit, Coil with Blower | 4TTR5042E1 |  | 4TEC3F55B1 | 12 | 14.5 | Yes | Yes | 2011-01-21 |  | 0
FALSE | 4TTR6042B1 | 3680 | 3435462 | TRANE | 4TTR5042E1 | AC | Split System: Air-Cooled Condensing Unit, Coil with Blower | 4TTR5042E1 |  | 4TEE3C04A1 | 13 | 16 | Yes | Yes | 2011-01-21 |  | 2
FALSE | 4TTR6042B1 | 3680 | 3435464 | TRANE | 4TTR5042E1 | AC | Split System: Air-Cooled Condensing Unit, Coil with Blower | 4TTR5042E1 |  | 4TEE3C07A1 | 13 | 16 | Yes | Yes | 2011-01-21 |  | 2
FALSE | 4TTR6042B1 | 3680 | 3435465 | TRANE | 4TTR5042E1 | AC | Split System: Air-Cooled Condensing Unit, Coil with Blower | 4TTR5042E1 |  | 4TEE3C07A1+18-GJ01D | 13 | 16 | Yes | Yes | 2011-01-21 |  | 2
FALSE | 4TTR6042B1 | 3680 | 3435466 | TRANE | 4TTR5042E1 | AC | Split System: Air-Cooled Condensing Unit, Coil with Blower | 4TTR5042E1 |  | 4TEE3C09A1 | 13 | 16 | Yes | Yes | 2011-01-21 |  | 2
FALSE | 4TTR6042B1 | 3680 | 3435467 | TRANE | 4TTR5042E1 | AC | Split System: Air-Cooled Condensing Unit, Coil with Blower | 4TTR5042E1 |  | 4TEE3C09A1+18-GJ01D | 13 | 16 | Yes | Yes | 2011-01-21 |  | 2
FALSE | 4TTR6042B1 | 3680 | 3435468 | TRANE | 4TTR5042E1 | AC | Split System: Air-Cooled Condensing Unit, Coil with Blower | 4TTR5042E1 |  | 4TEE3C10A1 | 13 | 16.25 | Yes | Yes | 2011-01-21 |  | 2
FALSE | 4TTR6042B1 | 3680 | 3435472 | TRANE | 4TTR5042E1 | AC | Split System: Air-Cooled Condensing Unit, Coil with Blower | 4TTR5042E1 |  | 4TEE3F37B1 | 12 | 14.5 | Yes | Yes | 2011-01-21 |  | 0
FALSE | 4TTR6042B1 | 3680 | 3435473 | TRANE | 4TTR5042E1 | AC | Split System: Air-Cooled Condensing Unit, Coil with Blower | 4TTR5042E1 |  | 4TEE3F39A1 | 13 | 15 | Yes | Yes | 2011-01-21 |  | 1
FALSE | 4TTR6042B1 | 3680 | 3435474 | TRANE | 4TTR5042E1 | AC | Split System: Air-Cooled Condensing Unit, Coil with Blower | 4TTR5042E1 |  | 4TEE3F40B1 | 13 | 16 | Yes | Yes | 2011-01-21 |  | 2
FALSE | 4TTR6042B1 | 3680 | 3435475 | TRANE | 4TTR5042E1 | AC | Split System: Air-Cooled Condensing Unit, Coil with Blower | 4TTR5042E1 |  | 4TEE3F48A1 | 13 | 15 | Yes | Yes | 2011-01-21 |  | 1
FALSE | 4TTR6042B1 | 3680 | 3435476 | TRANE | 4TTR5042E1 | AC | Split System: Air-Cooled Condensing Unit, Coil with Blower | 4TTR5042E1 |  | 4TEE3F49B1 | 13 | 16 | Yes | Yes | 2011-01-21 |  | 2
FALSE | 4TTR6042B1 | 3680 | 3435478 | TRANE | 4TTR5042E1 | AC | Split System: Air-Cooled Condensing Unit, Coil with Blower | 4TTR5042E1 |  | 4TEE3F64A1 | 12.5 | 15 | Yes | Yes | 2011-01-21 |  | 1
FALSE | 4TTR6042B1 | 3680 | 3435569 | TRANE | 4TTR5042E1 | AC | Split System: Air-Cooled Condensing Unit, Coil with Blower | 4TTR5042E1 |  | 4TXAB048BC3 | 12 | 14.5 | Yes | Yes | 2011-01-21 |  | 0
FALSE | 4TTR6042B1 | 3680 | 3435573 | TRANE | 4TTR5042E1 | AC | Split System: Air-Cooled Condensing Unit, Coil with Blower | 4TTR5042E1 |  | 4TXAB048BC3 | 13 | 15 | Yes | Yes | 2011-01-21 |  | 1
FALSE | 4TTR6042B1 | 3680 | 3435574 | TRANE | 4TTR5042E1 | AC | Split System: Air-Cooled Condensing Unit, Coil with Blower | 4TTR5042E1 |  | 4TXAB048BC3 | 12 | 14.5 | Yes | Yes | 2011-01-21 |  | 0
FALSE | 4TTR6042B1 | 3680 | 3435612 | TRANE | 4TTR5042E1 | AC | Split System: Air-Cooled Condensing Unit, Coil with Blower | 4TTR5042E1 |  | 4TXAC037BC3 | 12 | 14.5 | Yes | Yes | 2011-01-21 |  | 0
FALSE | 4TTR6042B1 | 3680 | 3435613 | TRANE | 4TTR5042E1 | AC | Split System: Air-Cooled Condensing Unit, Coil with Blower | 4TTR5042E1 |  | 4TXAC037BC3 | 12 | 14.5 | Yes | Yes | 2011-01-21 |  | 0
FALSE | 4TTR6042B1 | 3680 | 3435615 | TRANE | 4TTR5042E1 | AC | Split System: Air-Cooled Condensing Unit, Coil with Blower | 4TTR5042E1 |  | 4TXAC037BC3 | 12 | 14.5 | Yes | Yes | 2011-01-21 |  | 0
FALSE | 4TTR6042B1 | 3680 | 3435616 | TRANE | 4TTR5042E1 | AC | Split System: Air-Cooled Condensing Unit, Coil with Blower | 4TTR5042E1 |  | 4TXAC037BC3 | 12.5 | 15 | Yes | Yes | 2011-01-21 |  | 1
FALSE | 4TTR6042B1 | 3680 | 3435619 | TRANE | 4TTR5042E1 | AC | Split System: Air-Cooled Condensing Unit, Coil with Blower | 4TTR5042E1 |  | 4TXAC037BC3 | 12.5 | 15 | Yes | Yes | 2011-01-21 |  | 1
FALSE | 4TTR6042B1 | 3680 | 3435620 | TRANE | 4TTR5042E1 | AC | Split System: Air-Cooled Condensing Unit, Coil with Blower | 4TTR5042E1 |  | 4TXAC037BC3 | 12 | 14.5 | Yes | Yes | 2011-01-21 |  | 0
FALSE | 4TTR6042B1 | 3680 | 3435622 | TRANE | 4TTR5042E1 | AC | Split System: Air-Cooled Condensing Unit, Coil with Blower | 4TTR5042E1 |  | 4TXAC037BC3 | 12.5 | 14.5 | Yes | Yes | 2011-01-21 |  | 0
FALSE | 4TTR6042B1 | 3680 | 3435624 | TRANE | 4TTR5042E1 | AC | Split System: Air-Cooled Condensing Unit, Coil with Blower | 4TTR5042E1 |  | 4TXAC037BC3 | 12.5 | 15 | Yes | Yes | 2011-01-21 |  | 1
FALSE | 4TTR6042B1 | 3680 | 3435625 | TRANE | 4TTR5042E1 | AC | Split System: Air-Cooled Condensing Unit, Coil with Blower | 4TTR5042E1 |  | 4TXAC037BC3 | 12.5 | 15 | Yes | Yes | 2011-01-21 |  | 1
FALSE | 4TTR6042B1 | 3680 | 3435626 | TRANE | 4TTR5042E1 | AC | Split System: Air-Cooled Condensing Unit, Coil with Blower | 4TTR5042E1 |  | 4TXAC037BC3 | 12.5 | 14.5 | Yes | Yes | 2011-01-21 |  | 0
FALSE | 4TTR6042B1 | 3680 | 3435632 | TRANE | 4TTR5042E1 | AC | Split System: Air-Cooled Condensing Unit, Coil with Blower | 4TTR5042E1 |  | 4TXAC037BC3 | 12.5 | 15 | Yes | Yes | 2011-01-21 |  | 1
FALSE | 4TTR6042B1 | 3680 | 3435634 | TRANE | 4TTR5042E1 | AC | Split System: Air-Cooled Condensing Unit, Coil with Blower | 4TTR5042E1 |  | 4TXAC037BC3 | 13 | 15 | Yes | Yes | 2011-01-21 |  | 1
FALSE | 4TTR6042B1 | 3680 | 3435635 | TRANE | 4TTR5042E1 | AC | Split System: Air-Cooled Condensing Unit, Coil with Blower | 4TTR5042E1 |  | 4TXAC037BC3 | 12 | 14.5 | Yes | Yes | 2011-01-21 |  | 0
FALSE | 4TTR6042B1 | 3680 | 3435636 | TRANE | 4TTR5042E1 | AC | Split System: Air-Cooled Condensing Unit, Coil with Blower | 4TTR5042E1 |  | 4TXAC037BC3 | 13 | 15.5 | Yes | Yes | 2011-01-21 |  | 1
FALSE | 4TTR6042B1 | 3680 | 3435637 | TRANE | 4TTR5042E1 | AC | Split System: Air-Cooled Condensing Unit, Coil with Blower | 4TTR5042E1 |  | 4TXAC037BC3 | 12 | 14.5 | Yes | Yes | 2011-01-21 |  | 0
FALSE | 4TTR6042B1 | 3680 | 3435645 | TRANE | 4TTR5042E1 | AC | Split System: Air-Cooled Condensing Unit, Coil with Blower | 4TTR5042E1 |  | 4TXAC043BC3 | 12.5 | 14.5 | Yes | Yes | 2011-01-21 |  | 0
FALSE | 4TTR6042B1 | 3680 | 3435647 | TRANE | 4TTR5042E1 | AC | Split System: Air-Cooled Condensing Unit, Coil with Blower | 4TTR5042E1 |  | 4TXAC043BC3 | 12 | 14.5 | Yes | Yes | 2011-01-21 |  | 0
FALSE | 4TTR6042B1 | 3680 | 3435648 | TRANE | 4TTR5042E1 | AC | Split System: Air-Cooled Condensing Unit, Coil with Blower | 4TTR5042E1 |  | 4TXAC043BC3 | 12 | 14.5 | Yes | Yes | 2011-01-21 |  | 0
FALSE | 4TTR6042B1 | 3680 | 3435649 | TRANE | 4TTR5042E1 | AC | Split System: Air-Cooled Condensing Unit, Coil with Blower | 4TTR5042E1 |  | 4TXAC043BC3 | 13 | 15.5 | Yes | Yes | 2011-01-21 |  | 1
FALSE | 4TTR6042B1 | 3680 | 3435703 | TRANE | 4TTR5042E1 | AC | Split System: Air-Cooled Condensing Unit, Coil with Blower | 4TTR5042E1 |  | 4TXAC044BC3 | 12.5 | 14.5 | Yes | Yes | 2011-01-21 |  | 0
FALSE | 4TTR6042B1 | 3680 | 3435704 | TRANE | 4TTR5042E1 | AC | Split System: Air-Cooled Condensing Unit, Coil with Blower | 4TTR5042E1 |  | 4TXAC044BC3 | 12 | 14.5 | Yes | Yes | 2011-01-21 |  | 0
FALSE | 4TTR6042B1 | 3680 | 3435705 | TRANE | 4TTR5042E1 | AC | Split System: Air-Cooled Condensing Unit, Coil with Blower | 4TTR5042E1 |  | 4TXAC044BC3 | 12.5 | 14.5 | Yes | Yes | 2011-01-21 |  | 0
FALSE | 4TTR6042B1 | 3680 | 3435706 | TRANE | 4TTR5042E1 | AC | Split System: Air-Cooled Condensing Unit, Coil with Blower | 4TTR5042E1 |  | 4TXAC044BC3 | 13 | 15 | Yes | Yes | 2011-01-21 |  | 1
FALSE | 4TTR6042B1 | 3680 | 3435707 | TRANE | 4TTR5042E1 | AC | Split System: Air-Cooled Condensing Unit, Coil with Blower | 4TTR5042E1 |  | 4TXAC044BC3 | 12.5 | 15 | Yes | Yes | 2011-01-21 |  | 1
FALSE | 4TTR6042B1 | 3680 | 3435711 | TRANE | 4TTR5042E1 | AC | Split System: Air-Cooled Condensing Unit, Coil with Blower | 4TTR5042E1 |  | 4TXAC044BC3 | 13 | 16 | Yes | Yes | 2011-01-21 |  | 2
FALSE | 4TTR6042B1 | 3680 | 3435712 | TRANE | 4TTR5042E1 | AC | Split System: Air-Cooled Condensing Unit, Coil with Blower | 4TTR5042E1 |  | 4TXAC044BC3 | 12.5 | 15 | Yes | Yes | 2011-01-21 |  | 1
FALSE | 4TTR6042B1 | 3680 | 3435715 | TRANE | 4TTR5042E1 | AC | Split System: Air-Cooled Condensing Unit, Coil with Blower | 4TTR5042E1 |  | 4TXAC049BC3 | 12.5 | 15 | Yes | Yes | 2011-01-21 |  | 1
FALSE | 4TTR6042B1 | 3680 | 3435716 | TRANE | 4TTR5042E1 | AC | Split System: Air-Cooled Condensing Unit, Coil with Blower | 4TTR5042E1 |  | 4TXAC049BC3 | 13 | 15.5 | Yes | Yes | 2011-01-21 |  | 1
FALSE | 4TTR6042B1 | 3680 | 3435717 | TRANE | 4TTR5042E1 | AC | Split System: Air-Cooled Condensing Unit, Coil with Blower | 4TTR5042E1 |  | 4TXAC049BC3 | 12.5 | 15 | Yes | Yes | 2011-01-21 |  | 1
FALSE | 4TTR6042B1 | 3680 | 3435718 | TRANE | 4TTR5042E1 | AC | Split System: Air-Cooled Condensing Unit, Coil with Blower | 4TTR5042E1 |  | 4TXAC049BC3 | 12 | 14.5 | Yes | Yes | 2011-01-21 |  | 0
FALSE | 4TTR6042B1 | 3680 | 3435719 | TRANE | 4TTR5042E1 | AC | Split System: Air-Cooled Condensing Unit, Coil with Blower | 4TTR5042E1 |  | 4TXAC049BC3 | 12.5 | 14.5 | Yes | Yes | 2011-01-21 |  | 0
FALSE | 4TTR6042B1 | 3680 | 3435720 | TRANE | 4TTR5042E1 | AC | Split System: Air-Cooled Condensing Unit, Coil with Blower | 4TTR5042E1 |  | 4TXAC049BC3 | 13 | 16 | Yes | Yes | 2011-01-21 |  | 2
FALSE | 4TTR6042B1 | 3680 | 3435721 | TRANE | 4TTR5042E1 | AC | Split System: Air-Cooled Condensing Unit, Coil with Blower | 4TTR5042E1 |  | 4TXAC049BC3 | 12.5 | 15 | Yes | Yes | 2011-01-21 |  | 1
FALSE | 4TTR6042B1 | 3680 | 3435722 | TRANE | 4TTR5042E1 | AC | Split System: Air-Cooled Condensing Unit, Coil with Blower | 4TTR5042E1 |  | 4TXAC049BC3 | 13 | 15.5 | Yes | Yes | 2011-01-21 |  | 1
FALSE | 4TTR6042B1 | 3680 | 3435724 | TRANE | 4TTR5042E1 | AC | Split System: Air-Cooled Condensing Unit, Coil with Blower | 4TTR5042E1 |  | 4TXAC049BC3 | 12.5 | 15 | Yes | Yes | 2011-01-21 |  | 1
FALSE | 4TTR6042B1 | 3680 | 3435732 | TRANE | 4TTR5042E1 | AC | Split System: Air-Cooled Condensing Unit, Coil with Blower | 4TTR5042E1 |  | 4TXAC049BC3 | 12.5 | 15 | Yes | Yes | 2011-01-21 |  | 1
FALSE | 4TTR6042B1 | 3680 | 3435735 | TRANE | 4TTR5042E1 | AC | Split System: Air-Cooled Condensing Unit, Coil with Blower | 4TTR5042E1 |  | 4TXAC049BC3 | 12.5 | 14.5 | Yes | Yes | 2011-01-21 |  | 0
FALSE | 4TTR6042B1 | 3680 | 3435736 | TRANE | 4TTR5042E1 | AC | Split System: Air-Cooled Condensing Unit, Coil with Blower | 4TTR5042E1 |  | 4TXAC049BC3 | 13 | 15.5 | Yes | Yes | 2011-01-21 |  | 1
FALSE | 4TTR6042B1 | 3680 | 3435742 | TRANE | 4TTR5042E1 | AC | Split System: Air-Cooled Condensing Unit, Coil with Blower | 4TTR5042E1 |  | 4TXAC049BC3 | 12.5 | 15 | Yes | Yes | 2011-01-21 |  | 1
FALSE | 4TTR6042B1 | 3680 | 3435745 | TRANE | 4TTR5042E1 | AC | Split System: Air-Cooled Condensing Unit, Coil with Blower | 4TTR5042E1 |  | 4TXAC049BC3 | 13 | 15.5 | Yes | Yes | 2011-01-21 |  | 1
FALSE | 4TTR6042B1 | 3680 | 3435747 | TRANE | 4TTR5042E1 | AC | Split System: Air-Cooled Condensing Unit, Coil with Blower | 4TTR5042E1 |  | 4TXAC049BC3 | 12.5 | 14.5 | Yes | Yes | 2011-01-21 |  | 0
FALSE | 4TTR6042B1 | 3680 | 3435848 | TRANE | 4TTR5042E1 | AC | Split System: Air-Cooled Condensing Unit, Coil with Blower | 4TTR5042E1 |  | 4TXCB036BC3 | 12 | 14.5 | Yes | Yes | 2011-01-21 |  | 0
FALSE | 4TTR6042B1 | 3680 | 3435849 | TRANE | 4TTR5042E1 | AC | Split System: Air-Cooled Condensing Unit, Coil with Blower | 4TTR5042E1 |  | 4TXCB036BC3 | 12 | 14.5 | Yes | Yes | 2011-01-21 |  | 0
FALSE | 4TTR6042B1 | 3680 | 3435856 | TRANE | 4TTR5042E1 | AC | Split System: Air-Cooled Condensing Unit, Coil with Blower | 4TTR5042E1 |  | 4TXCB042BC3 | 12.5 | 15 | Yes | Yes | 2011-01-21 |  | 1
FALSE | 4TTR6042B1 | 3680 | 3435858 | TRANE | 4TTR5042E1 | AC | Split System: Air-Cooled Condensing Unit, Coil with Blower | 4TTR5042E1 |  | 4TXCB042BC3 | 13 | 15 | Yes | Yes | 2011-01-21 |  | 1
FALSE | 4TTR6042B1 | 3680 | 3435865 | TRANE | 4TTR5042E1 | AC | Split System: Air-Cooled Condensing Unit, Coil with Blower | 4TTR5042E1 |  | 4TXCB042BC3 | 12 | 14.5 | Yes | Yes | 2011-01-21 |  | 0
FALSE | 4TTR6042B1 | 3680 | 3435870 | TRANE | 4TTR5042E1 | AC | Split System: Air-Cooled Condensing Unit, Coil with Blower | 4TTR5042E1 |  | 4TXCB042BC3 | 12 | 14.5 | Yes | Yes | 2011-01-21 |  | 0
FALSE | 4TTR6042B1 | 3680 | 3435871 | TRANE | 4TTR5042E1 | AC | Split System: Air-Cooled Condensing Unit, Coil with Blower | 4TTR5042E1 |  | 4TXCB042BC3 | 12 | 14.5 | Yes | Yes | 2011-01-21 |  | 0
FALSE | 4TTR6042B1 | 3680 | 3435872 | TRANE | 4TTR5042E1 | AC | Split System: Air-Cooled Condensing Unit, Coil with Blower | 4TTR5042E1 |  | 4TXCB042BC3 | 12 | 14.5 | Yes | Yes | 2011-01-21 |  | 0
FALSE | 4TTR6042B1 | 3680 | 3435877 | TRANE | 4TTR5042E1 | AC | Split System: Air-Cooled Condensing Unit, Coil with Blower | 4TTR5042E1 |  | 4TXCB042BC3 | 12 | 14.5 | Yes | Yes | 2011-01-21 |  | 0
FALSE | 4TTR6042B1 | 3680 | 3435882 | TRANE | 4TTR5042E1 | AC | Split System: Air-Cooled Condensing Unit, Coil with Blower | 4TTR5042E1 |  | 4TXCB048BC3 | 12 | 14.5 | Yes | Yes | 2011-01-21 |  | 0
FALSE | 4TTR6042B1 | 3680 | 3435883 | TRANE | 4TTR5042E1 | AC | Split System: Air-Cooled Condensing Unit, Coil with Blower | 4TTR5042E1 |  | 4TXCB048BC3 | 12 | 14.5 | Yes | Yes | 2011-01-21 |  | 0
FALSE | 4TTR6042B1 | 3680 | 3435885 | TRANE | 4TTR5042E1 | AC | Split System: Air-Cooled Condensing Unit, Coil with Blower | 4TTR5042E1 |  | 4TXCB048BC3 | 12.5 | 14.5 | Yes | Yes | 2011-01-21 |  | 0
FALSE | 4TTR6042B1 | 3680 | 3435891 | TRANE | 4TTR5042E1 | AC | Split System: Air-Cooled Condensing Unit, Coil with Blower | 4TTR5042E1 |  | 4TXCB048BC3 | 13 | 15 | Yes | Yes | 2011-01-21 |  | 1
FALSE | 4TTR6042B1 | 3680 | 3435892 | TRANE | 4TTR5042E1 | AC | Split System: Air-Cooled Condensing Unit, Coil with Blower | 4TTR5042E1 |  | 4TXCB048BC3 | 12 | 14.5 | Yes | Yes | 2011-01-21 |  | 0
FALSE | 4TTR6042B1 | 3680 | 3435893 | TRANE | 4TTR5042E1 | AC | Split System: Air-Cooled Condensing Unit, Coil with Blower | 4TTR5042E1 |  | 4TXCB048BC3 | 13 | 15.5 | Yes | Yes | 2011-01-21 |  | 1
FALSE | 4TTR6042B1 | 3680 | 3435899 | TRANE | 4TTR5042E1 | AC | Split System: Air-Cooled Condensing Unit, Coil with Blower | 4TTR5042E1 |  | 4TXCB048BC3 | 12.5 | 15 | Yes | Yes | 2011-01-21 |  | 1
FALSE | 4TTR6042B1 | 3680 | 3435900 | TRANE | 4TTR5042E1 | AC | Split System: Air-Cooled Condensing Unit, Coil with Blower | 4TTR5042E1 |  | 4TXCB048BC3 | 12.5 | 14.5 | Yes | Yes | 2011-01-21 |  | 0
FALSE | 4TTR6042B1 | 3680 | 3435903 | TRANE | 4TTR5042E1 | AC | Split System: Air-Cooled Condensing Unit, Coil with Blower | 4TTR5042E1 |  | 4TXCC008CC3 | 13 | 15 | Yes | Yes | 2011-01-21 |  | 1
FALSE | 4TTR6042B1 | 3680 | 3435904 | TRANE | 4TTR5042E1 | AC | Split System: Air-Cooled Condensing Unit, Coil with Blower | 4TTR5042E1 |  | 4TXCC008CC3 | 13 | 16 | Yes | Yes | 2011-01-21 |  | 2
FALSE | 4TTR6042B1 | 3680 | 3435905 | TRANE | 4TTR5042E1 | AC | Split System: Air-Cooled Condensing Unit, Coil with Blower | 4TTR5042E1 |  | 4TXCC008CC3 | 13 | 15 | Yes | Yes | 2011-01-21 |  | 1
FALSE | 4TTR6042B1 | 3680 | 3435945 | TRANE | 4TTR5042E1 | AC | Split System: Air-Cooled Condensing Unit, Coil with Blower | 4TTR5042E1 |  | 4TXCC037BC3 | 12.5 | 15 | Yes | Yes | 2011-01-21 |  | 1
FALSE | 4TTR6042B1 | 3680 | 3435947 | TRANE | 4TTR5042E1 | AC | Split System: Air-Cooled Condensing Unit, Coil with Blower | 4TTR5042E1 |  | 4TXCC037BC3 | 12.5 | 15 | Yes | Yes | 2011-01-21 |  | 1
FALSE | 4TTR6042B1 | 3680 | 3435996 | TRANE | 4TTR5042E1 | AC | Split System: Air-Cooled Condensing Unit, Coil with Blower | 4TTR5042E1 |  | 4TXCC043BC3 | 12.5 | 15 | Yes | Yes | 2011-01-21 |  | 1
FALSE | 4TTR6042B1 | 3680 | 3435997 | TRANE | 4TTR5042E1 | AC | Split System: Air-Cooled Condensing Unit, Coil with Blower | 4TTR5042E1 |  | 4TXCC043BC3 | 12 | 14.5 | Yes | Yes | 2011-01-21 |  | 0
FALSE | 4TTR6042B1 | 3680 | 3435998 | TRANE | 4TTR5042E1 | AC | Split System: Air-Cooled Condensing Unit, Coil with Blower | 4TTR5042E1 |  | 4TXCC043BC3 | 12.5 | 15 | Yes | Yes | 2011-01-21 |  | 1
FALSE | 4TTR6042B1 | 3680 | 3435999 | TRANE | 4TTR5042E1 | AC | Split System: Air-Cooled Condensing Unit, Coil with Blower | 4TTR5042E1 |  | 4TXCC043BC3 | 12.5 | 15 | Yes | Yes | 2011-01-21 |  | 1
FALSE | 4TTR6042B1 | 3680 | 3436005 | TRANE | 4TTR5042E1 | AC | Split System: Air-Cooled Condensing Unit, Coil with Blower | 4TTR5042E1 |  | 4TXCC043BC3 | 12 | 14.5 | Yes | Yes | 2011-01-21 |  | 0
FALSE | 4TTR6042B1 | 3680 | 3436007 | TRANE | 4TTR5042E1 | AC | Split System: Air-Cooled Condensing Unit, Coil with Blower | 4TTR5042E1 |  | 4TXCC043BC3 | 12 | 14.5 | Yes | Yes | 2011-01-21 |  | 0
FALSE | 4TTR6042B1 | 3680 | 3436009 | TRANE | 4TTR5042E1 | AC | Split System: Air-Cooled Condensing Unit, Coil with Blower | 4TTR5042E1 |  | 4TXCC043BC3 | 12 | 14.5 | Yes | Yes | 2011-01-21 |  | 0
FALSE | 4TTR6042B1 | 3680 | 3436010 | TRANE | 4TTR5042E1 | AC | Split System: Air-Cooled Condensing Unit, Coil with Blower | 4TTR5042E1 |  | 4TXCC043BC3 | 12.5 | 15 | Yes | Yes | 2011-01-21 |  | 1
FALSE | 4TTR6042B1 | 3680 | 3436011 | TRANE | 4TTR5042E1 | AC | Split System: Air-Cooled Condensing Unit, Coil with Blower | 4TTR5042E1 |  | 4TXCC044BC3 | 13 | 15 | Yes | Yes | 2011-01-21 |  | 1
FALSE | 4TTR6042B1 | 3680 | 3436012 | TRANE | 4TTR5042E1 | AC | Split System: Air-Cooled Condensing Unit, Coil with Blower | 4TTR5042E1 |  | 4TXCC044BC3 | 12.5 | 15 | Yes | Yes | 2011-01-21 |  | 1
FALSE | 4TTR6042B1 | 3680 | 3436015 | TRANE | 4TTR5042E1 | AC | Split System: Air-Cooled Condensing Unit, Coil with Blower | 4TTR5042E1 |  | 4TXCC044BC3 | 13 | 15.5 | Yes | Yes | 2011-01-21 |  | 1
FALSE | 4TTR6042B1 | 3680 | 3436016 | TRANE | 4TTR5042E1 | AC | Split System: Air-Cooled Condensing Unit, Coil with Blower | 4TTR5042E1 |  | 4TXCC044BC3 | 12.5 | 15 | Yes | Yes | 2011-01-21 |  | 1
FALSE | 4TTR6042B1 | 3680 | 3436017 | TRANE | 4TTR5042E1 | AC | Split System: Air-Cooled Condensing Unit, Coil with Blower | 4TTR5042E1 |  | 4TXCC044BC3 | 13 | 16 | Yes | Yes | 2011-01-21 |  | 2
FALSE | 4TTR6042B1 | 3680 | 3436018 | TRANE | 4TTR5042E1 | AC | Split System: Air-Cooled Condensing Unit, Coil with Blower | 4TTR5042E1 |  | 4TXCC044BC3 | 12.5 | 15 | Yes | Yes | 2011-01-21 |  | 1
FALSE | 4TTR6042B1 | 3680 | 3436023 | TRANE | 4TTR5042E1 | AC | Split System: Air-Cooled Condensing Unit, Coil with Blower | 4TTR5042E1 |  | 4TXCC044BC3 | 13 | 16 | Yes | Yes | 2011-01-21 |  | 2
FALSE | 4TTR6042B1 | 3680 | 3436024 | TRANE | 4TTR5042E1 | AC | Split System: Air-Cooled Condensing Unit, Coil with Blower | 4TTR5042E1 |  | 4TXCC044BC3 | 13 | 16 | Yes | Yes | 2011-01-21 |  | 2
FALSE | 4TTR6042B1 | 3680 | 3436025 | TRANE | 4TTR5042E1 | AC | Split System: Air-Cooled Condensing Unit, Coil with Blower | 4TTR5042E1 |  | 4TXCC044BC3 | 12.5 | 14.5 | Yes | Yes | 2011-01-21 |  | 0
FALSE | 4TTR6042B1 | 3680 | 3436026 | TRANE | 4TTR5042E1 | AC | Split System: Air-Cooled Condensing Unit, Coil with Blower | 4TTR5042E1 |  | 4TXCC044BC3 | 12.5 | 15 | Yes | Yes | 2011-01-21 |  | 1
FALSE | 4TTR6042B1 | 3680 | 3436034 | TRANE | 4TTR5042E1 | AC | Split System: Air-Cooled Condensing Unit, Coil with Blower | 4TTR5042E1 |  | 4TXCC044BC3 | 12.5 | 14.5 | Yes | Yes | 2011-01-21 |  | 0
FALSE | 4TTR6042B1 | 3680 | 3436035 | TRANE | 4TTR5042E1 | AC | Split System: Air-Cooled Condensing Unit, Coil with Blower | 4TTR5042E1 |  | 4TXCC044BC3 | 12 | 14.5 | Yes | Yes | 2011-01-21 |  | 0
FALSE | 4TTR6042B1 | 3680 | 3436036 | TRANE | 4TTR5042E1 | AC | Split System: Air-Cooled Condensing Unit, Coil with Blower | 4TTR5042E1 |  | 4TXCC044BC3 | 12.5 | 14.5 | Yes | Yes | 2011-01-21 |  | 0
FALSE | 4TTR6042B1 | 3680 | 3436037 | TRANE | 4TTR5042E1 | AC | Split System: Air-Cooled Condensing Unit, Coil with Blower | 4TTR5042E1 |  | 4TXCC044BC3 | 13 | 15 | Yes | Yes | 2011-01-21 |  | 1
FALSE | 4TTR6042B1 | 3680 | 3436119 | TRANE | 4TTR5042E1 | AC | Split System: Air-Cooled Condensing Unit, Coil with Blower | 4TTR5042E1 |  | 4TXCD010CC3 | 13 | 16 | Yes | Yes | 2011-01-21 |  | 2
FALSE | 4TTR6042B1 | 3680 | 3436122 | TRANE | 4TTR5042E1 | AC | Split System: Air-Cooled Condensing Unit, Coil with Blower | 4TTR5042E1 |  | 4TXCD050BC3 | 12.5 | 14.5 | Yes | Yes | 2011-01-21 |  | 0
FALSE | 4TTR6042B1 | 3680 | 3436123 | TRANE | 4TTR5042E1 | AC | Split System: Air-Cooled Condensing Unit, Coil with Blower | 4TTR5042E1 |  | 4TXCD050BC3 | 12.5 | 15 | Yes | Yes | 2011-01-21 |  | 1
FALSE | 4TTR6042B1 | 3680 | 3436124 | TRANE | 4TTR5042E1 | AC | Split System: Air-Cooled Condensing Unit, Coil with Blower | 4TTR5042E1 |  | 4TXCD050BC3 | 13 | 16 | Yes | Yes | 2011-01-21 |  | 2
FALSE | 4TTR6042B1 | 3680 | 3436125 | TRANE | 4TTR5042E1 | AC | Split System: Air-Cooled Condensing Unit, Coil with Blower | 4TTR5042E1 |  | 4TXCD050BC3 | 12.5 | 15 | Yes | Yes | 2011-01-21 |  | 1
FALSE | 4TTR6042B1 | 3680 | 3436131 | TRANE | 4TTR5042E1 | AC | Split System: Air-Cooled Condensing Unit, Coil with Blower | 4TTR5042E1 |  | 4TXCD050BC3 | 13 | 15.5 | Yes | Yes | 2011-01-21 |  | 1
FALSE | 4TTR6042B1 | 3680 | 3436132 | TRANE | 4TTR5042E1 | AC | Split System: Air-Cooled Condensing Unit, Coil with Blower | 4TTR5042E1 |  | 4TXCD050BC3 | 13 | 16 | Yes | Yes | 2011-01-21 |  | 2
FALSE | 4TTR6042B1 | 3680 | 3436133 | TRANE | 4TTR5042E1 | AC | Split System: Air-Cooled Condensing Unit, Coil with Blower | 4TTR5042E1 |  | 4TXCD050BC3 | 12.5 | 15 | Yes | Yes | 2011-01-21 |  | 1
FALSE | 4TTR6042B1 | 3680 | 3436134 | TRANE | 4TTR5042E1 | AC | Split System: Air-Cooled Condensing Unit, Coil with Blower | 4TTR5042E1 |  | 4TXCD050BC3 | 12.5 | 15 | Yes | Yes | 2011-01-21 |  | 1
FALSE | 4TTR6042B1 | 3680 | 3436135 | TRANE | 4TTR5042E1 | AC | Split System: Air-Cooled Condensing Unit, Coil with Blower | 4TTR5042E1 |  | 4TXCD050BC3 | 13 | 16 | Yes | Yes | 2011-01-21 |  | 2
FALSE | 4TTR6042B1 | 3680 | 3436136 | TRANE | 4TTR5042E1 | AC | Split System: Air-Cooled Condensing Unit, Coil with Blower | 4TTR5042E1 |  | 4TXCD050BC3 | 12.5 | 15 | Yes | Yes | 2011-01-21 |  | 1
FALSE | 4TTR6042B1 | 3680 | 3436140 | TRANE | 4TTR5042E1 | AC | Split System: Air-Cooled Condensing Unit, Coil with Blower | 4TTR5042E1 |  | 4TXCD050BC3 | 13 | 15.5 | Yes | Yes | 2011-01-21 |  | 1
FALSE | 4TTR6042B1 | 3680 | 3436141 | TRANE | 4TTR5042E1 | AC | Split System: Air-Cooled Condensing Unit, Coil with Blower | 4TTR5042E1 |  | 4TXCD050BC3 | 13 | 15.5 | Yes | Yes | 2011-01-21 |  | 1
FALSE | 4TTR6042B1 | 3680 | 3436143 | TRANE | 4TTR5042E1 | AC | Split System: Air-Cooled Condensing Unit, Coil with Blower | 4TTR5042E1 |  | 4TXCD050BC3 | 13 | 16 | Yes | Yes | 2011-01-21 |  | 2
FALSE | 4TTR6042B1 | 3680 | 3436144 | TRANE | 4TTR5042E1 | AC | Split System: Air-Cooled Condensing Unit, Coil with Blower | 4TTR5042E1 |  | 4TXCD050BC3 | 12.5 | 15 | Yes | Yes | 2011-01-21 |  | 1
FALSE | 4TTR6042B1 | 3680 | 3436232 | AMERICAN STANDARD, INC. | 4A7A5042E1 | AC | Split System: Air-Cooled Condensing Unit, Coil with Blower | 4TTR5042E1 |  | 4CXCB036CC3 | 12 | 14.5 | Yes | Yes | 2011-02-28 |  | 0
FALSE | 4TTR6042B1 | 3680 | 3436237 | AMERICAN STANDARD, INC. | 4A7A5042E1 | AC | Split System: Air-Cooled Condensing Unit, Coil with Blower | 4TTR5042E1 |  | 4CXCB036CC3 | 12 | 14.5 | Yes | Yes | 2011-02-28 |  | 0
FALSE | 4TTR6042B1 | 3680 | 3436239 | AMERICAN STANDARD, INC. | 4A7A5042E1 | AC | Split System: Air-Cooled Condensing Unit, Coil with Blower | 4TTR5042E1 |  | 4CXCB036CC3 | 12 | 14.5 | Yes | Yes | 2011-02-28 |  | 0
FALSE | 4TTR6042B1 | 3680 | 3436244 | AMERICAN STANDARD, INC. | 4A7A5042E1 | AC | Split System: Air-Cooled Condensing Unit, Coil with Blower | 4TTR5042E1 |  | 4CXCB036CC3 | 12 | 14.5 | Yes | Yes | 2011-02-28 |  | 0
FALSE | 4TTR6042B1 | 3680 | 3436245 | AMERICAN STANDARD, INC. | 4A7A5042E1 | AC | Split System: Air-Cooled Condensing Unit, Coil with Blower | 4TTR5042E1 |  | 4CXCB036CC3 | 12 | 14.5 | Yes | Yes | 2011-02-28 |  | 0
FALSE | 4TTR6042B1 | 3680 | 3436256 | AMERICAN STANDARD, INC. | 4A7A5042E1 | AC | Split System: Air-Cooled Condensing Unit, Coil with Blower | 4TTR5042E1 |  | 4CXCB042CC3 | 12 | 14.5 | Yes | Yes | 2011-02-28 |  | 0
FALSE | 4TTR6042B1 | 3680 | 3436257 | AMERICAN STANDARD, INC. | 4A7A5042E1 | AC | Split System: Air-Cooled Condensing Unit, Coil with Blower | 4TTR5042E1 |  | 4CXCB042CC3 | 12 | 14.5 | Yes | Yes | 2011-02-28 |  | 0
FALSE | 4TTR6042B1 | 3680 | 3436265 | AMERICAN STANDARD, INC. | 4A7A5042E1 | AC | Split System: Air-Cooled Condensing Unit, Coil with Blower | 4TTR5042E1 |  | 4CXCB042CC3 | 12 | 14.5 | Yes | Yes | 2011-02-28 |  | 0
FALSE | 4TTR6042B1 | 3680 | 3436269 | AMERICAN STANDARD, INC. | 4A7A5042E1 | AC | Split System: Air-Cooled Condensing Unit, Coil with Blower | 4TTR5042E1 |  | 4CXCB042CC3 | 12 | 14.5 | Yes | Yes | 2011-02-28 |  | 0
FALSE | 4TTR6042B1 | 3680 | 3436274 | AMERICAN STANDARD, INC. | 4A7A5042E1 | AC | Split System: Air-Cooled Condensing Unit, Coil with Blower | 4TTR5042E1 |  | 4CXCB042CC3 | 12 | 14.5 | Yes | Yes | 2011-02-28 |  | 0
FALSE | 4TTR6042B1 | 3680 | 3436278 | AMERICAN STANDARD, INC. | 4A7A5042E1 | AC | Split System: Air-Cooled Condensing Unit, Coil with Blower | 4TTR5042E1 |  | 4CXCC037CC3 | 12 | 14.5 | Yes | Yes | 2011-02-28 |  | 0
FALSE | 4TTR6042B1 | 3680 | 3436279 | AMERICAN STANDARD, INC. | 4A7A5042E1 | AC | Split System: Air-Cooled Condensing Unit, Coil with Blower | 4TTR5042E1 |  | 4CXCC037CC3 | 12 | 14.5 | Yes | Yes | 2011-02-28 |  | 0
FALSE | 4TTR6042B1 | 3680 | 3436402 | AMERICAN STANDARD, INC. | 4A7A5042E1 | AC | Split System: Air-Cooled Condensing Unit, Coil with Blower | 4TTR5042E1 |  | 4TEE3F65B1 | 13 | 16 | Yes | Yes | 2011-02-28 |  | 2
FALSE | 4TTR6042B1 | 3680 | 3436429 | AMERICAN STANDARD, INC. | 4A7A5042E1 | AC | Split System: Air-Cooled Condensing Unit, Coil with Blower | 4TTR5042E1 |  | 4TXAB036BC3 | 12 | 14.5 | Yes | Yes | 2011-02-28 |  | 0
FALSE | 4TTR6042B1 | 3680 | 3436430 | AMERICAN STANDARD, INC. | 4A7A5042E1 | AC | Split System: Air-Cooled Condensing Unit, Coil with Blower | 4TTR5042E1 |  | 4TXAB036BC3 | 12 | 14.5 | Yes | Yes | 2011-02-28 |  | 0
FALSE | 4TTR6042B1 | 3680 | 3436433 | AMERICAN STANDARD, INC. | 4A7A5042E1 | AC | Split System: Air-Cooled Condensing Unit, Coil with Blower | 4TTR5042E1 |  | 4TXAB036BC3 | 12.5 | 15 | Yes | Yes | 2011-02-28 |  | 1
FALSE | 4TTR6042B1 | 3680 | 3436435 | AMERICAN STANDARD, INC. | 4A7A5042E1 | AC | Split System: Air-Cooled Condensing Unit, Coil with Blower | 4TTR5042E1 |  | 4TXAB036BC3 | 13 | 15 | Yes | Yes | 2011-02-28 |  | 1
FALSE | 4TTR6042B1 | 3680 | 3436444 | AMERICAN STANDARD, INC. | 4A7A5042E1 | AC | Split System: Air-Cooled Condensing Unit, Coil with Blower | 4TTR5042E1 |  | 4TXAB036BC3 | 12 | 14.5 | Yes | Yes | 2011-02-28 |  | 0
FALSE | 4TTR6042B1 | 3680 | 3436445 | AMERICAN STANDARD, INC. | 4A7A5042E1 | AC | Split System: Air-Cooled Condensing Unit, Coil with Blower | 4TTR5042E1 |  | 4TXAB036BC3 | 12 | 14.5 | Yes | Yes | 2011-02-28 |  | 0
FALSE | 4TTR6042B1 | 3680 | 3436447 | AMERICAN STANDARD, INC. | 4A7A5042E1 | AC | Split System: Air-Cooled Condensing Unit, Coil with Blower | 4TTR5042E1 |  | 4TXAB036BC3 | 12 | 14.5 | Yes | Yes | 2011-02-28 |  | 0
FALSE | 4TTR6042B1 | 3680 | 3436456 | AMERICAN STANDARD, INC. | 4A7A5042E1 | AC | Split System: Air-Cooled Condensing Unit, Coil with Blower | 4TTR5042E1 |  | 4TXAB042BC3 | 12 | 14.5 | Yes | Yes | 2011-02-28 |  | 0
FALSE | 4TTR6042B1 | 3680 | 3436460 | AMERICAN STANDARD, INC. | 4A7A5042E1 | AC | Split System: Air-Cooled Condensing Unit, Coil with Blower | 4TTR5042E1 |  | 4TXAB042BC3 | 12 | 14.5 | Yes | Yes | 2011-02-28 |  | 0
FALSE | 4TTR6042B1 | 3680 | 3436464 | AMERICAN STANDARD, INC. | 4A7A5042E1 | AC | Split System: Air-Cooled Condensing Unit, Coil with Blower | 4TTR5042E1 |  | 4TXAB042BC3 | 12 | 14.5 | Yes | Yes | 2011-02-28 |  | 0
FALSE | 4TTR6042B1 | 3680 | 3436466 | AMERICAN STANDARD, INC. | 4A7A5042E1 | AC | Split System: Air-Cooled Condensing Unit, Coil with Blower | 4TTR5042E1 |  | 4TXAB042BC3 | 12 | 14.5 | Yes | Yes | 2011-02-28 |  | 0
FALSE | 4TTR6042B1 | 3680 | 3436468 | AMERICAN STANDARD, INC. | 4A7A5042E1 | AC | Split System: Air-Cooled Condensing Unit, Coil with Blower | 4TTR5042E1 |  | 4TXAB042BC3 | 13 | 15 | Yes | Yes | 2011-02-28 |  | 1
FALSE | 4TTR6042B1 | 3680 | 3436470 | AMERICAN STANDARD, INC. | 4A7A5042E1 | AC | Split System: Air-Cooled Condensing Unit, Coil with Blower | 4TTR5042E1 |  | 4TXAB042BC3 | 12.5 | 15 | Yes | Yes | 2011-02-28 |  | 1
FALSE | 4TTR6042B1 | 3680 | 3436474 | AMERICAN STANDARD, INC. | 4A7A5042E1 | AC | Split System: Air-Cooled Condensing Unit, Coil with Blower | 4TTR5042E1 |  | 4TXAB042BC3 | 12 | 14.5 | Yes | Yes | 2011-02-28 |  | 0
FALSE | 4TTR6042B1 | 3680 | 3436479 | AMERICAN STANDARD, INC. | 4A7A5042E1 | AC | Split System: Air-Cooled Condensing Unit, Coil with Blower | 4TTR5042E1 |  | 4TXAB048BC3 | 12.5 | 14.5 | Yes | Yes | 2011-02-28 |  | 0
FALSE | 4TTR6042B1 | 3680 | 3436482 | AMERICAN STANDARD, INC. | 4A7A5042E1 | AC | Split System: Air-Cooled Condensing Unit, Coil with Blower | 4TTR5042E1 |  | 4TXAB048BC3 | 13 | 15.5 | Yes | Yes | 2011-02-28 |  | 1
FALSE | 4TTR6042B1 | 3680 | 3436485 | AMERICAN STANDARD, INC. | 4A7A5042E1 | AC | Split System: Air-Cooled Condensing Unit, Coil with Blower | 4TTR5042E1 |  | 4TXAB048BC3 | 12.5 | 14.5 | Yes | Yes | 2011-02-28 |  | 0
FALSE | 4TTR6042B1 | 3680 | 3436357 | AMERICAN STANDARD, INC. | 4A7A5042E1 | AC | Split System: Air-Cooled Condensing Unit, Coil with Blower | 4TTR5042E1 |  | 4CXCC049CC3 | 12.5 | 15 | Yes | Yes | 2011-02-28 |  | 1
FALSE | 4TTR6042B1 | 3680 | 3436358 | AMERICAN STANDARD, INC. | 4A7A5042E1 | AC | Split System: Air-Cooled Condensing Unit, Coil with Blower | 4TTR5042E1 |  | 4CXCC049CC3 | 12.5 | 14.5 | Yes | Yes | 2011-02-28 |  | 0
FALSE | 4TTR6042B1 | 3680 | 3436359 | AMERICAN STANDARD, INC. | 4A7A5042E1 | AC | Split System: Air-Cooled Condensing Unit, Coil with Blower | 4TTR5042E1 |  | 4CXCC049CC3 | 12.5 | 15 | Yes | Yes | 2011-02-28 |  | 1
FALSE | 4TTR6042B1 | 3680 | 3436366 | AMERICAN STANDARD, INC. | 4A7A5042E1 | AC | Split System: Air-Cooled Condensing Unit, Coil with Blower | 4TTR5042E1 |  | 4CXCC049CC3 | 13 | 15 | Yes | Yes | 2011-02-28 |  | 1
FALSE | 4TTR6042B1 | 3680 | 3436368 | AMERICAN STANDARD, INC. | 4A7A5042E1 | AC | Split System: Air-Cooled Condensing Unit, Coil with Blower | 4TTR5042E1 |  | 4CXCC049CC3 | 12.5 | 15 | Yes | Yes | 2011-02-28 |  | 1
FALSE | 4TTR6042B1 | 3680 | 3436375 | AMERICAN STANDARD, INC. | 4A7A5042E1 | AC | Split System: Air-Cooled Condensing Unit, Coil with Blower | 4TTR5042E1 |  | 4CXCC049CC3 | 13 | 15.5 | Yes | Yes | 2011-02-28 |  | 1
FALSE | 4TTR6042B1 | 3680 | 3436376 | AMERICAN STANDARD, INC. | 4A7A5042E1 | AC | Split System: Air-Cooled Condensing Unit, Coil with Blower | 4TTR5042E1 |  | 4CXCC049CC3 | 12.5 | 14.5 | Yes | Yes | 2011-02-28 |  | 0
FALSE | 4TTR6042B1 | 3680 | 3436378 | AMERICAN STANDARD, INC. | 4A7A5042E1 | AC | Split System: Air-Cooled Condensing Unit, Coil with Blower | 4TTR5042E1 |  | 4CXCC049CC3 | 12 | 14.5 | Yes | Yes | 2011-02-28 |  | 0
FALSE | 4TTR6042B1 | 3680 | 3436384 | AMERICAN STANDARD, INC. | 4A7A5042E1 | AC | Split System: Air-Cooled Condensing Unit, Coil with Blower | 4TTR5042E1 |  | 4TEC3F55B1 | 12 | 14.5 | Yes | Yes | 2011-02-28 |  | 0
FALSE | 4TTR6042B1 | 3680 | 3436385 | AMERICAN STANDARD, INC. | 4A7A5042E1 | AC | Split System: Air-Cooled Condensing Unit, Coil with Blower | 4TTR5042E1 |  | 4TEE3C04A1 | 13 | 16 | Yes | Yes | 2011-02-28 |  | 2
FALSE | 4TTR6042B1 | 3680 | 3436387 | AMERICAN STANDARD, INC. | 4A7A5042E1 | AC | Split System: Air-Cooled Condensing Unit, Coil with Blower | 4TTR5042E1 |  | 4TEE3C07A1 | 13 | 16 | Yes | Yes | 2011-02-28 |  | 2
FALSE | 4TTR6042B1 | 3680 | 3436388 | AMERICAN STANDARD, INC. | 4A7A5042E1 | AC | Split System: Air-Cooled Condensing Unit, Coil with Blower | 4TTR5042E1 |  | 4TEE3C07A1+18-GJ01D | 13 | 16 | Yes | Yes | 2011-02-28 |  | 2
FALSE | 4TTR6042B1 | 3680 | 3436389 | AMERICAN STANDARD, INC. | 4A7A5042E1 | AC | Split System: Air-Cooled Condensing Unit, Coil with Blower | 4TTR5042E1 |  | 4TEE3C09A1 | 13 | 16 | Yes | Yes | 2011-02-28 |  | 2
FALSE | 4TTR6042B1 | 3680 | 3436390 | AMERICAN STANDARD, INC. | 4A7A5042E1 | AC | Split System: Air-Cooled Condensing Unit, Coil with Blower | 4TTR5042E1 |  | 4TEE3C09A1+18-GJ01D | 13 | 16 | Yes | Yes | 2011-02-28 |  | 2
FALSE | 4TTR6042B1 | 3680 | 3436391 | AMERICAN STANDARD, INC. | 4A7A5042E1 | AC | Split System: Air-Cooled Condensing Unit, Coil with Blower | 4TTR5042E1 |  | 4TEE3C10A1 | 13 | 16.25 | Yes | Yes | 2011-02-28 |  | 2
FALSE | 4TTR6042B1 | 3680 | 3436395 | AMERICAN STANDARD, INC. | 4A7A5042E1 | AC | Split System: Air-Cooled Condensing Unit, Coil with Blower | 4TTR5042E1 |  | 4TEE3F37B1 | 12 | 14.5 | Yes | Yes | 2011-02-28 |  | 0
FALSE | 4TTR6042B1 | 3680 | 3436396 | AMERICAN STANDARD, INC. | 4A7A5042E1 | AC | Split System: Air-Cooled Condensing Unit, Coil with Blower | 4TTR5042E1 |  | 4TEE3F39A1 | 13 | 15 | Yes | Yes | 2011-02-28 |  | 1
FALSE | 4TTR6042B1 | 3680 | 3436397 | AMERICAN STANDARD, INC. | 4A7A5042E1 | AC | Split System: Air-Cooled Condensing Unit, Coil with Blower | 4TTR5042E1 |  | 4TEE3F40B1 | 13 | 16 | Yes | Yes | 2011-02-28 |  | 2
FALSE | 4TTR6042B1 | 3680 | 3436398 | AMERICAN STANDARD, INC. | 4A7A5042E1 | AC | Split System: Air-Cooled Condensing Unit, Coil with Blower | 4TTR5042E1 |  | 4TEE3F48A1 | 13 | 15 | Yes | Yes | 2011-02-28 |  | 1
FALSE | 4TTR6042B1 | 3680 | 3436399 | AMERICAN STANDARD, INC. | 4A7A5042E1 | AC | Split System: Air-Cooled Condensing Unit, Coil with Blower | 4TTR5042E1 |  | 4TEE3F49B1 | 13 | 16 | Yes | Yes | 2011-02-28 |  | 2
FALSE | 4TTR6042B1 | 3680 | 3436401 | AMERICAN STANDARD, INC. | 4A7A5042E1 | AC | Split System: Air-Cooled Condensing Unit, Coil with Blower | 4TTR5042E1 |  | 4TEE3F64A1 | 12.5 | 15 | Yes | Yes | 2011-02-28 |  | 1
FALSE | 4TTR6042B1 | 3680 | 3436486 | AMERICAN STANDARD, INC. | 4A7A5042E1 | AC | Split System: Air-Cooled Condensing Unit, Coil with Blower | 4TTR5042E1 |  | 4TXAB048BC3 | 12.5 | 15 | Yes | Yes | 2011-02-28 |  | 1
FALSE | 4TTR6042B1 | 3680 | 3436491 | AMERICAN STANDARD, INC. | 4A7A5042E1 | AC | Split System: Air-Cooled Condensing Unit, Coil with Blower | 4TTR5042E1 |  | 4TXAB048BC3 | 12 | 14.5 | Yes | Yes | 2011-02-28 |  | 0
FALSE | 4TTR6042B1 | 3680 | 3436492 | AMERICAN STANDARD, INC. | 4A7A5042E1 | AC | Split System: Air-Cooled Condensing Unit, Coil with Blower | 4TTR5042E1 |  | 4TXAB048BC3 | 12 | 14.5 | Yes | Yes | 2011-02-28 |  | 0
FALSE | 4TTR6042B1 | 3680 | 3436496 | AMERICAN STANDARD, INC. | 4A7A5042E1 | AC | Split System: Air-Cooled Condensing Unit, Coil with Blower | 4TTR5042E1 |  | 4TXAB048BC3 | 13 | 15 | Yes | Yes | 2011-02-28 |  | 1
FALSE | 4TTR6042B1 | 3680 | 3436497 | AMERICAN STANDARD, INC. | 4A7A5042E1 | AC | Split System: Air-Cooled Condensing Unit, Coil with Blower | 4TTR5042E1 |  | 4TXAB048BC3 | 12 | 14.5 | Yes | Yes | 2011-02-28 |  | 0
FALSE | 4TTR6042B1 | 3680 | 3436535 | AMERICAN STANDARD, INC. | 4A7A5042E1 | AC | Split System: Air-Cooled Condensing Unit, Coil with Blower | 4TTR5042E1 |  | 4TXAC037BC3 | 12 | 14.5 | Yes | Yes | 2011-02-28 |  | 0
FALSE | 4TTR6042B1 | 3680 | 3436536 | AMERICAN STANDARD, INC. | 4A7A5042E1 | AC | Split System: Air-Cooled Condensing Unit, Coil with Blower | 4TTR5042E1 |  | 4TXAC037BC3 | 12 | 14.5 | Yes | Yes | 2011-02-28 |  | 0
FALSE | 4TTR6042B1 | 3680 | 3436538 | AMERICAN STANDARD, INC. | 4A7A5042E1 | AC | Split System: Air-Cooled Condensing Unit, Coil with Blower | 4TTR5042E1 |  | 4TXAC037BC3 | 12 | 14.5 | Yes | Yes | 2011-02-28 |  | 0
FALSE | 4TTR6042B1 | 3680 | 3436539 | AMERICAN STANDARD, INC. | 4A7A5042E1 | AC | Split System: Air-Cooled Condensing Unit, Coil with Blower | 4TTR5042E1 |  | 4TXAC037BC3 | 12.5 | 15 | Yes | Yes | 2011-02-28 |  | 1
FALSE | 4TTR6042B1 | 3680 | 3436542 | AMERICAN STANDARD, INC. | 4A7A5042E1 | AC | Split System: Air-Cooled Condensing Unit, Coil with Blower | 4TTR5042E1 |  | 4TXAC037BC3 | 12.5 | 15 | Yes | Yes | 2011-02-28 |  | 1
FALSE | 4TTR6042B1 | 3680 | 3436543 | AMERICAN STANDARD, INC. | 4A7A5042E1 | AC | Split System: Air-Cooled Condensing Unit, Coil with Blower | 4TTR5042E1 |  | 4TXAC037BC3 | 12 | 14.5 | Yes | Yes | 2011-02-28 |  | 0
FALSE | 4TTR6042B1 | 3680 | 3436545 | AMERICAN STANDARD, INC. | 4A7A5042E1 | AC | Split System: Air-Cooled Condensing Unit, Coil with Blower | 4TTR5042E1 |  | 4TXAC037BC3 | 12.5 | 14.5 | Yes | Yes | 2011-02-28 |  | 0
FALSE | 4TTR6042B1 | 3680 | 3436547 | AMERICAN STANDARD, INC. | 4A7A5042E1 | AC | Split System: Air-Cooled Condensing Unit, Coil with Blower | 4TTR5042E1 |  | 4TXAC037BC3 | 12.5 | 15 | Yes | Yes | 2011-02-28 |  | 1
FALSE | 4TTR6042B1 | 3680 | 3436548 | AMERICAN STANDARD, INC. | 4A7A5042E1 | AC | Split System: Air-Cooled Condensing Unit, Coil with Blower | 4TTR5042E1 |  | 4TXAC037BC3 | 12.5 | 15 | Yes | Yes | 2011-02-28 |  | 1
FALSE | 4TTR6042B1 | 3680 | 3436549 | AMERICAN STANDARD, INC. | 4A7A5042E1 | AC | Split System: Air-Cooled Condensing Unit, Coil with Blower | 4TTR5042E1 |  | 4TXAC037BC3 | 12.5 | 14.5 | Yes | Yes | 2011-02-28 |  | 0
FALSE | 4TTR6042B1 | 3680 | 3436555 | AMERICAN STANDARD, INC. | 4A7A5042E1 | AC | Split System: Air-Cooled Condensing Unit, Coil with Blower | 4TTR5042E1 |  | 4TXAC037BC3 | 12.5 | 15 | Yes | Yes | 2011-02-28 |  | 1
FALSE | 4TTR6042B1 | 3680 | 3436557 | AMERICAN STANDARD, INC. | 4A7A5042E1 | AC | Split System: Air-Cooled Condensing Unit, Coil with Blower | 4TTR5042E1 |  | 4TXAC037BC3 | 13 | 15 | Yes | Yes | 2011-02-28 |  | 1
FALSE | 4TTR6042B1 | 3680 | 3436558 | AMERICAN STANDARD, INC. | 4A7A5042E1 | AC | Split System: Air-Cooled Condensing Unit, Coil with Blower | 4TTR5042E1 |  | 4TXAC037BC3 | 12 | 14.5 | Yes | Yes | 2011-02-28 |  | 0
FALSE | 4TTR6042B1 | 3680 | 3436559 | AMERICAN STANDARD, INC. | 4A7A5042E1 | AC | Split System: Air-Cooled Condensing Unit, Coil with Blower | 4TTR5042E1 |  | 4TXAC037BC3 | 13 | 15.5 | Yes | Yes | 2011-02-28 |  | 1
FALSE | 4TTR6042B1 | 3680 | 3436560 | AMERICAN STANDARD, INC. | 4A7A5042E1 | AC | Split System: Air-Cooled Condensing Unit, Coil with Blower | 4TTR5042E1 |  | 4TXAC037BC3 | 12 | 14.5 | Yes | Yes | 2011-02-28 |  | 0
FALSE | 4TTR6042B1 | 3680 | 3436568 | AMERICAN STANDARD, INC. | 4A7A5042E1 | AC | Split System: Air-Cooled Condensing Unit, Coil with Blower | 4TTR5042E1 |  | 4TXAC043BC3 | 12.5 | 14.5 | Yes | Yes | 2011-02-28 |  | 0
FALSE | 4TTR6042B1 | 3680 | 3436570 | AMERICAN STANDARD, INC. | 4A7A5042E1 | AC | Split System: Air-Cooled Condensing Unit, Coil with Blower | 4TTR5042E1 |  | 4TXAC043BC3 | 12 | 14.5 | Yes | Yes | 2011-02-28 |  | 0
FALSE | 4TTR6042B1 | 3680 | 3436658 | AMERICAN STANDARD, INC. | 4A7A5042E1 | AC | Split System: Air-Cooled Condensing Unit, Coil with Blower | 4TTR5042E1 |  | 4TXAC049BC3 | 12.5 | 14.5 | Yes | Yes | 2011-02-28 |  | 0
FALSE | 4TTR6042B1 | 3680 | 3436659 | AMERICAN STANDARD, INC. | 4A7A5042E1 | AC | Split System: Air-Cooled Condensing Unit, Coil with Blower | 4TTR5042E1 |  | 4TXAC049BC3 | 13 | 15.5 | Yes | Yes | 2011-02-28 |  | 1
FALSE | 4TTR6042B1 | 3680 | 3436665 | AMERICAN STANDARD, INC. | 4A7A5042E1 | AC | Split System: Air-Cooled Condensing Unit, Coil with Blower | 4TTR5042E1 |  | 4TXAC049BC3 | 12.5 | 15 | Yes | Yes | 2011-02-28 |  | 1
FALSE | 4TTR6042B1 | 3680 | 3436668 | AMERICAN STANDARD, INC. | 4A7A5042E1 | AC | Split System: Air-Cooled Condensing Unit, Coil with Blower | 4TTR5042E1 |  | 4TXAC049BC3 | 13 | 15.5 | Yes | Yes | 2011-02-28 |  | 1
FALSE | 4TTR6042B1 | 3680 | 3436670 | AMERICAN STANDARD, INC. | 4A7A5042E1 | AC | Split System: Air-Cooled Condensing Unit, Coil with Blower | 4TTR5042E1 |  | 4TXAC049BC3 | 12.5 | 14.5 | Yes | Yes | 2011-02-28 |  | 0
FALSE | 4TTR6042B1 | 3680 | 3436672 | AMERICAN STANDARD, INC. | 4A7A5042E1 | AC | Split System: Air-Cooled Condensing Unit, Coil with Blower | 4TTR5042E1 |  | 4TXAC049BC3 | 13 | 15 | Yes | Yes | 2011-02-28 |  | 1
FALSE | 4TTR6042B1 | 3680 | 3436711 | AMERICAN STANDARD, INC. | 4A7A5042E1 | AC | Split System: Air-Cooled Condensing Unit, Coil with Blower | 4TTR5042E1 |  | 4TXAD050BC3 | 12.5 | 15 | Yes | Yes | 2011-02-28 |  | 1
FALSE | 4TTR6042B1 | 3680 | 3436712 | AMERICAN STANDARD, INC. | 4A7A5042E1 | AC | Split System: Air-Cooled Condensing Unit, Coil with Blower | 4TTR5042E1 |  | 4TXAD050BC3 | 13 | 16 | Yes | Yes | 2011-02-28 |  | 2
FALSE | 4TTR6042B1 | 3680 | 3436713 | AMERICAN STANDARD, INC. | 4A7A5042E1 | AC | Split System: Air-Cooled Condensing Unit, Coil with Blower | 4TTR5042E1 |  | 4TXAD050BC3 | 12.5 | 15 | Yes | Yes | 2011-02-28 |  | 1
FALSE | 4TTR6042B1 | 3680 | 3436714 | AMERICAN STANDARD, INC. | 4A7A5042E1 | AC | Split System: Air-Cooled Condensing Unit, Coil with Blower | 4TTR5042E1 |  | 4TXAD050BC3 | 12.5 | 15 | Yes | Yes | 2011-02-28 |  | 1
FALSE | 4TTR6042B1 | 3680 | 3436715 | AMERICAN STANDARD, INC. | 4A7A5042E1 | AC | Split System: Air-Cooled Condensing Unit, Coil with Blower | 4TTR5042E1 |  | 4TXAD050BC3 | 13 | 16 | Yes | Yes | 2011-02-28 |  | 2
FALSE | 4TTR6042B1 | 3680 | 3436716 | AMERICAN STANDARD, INC. | 4A7A5042E1 | AC | Split System: Air-Cooled Condensing Unit, Coil with Blower | 4TTR5042E1 |  | 4TXAD050BC3 | 13 | 15.5 | Yes | Yes | 2011-02-28 |  | 1
FALSE | 4TTR6042B1 | 3680 | 3436721 | AMERICAN STANDARD, INC. | 4A7A5042E1 | AC | Split System: Air-Cooled Condensing Unit, Coil with Blower | 4TTR5042E1 |  | 4TXAD050BC3 | 12.5 | 15 | Yes | Yes | 2011-02-28 |  | 1
FALSE | 4TTR6042B1 | 3680 | 3436722 | AMERICAN STANDARD, INC. | 4A7A5042E1 | AC | Split System: Air-Cooled Condensing Unit, Coil with Blower | 4TTR5042E1 |  | 4TXAD050BC3 | 13 | 16 | Yes | Yes | 2011-02-28 |  | 2
FALSE | 4TTR6042B1 | 3680 | 3436723 | AMERICAN STANDARD, INC. | 4A7A5042E1 | AC | Split System: Air-Cooled Condensing Unit, Coil with Blower | 4TTR5042E1 |  | 4TXAD050BC3 | 12.5 | 15 | Yes | Yes | 2011-02-28 |  | 1
FALSE | 4TTR6042B1 | 3680 | 3436724 | AMERICAN STANDARD, INC. | 4A7A5042E1 | AC | Split System: Air-Cooled Condensing Unit, Coil with Blower | 4TTR5042E1 |  | 4TXAD050BC3 | 12.5 | 14.5 | Yes | Yes | 2011-02-28 |  | 0
FALSE | 4TTR6042B1 | 3680 | 3436727 | AMERICAN STANDARD, INC. | 4A7A5042E1 | AC | Split System: Air-Cooled Condensing Unit, Coil with Blower | 4TTR5042E1 |  | 4TXAD050BC3 | 13 | 15.5 | Yes | Yes | 2011-02-28 |  | 1
FALSE | 4TTR6042B1 | 3680 | 3436728 | AMERICAN STANDARD, INC. | 4A7A5042E1 | AC | Split System: Air-Cooled Condensing Unit, Coil with Blower | 4TTR5042E1 |  | 4TXAD050BC3 | 13 | 15.5 | Yes | Yes | 2011-02-28 |  | 1
FALSE | 4TTR6042B1 | 3680 | 3436613 | AMERICAN STANDARD, INC. | 4A7A5042E1 | AC | Split System: Air-Cooled Condensing Unit, Coil with Blower | 4TTR5042E1 |  | 4TXAC044BC3 | 12.5 | 14.5 | Yes | Yes | 2011-02-28 |  | 0
FALSE | 4TTR6042B1 | 3680 | 3436616 | AMERICAN STANDARD, INC. | 4A7A5042E1 | AC | Split System: Air-Cooled Condensing Unit, Coil with Blower | 4TTR5042E1 |  | 4TXAC044BC3 | 12.5 | 15 | Yes | Yes | 2011-02-28 |  | 1
FALSE | 4TTR6042B1 | 3680 | 3436622 | AMERICAN STANDARD, INC. | 4A7A5042E1 | AC | Split System: Air-Cooled Condensing Unit, Coil with Blower | 4TTR5042E1 |  | 4TXAC044BC3 | 13 | 15.5 | Yes | Yes | 2011-02-28 |  | 1
FALSE | 4TTR6042B1 | 3680 | 3436623 | AMERICAN STANDARD, INC. | 4A7A5042E1 | AC | Split System: Air-Cooled Condensing Unit, Coil with Blower | 4TTR5042E1 |  | 4TXAC044BC3 | 12.5 | 15 | Yes | Yes | 2011-02-28 |  | 1
FALSE | 4TTR6042B1 | 3680 | 3436626 | AMERICAN STANDARD, INC. | 4A7A5042E1 | AC | Split System: Air-Cooled Condensing Unit, Coil with Blower | 4TTR5042E1 |  | 4TXAC044BC3 | 12.5 | 14.5 | Yes | Yes | 2011-02-28 |  | 0
FALSE | 4TTR6042B1 | 3680 | 3436627 | AMERICAN STANDARD, INC. | 4A7A5042E1 | AC | Split System: Air-Cooled Condensing Unit, Coil with Blower | 4TTR5042E1 |  | 4TXAC044BC3 | 12 | 14.5 | Yes | Yes | 2011-02-28 |  | 0
FALSE | 4TTR6042B1 | 3680 | 3436628 | AMERICAN STANDARD, INC. | 4A7A5042E1 | AC | Split System: Air-Cooled Condensing Unit, Coil with Blower | 4TTR5042E1 |  | 4TXAC044BC3 | 12.5 | 14.5 | Yes | Yes | 2011-02-28 |  | 0
FALSE | 4TTR6042B1 | 3680 | 3436629 | AMERICAN STANDARD, INC. | 4A7A5042E1 | AC | Split System: Air-Cooled Condensing Unit, Coil with Blower | 4TTR5042E1 |  | 4TXAC044BC3 | 13 | 15 | Yes | Yes | 2011-02-28 |  | 1
FALSE | 4TTR6042B1 | 3680 | 3436630 | AMERICAN STANDARD, INC. | 4A7A5042E1 | AC | Split System: Air-Cooled Condensing Unit, Coil with Blower | 4TTR5042E1 |  | 4TXAC044BC3 | 12.5 | 15 | Yes | Yes | 2011-02-28 |  | 1
FALSE | 4TTR6042B1 | 3680 | 3436634 | AMERICAN STANDARD, INC. | 4A7A5042E1 | AC | Split System: Air-Cooled Condensing Unit, Coil with Blower | 4TTR5042E1 |  | 4TXAC044BC3 | 13 | 16 | Yes | Yes | 2011-02-28 |  | 2
FALSE | 4TTR6042B1 | 3680 | 3436635 | AMERICAN STANDARD, INC. | 4A7A5042E1 | AC | Split System: Air-Cooled Condensing Unit, Coil with Blower | 4TTR5042E1 |  | 4TXAC044BC3 | 12.5 | 15 | Yes | Yes | 2011-02-28 |  | 1
FALSE | 4TTR6042B1 | 3680 | 3436638 | AMERICAN STANDARD, INC. | 4A7A5042E1 | AC | Split System: Air-Cooled Condensing Unit, Coil with Blower | 4TTR5042E1 |  | 4TXAC049BC3 | 12.5 | 15 | Yes | Yes | 2011-02-28 |  | 1
FALSE | 4TTR6042B1 | 3680 | 3436639 | AMERICAN STANDARD, INC. | 4A7A5042E1 | AC | Split System: Air-Cooled Condensing Unit, Coil with Blower | 4TTR5042E1 |  | 4TXAC049BC3 | 13 | 15.5 | Yes | Yes | 2011-02-28 |  | 1
FALSE | 4TTR6042B1 | 3680 | 3436640 | AMERICAN STANDARD, INC. | 4A7A5042E1 | AC | Split System: Air-Cooled Condensing Unit, Coil with Blower | 4TTR5042E1 |  | 4TXAC049BC3 | 12.5 | 15 | Yes | Yes | 2011-02-28 |  | 1
FALSE | 4TTR6042B1 | 3680 | 3436641 | AMERICAN STANDARD, INC. | 4A7A5042E1 | AC | Split System: Air-Cooled Condensing Unit, Coil with Blower | 4TTR5042E1 |  | 4TXAC049BC3 | 12 | 14.5 | Yes | Yes | 2011-02-28 |  | 0
FALSE | 4TTR6042B1 | 3680 | 3436642 | AMERICAN STANDARD, INC. | 4A7A5042E1 | AC | Split System: Air-Cooled Condensing Unit, Coil with Blower | 4TTR5042E1 |  | 4TXAC049BC3 | 12.5 | 14.5 | Yes | Yes | 2011-02-28 |  | 0
FALSE | 4TTR6042B1 | 3680 | 3436643 | AMERICAN STANDARD, INC. | 4A7A5042E1 | AC | Split System: Air-Cooled Condensing Unit, Coil with Blower | 4TTR5042E1 |  | 4TXAC049BC3 | 13 | 16 | Yes | Yes | 2011-02-28 |  | 2
FALSE | 4TTR6042B1 | 3680 | 3436644 | AMERICAN STANDARD, INC. | 4A7A5042E1 | AC | Split System: Air-Cooled Condensing Unit, Coil with Blower | 4TTR5042E1 |  | 4TXAC049BC3 | 12.5 | 15 | Yes | Yes | 2011-02-28 |  | 1
FALSE | 4TTR6042B1 | 3680 | 3436645 | AMERICAN STANDARD, INC. | 4A7A5042E1 | AC | Split System: Air-Cooled Condensing Unit, Coil with Blower | 4TTR5042E1 |  | 4TXAC049BC3 | 13 | 15.5 | Yes | Yes | 2011-02-28 |  | 1
FALSE | 4TTR6042B1 | 3680 | 3436647 | AMERICAN STANDARD, INC. | 4A7A5042E1 | AC | Split System: Air-Cooled Condensing Unit, Coil with Blower | 4TTR5042E1 |  | 4TXAC049BC3 | 12.5 | 15 | Yes | Yes | 2011-02-28 |  | 1
FALSE | 4TTR6042B1 | 3680 | 3436655 | AMERICAN STANDARD, INC. | 4A7A5042E1 | AC | Split System: Air-Cooled Condensing Unit, Coil with Blower | 4TTR5042E1 |  | 4TXAC049BC3 | 12.5 | 15 | Yes | Yes | 2011-02-28 |  | 1
FALSE | 4TTR6042B1 | 3680 | 3436729 | AMERICAN STANDARD, INC. | 4A7A5042E1 | AC | Split System: Air-Cooled Condensing Unit, Coil with Blower | 4TTR5042E1 |  | 4TXAD050BC3 | 12.5 | 15 | Yes | Yes | 2011-02-28 |  | 1
FALSE | 4TTR6042B1 | 3680 | 3436732 | AMERICAN STANDARD, INC. | 4A7A5042E1 | AC | Split System: Air-Cooled Condensing Unit, Coil with Blower | 4TTR5042E1 |  | 4TXAD050BC3 | 13 | 16 | Yes | Yes | 2011-02-28 |  | 2
FALSE | 4TTR6042B1 | 3680 | 3436756 | AMERICAN STANDARD, INC. | 4A7A5042E1 | AC | Split System: Air-Cooled Condensing Unit, Coil with Blower | 4TTR5042E1 |  | 4TXCB036BC3 | 13 | 15 | Yes | Yes | 2011-02-28 |  | 1
FALSE | 4TTR6042B1 | 3680 | 3436758 | AMERICAN STANDARD, INC. | 4A7A5042E1 | AC | Split System: Air-Cooled Condensing Unit, Coil with Blower | 4TTR5042E1 |  | 4TXCB036BC3 | 12.5 | 15 | Yes | Yes | 2011-02-28 |  | 1
FALSE | 4TTR6042B1 | 3680 | 3436763 | AMERICAN STANDARD, INC. | 4A7A5042E1 | AC | Split System: Air-Cooled Condensing Unit, Coil with Blower | 4TTR5042E1 |  | 4TXCB036BC3 | 12 | 14.5 | Yes | Yes | 2011-02-28 |  | 0
FALSE | 4TTR6042B1 | 3680 | 3436765 | AMERICAN STANDARD, INC. | 4A7A5042E1 | AC | Split System: Air-Cooled Condensing Unit, Coil with Blower | 4TTR5042E1 |  | 4TXCB036BC3 | 12 | 14.5 | Yes | Yes | 2011-02-28 |  | 0
FALSE | 4TTR6042B1 | 3680 | 3436766 | AMERICAN STANDARD, INC. | 4A7A5042E1 | AC | Split System: Air-Cooled Condensing Unit, Coil with Blower | 4TTR5042E1 |  | 4TXCB036BC3 | 12 | 14.5 | Yes | Yes | 2011-02-28 |  | 0
FALSE | 4TTR6042B1 | 3680 | 3436771 | AMERICAN STANDARD, INC. | 4A7A5042E1 | AC | Split System: Air-Cooled Condensing Unit, Coil with Blower | 4TTR5042E1 |  | 4TXCB036BC3 | 12 | 14.5 | Yes | Yes | 2011-02-28 |  | 0
FALSE | 4TTR6042B1 | 3680 | 3436772 | AMERICAN STANDARD, INC. | 4A7A5042E1 | AC | Split System: Air-Cooled Condensing Unit, Coil with Blower | 4TTR5042E1 |  | 4TXCB036BC3 | 12 | 14.5 | Yes | Yes | 2011-02-28 |  | 0
FALSE | 4TTR6042B1 | 3680 | 3436779 | AMERICAN STANDARD, INC. | 4A7A5042E1 | AC | Split System: Air-Cooled Condensing Unit, Coil with Blower | 4TTR5042E1 |  | 4TXCB042BC3 | 12.5 | 15 | Yes | Yes | 2011-02-28 |  | 1
FALSE | 4TTR6042B1 | 3680 | 3436781 | AMERICAN STANDARD, INC. | 4A7A5042E1 | AC | Split System: Air-Cooled Condensing Unit, Coil with Blower | 4TTR5042E1 |  | 4TXCB042BC3 | 13 | 15 | Yes | Yes | 2011-02-28 |  | 1
FALSE | 4TTR6042B1 | 3680 | 3436788 | AMERICAN STANDARD, INC. | 4A7A5042E1 | AC | Split System: Air-Cooled Condensing Unit, Coil with Blower | 4TTR5042E1 |  | 4TXCB042BC3 | 12 | 14.5 | Yes | Yes | 2011-02-28 |  | 0
FALSE | 4TTR6042B1 | 3680 | 3436793 | AMERICAN STANDARD, INC. | 4A7A5042E1 | AC | Split System: Air-Cooled Condensing Unit, Coil with Blower | 4TTR5042E1 |  | 4TXCB042BC3 | 12 | 14.5 | Yes | Yes | 2011-02-28 |  | 0
FALSE | 4TTR6042B1 | 3680 | 3436794 | AMERICAN STANDARD, INC. | 4A7A5042E1 | AC | Split System: Air-Cooled Condensing Unit, Coil with Blower | 4TTR5042E1 |  | 4TXCB042BC3 | 12 | 14.5 | Yes | Yes | 2011-02-28 |  | 0
FALSE | 4TTR6042B1 | 3680 | 3436795 | AMERICAN STANDARD, INC. | 4A7A5042E1 | AC | Split System: Air-Cooled Condensing Unit, Coil with Blower | 4TTR5042E1 |  | 4TXCB042BC3 | 12 | 14.5 | Yes | Yes | 2011-02-28 |  | 0
FALSE | 4TTR6042B1 | 3680 | 3436800 | AMERICAN STANDARD, INC. | 4A7A5042E1 | AC | Split System: Air-Cooled Condensing Unit, Coil with Blower | 4TTR5042E1 |  | 4TXCB042BC3 | 12 | 14.5 | Yes | Yes | 2011-02-28 |  | 0
FALSE | 4TTR6042B1 | 3680 | 3436805 | AMERICAN STANDARD, INC. | 4A7A5042E1 | AC | Split System: Air-Cooled Condensing Unit, Coil with Blower | 4TTR5042E1 |  | 4TXCB048BC3 | 12 | 14.5 | Yes | Yes | 2011-02-28 |  | 0
FALSE | 4TTR6042B1 | 3680 | 3436806 | AMERICAN STANDARD, INC. | 4A7A5042E1 | AC | Split System: Air-Cooled Condensing Unit, Coil with Blower | 4TTR5042E1 |  | 4TXCB048BC3 | 12 | 14.5 | Yes | Yes | 2011-02-28 |  | 0
FALSE | 4TTR6042B1 | 3680 | 3436808 | AMERICAN STANDARD, INC. | 4A7A5042E1 | AC | Split System: Air-Cooled Condensing Unit, Coil with Blower | 4TTR5042E1 |  | 4TXCB048BC3 | 12.5 | 14.5 | Yes | Yes | 2011-02-28 |  | 0
FALSE | 4TTR6042B1 | 3680 | 3436814 | AMERICAN STANDARD, INC. | 4A7A5042E1 | AC | Split System: Air-Cooled Condensing Unit, Coil with Blower | 4TTR5042E1 |  | 4TXCB048BC3 | 13 | 15 | Yes | Yes | 2011-02-28 |  | 1
FALSE | 4TTR6042B1 | 3680 | 3436815 | AMERICAN STANDARD, INC. | 4A7A5042E1 | AC | Split System: Air-Cooled Condensing Unit, Coil with Blower | 4TTR5042E1 |  | 4TXCB048BC3 | 12 | 14.5 | Yes | Yes | 2011-02-28 |  | 0
FALSE | 4TTR6042B1 | 3680 | 3436816 | AMERICAN STANDARD, INC. | 4A7A5042E1 | AC | Split System: Air-Cooled Condensing Unit, Coil with Blower | 4TTR5042E1 |  | 4TXCB048BC3 | 13 | 15.5 | Yes | Yes | 2011-02-28 |  | 1
FALSE | 4TTR6042B1 | 3680 | 3436940 | AMERICAN STANDARD, INC. | 4A7A5042E1 | AC | Split System: Air-Cooled Condensing Unit, Coil with Blower | 4TTR5042E1 |  | 4TXCC044BC3 | 13 | 16 | Yes | Yes | 2011-02-28 |  | 2
FALSE | 4TTR6042B1 | 3680 | 3436941 | AMERICAN STANDARD, INC. | 4A7A5042E1 | AC | Split System: Air-Cooled Condensing Unit, Coil with Blower | 4TTR5042E1 |  | 4TXCC044BC3 | 12.5 | 15 | Yes | Yes | 2011-02-28 |  | 1
FALSE | 4TTR6042B1 | 3680 | 3436946 | AMERICAN STANDARD, INC. | 4A7A5042E1 | AC | Split System: Air-Cooled Condensing Unit, Coil with Blower | 4TTR5042E1 |  | 4TXCC044BC3 | 13 | 16 | Yes | Yes | 2011-02-28 |  | 2
FALSE | 4TTR6042B1 | 3680 | 3436947 | AMERICAN STANDARD, INC. | 4A7A5042E1 | AC | Split System: Air-Cooled Condensing Unit, Coil with Blower | 4TTR5042E1 |  | 4TXCC044BC3 | 13 | 16 | Yes | Yes | 2011-02-28 |  | 2
FALSE | 4TTR6042B1 | 3680 | 3436948 | AMERICAN STANDARD, INC. | 4A7A5042E1 | AC | Split System: Air-Cooled Condensing Unit, Coil with Blower | 4TTR5042E1 |  | 4TXCC044BC3 | 12.5 | 14.5 | Yes | Yes | 2011-02-28 |  | 0
FALSE | 4TTR6042B1 | 3680 | 3436949 | AMERICAN STANDARD, INC. | 4A7A5042E1 | AC | Split System: Air-Cooled Condensing Unit, Coil with Blower | 4TTR5042E1 |  | 4TXCC044BC3 | 12.5 | 15 | Yes | Yes | 2011-02-28 |  | 1
FALSE | 4TTR6042B1 | 3680 | 3436957 | AMERICAN STANDARD, INC. | 4A7A5042E1 | AC | Split System: Air-Cooled Condensing Unit, Coil with Blower | 4TTR5042E1 |  | 4TXCC044BC3 | 12.5 | 14.5 | Yes | Yes | 2011-02-28 |  | 0
FALSE | 4TTR6042B1 | 3680 | 3436958 | AMERICAN STANDARD, INC. | 4A7A5042E1 | AC | Split System: Air-Cooled Condensing Unit, Coil with Blower | 4TTR5042E1 |  | 4TXCC044BC3 | 12 | 14.5 | Yes | Yes | 2011-02-28 |  | 0
FALSE | 4TTR6042B1 | 3680 | 3436959 | AMERICAN STANDARD, INC. | 4A7A5042E1 | AC | Split System: Air-Cooled Condensing Unit, Coil with Blower | 4TTR5042E1 |  | 4TXCC044BC3 | 12.5 | 14.5 | Yes | Yes | 2011-02-28 |  | 0
FALSE | 4TTR6042B1 | 3680 | 3436960 | AMERICAN STANDARD, INC. | 4A7A5042E1 | AC | Split System: Air-Cooled Condensing Unit, Coil with Blower | 4TTR5042E1 |  | 4TXCC044BC3 | 13 | 15 | Yes | Yes | 2011-02-28 |  | 1
FALSE | 4TTR6042B1 | 3680 | 3436961 | AMERICAN STANDARD, INC. | 4A7A5042E1 | AC | Split System: Air-Cooled Condensing Unit, Coil with Blower | 4TTR5042E1 |  | 4TXCC044BC3 | 12.5 | 15 | Yes | Yes | 2011-02-28 |  | 1
FALSE | 4TTR6042B1 | 3680 | 3436968 | AMERICAN STANDARD, INC. | 4A7A5042E1 | AC | Split System: Air-Cooled Condensing Unit, Coil with Blower | 4TTR5042E1 |  | 4TXCC044BC3 | 12.5 | 15 | Yes | Yes | 2011-02-28 |  | 1
FALSE | 4TTR6042B1 | 3680 | 3436970 | AMERICAN STANDARD, INC. | 4A7A5042E1 | AC | Split System: Air-Cooled Condensing Unit, Coil with Blower | 4TTR5042E1 |  | 4TXCC049BC3 | 13 | 15.5 | Yes | Yes | 2011-02-28 |  | 1
FALSE | 4TTR6042B1 | 3680 | 3436971 | AMERICAN STANDARD, INC. | 4A7A5042E1 | AC | Split System: Air-Cooled Condensing Unit, Coil with Blower | 4TTR5042E1 |  | 4TXCC049BC3 | 12.5 | 15 | Yes | Yes | 2011-02-28 |  | 1
FALSE | 4TTR6042B1 | 3680 | 3436972 | AMERICAN STANDARD, INC. | 4A7A5042E1 | AC | Split System: Air-Cooled Condensing Unit, Coil with Blower | 4TTR5042E1 |  | 4TXCC049BC3 | 12.5 | 14.5 | Yes | Yes | 2011-02-28 |  | 0
FALSE | 4TTR6042B1 | 3680 | 3436973 | AMERICAN STANDARD, INC. | 4A7A5042E1 | AC | Split System: Air-Cooled Condensing Unit, Coil with Blower | 4TTR5042E1 |  | 4TXCC049BC3 | 12.5 | 15 | Yes | Yes | 2011-02-28 |  | 1
FALSE | 4TTR6042B1 | 3680 | 3436976 | AMERICAN STANDARD, INC. | 4A7A5042E1 | AC | Split System: Air-Cooled Condensing Unit, Coil with Blower | 4TTR5042E1 |  | 4TXCC049BC3 | 13 | 15.5 | Yes | Yes | 2011-02-28 |  | 1
FALSE | 4TTR6042B1 | 3680 | 3436978 | AMERICAN STANDARD, INC. | 4A7A5042E1 | AC | Split System: Air-Cooled Condensing Unit, Coil with Blower | 4TTR5042E1 |  | 4TXCC049BC3 | 12.5 | 14.5 | Yes | Yes | 2011-02-28 |  | 0
FALSE | 4TTR6042B1 | 3680 | 3436896 | AMERICAN STANDARD, INC. | 4A7A5042E1 | AC | Split System: Air-Cooled Condensing Unit, Coil with Blower | 4TTR5042E1 |  | 4TXCC037BC3 | 13 | 15.5 | Yes | Yes | 2011-02-28 |  | 1
FALSE | 4TTR6042B1 | 3680 | 3436897 | AMERICAN STANDARD, INC. | 4A7A5042E1 | AC | Split System: Air-Cooled Condensing Unit, Coil with Blower | 4TTR5042E1 |  | 4TXCC037BC3 | 12.5 | 14.5 | Yes | Yes | 2011-02-28 |  | 0
FALSE | 4TTR6042B1 | 3680 | 3436904 | AMERICAN STANDARD, INC. | 4A7A5042E1 | AC | Split System: Air-Cooled Condensing Unit, Coil with Blower | 4TTR5042E1 |  | 4TXCC043BC3 | 12.5 | 14.5 | Yes | Yes | 2011-02-28 |  | 0
FALSE | 4TTR6042B1 | 3680 | 3436909 | AMERICAN STANDARD, INC. | 4A7A5042E1 | AC | Split System: Air-Cooled Condensing Unit, Coil with Blower | 4TTR5042E1 |  | 4TXCC043BC3 | 12.5 | 15 | Yes | Yes | 2011-02-28 |  | 1
FALSE | 4TTR6042B1 | 3680 | 3436910 | AMERICAN STANDARD, INC. | 4A7A5042E1 | AC | Split System: Air-Cooled Condensing Unit, Coil with Blower | 4TTR5042E1 |  | 4TXCC043BC3 | 13 | 15 | Yes | Yes | 2011-02-28 |  | 1
FALSE | 4TTR6042B1 | 3680 | 3436912 | AMERICAN STANDARD, INC. | 4A7A5042E1 | AC | Split System: Air-Cooled Condensing Unit, Coil with Blower | 4TTR5042E1 |  | 4TXCC043BC3 | 12 | 14.5 | Yes | Yes | 2011-02-28 |  | 0
FALSE | 4TTR6042B1 | 3680 | 3436913 | AMERICAN STANDARD, INC. | 4A7A5042E1 | AC | Split System: Air-Cooled Condensing Unit, Coil with Blower | 4TTR5042E1 |  | 4TXCC043BC3 | 12 | 14.5 | Yes | Yes | 2011-02-28 |  | 0
FALSE | 4TTR6042B1 | 3680 | 3436914 | AMERICAN STANDARD, INC. | 4A7A5042E1 | AC | Split System: Air-Cooled Condensing Unit, Coil with Blower | 4TTR5042E1 |  | 4TXCC043BC3 | 13 | 15.5 | Yes | Yes | 2011-02-28 |  | 1
FALSE | 4TTR6042B1 | 3680 | 3436915 | AMERICAN STANDARD, INC. | 4A7A5042E1 | AC | Split System: Air-Cooled Condensing Unit, Coil with Blower | 4TTR5042E1 |  | 4TXCC043BC3 | 12.5 | 14.5 | Yes | Yes | 2011-02-28 |  | 0
FALSE | 4TTR6042B1 | 3680 | 3436919 | AMERICAN STANDARD, INC. | 4A7A5042E1 | AC | Split System: Air-Cooled Condensing Unit, Coil with Blower | 4TTR5042E1 |  | 4TXCC043BC3 | 12.5 | 15 | Yes | Yes | 2011-02-28 |  | 1
FALSE | 4TTR6042B1 | 3680 | 3436920 | AMERICAN STANDARD, INC. | 4A7A5042E1 | AC | Split System: Air-Cooled Condensing Unit, Coil with Blower | 4TTR5042E1 |  | 4TXCC043BC3 | 12 | 14.5 | Yes | Yes | 2011-02-28 |  | 0
FALSE | 4TTR6042B1 | 3680 | 3436921 | AMERICAN STANDARD, INC. | 4A7A5042E1 | AC | Split System: Air-Cooled Condensing Unit, Coil with Blower | 4TTR5042E1 |  | 4TXCC043BC3 | 12.5 | 15 | Yes | Yes | 2011-02-28 |  | 1
FALSE | 4TTR6042B1 | 3680 | 3436922 | AMERICAN STANDARD, INC. | 4A7A5042E1 | AC | Split System: Air-Cooled Condensing Unit, Coil with Blower | 4TTR5042E1 |  | 4TXCC043BC3 | 12.5 | 15 | Yes | Yes | 2011-02-28 |  | 1
FALSE | 4TTR6042B1 | 3680 | 3436928 | AMERICAN STANDARD, INC. | 4A7A5042E1 | AC | Split System: Air-Cooled Condensing Unit, Coil with Blower | 4TTR5042E1 |  | 4TXCC043BC3 | 12 | 14.5 | Yes | Yes | 2011-02-28 |  | 0
FALSE | 4TTR6042B1 | 3680 | 3436930 | AMERICAN STANDARD, INC. | 4A7A5042E1 | AC | Split System: Air-Cooled Condensing Unit, Coil with Blower | 4TTR5042E1 |  | 4TXCC043BC3 | 12 | 14.5 | Yes | Yes | 2011-02-28 |  | 0
FALSE | 4TTR6042B1 | 3680 | 3436932 | AMERICAN STANDARD, INC. | 4A7A5042E1 | AC | Split System: Air-Cooled Condensing Unit, Coil with Blower | 4TTR5042E1 |  | 4TXCC043BC3 | 12 | 14.5 | Yes | Yes | 2011-02-28 |  | 0
FALSE | 4TTR6042B1 | 3680 | 3436933 | AMERICAN STANDARD, INC. | 4A7A5042E1 | AC | Split System: Air-Cooled Condensing Unit, Coil with Blower | 4TTR5042E1 |  | 4TXCC043BC3 | 12.5 | 15 | Yes | Yes | 2011-02-28 |  | 1
FALSE | 4TTR6042B1 | 3680 | 3436934 | AMERICAN STANDARD, INC. | 4A7A5042E1 | AC | Split System: Air-Cooled Condensing Unit, Coil with Blower | 4TTR5042E1 |  | 4TXCC044BC3 | 13 | 15 | Yes | Yes | 2011-02-28 |  | 1
FALSE | 4TTR6042B1 | 3680 | 3436935 | AMERICAN STANDARD, INC. | 4A7A5042E1 | AC | Split System: Air-Cooled Condensing Unit, Coil with Blower | 4TTR5042E1 |  | 4TXCC044BC3 | 12.5 | 15 | Yes | Yes | 2011-02-28 |  | 1
FALSE | 4TTR6042B1 | 3680 | 3436938 | AMERICAN STANDARD, INC. | 4A7A5042E1 | AC | Split System: Air-Cooled Condensing Unit, Coil with Blower | 4TTR5042E1 |  | 4TXCC044BC3 | 13 | 15.5 | Yes | Yes | 2011-02-28 |  | 1
FALSE | 4TTR6042B1 | 3680 | 3436939 | AMERICAN STANDARD, INC. | 4A7A5042E1 | AC | Split System: Air-Cooled Condensing Unit, Coil with Blower | 4TTR5042E1 |  | 4TXCC044BC3 | 12.5 | 15 | Yes | Yes | 2011-02-28 |  | 1
FALSE | 4TTR6042B1 | 3680 | 3436979 | AMERICAN STANDARD, INC. | 4A7A5042E1 | AC | Split System: Air-Cooled Condensing Unit, Coil with Blower | 4TTR5042E1 |  | 4TXCC049BC3 | 12.5 | 15 | Yes | Yes | 2011-02-28 |  | 1
FALSE | 4TTR6042B1 | 3680 | 3436980 | AMERICAN STANDARD, INC. | 4A7A5042E1 | AC | Split System: Air-Cooled Condensing Unit, Coil with Blower | 4TTR5042E1 |  | 4TXCC049BC3 | 12 | 14.5 | Yes | Yes | 2011-02-28 |  | 0
FALSE | 4TTR6042B1 | 3680 | 3436981 | AMERICAN STANDARD, INC. | 4A7A5042E1 | AC | Split System: Air-Cooled Condensing Unit, Coil with Blower | 4TTR5042E1 |  | 4TXCC049BC3 | 12.5 | 14.5 | Yes | Yes | 2011-02-28 |  | 0
FALSE | 4TTR6042B1 | 3680 | 3436982 | AMERICAN STANDARD, INC. | 4A7A5042E1 | AC | Split System: Air-Cooled Condensing Unit, Coil with Blower | 4TTR5042E1 |  | 4TXCC049BC3 | 13 | 16 | Yes | Yes | 2011-02-28 |  | 2
FALSE | 4TTR6042B1 | 3680 | 3436983 | AMERICAN STANDARD, INC. | 4A7A5042E1 | AC | Split System: Air-Cooled Condensing Unit, Coil with Blower | 4TTR5042E1 |  | 4TXCC049BC3 | 12.5 | 15 | Yes | Yes | 2011-02-28 |  | 1
FALSE | 4TTR6042B1 | 3680 | 3436984 | AMERICAN STANDARD, INC. | 4A7A5042E1 | AC | Split System: Air-Cooled Condensing Unit, Coil with Blower | 4TTR5042E1 |  | 4TXCC049BC3 | 13 | 15.5 | Yes | Yes | 2011-02-28 |  | 1
FALSE | 4TTR6042B1 | 3680 | 3436986 | AMERICAN STANDARD, INC. | 4A7A5042E1 | AC | Split System: Air-Cooled Condensing Unit, Coil with Blower | 4TTR5042E1 |  | 4TXCC049BC3 | 12.5 | 15 | Yes | Yes | 2011-02-28 |  | 1
FALSE | 4TTR6042B1 | 3680 | 3436994 | AMERICAN STANDARD, INC. | 4A7A5042E1 | AC | Split System: Air-Cooled Condensing Unit, Coil with Blower | 4TTR5042E1 |  | 4TXCC049BC3 | 13 | 15.5 | Yes | Yes | 2011-02-28 |  | 1
FALSE | 4TTR6042B1 | 3680 | 3437001 | AMERICAN STANDARD, INC. | 4A7A5042E1 | AC | Split System: Air-Cooled Condensing Unit, Coil with Blower | 4TTR5042E1 |  | 4TXCC049BC3 | 13 | 15 | Yes | Yes | 2011-02-28 |  | 1
FALSE | 4TTR6042B1 | 3680 | 3437002 | AMERICAN STANDARD, INC. | 4A7A5042E1 | AC | Split System: Air-Cooled Condensing Unit, Coil with Blower | 4TTR5042E1 |  | 4TXCC049BC3 | 12.5 | 15 | Yes | Yes | 2011-02-28 |  | 1
FALSE | 4TTR6042B1 | 3680 | 3437039 | AMERICAN STANDARD, INC. | 4A7A5042E1 | AC | Split System: Air-Cooled Condensing Unit, Coil with Blower | 4TTR5042E1 |  | 4TXCD009CC3 | 13 | 16 | Yes | Yes | 2011-02-28 |  | 2
FALSE | 4TTR6042B1 | 3680 | 3437040 | AMERICAN STANDARD, INC. | 4A7A5042E1 | AC | Split System: Air-Cooled Condensing Unit, Coil with Blower | 4TTR5042E1 |  | 4TXCD009CC3 | 13 | 15 | Yes | Yes | 2011-02-28 |  | 1
FALSE | 4TTR6042B1 | 3680 | 3437041 | AMERICAN STANDARD, INC. | 4A7A5042E1 | AC | Split System: Air-Cooled Condensing Unit, Coil with Blower | 4TTR5042E1 |  | 4TXCD009CC3 | 13 | 16 | Yes | Yes | 2011-02-28 |  | 2
FALSE | 4TTR6042B1 | 3680 | 3437042 | AMERICAN STANDARD, INC. | 4A7A5042E1 | AC | Split System: Air-Cooled Condensing Unit, Coil with Blower | 4TTR5042E1 |  | 4TXCD010CC3 | 13 | 16 | Yes | Yes | 2011-02-28 |  | 2
FALSE | 4TTR6042B1 | 3680 | 3437045 | AMERICAN STANDARD, INC. | 4A7A5042E1 | AC | Split System: Air-Cooled Condensing Unit, Coil with Blower | 4TTR5042E1 |  | 4TXCD050BC3 | 12.5 | 14.5 | Yes | Yes | 2011-02-28 |  | 0
FALSE | 4TTR6042B1 | 3680 | 3437046 | AMERICAN STANDARD, INC. | 4A7A5042E1 | AC | Split System: Air-Cooled Condensing Unit, Coil with Blower | 4TTR5042E1 |  | 4TXCD050BC3 | 12.5 | 15 | Yes | Yes | 2011-02-28 |  | 1
FALSE | 4TTR6042B1 | 3680 | 3437047 | AMERICAN STANDARD, INC. | 4A7A5042E1 | AC | Split System: Air-Cooled Condensing Unit, Coil with Blower | 4TTR5042E1 |  | 4TXCD050BC3 | 13 | 16 | Yes | Yes | 2011-02-28 |  | 2
FALSE | 4TTR6042B1 | 3680 | 3437048 | AMERICAN STANDARD, INC. | 4A7A5042E1 | AC | Split System: Air-Cooled Condensing Unit, Coil with Blower | 4TTR5042E1 |  | 4TXCD050BC3 | 12.5 | 15 | Yes | Yes | 2011-02-28 |  | 1
FALSE | 4TTR6042B1 | 3680 | 3437054 | AMERICAN STANDARD, INC. | 4A7A5042E1 | AC | Split System: Air-Cooled Condensing Unit, Coil with Blower | 4TTR5042E1 |  | 4TXCD050BC3 | 13 | 15.5 | Yes | Yes | 2011-02-28 |  | 1
FALSE | 4TTR6042B1 | 3680 | 3437055 | AMERICAN STANDARD, INC. | 4A7A5042E1 | AC | Split System: Air-Cooled Condensing Unit, Coil with Blower | 4TTR5042E1 |  | 4TXCD050BC3 | 13 | 16 | Yes | Yes | 2011-02-28 |  | 2
FALSE | 4TTR6042B1 | 3680 | 3437056 | AMERICAN STANDARD, INC. | 4A7A5042E1 | AC | Split System: Air-Cooled Condensing Unit, Coil with Blower | 4TTR5042E1 |  | 4TXCD050BC3 | 12.5 | 15 | Yes | Yes | 2011-02-28 |  | 1
FALSE | 4TTR6042B1 | 3680 | 3437057 | AMERICAN STANDARD, INC. | 4A7A5042E1 | AC | Split System: Air-Cooled Condensing Unit, Coil with Blower | 4TTR5042E1 |  | 4TXCD050BC3 | 12.5 | 15 | Yes | Yes | 2011-02-28 |  | 1
FALSE | 4TTR6048B1 | 3695 | 3437221 | TRANE | 4TTR5048E1 | AC | Split System: Air-Cooled Condensing Unit, Coil with Blower | 4TTR5048E1 |  | 4CXCD061CC3 | 12 | 15 | Yes | Yes | 2011-01-21 |  | 0
FALSE | 4TTR6048B1 | 3695 | 3437223 | TRANE | 4TTR5048E1 | AC | Split System: Air-Cooled Condensing Unit, Coil with Blower | 4TTR5048E1 |  | 4CXCD061CC3 | 13 | 15 | Yes | Yes | 2011-01-21 |  | 1
FALSE | 4TTR6048B1 | 3695 | 3437225 | TRANE | 4TTR5048E1 | AC | Split System: Air-Cooled Condensing Unit, Coil with Blower | 4TTR5048E1 |  | 4CXCD061CC3 | 12 | 15 | Yes | Yes | 2011-01-21 |  | 0
FALSE | 4TTR6048B1 | 3695 | 3437229 | TRANE | 4TTR5048E1 | AC | Split System: Air-Cooled Condensing Unit, Coil with Blower | 4TTR5048E1 |  | 4CXCD061CC3 | 12.5 | 15 | Yes | Yes | 2011-01-21 |  | 1
FALSE | 4TTR6048B1 | 3695 | 3437231 | TRANE | 4TTR5048E1 | AC | Split System: Air-Cooled Condensing Unit, Coil with Blower | 4TTR5048E1 |  | 4CXCD061CC3 | 13 | 15 | Yes | Yes | 2011-01-21 |  | 1
FALSE | 4TTR6048B1 | 3695 | 3437239 | TRANE | 4TTR5048E1 | AC | Split System: Air-Cooled Condensing Unit, Coil with Blower | 4TTR5048E1 |  | 4CXCD061CC3 | 12.5 | 15 | Yes | Yes | 2011-01-21 |  | 1
FALSE | 4TTR6048B1 | 3695 | 3437241 | TRANE | 4TTR5048E1 | AC | Split System: Air-Cooled Condensing Unit, Coil with Blower | 4TTR5048E1 |  | 4CXCD061CC3 | 12 | 14.5 | Yes | Yes | 2011-01-21 |  | 0
FALSE | 4TTR6048B1 | 3695 | 3437245 | TRANE | 4TTR5048E1 | AC | Split System: Air-Cooled Condensing Unit, Coil with Blower | 4TTR5048E1 |  | 4TEC3F55B1 | 12 | 14.5 | Yes | Yes | 2011-01-21 |  | 0
FALSE | 4TTR6048B1 | 3695 | 3437246 | TRANE | 4TTR5048E1 | AC | Split System: Air-Cooled Condensing Unit, Coil with Blower | 4TTR5048E1 |  | 4TEE3C06A1 | 12.5 | 15 | Yes | Yes | 2011-01-21 |  | 1
FALSE | 4TTR6048B1 | 3695 | 3437247 | TRANE | 4TTR5048E1 | AC | Split System: Air-Cooled Condensing Unit, Coil with Blower | 4TTR5048E1 |  | 4TEE3C06A1+18-GJ01D | 12 | 14.5 | Yes | Yes | 2011-01-21 |  | 0
FALSE | 4TTR6048B1 | 3695 | 3437248 | TRANE | 4TTR5048E1 | AC | Split System: Air-Cooled Condensing Unit, Coil with Blower | 4TTR5048E1 |  | 4TEE3C07A1 | 13 | 15 | Yes | Yes | 2011-01-21 |  | 1
FALSE | 4TTR6048B1 | 3695 | 3437249 | TRANE | 4TTR5048E1 | AC | Split System: Air-Cooled Condensing Unit, Coil with Blower | 4TTR5048E1 |  | 4TEE3C07A1+18-GJ01D | 12.5 | 15 | Yes | Yes | 2011-01-21 |  | 1
FALSE | 4TTR6048B1 | 3695 | 3437250 | TRANE | 4TTR5048E1 | AC | Split System: Air-Cooled Condensing Unit, Coil with Blower | 4TTR5048E1 |  | 4TEE3C08A1 | 12 | 14.5 | Yes | Yes | 2011-01-21 |  | 0
FALSE | 4TTR6048B1 | 3695 | 3437251 | TRANE | 4TTR5048E1 | AC | Split System: Air-Cooled Condensing Unit, Coil with Blower | 4TTR5048E1 |  | 4TEE3C08A1+18-GJ01D | 12 | 14.5 | Yes | Yes | 2011-01-21 |  | 0
FALSE | 4TTR6048B1 | 3695 | 3437252 | TRANE | 4TTR5048E1 | AC | Split System: Air-Cooled Condensing Unit, Coil with Blower | 4TTR5048E1 |  | 4TEE3C09A1 | 13 | 16 | Yes | Yes | 2011-01-21 |  | 2
FALSE | 4TTR6048B1 | 3695 | 3437253 | TRANE | 4TTR5048E1 | AC | Split System: Air-Cooled Condensing Unit, Coil with Blower | 4TTR5048E1 |  | 4TEE3C09A1+18-GJ01D | 13 | 15 | Yes | Yes | 2011-01-21 |  | 1
FALSE | 4TTR6048B1 | 3695 | 3437254 | TRANE | 4TTR5048E1 | AC | Split System: Air-Cooled Condensing Unit, Coil with Blower | 4TTR5048E1 |  | 4TEE3C10A1 | 13 | 16 | Yes | Yes | 2011-01-21 |  | 2
FALSE | 4TTR6048B1 | 3695 | 3437255 | TRANE | 4TTR5048E1 | AC | Split System: Air-Cooled Condensing Unit, Coil with Blower | 4TTR5048E1 |  | 4TEE3C10A1+18-GJ01D | 12.5 | 15 | Yes | Yes | 2011-01-21 |  | 1
FALSE | 4TTR6048B1 | 3695 | 3437268 | TRANE | 4TTR5048E1 | AC | Split System: Air-Cooled Condensing Unit, Coil with Blower | 4TTR5048E1 |  | 4TEE3F48A1 | 12 | 14.5 | Yes | Yes | 2011-01-21 |  | 0
FALSE | 4TTR6048B1 | 3695 | 3437269 | TRANE | 4TTR5048E1 | AC | Split System: Air-Cooled Condensing Unit, Coil with Blower | 4TTR5048E1 |  | 4TEE3F49B1 | 12.5 | 15 | Yes | Yes | 2011-01-21 |  | 1
FALSE | 4TTR6048B1 | 3695 | 3437271 | TRANE | 4TTR5048E1 | AC | Split System: Air-Cooled Condensing Unit, Coil with Blower | 4TTR5048E1 |  | 4TEE3F64A1 | 12 | 14.5 | Yes | Yes | 2011-01-21 |  | 0
FALSE | 4TTR6048B1 | 3695 | 3437323 | TRANE | 4TTR5048E1 | AC | Split System: Air-Cooled Condensing Unit, Coil with Blower | 4TTR5048E1 |  | 4TXAC044BC3 | 12.5 | 15 | Yes | Yes | 2011-01-21 |  | 1
FALSE | 4TTR6048B1 | 3695 | 3437324 | TRANE | 4TTR5048E1 | AC | Split System: Air-Cooled Condensing Unit, Coil with Blower | 4TTR5048E1 |  | 4TXAC044BC3 | 12 | 14.5 | Yes | Yes | 2011-01-21 |  | 0
FALSE | 4TTR6048B1 | 3695 | 3437325 | TRANE | 4TTR5048E1 | AC | Split System: Air-Cooled Condensing Unit, Coil with Blower | 4TTR5048E1 |  | 4TXAC044BC3 | 12.5 | 15 | Yes | Yes | 2011-01-21 |  | 1
FALSE | 4TTR6048B1 | 3695 | 3437328 | TRANE | 4TTR5048E1 | AC | Split System: Air-Cooled Condensing Unit, Coil with Blower | 4TTR5048E1 |  | 4TXAC044BC3 | 12 | 15 | Yes | Yes | 2011-01-21 |  | 0
FALSE | 4TTR6048B1 | 3695 | 3437329 | TRANE | 4TTR5048E1 | AC | Split System: Air-Cooled Condensing Unit, Coil with Blower | 4TTR5048E1 |  | 4TXAC044BC3 | 12 | 15 | Yes | Yes | 2011-01-21 |  | 0
FALSE | 4TTR6048B1 | 3695 | 3437330 | TRANE | 4TTR5048E1 | AC | Split System: Air-Cooled Condensing Unit, Coil with Blower | 4TTR5048E1 |  | 4TXAC049BC3 | 12 | 14.5 | Yes | Yes | 2011-01-21 |  | 0
FALSE | 4TTR6048B1 | 3695 | 3437332 | TRANE | 4TTR5048E1 | AC | Split System: Air-Cooled Condensing Unit, Coil with Blower | 4TTR5048E1 |  | 4TXAC049BC3 | 12 | 14.5 | Yes | Yes | 2011-01-21 |  | 0
FALSE | 4TTR6048B1 | 3695 | 3437339 | TRANE | 4TTR5048E1 | AC | Split System: Air-Cooled Condensing Unit, Coil with Blower | 4TTR5048E1 |  | 4TXAC049BC3 | 12.5 | 15 | Yes | Yes | 2011-01-21 |  | 1
FALSE | 4TTR6048B1 | 3695 | 3437340 | TRANE | 4TTR5048E1 | AC | Split System: Air-Cooled Condensing Unit, Coil with Blower | 4TTR5048E1 |  | 4TXAC049BC3 | 12 | 14.5 | Yes | Yes | 2011-01-21 |  | 0
FALSE | 4TTR6048B1 | 3695 | 3437341 | TRANE | 4TTR5048E1 | AC | Split System: Air-Cooled Condensing Unit, Coil with Blower | 4TTR5048E1 |  | 4TXAC049BC3 | 12.5 | 15 | Yes | Yes | 2011-01-21 |  | 1
FALSE | 4TTR6048B1 | 3695 | 3437347 | TRANE | 4TTR5048E1 | AC | Split System: Air-Cooled Condensing Unit, Coil with Blower | 4TTR5048E1 |  | 4TXAC049BC3 | 12 | 15 | Yes | Yes | 2011-01-21 |  | 0
FALSE | 4TTR6048B1 | 3695 | 3437348 | TRANE | 4TTR5048E1 | AC | Split System: Air-Cooled Condensing Unit, Coil with Blower | 4TTR5048E1 |  | 4TXAC049BC3 | 12 | 15 | Yes | Yes | 2011-01-21 |  | 0
FALSE | 4TTR6048B1 | 3695 | 3437351 | TRANE | 4TTR5048E1 | AC | Split System: Air-Cooled Condensing Unit, Coil with Blower | 4TTR5048E1 |  | 4TXAC049BC3 | 12.5 | 15 | Yes | Yes | 2011-01-21 |  | 1
FALSE | 4TTR6048B1 | 3695 | 3437352 | TRANE | 4TTR5048E1 | AC | Split System: Air-Cooled Condensing Unit, Coil with Blower | 4TTR5048E1 |  | 4TXAC049BC3 | 12 | 14.5 | Yes | Yes | 2011-01-21 |  | 0
FALSE | 4TTR6048B1 | 3695 | 3437377 | TRANE | 4TTR5048E1 | AC | Split System: Air-Cooled Condensing Unit, Coil with Blower | 4TTR5048E1 |  | 4TXAC060BC3 | 12.5 | 15 | Yes | Yes | 2011-01-21 |  | 1
FALSE | 4TTR6048B1 | 3695 | 3437381 | TRANE | 4TTR5048E1 | AC | Split System: Air-Cooled Condensing Unit, Coil with Blower | 4TTR5048E1 |  | 4TXAC060BC3 | 13 | 15 | Yes | Yes | 2011-01-21 |  | 1
FALSE | 4TTR6048B1 | 3695 | 3437382 | TRANE | 4TTR5048E1 | AC | Split System: Air-Cooled Condensing Unit, Coil with Blower | 4TTR5048E1 |  | 4TXAC060BC3 | 12 | 15 | Yes | Yes | 2011-01-21 |  | 0
FALSE | 4TTR6048B1 | 3695 | 3437384 | TRANE | 4TTR5048E1 | AC | Split System: Air-Cooled Condensing Unit, Coil with Blower | 4TTR5048E1 |  | 4TXAC060BC3 | 12 | 14.5 | Yes | Yes | 2011-01-21 |  | 0
FALSE | 4TTR6048B1 | 3695 | 3437386 | TRANE | 4TTR5048E1 | AC | Split System: Air-Cooled Condensing Unit, Coil with Blower | 4TTR5048E1 |  | 4TXAC060BC3 | 12.5 | 15 | Yes | Yes | 2011-01-21 |  | 1
FALSE | 4TTR6048B1 | 3695 | 3437391 | TRANE | 4TTR5048E1 | AC | Split System: Air-Cooled Condensing Unit, Coil with Blower | 4TTR5048E1 |  | 4TXAC060BC3 | 12.5 | 15 | Yes | Yes | 2011-01-21 |  | 1
FALSE | 4TTR6048B1 | 3695 | 3437392 | TRANE | 4TTR5048E1 | AC | Split System: Air-Cooled Condensing Unit, Coil with Blower | 4TTR5048E1 |  | 4TXAC060BC3 | 12 | 14.5 | Yes | Yes | 2011-01-21 |  | 0
FALSE | 4TTR6048B1 | 3695 | 3437393 | TRANE | 4TTR5048E1 | AC | Split System: Air-Cooled Condensing Unit, Coil with Blower | 4TTR5048E1 |  | 4TXAC060BC3 | 12.5 | 15 | Yes | Yes | 2011-01-21 |  | 1
FALSE | 4TTR6048B1 | 3695 | 3437444 | TRANE | 4TTR5048E1 | AC | Split System: Air-Cooled Condensing Unit, Coil with Blower | 4TTR5048E1 |  | 4TXAD061BC3 | 13 | 15 | Yes | Yes | 2011-01-21 |  | 1
FALSE | 4TTR6048B1 | 3695 | 3437445 | TRANE | 4TTR5048E1 | AC | Split System: Air-Cooled Condensing Unit, Coil with Blower | 4TTR5048E1 |  | 4TXAD061BC3 | 12 | 14.5 | Yes | Yes | 2011-01-21 |  | 0
FALSE | 4TTR6048B1 | 3695 | 3437446 | TRANE | 4TTR5048E1 | AC | Split System: Air-Cooled Condensing Unit, Coil with Blower | 4TTR5048E1 |  | 4TXAD061BC3 | 12.5 | 15 | Yes | Yes | 2011-01-21 |  | 1
FALSE | 4TTR6048B1 | 3695 | 3437447 | TRANE | 4TTR5048E1 | AC | Split System: Air-Cooled Condensing Unit, Coil with Blower | 4TTR5048E1 |  | 4TXAD061BC3 | 12.5 | 15 | Yes | Yes | 2011-01-21 |  | 1
FALSE | 4TTR6048B1 | 3695 | 3437451 | TRANE | 4TTR5048E1 | AC | Split System: Air-Cooled Condensing Unit, Coil with Blower | 4TTR5048E1 |  | 4TXAD064BC3 | 12.5 | 15 | Yes | Yes | 2011-01-21 |  | 1
FALSE | 4TTR6048B1 | 3695 | 3437452 | TRANE | 4TTR5048E1 | AC | Split System: Air-Cooled Condensing Unit, Coil with Blower | 4TTR5048E1 |  | 4TXAD064BC3 | 12.5 | 15 | Yes | Yes | 2011-01-21 |  | 1
FALSE | 4TTR6048B1 | 3695 | 3437455 | TRANE | 4TTR5048E1 | AC | Split System: Air-Cooled Condensing Unit, Coil with Blower | 4TTR5048E1 |  | 4TXAD064BC3 | 12 | 15 | Yes | Yes | 2011-01-21 |  | 0
FALSE | 4TTR6048B1 | 3695 | 3437458 | TRANE | 4TTR5048E1 | AC | Split System: Air-Cooled Condensing Unit, Coil with Blower | 4TTR5048E1 |  | 4TXAD064BC3 | 12 | 14.5 | Yes | Yes | 2011-01-21 |  | 0
FALSE | 4TTR6048B1 | 3695 | 3437460 | TRANE | 4TTR5048E1 | AC | Split System: Air-Cooled Condensing Unit, Coil with Blower | 4TTR5048E1 |  | 4TXAD064BC3 | 12.5 | 15 | Yes | Yes | 2011-01-21 |  | 1
FALSE | 4TTR6048B1 | 3695 | 3437465 | TRANE | 4TTR5048E1 | AC | Split System: Air-Cooled Condensing Unit, Coil with Blower | 4TTR5048E1 |  | 4TXAD064BC3 | 12.5 | 15 | Yes | Yes | 2011-01-21 |  | 1
FALSE | 4TTR6048B1 | 3695 | 3437466 | TRANE | 4TTR5048E1 | AC | Split System: Air-Cooled Condensing Unit, Coil with Blower | 4TTR5048E1 |  | 4TXAD064BC3 | 12 | 14.5 | Yes | Yes | 2011-01-21 |  | 0
FALSE | 4TTR6048B1 | 3695 | 3437467 | TRANE | 4TTR5048E1 | AC | Split System: Air-Cooled Condensing Unit, Coil with Blower | 4TTR5048E1 |  | 4TXAD064BC3 | 12.5 | 15 | Yes | Yes | 2011-01-21 |  | 1
FALSE | 4TTR6048B1 | 3695 | 3437470 | TRANE | 4TTR5048E1 | AC | Split System: Air-Cooled Condensing Unit, Coil with Blower | 4TTR5048E1 |  | 4TXAD064BC3 | 13 | 15 | Yes | Yes | 2011-01-21 |  | 1
FALSE | 4TTR6048B1 | 3695 | 3437471 | TRANE | 4TTR5048E1 | AC | Split System: Air-Cooled Condensing Unit, Coil with Blower | 4TTR5048E1 |  | 4TXAD064BC3 | 12 | 15 | Yes | Yes | 2011-01-21 |  | 0
FALSE | 4TTR6048B1 | 3695 | 3437475 | TRANE | 4TTR5048E1 | AC | Split System: Air-Cooled Condensing Unit, Coil with Blower | 4TTR5048E1 |  | 4TXAD064BC3 | 12 | 14.5 | Yes | Yes | 2011-01-21 |  | 0
FALSE | 4TTR6048B1 | 3695 | 3437501 | TRANE | 4TTR5048E1 | AC | Split System: Air-Cooled Condensing Unit, Coil with Blower | 4TTR5048E1 |  | 4TXCB042BC3 | 12 | 14.5 | Yes | Yes | 2011-01-21 |  | 0
FALSE | 4TTR6048B1 | 3695 | 3437503 | TRANE | 4TTR5048E1 | AC | Split System: Air-Cooled Condensing Unit, Coil with Blower | 4TTR5048E1 |  | 4TXCB042BC3 | 12 | 14.5 | Yes | Yes | 2011-01-21 |  | 0
FALSE | 4TTR6048B1 | 3695 | 3437506 | TRANE | 4TTR5048E1 | AC | Split System: Air-Cooled Condensing Unit, Coil with Blower | 4TTR5048E1 |  | 4TXCB048BC3 | 12 | 14.5 | Yes | Yes | 2011-01-21 |  | 0
FALSE | 4TTR6048B1 | 3695 | 3437509 | TRANE | 4TTR5048E1 | AC | Split System: Air-Cooled Condensing Unit, Coil with Blower | 4TTR5048E1 |  | 4TXCB048BC3 | 12.5 | 15 | Yes | Yes | 2011-01-21 |  | 1
FALSE | 4TTR6048B1 | 3695 | 3437510 | TRANE | 4TTR5048E1 | AC | Split System: Air-Cooled Condensing Unit, Coil with Blower | 4TTR5048E1 |  | 4TXCB048BC3 | 12 | 14.5 | Yes | Yes | 2011-01-21 |  | 0
FALSE | 4TTR6048B1 | 3695 | 3437513 | TRANE | 4TTR5048E1 | AC | Split System: Air-Cooled Condensing Unit, Coil with Blower | 4TTR5048E1 |  | 4TXCB048BC3 | 12 | 14.5 | Yes | Yes | 2011-01-21 |  | 0
FALSE | 4TTR6048B1 | 3695 | 3437515 | TRANE | 4TTR5048E1 | AC | Split System: Air-Cooled Condensing Unit, Coil with Blower | 4TTR5048E1 |  | 4TXCC043BC3 | 12 | 14.5 | Yes | Yes | 2011-01-21 |  | 0
FALSE | 4TTR6048B1 | 3695 | 3437562 | TRANE | 4TTR5048E1 | AC | Split System: Air-Cooled Condensing Unit, Coil with Blower | 4TTR5048E1 |  | 4TXCC049BC3 | 12.5 | 15 | Yes | Yes | 2011-01-21 |  | 1
FALSE | 4TTR6048B1 | 3695 | 3437567 | TRANE | 4TTR5048E1 | AC | Split System: Air-Cooled Condensing Unit, Coil with Blower | 4TTR5048E1 |  | 4TXCC049BC3 | 12 | 15 | Yes | Yes | 2011-01-21 |  | 0
FALSE | 4TTR6048B1 | 3695 | 3437568 | TRANE | 4TTR5048E1 | AC | Split System: Air-Cooled Condensing Unit, Coil with Blower | 4TTR5048E1 |  | 4TXCC049BC3 | 12 | 15 | Yes | Yes | 2011-01-21 |  | 0
FALSE | 4TTR6048B1 | 3695 | 3437573 | TRANE | 4TTR5048E1 | AC | Split System: Air-Cooled Condensing Unit, Coil with Blower | 4TTR5048E1 |  | 4TXCC049BC3 | 12 | 14.5 | Yes | Yes | 2011-01-21 |  | 0
FALSE | 4TTR6048B1 | 3695 | 3437574 | TRANE | 4TTR5048E1 | AC | Split System: Air-Cooled Condensing Unit, Coil with Blower | 4TTR5048E1 |  | 4TXCC049BC3 | 12 | 14.5 | Yes | Yes | 2011-01-21 |  | 0
FALSE | 4TTR6048B1 | 3695 | 3437576 | TRANE | 4TTR5048E1 | AC | Split System: Air-Cooled Condensing Unit, Coil with Blower | 4TTR5048E1 |  | 4TXCC049BC3 | 12.5 | 15 | Yes | Yes | 2011-01-21 |  | 1
FALSE | 4TTR6048B1 | 3695 | 3437602 | TRANE | 4TTR5048E1 | AC | Split System: Air-Cooled Condensing Unit, Coil with Blower | 4TTR5048E1 |  | 4TXCC060BC3 | 12.5 | 15 | Yes | Yes | 2011-01-21 |  | 1
FALSE | 4TTR6048B1 | 3695 | 3437603 | TRANE | 4TTR5048E1 | AC | Split System: Air-Cooled Condensing Unit, Coil with Blower | 4TTR5048E1 |  | 4TXCC060BC3 | 12 | 14.5 | Yes | Yes | 2011-01-21 |  | 0
FALSE | 4TTR6048B1 | 3695 | 3437604 | TRANE | 4TTR5048E1 | AC | Split System: Air-Cooled Condensing Unit, Coil with Blower | 4TTR5048E1 |  | 4TXCC060BC3 | 12.5 | 15 | Yes | Yes | 2011-01-21 |  | 1
FALSE | 4TTR6048B1 | 3695 | 3437605 | TRANE | 4TTR5048E1 | AC | Split System: Air-Cooled Condensing Unit, Coil with Blower | 4TTR5048E1 |  | 4TXCC060BC3 | 12 | 15 | Yes | Yes | 2011-01-21 |  | 0
FALSE | 4TTR6048B1 | 3695 | 3437610 | TRANE | 4TTR5048E1 | AC | Split System: Air-Cooled Condensing Unit, Coil with Blower | 4TTR5048E1 |  | 4TXCC060BC3 | 12.5 | 15 | Yes | Yes | 2011-01-21 |  | 1
FALSE | 4TTR6048B1 | 3695 | 3437611 | TRANE | 4TTR5048E1 | AC | Split System: Air-Cooled Condensing Unit, Coil with Blower | 4TTR5048E1 |  | 4TXCC060BC3 | 12.5 | 15 | Yes | Yes | 2011-01-21 |  | 1
FALSE | 4TTR6048B1 | 3695 | 3437617 | TRANE | 4TTR5048E1 | AC | Split System: Air-Cooled Condensing Unit, Coil with Blower | 4TTR5048E1 |  | 4TXCC060BC3 | 13 | 15 | Yes | Yes | 2011-01-21 |  | 1
FALSE | 4TTR6048B1 | 3695 | 3437618 | TRANE | 4TTR5048E1 | AC | Split System: Air-Cooled Condensing Unit, Coil with Blower | 4TTR5048E1 |  | 4TXCC060BC3 | 12 | 15 | Yes | Yes | 2011-01-21 |  | 0
FALSE | 4TTR6048B1 | 3695 | 3437620 | TRANE | 4TTR5048E1 | AC | Split System: Air-Cooled Condensing Unit, Coil with Blower | 4TTR5048E1 |  | 4TXCC060BC3 | 12 | 14.5 | Yes | Yes | 2011-01-21 |  | 0
FALSE | 4TTR6048B1 | 3695 | 3437622 | TRANE | 4TTR5048E1 | AC | Split System: Air-Cooled Condensing Unit, Coil with Blower | 4TTR5048E1 |  | 4TXCC060BC3 | 12.5 | 15 | Yes | Yes | 2011-01-21 |  | 1
FALSE | 4TTR6048B1 | 3695 | 3437625 | TRANE | 4TTR5048E1 | AC | Split System: Air-Cooled Condensing Unit, Coil with Blower | 4TTR5048E1 |  | 4TXCD050BC3 | 12 | 15 | Yes | Yes | 2011-01-21 |  | 0
FALSE | 4TTR6048B1 | 3695 | 3437629 | TRANE | 4TTR5048E1 | AC | Split System: Air-Cooled Condensing Unit, Coil with Blower | 4TTR5048E1 |  | 4TXCD050BC3 | 13 | 15.5 | Yes | Yes | 2011-01-21 |  | 1
FALSE | 4TTR6048B1 | 3695 | 3437630 | TRANE | 4TTR5048E1 | AC | Split System: Air-Cooled Condensing Unit, Coil with Blower | 4TTR5048E1 |  | 4TXCD050BC3 | 12 | 14.5 | Yes | Yes | 2011-01-21 |  | 0
FALSE | 4TTR6048B1 | 3695 | 3437635 | TRANE | 4TTR5048E1 | AC | Split System: Air-Cooled Condensing Unit, Coil with Blower | 4TTR5048E1 |  | 4TXCD050BC3 | 12.5 | 15 | Yes | Yes | 2011-01-21 |  | 1
FALSE | 4TTR6048B1 | 3695 | 3437638 | TRANE | 4TTR5048E1 | AC | Split System: Air-Cooled Condensing Unit, Coil with Blower | 4TTR5048E1 |  | 4TXCD050BC3 | 12 | 14.5 | Yes | Yes | 2011-01-21 |  | 0
FALSE | 4TTR6048B1 | 3695 | 3437639 | TRANE | 4TTR5048E1 | AC | Split System: Air-Cooled Condensing Unit, Coil with Blower | 4TTR5048E1 |  | 4TXCD050BC3 | 12.5 | 15 | Yes | Yes | 2011-01-21 |  | 1
FALSE | 4TTR6048B1 | 3695 | 3437690 | TRANE | 4TTR5048E1 | AC | Split System: Air-Cooled Condensing Unit, Coil with Blower | 4TTR5048E1 |  | 4TXCD064BC3 | 12.5 | 15 | Yes | Yes | 2011-01-21 |  | 1
FALSE | 4TTR6048B1 | 3695 | 3437691 | TRANE | 4TTR5048E1 | AC | Split System: Air-Cooled Condensing Unit, Coil with Blower | 4TTR5048E1 |  | 4TXCD064BC3 | 12.5 | 15 | Yes | Yes | 2011-01-21 |  | 1
FALSE | 4TTR6048B1 | 3695 | 3437692 | TRANE | 4TTR5048E1 | AC | Split System: Air-Cooled Condensing Unit, Coil with Blower | 4TTR5048E1 |  | 4TXCD064BC3 | 12 | 14.5 | Yes | Yes | 2011-01-21 |  | 0
FALSE | 4TTR6048B1 | 3695 | 3437696 | TRANE | 4TTR5048E1 | AC | Split System: Air-Cooled Condensing Unit, Coil with Blower | 4TTR5048E1 |  | 4TXCD064BC3 | 12 | 15 | Yes | Yes | 2011-01-21 |  | 0
FALSE | 4TTR6048B1 | 3695 | 3437697 | TRANE | 4TTR5048E1 | AC | Split System: Air-Cooled Condensing Unit, Coil with Blower | 4TTR5048E1 |  | 4TXCD064BC3 | 12.5 | 15 | Yes | Yes | 2011-01-21 |  | 1
FALSE | 4TTR6048B1 | 3695 | 3437698 | TRANE | 4TTR5048E1 | AC | Split System: Air-Cooled Condensing Unit, Coil with Blower | 4TTR5048E1 |  | 4TXCD064BC3 | 12 | 14.5 | Yes | Yes | 2011-01-21 |  | 0
FALSE | 4TTR6048B1 | 3695 | 3437801 | AMERICAN STANDARD, INC. | 4A7A5048E1 | AC | Split System: Air-Cooled Condensing Unit, Coil with Blower | 4TTR5048E1 |  | 4CXCB042CC3 | 12 | 14.5 | Yes | Yes | 2011-02-28 |  | 0
FALSE | 4TTR6048B1 | 3695 | 3437804 | AMERICAN STANDARD, INC. | 4A7A5048E1 | AC | Split System: Air-Cooled Condensing Unit, Coil with Blower | 4TTR5048E1 |  | 4CXCC043CC3 | 12 | 14.5 | Yes | Yes | 2011-02-28 |  | 0
FALSE | 4TTR6048B1 | 3695 | 3437806 | AMERICAN STANDARD, INC. | 4A7A5048E1 | AC | Split System: Air-Cooled Condensing Unit, Coil with Blower | 4TTR5048E1 |  | 4CXCC043CC3 | 12 | 14.5 | Yes | Yes | 2011-02-28 |  | 0
FALSE | 4TTR6048B1 | 3695 | 3437809 | AMERICAN STANDARD, INC. | 4A7A5048E1 | AC | Split System: Air-Cooled Condensing Unit, Coil with Blower | 4TTR5048E1 |  | 4CXCC043CC3 | 12 | 14.5 | Yes | Yes | 2011-02-28 |  | 0
FALSE | 4TTR6048B1 | 3695 | 3437812 | AMERICAN STANDARD, INC. | 4A7A5048E1 | AC | Split System: Air-Cooled Condensing Unit, Coil with Blower | 4TTR5048E1 |  | 4CXCC043CC3 | 12 | 14.5 | Yes | Yes | 2011-02-28 |  | 0
FALSE | 4TTR6048B1 | 3695 | 3437817 | AMERICAN STANDARD, INC. | 4A7A5048E1 | AC | Split System: Air-Cooled Condensing Unit, Coil with Blower | 4TTR5048E1 |  | 4CXCC043CC3 | 12 | 14.5 | Yes | Yes | 2011-02-28 |  | 0
FALSE | 4TTR6048B1 | 3695 | 3437818 | AMERICAN STANDARD, INC. | 4A7A5048E1 | AC | Split System: Air-Cooled Condensing Unit, Coil with Blower | 4TTR5048E1 |  | 4CXCC043CC3 | 12 | 14.5 | Yes | Yes | 2011-02-28 |  | 0
FALSE | 4TTR6048B1 | 3695 | 3437823 | AMERICAN STANDARD, INC. | 4A7A5048E1 | AC | Split System: Air-Cooled Condensing Unit, Coil with Blower | 4TTR5048E1 |  | 4CXCC049CC3 | 12.5 | 15 | Yes | Yes | 2011-02-28 |  | 1
FALSE | 4TTR6048B1 | 3695 | 3437825 | AMERICAN STANDARD, INC. | 4A7A5048E1 | AC | Split System: Air-Cooled Condensing Unit, Coil with Blower | 4TTR5048E1 |  | 4CXCC049CC3 | 12 | 14.5 | Yes | Yes | 2011-02-28 |  | 0
FALSE | 4TTR6048B1 | 3695 | 3437828 | AMERICAN STANDARD, INC. | 4A7A5048E1 | AC | Split System: Air-Cooled Condensing Unit, Coil with Blower | 4TTR5048E1 |  | 4CXCC049CC3 | 12.5 | 15 | Yes | Yes | 2011-02-28 |  | 1
FALSE | 4TTR6048B1 | 3695 | 3437831 | AMERICAN STANDARD, INC. | 4A7A5048E1 | AC | Split System: Air-Cooled Condensing Unit, Coil with Blower | 4TTR5048E1 |  | 4CXCC049CC3 | 12 | 14.5 | Yes | Yes | 2011-02-28 |  | 0
FALSE | 4TTR6048B1 | 3695 | 3437834 | AMERICAN STANDARD, INC. | 4A7A5048E1 | AC | Split System: Air-Cooled Condensing Unit, Coil with Blower | 4TTR5048E1 |  | 4CXCC049CC3 | 12 | 14.5 | Yes | Yes | 2011-02-28 |  | 0
FALSE | 4TTR6048B1 | 3695 | 3437839 | AMERICAN STANDARD, INC. | 4A7A5048E1 | AC | Split System: Air-Cooled Condensing Unit, Coil with Blower | 4TTR5048E1 |  | 4CXCC049CC3 | 12.5 | 15 | Yes | Yes | 2011-02-28 |  | 1
FALSE | 4TTR6048B1 | 3695 | 3437845 | AMERICAN STANDARD, INC. | 4A7A5048E1 | AC | Split System: Air-Cooled Condensing Unit, Coil with Blower | 4TTR5048E1 |  | 4CXCD061CC3 | 12 | 15 | Yes | Yes | 2011-02-28 |  | 0
FALSE | 4TTR6048B1 | 3695 | 3437847 | AMERICAN STANDARD, INC. | 4A7A5048E1 | AC | Split System: Air-Cooled Condensing Unit, Coil with Blower | 4TTR5048E1 |  | 4CXCD061CC3 | 13 | 15 | Yes | Yes | 2011-02-28 |  | 1
FALSE | 4TTR6048B1 | 3695 | 3437849 | AMERICAN STANDARD, INC. | 4A7A5048E1 | AC | Split System: Air-Cooled Condensing Unit, Coil with Blower | 4TTR5048E1 |  | 4CXCD061CC3 | 12 | 15 | Yes | Yes | 2011-02-28 |  | 0
FALSE | 4TTR6048B1 | 3695 | 3437853 | AMERICAN STANDARD, INC. | 4A7A5048E1 | AC | Split System: Air-Cooled Condensing Unit, Coil with Blower | 4TTR5048E1 |  | 4CXCD061CC3 | 12.5 | 15 | Yes | Yes | 2011-02-28 |  | 1
FALSE | 4TTR6048B1 | 3695 | 3437855 | AMERICAN STANDARD, INC. | 4A7A5048E1 | AC | Split System: Air-Cooled Condensing Unit, Coil with Blower | 4TTR5048E1 |  | 4CXCD061CC3 | 13 | 15 | Yes | Yes | 2011-02-28 |  | 1
FALSE | 4TTR6048B1 | 3695 | 3437863 | AMERICAN STANDARD, INC. | 4A7A5048E1 | AC | Split System: Air-Cooled Condensing Unit, Coil with Blower | 4TTR5048E1 |  | 4CXCD061CC3 | 12.5 | 15 | Yes | Yes | 2011-02-28 |  | 1
FALSE | 4TTR6048B1 | 3695 | 3437865 | AMERICAN STANDARD, INC. | 4A7A5048E1 | AC | Split System: Air-Cooled Condensing Unit, Coil with Blower | 4TTR5048E1 |  | 4CXCD061CC3 | 12 | 14.5 | Yes | Yes | 2011-02-28 |  | 0
FALSE | 4TTR6048B1 | 3695 | 3437869 | AMERICAN STANDARD, INC. | 4A7A5048E1 | AC | Split System: Air-Cooled Condensing Unit, Coil with Blower | 4TTR5048E1 |  | 4TEC3F55B1 | 12 | 14.5 | Yes | Yes | 2011-02-28 |  | 0
FALSE | 4TTR6048B1 | 3695 | 3437870 | AMERICAN STANDARD, INC. | 4A7A5048E1 | AC | Split System: Air-Cooled Condensing Unit, Coil with Blower | 4TTR5048E1 |  | 4TEE3C06A1 | 12.5 | 15 | Yes | Yes | 2011-02-28 |  | 1
FALSE | 4TTR6048B1 | 3695 | 3437871 | AMERICAN STANDARD, INC. | 4A7A5048E1 | AC | Split System: Air-Cooled Condensing Unit, Coil with Blower | 4TTR5048E1 |  | 4TEE3C06A1+18-GJ01D | 12 | 14.5 | Yes | Yes | 2011-02-28 |  | 0
FALSE | 4TTR6048B1 | 3695 | 3437872 | AMERICAN STANDARD, INC. | 4A7A5048E1 | AC | Split System: Air-Cooled Condensing Unit, Coil with Blower | 4TTR5048E1 |  | 4TEE3C07A1 | 13 | 15 | Yes | Yes | 2011-02-28 |  | 1
FALSE | 4TTR6048B1 | 3695 | 3437873 | AMERICAN STANDARD, INC. | 4A7A5048E1 | AC | Split System: Air-Cooled Condensing Unit, Coil with Blower | 4TTR5048E1 |  | 4TEE3C07A1+18-GJ01D | 12.5 | 15 | Yes | Yes | 2011-02-28 |  | 1
FALSE | 4TTR6048B1 | 3695 | 3437874 | AMERICAN STANDARD, INC. | 4A7A5048E1 | AC | Split System: Air-Cooled Condensing Unit, Coil with Blower | 4TTR5048E1 |  | 4TEE3C08A1 | 12 | 14.5 | Yes | Yes | 2011-02-28 |  | 0
FALSE | 4TTR6048B1 | 3695 | 3437875 | AMERICAN STANDARD, INC. | 4A7A5048E1 | AC | Split System: Air-Cooled Condensing Unit, Coil with Blower | 4TTR5048E1 |  | 4TEE3C08A1+18-GJ01D | 12 | 14.5 | Yes | Yes | 2011-02-28 |  | 0
FALSE | 4TTR6048B1 | 3695 | 3437876 | AMERICAN STANDARD, INC. | 4A7A5048E1 | AC | Split System: Air-Cooled Condensing Unit, Coil with Blower | 4TTR5048E1 |  | 4TEE3C09A1 | 13 | 16 | Yes | Yes | 2011-02-28 |  | 2
FALSE | 4TTR6048B1 | 3695 | 3437877 | AMERICAN STANDARD, INC. | 4A7A5048E1 | AC | Split System: Air-Cooled Condensing Unit, Coil with Blower | 4TTR5048E1 |  | 4TEE3C09A1+18-GJ01D | 13 | 15 | Yes | Yes | 2011-02-28 |  | 1
FALSE | 4TTR6048B1 | 3695 | 3438001 | AMERICAN STANDARD, INC. | 4A7A5048E1 | AC | Split System: Air-Cooled Condensing Unit, Coil with Blower | 4TTR5048E1 |  | 4TXAC060BC3 | 12.5 | 15 | Yes | Yes | 2011-02-28 |  | 1
FALSE | 4TTR6048B1 | 3695 | 3438005 | AMERICAN STANDARD, INC. | 4A7A5048E1 | AC | Split System: Air-Cooled Condensing Unit, Coil with Blower | 4TTR5048E1 |  | 4TXAC060BC3 | 13 | 15 | Yes | Yes | 2011-02-28 |  | 1
FALSE | 4TTR6048B1 | 3695 | 3438006 | AMERICAN STANDARD, INC. | 4A7A5048E1 | AC | Split System: Air-Cooled Condensing Unit, Coil with Blower | 4TTR5048E1 |  | 4TXAC060BC3 | 12 | 15 | Yes | Yes | 2011-02-28 |  | 0
FALSE | 4TTR6048B1 | 3695 | 3438008 | AMERICAN STANDARD, INC. | 4A7A5048E1 | AC | Split System: Air-Cooled Condensing Unit, Coil with Blower | 4TTR5048E1 |  | 4TXAC060BC3 | 12 | 14.5 | Yes | Yes | 2011-02-28 |  | 0
FALSE | 4TTR6048B1 | 3695 | 3438010 | AMERICAN STANDARD, INC. | 4A7A5048E1 | AC | Split System: Air-Cooled Condensing Unit, Coil with Blower | 4TTR5048E1 |  | 4TXAC060BC3 | 12.5 | 15 | Yes | Yes | 2011-02-28 |  | 1
FALSE | 4TTR6048B1 | 3695 | 3438015 | AMERICAN STANDARD, INC. | 4A7A5048E1 | AC | Split System: Air-Cooled Condensing Unit, Coil with Blower | 4TTR5048E1 |  | 4TXAC060BC3 | 12.5 | 15 | Yes | Yes | 2011-02-28 |  | 1
FALSE | 4TTR6048B1 | 3695 | 3438016 | AMERICAN STANDARD, INC. | 4A7A5048E1 | AC | Split System: Air-Cooled Condensing Unit, Coil with Blower | 4TTR5048E1 |  | 4TXAC060BC3 | 12 | 14.5 | Yes | Yes | 2011-02-28 |  | 0
FALSE | 4TTR6048B1 | 3695 | 3438017 | AMERICAN STANDARD, INC. | 4A7A5048E1 | AC | Split System: Air-Cooled Condensing Unit, Coil with Blower | 4TTR5048E1 |  | 4TXAC060BC3 | 12.5 | 15 | Yes | Yes | 2011-02-28 |  | 1
FALSE | 4TTR6048B1 | 3695 | 3438018 | AMERICAN STANDARD, INC. | 4A7A5048E1 | AC | Split System: Air-Cooled Condensing Unit, Coil with Blower | 4TTR5048E1 |  | 4TXAC060BC3 | 12 | 15 | Yes | Yes | 2011-02-28 |  | 0
FALSE | 4TTR6048B1 | 3695 | 3438023 | AMERICAN STANDARD, INC. | 4A7A5048E1 | AC | Split System: Air-Cooled Condensing Unit, Coil with Blower | 4TTR5048E1 |  | 4TXAC060BC3 | 12.5 | 15 | Yes | Yes | 2011-02-28 |  | 1
FALSE | 4TTR6048B1 | 3695 | 3438029 | AMERICAN STANDARD, INC. | 4A7A5048E1 | AC | Split System: Air-Cooled Condensing Unit, Coil with Blower | 4TTR5048E1 |  | 4TXAD050BC3 | 12.5 | 15 | Yes | Yes | 2011-02-28 |  | 1
FALSE | 4TTR6048B1 | 3695 | 3438034 | AMERICAN STANDARD, INC. | 4A7A5048E1 | AC | Split System: Air-Cooled Condensing Unit, Coil with Blower | 4TTR5048E1 |  | 4TXAD050BC3 | 12 | 14.5 | Yes | Yes | 2011-02-28 |  | 0
FALSE | 4TTR6048B1 | 3695 | 3438035 | AMERICAN STANDARD, INC. | 4A7A5048E1 | AC | Split System: Air-Cooled Condensing Unit, Coil with Blower | 4TTR5048E1 |  | 4TXAD050BC3 | 12.5 | 15 | Yes | Yes | 2011-02-28 |  | 1
FALSE | 4TTR6048B1 | 3695 | 3438036 | AMERICAN STANDARD, INC. | 4A7A5048E1 | AC | Split System: Air-Cooled Condensing Unit, Coil with Blower | 4TTR5048E1 |  | 4TXAD050BC3 | 12.5 | 15 | Yes | Yes | 2011-02-28 |  | 1
FALSE | 4TTR6048B1 | 3695 | 3438041 | AMERICAN STANDARD, INC. | 4A7A5048E1 | AC | Split System: Air-Cooled Condensing Unit, Coil with Blower | 4TTR5048E1 |  | 4TXAD050BC3 | 12 | 14.5 | Yes | Yes | 2011-02-28 |  | 0
FALSE | 4TTR6048B1 | 3695 | 3438042 | AMERICAN STANDARD, INC. | 4A7A5048E1 | AC | Split System: Air-Cooled Condensing Unit, Coil with Blower | 4TTR5048E1 |  | 4TXAD050BC3 | 12.5 | 15 | Yes | Yes | 2011-02-28 |  | 1
FALSE | 4TTR6048B1 | 3695 | 3438044 | AMERICAN STANDARD, INC. | 4A7A5048E1 | AC | Split System: Air-Cooled Condensing Unit, Coil with Blower | 4TTR5048E1 |  | 4TXAD050BC3 | 12 | 15 | Yes | Yes | 2011-02-28 |  | 0
FALSE | 4TTR6048B1 | 3695 | 3438045 | AMERICAN STANDARD, INC. | 4A7A5048E1 | AC | Split System: Air-Cooled Condensing Unit, Coil with Blower | 4TTR5048E1 |  | 4TXAD050BC3 | 12 | 15 | Yes | Yes | 2011-02-28 |  | 0
FALSE | 4TTR6048B1 | 3695 | 3437922 | AMERICAN STANDARD, INC. | 4A7A5048E1 | AC | Split System: Air-Cooled Condensing Unit, Coil with Blower | 4TTR5048E1 |  | 4TXAC043BC3 | 12 | 14.5 | Yes | Yes | 2011-02-28 |  | 0
FALSE | 4TTR6048B1 | 3695 | 3437926 | AMERICAN STANDARD, INC. | 4A7A5048E1 | AC | Split System: Air-Cooled Condensing Unit, Coil with Blower | 4TTR5048E1 |  | 4TXAC043BC3 | 12 | 14.5 | Yes | Yes | 2011-02-28 |  | 0
FALSE | 4TTR6048B1 | 3695 | 3437930 | AMERICAN STANDARD, INC. | 4A7A5048E1 | AC | Split System: Air-Cooled Condensing Unit, Coil with Blower | 4TTR5048E1 |  | 4TXAC043BC3 | 12 | 14.5 | Yes | Yes | 2011-02-28 |  | 0
FALSE | 4TTR6048B1 | 3695 | 3437931 | AMERICAN STANDARD, INC. | 4A7A5048E1 | AC | Split System: Air-Cooled Condensing Unit, Coil with Blower | 4TTR5048E1 |  | 4TXAC044BC3 | 12 | 14.5 | Yes | Yes | 2011-02-28 |  | 0
FALSE | 4TTR6048B1 | 3695 | 3437932 | AMERICAN STANDARD, INC. | 4A7A5048E1 | AC | Split System: Air-Cooled Condensing Unit, Coil with Blower | 4TTR5048E1 |  | 4TXAC044BC3 | 12.5 | 15 | Yes | Yes | 2011-02-28 |  | 1
FALSE | 4TTR6048B1 | 3695 | 3437934 | AMERICAN STANDARD, INC. | 4A7A5048E1 | AC | Split System: Air-Cooled Condensing Unit, Coil with Blower | 4TTR5048E1 |  | 4TXAC044BC3 | 12 | 14.5 | Yes | Yes | 2011-02-28 |  | 0
FALSE | 4TTR6048B1 | 3695 | 3437935 | AMERICAN STANDARD, INC. | 4A7A5048E1 | AC | Split System: Air-Cooled Condensing Unit, Coil with Blower | 4TTR5048E1 |  | 4TXAC044BC3 | 12 | 14.5 | Yes | Yes | 2011-02-28 |  | 0
FALSE | 4TTR6048B1 | 3695 | 3437947 | AMERICAN STANDARD, INC. | 4A7A5048E1 | AC | Split System: Air-Cooled Condensing Unit, Coil with Blower | 4TTR5048E1 |  | 4TXAC044BC3 | 12.5 | 15 | Yes | Yes | 2011-02-28 |  | 1
FALSE | 4TTR6048B1 | 3695 | 3437948 | AMERICAN STANDARD, INC. | 4A7A5048E1 | AC | Split System: Air-Cooled Condensing Unit, Coil with Blower | 4TTR5048E1 |  | 4TXAC044BC3 | 12 | 14.5 | Yes | Yes | 2011-02-28 |  | 0
FALSE | 4TTR6048B1 | 3695 | 3437949 | AMERICAN STANDARD, INC. | 4A7A5048E1 | AC | Split System: Air-Cooled Condensing Unit, Coil with Blower | 4TTR5048E1 |  | 4TXAC044BC3 | 12.5 | 15 | Yes | Yes | 2011-02-28 |  | 1
FALSE | 4TTR6048B1 | 3695 | 3437952 | AMERICAN STANDARD, INC. | 4A7A5048E1 | AC | Split System: Air-Cooled Condensing Unit, Coil with Blower | 4TTR5048E1 |  | 4TXAC044BC3 | 12 | 15 | Yes | Yes | 2011-02-28 |  | 0
FALSE | 4TTR6048B1 | 3695 | 3437953 | AMERICAN STANDARD, INC. | 4A7A5048E1 | AC | Split System: Air-Cooled Condensing Unit, Coil with Blower | 4TTR5048E1 |  | 4TXAC044BC3 | 12 | 15 | Yes | Yes | 2011-02-28 |  | 0
FALSE | 4TTR6048B1 | 3695 | 3437954 | AMERICAN STANDARD, INC. | 4A7A5048E1 | AC | Split System: Air-Cooled Condensing Unit, Coil with Blower | 4TTR5048E1 |  | 4TXAC049BC3 | 12 | 14.5 | Yes | Yes | 2011-02-28 |  | 0
FALSE | 4TTR6048B1 | 3695 | 3437956 | AMERICAN STANDARD, INC. | 4A7A5048E1 | AC | Split System: Air-Cooled Condensing Unit, Coil with Blower | 4TTR5048E1 |  | 4TXAC049BC3 | 12 | 14.5 | Yes | Yes | 2011-02-28 |  | 0
FALSE | 4TTR6048B1 | 3695 | 3437963 | AMERICAN STANDARD, INC. | 4A7A5048E1 | AC | Split System: Air-Cooled Condensing Unit, Coil with Blower | 4TTR5048E1 |  | 4TXAC049BC3 | 12.5 | 15 | Yes | Yes | 2011-02-28 |  | 1
FALSE | 4TTR6048B1 | 3695 | 3437964 | AMERICAN STANDARD, INC. | 4A7A5048E1 | AC | Split System: Air-Cooled Condensing Unit, Coil with Blower | 4TTR5048E1 |  | 4TXAC049BC3 | 12 | 14.5 | Yes | Yes | 2011-02-28 |  | 0
FALSE | 4TTR6048B1 | 3695 | 3437965 | AMERICAN STANDARD, INC. | 4A7A5048E1 | AC | Split System: Air-Cooled Condensing Unit, Coil with Blower | 4TTR5048E1 |  | 4TXAC049BC3 | 12.5 | 15 | Yes | Yes | 2011-02-28 |  | 1
FALSE | 4TTR6048B1 | 3695 | 3437971 | AMERICAN STANDARD, INC. | 4A7A5048E1 | AC | Split System: Air-Cooled Condensing Unit, Coil with Blower | 4TTR5048E1 |  | 4TXAC049BC3 | 12 | 15 | Yes | Yes | 2011-02-28 |  | 0
FALSE | 4TTR6048B1 | 3695 | 3437972 | AMERICAN STANDARD, INC. | 4A7A5048E1 | AC | Split System: Air-Cooled Condensing Unit, Coil with Blower | 4TTR5048E1 |  | 4TXAC049BC3 | 12 | 15 | Yes | Yes | 2011-02-28 |  | 0
FALSE | 4TTR6048B1 | 3695 | 3437975 | AMERICAN STANDARD, INC. | 4A7A5048E1 | AC | Split System: Air-Cooled Condensing Unit, Coil with Blower | 4TTR5048E1 |  | 4TXAC049BC3 | 12.5 | 15 | Yes | Yes | 2011-02-28 |  | 1
FALSE | 4TTR6048B1 | 3695 | 3437976 | AMERICAN STANDARD, INC. | 4A7A5048E1 | AC | Split System: Air-Cooled Condensing Unit, Coil with Blower | 4TTR5048E1 |  | 4TXAC049BC3 | 12 | 14.5 | Yes | Yes | 2011-02-28 |  | 0
FALSE | 4TTR6048B1 | 3695 | 3438048 | AMERICAN STANDARD, INC. | 4A7A5048E1 | AC | Split System: Air-Cooled Condensing Unit, Coil with Blower | 4TTR5048E1 |  | 4TXAD050BC3 | 13 | 15.5 | Yes | Yes | 2011-02-28 |  | 1
FALSE | 4TTR6048B1 | 3695 | 3438049 | AMERICAN STANDARD, INC. | 4A7A5048E1 | AC | Split System: Air-Cooled Condensing Unit, Coil with Blower | 4TTR5048E1 |  | 4TXAD050BC3 | 12 | 14.5 | Yes | Yes | 2011-02-28 |  | 0
FALSE | 4TTR6048B1 | 3695 | 3438052 | AMERICAN STANDARD, INC. | 4A7A5048E1 | AC | Split System: Air-Cooled Condensing Unit, Coil with Blower | 4TTR5048E1 |  | 4TXAD061BC3 | 13 | 15 | Yes | Yes | 2011-02-28 |  | 1
FALSE | 4TTR6048B1 | 3695 | 3438053 | AMERICAN STANDARD, INC. | 4A7A5048E1 | AC | Split System: Air-Cooled Condensing Unit, Coil with Blower | 4TTR5048E1 |  | 4TXAD061BC3 | 13 | 15 | Yes | Yes | 2011-02-28 |  | 1
FALSE | 4TTR6048B1 | 3695 | 3438055 | AMERICAN STANDARD, INC. | 4A7A5048E1 | AC | Split System: Air-Cooled Condensing Unit, Coil with Blower | 4TTR5048E1 |  | 4TXAD061BC3 | 12 | 14.5 | Yes | Yes | 2011-02-28 |  | 0
FALSE | 4TTR6048B1 | 3695 | 3438056 | AMERICAN STANDARD, INC. | 4A7A5048E1 | AC | Split System: Air-Cooled Condensing Unit, Coil with Blower | 4TTR5048E1 |  | 4TXAD061BC3 | 13 | 16 | Yes | Yes | 2011-02-28 |  | 2
FALSE | 4TTR6048B1 | 3695 | 3438057 | AMERICAN STANDARD, INC. | 4A7A5048E1 | AC | Split System: Air-Cooled Condensing Unit, Coil with Blower | 4TTR5048E1 |  | 4TXAD061BC3 | 12.5 | 15 | Yes | Yes | 2011-02-28 |  | 1
FALSE | 4TTR6048B1 | 3695 | 3438062 | AMERICAN STANDARD, INC. | 4A7A5048E1 | AC | Split System: Air-Cooled Condensing Unit, Coil with Blower | 4TTR5048E1 |  | 4TXAD061BC3 | 13 | 15 | Yes | Yes | 2011-02-28 |  | 1
FALSE | 4TTR6048B1 | 3695 | 3438063 | AMERICAN STANDARD, INC. | 4A7A5048E1 | AC | Split System: Air-Cooled Condensing Unit, Coil with Blower | 4TTR5048E1 |  | 4TXAD061BC3 | 12 | 15 | Yes | Yes | 2011-02-28 |  | 0
FALSE | 4TTR6048B1 | 3695 | 3438064 | AMERICAN STANDARD, INC. | 4A7A5048E1 | AC | Split System: Air-Cooled Condensing Unit, Coil with Blower | 4TTR5048E1 |  | 4TXAD061BC3 | 12 | 15 | Yes | Yes | 2011-02-28 |  | 0
FALSE | 4TTR6048B1 | 3695 | 3438068 | AMERICAN STANDARD, INC. | 4A7A5048E1 | AC | Split System: Air-Cooled Condensing Unit, Coil with Blower | 4TTR5048E1 |  | 4TXAD061BC3 | 13 | 15 | Yes | Yes | 2011-02-28 |  | 1
FALSE | 4TTR6048B1 | 3695 | 3438069 | AMERICAN STANDARD, INC. | 4A7A5048E1 | AC | Split System: Air-Cooled Condensing Unit, Coil with Blower | 4TTR5048E1 |  | 4TXAD061BC3 | 12 | 14.5 | Yes | Yes | 2011-02-28 |  | 0
FALSE | 4TTR6048B1 | 3695 | 3438070 | AMERICAN STANDARD, INC. | 4A7A5048E1 | AC | Split System: Air-Cooled Condensing Unit, Coil with Blower | 4TTR5048E1 |  | 4TXAD061BC3 | 12.5 | 15 | Yes | Yes | 2011-02-28 |  | 1
FALSE | 4TTR6048B1 | 3695 | 3438071 | AMERICAN STANDARD, INC. | 4A7A5048E1 | AC | Split System: Air-Cooled Condensing Unit, Coil with Blower | 4TTR5048E1 |  | 4TXAD061BC3 | 12.5 | 15 | Yes | Yes | 2011-02-28 |  | 1
FALSE | 4TTR6048B1 | 3695 | 3438075 | AMERICAN STANDARD, INC. | 4A7A5048E1 | AC | Split System: Air-Cooled Condensing Unit, Coil with Blower | 4TTR5048E1 |  | 4TXAD064BC3 | 12.5 | 15 | Yes | Yes | 2011-02-28 |  | 1
FALSE | 4TTR6048B1 | 3695 | 3438076 | AMERICAN STANDARD, INC. | 4A7A5048E1 | AC | Split System: Air-Cooled Condensing Unit, Coil with Blower | 4TTR5048E1 |  | 4TXAD064BC3 | 12.5 | 15 | Yes | Yes | 2011-02-28 |  | 1
FALSE | 4TTR6048B1 | 3695 | 3438079 | AMERICAN STANDARD, INC. | 4A7A5048E1 | AC | Split System: Air-Cooled Condensing Unit, Coil with Blower | 4TTR5048E1 |  | 4TXAD064BC3 | 12 | 15 | Yes | Yes | 2011-02-28 |  | 0
FALSE | 4TTR6048B1 | 3695 | 3438082 | AMERICAN STANDARD, INC. | 4A7A5048E1 | AC | Split System: Air-Cooled Condensing Unit, Coil with Blower | 4TTR5048E1 |  | 4TXAD064BC3 | 12 | 14.5 | Yes | Yes | 2011-02-28 |  | 0
FALSE | 4TTR6048B1 | 3695 | 3438084 | AMERICAN STANDARD, INC. | 4A7A5048E1 | AC | Split System: Air-Cooled Condensing Unit, Coil with Blower | 4TTR5048E1 |  | 4TXAD064BC3 | 12.5 | 15 | Yes | Yes | 2011-02-28 |  | 1
FALSE | 4TTR6048B1 | 3695 | 3438089 | AMERICAN STANDARD, INC. | 4A7A5048E1 | AC | Split System: Air-Cooled Condensing Unit, Coil with Blower | 4TTR5048E1 |  | 4TXAD064BC3 | 12.5 | 15 | Yes | Yes | 2011-02-28 |  | 1
FALSE | 4TTR6048B1 | 3695 | 3438090 | AMERICAN STANDARD, INC. | 4A7A5048E1 | AC | Split System: Air-Cooled Condensing Unit, Coil with Blower | 4TTR5048E1 |  | 4TXAD064BC3 | 12 | 14.5 | Yes | Yes | 2011-02-28 |  | 0
FALSE | 4TTR6048B1 | 3695 | 3438091 | AMERICAN STANDARD, INC. | 4A7A5048E1 | AC | Split System: Air-Cooled Condensing Unit, Coil with Blower | 4TTR5048E1 |  | 4TXAD064BC3 | 12.5 | 15 | Yes | Yes | 2011-02-28 |  | 1
FALSE | 4TTR6048B1 | 3695 | 3438229 | AMERICAN STANDARD, INC. | 4A7A5048E1 | AC | Split System: Air-Cooled Condensing Unit, Coil with Blower | 4TTR5048E1 |  | 4TXCC060BC3 | 12 | 15 | Yes | Yes | 2011-02-28 |  | 0
FALSE | 4TTR6048B1 | 3695 | 3438234 | AMERICAN STANDARD, INC. | 4A7A5048E1 | AC | Split System: Air-Cooled Condensing Unit, Coil with Blower | 4TTR5048E1 |  | 4TXCC060BC3 | 12.5 | 15 | Yes | Yes | 2011-02-28 |  | 1
FALSE | 4TTR6048B1 | 3695 | 3438235 | AMERICAN STANDARD, INC. | 4A7A5048E1 | AC | Split System: Air-Cooled Condensing Unit, Coil with Blower | 4TTR5048E1 |  | 4TXCC060BC3 | 12.5 | 15 | Yes | Yes | 2011-02-28 |  | 1
FALSE | 4TTR6048B1 | 3695 | 3438241 | AMERICAN STANDARD, INC. | 4A7A5048E1 | AC | Split System: Air-Cooled Condensing Unit, Coil with Blower | 4TTR5048E1 |  | 4TXCC060BC3 | 13 | 15 | Yes | Yes | 2011-02-28 |  | 1
FALSE | 4TTR6048B1 | 3695 | 3438242 | AMERICAN STANDARD, INC. | 4A7A5048E1 | AC | Split System: Air-Cooled Condensing Unit, Coil with Blower | 4TTR5048E1 |  | 4TXCC060BC3 | 12 | 15 | Yes | Yes | 2011-02-28 |  | 0
FALSE | 4TTR6048B1 | 3695 | 3438244 | AMERICAN STANDARD, INC. | 4A7A5048E1 | AC | Split System: Air-Cooled Condensing Unit, Coil with Blower | 4TTR5048E1 |  | 4TXCC060BC3 | 12 | 14.5 | Yes | Yes | 2011-02-28 |  | 0
FALSE | 4TTR6048B1 | 3695 | 3438246 | AMERICAN STANDARD, INC. | 4A7A5048E1 | AC | Split System: Air-Cooled Condensing Unit, Coil with Blower | 4TTR5048E1 |  | 4TXCC060BC3 | 12.5 | 15 | Yes | Yes | 2011-02-28 |  | 1
FALSE | 4TTR6048B1 | 3695 | 3438249 | AMERICAN STANDARD, INC. | 4A7A5048E1 | AC | Split System: Air-Cooled Condensing Unit, Coil with Blower | 4TTR5048E1 |  | 4TXCD050BC3 | 12 | 15 | Yes | Yes | 2011-02-28 |  | 0
FALSE | 4TTR6048B1 | 3695 | 3438253 | AMERICAN STANDARD, INC. | 4A7A5048E1 | AC | Split System: Air-Cooled Condensing Unit, Coil with Blower | 4TTR5048E1 |  | 4TXCD050BC3 | 13 | 15.5 | Yes | Yes | 2011-02-28 |  | 1
FALSE | 4TTR6048B1 | 3695 | 3438254 | AMERICAN STANDARD, INC. | 4A7A5048E1 | AC | Split System: Air-Cooled Condensing Unit, Coil with Blower | 4TTR5048E1 |  | 4TXCD050BC3 | 12 | 14.5 | Yes | Yes | 2011-02-28 |  | 0
FALSE | 4TTR6048B1 | 3695 | 3438259 | AMERICAN STANDARD, INC. | 4A7A5048E1 | AC | Split System: Air-Cooled Condensing Unit, Coil with Blower | 4TTR5048E1 |  | 4TXCD050BC3 | 12.5 | 15 | Yes | Yes | 2011-02-28 |  | 1
FALSE | 4TTR6048B1 | 3695 | 3438262 | AMERICAN STANDARD, INC. | 4A7A5048E1 | AC | Split System: Air-Cooled Condensing Unit, Coil with Blower | 4TTR5048E1 |  | 4TXCD050BC3 | 12 | 14.5 | Yes | Yes | 2011-02-28 |  | 0
FALSE | 4TTR6048B1 | 3695 | 3438263 | AMERICAN STANDARD, INC. | 4A7A5048E1 | AC | Split System: Air-Cooled Condensing Unit, Coil with Blower | 4TTR5048E1 |  | 4TXCD050BC3 | 12.5 | 15 | Yes | Yes | 2011-02-28 |  | 1
FALSE | 4TTR6048B1 | 3695 | 3438264 | AMERICAN STANDARD, INC. | 4A7A5048E1 | AC | Split System: Air-Cooled Condensing Unit, Coil with Blower | 4TTR5048E1 |  | 4TXCD050BC3 | 12.5 | 15 | Yes | Yes | 2011-02-28 |  | 1
FALSE | 4TTR6048B1 | 3695 | 3438269 | AMERICAN STANDARD, INC. | 4A7A5048E1 | AC | Split System: Air-Cooled Condensing Unit, Coil with Blower | 4TTR5048E1 |  | 4TXCD050BC3 | 12 | 14.5 | Yes | Yes | 2011-02-28 |  | 0
FALSE | 4TTR6048B1 | 3695 | 3438270 | AMERICAN STANDARD, INC. | 4A7A5048E1 | AC | Split System: Air-Cooled Condensing Unit, Coil with Blower | 4TTR5048E1 |  | 4TXCD050BC3 | 12.5 | 15 | Yes | Yes | 2011-02-28 |  | 1
FALSE | 4TTR6048B1 | 3695 | 3438273 | AMERICAN STANDARD, INC. | 4A7A5048E1 | AC | Split System: Air-Cooled Condensing Unit, Coil with Blower | 4TTR5048E1 |  | 4TXCD050BC3 | 12 | 15 | Yes | Yes | 2011-02-28 |  | 0
FALSE | 4TTR6048B1 | 3695 | 3438274 | AMERICAN STANDARD, INC. | 4A7A5048E1 | AC | Split System: Air-Cooled Condensing Unit, Coil with Blower | 4TTR5048E1 |  | 4TXCD061BC3 | 13 | 16 | Yes | Yes | 2011-02-28 |  | 2
FALSE | 4TTR6048B1 | 3695 | 3438155 | AMERICAN STANDARD, INC. | 4A7A5048E1 | AC | Split System: Air-Cooled Condensing Unit, Coil with Blower | 4TTR5048E1 |  | 4TXCC044BC3 | 12.5 | 15 | Yes | Yes | 2011-02-28 |  | 1
FALSE | 4TTR6048B1 | 3695 | 3438160 | AMERICAN STANDARD, INC. | 4A7A5048E1 | AC | Split System: Air-Cooled Condensing Unit, Coil with Blower | 4TTR5048E1 |  | 4TXCC044BC3 | 12 | 15 | Yes | Yes | 2011-02-28 |  | 0
FALSE | 4TTR6048B1 | 3695 | 3438161 | AMERICAN STANDARD, INC. | 4A7A5048E1 | AC | Split System: Air-Cooled Condensing Unit, Coil with Blower | 4TTR5048E1 |  | 4TXCC044BC3 | 12 | 15 | Yes | Yes | 2011-02-28 |  | 0
FALSE | 4TTR6048B1 | 3695 | 3438165 | AMERICAN STANDARD, INC. | 4A7A5048E1 | AC | Split System: Air-Cooled Condensing Unit, Coil with Blower | 4TTR5048E1 |  | 4TXCC044BC3 | 12 | 14.5 | Yes | Yes | 2011-02-28 |  | 0
FALSE | 4TTR6048B1 | 3695 | 3438169 | AMERICAN STANDARD, INC. | 4A7A5048E1 | AC | Split System: Air-Cooled Condensing Unit, Coil with Blower | 4TTR5048E1 |  | 4TXCC044BC3 | 12.5 | 15 | Yes | Yes | 2011-02-28 |  | 1
FALSE | 4TTR6048B1 | 3695 | 3438171 | AMERICAN STANDARD, INC. | 4A7A5048E1 | AC | Split System: Air-Cooled Condensing Unit, Coil with Blower | 4TTR5048E1 |  | 4TXCC044BC3 | 12 | 14.5 | Yes | Yes | 2011-02-28 |  | 0
FALSE | 4TTR6048B1 | 3695 | 3438172 | AMERICAN STANDARD, INC. | 4A7A5048E1 | AC | Split System: Air-Cooled Condensing Unit, Coil with Blower | 4TTR5048E1 |  | 4TXCC044BC3 | 12 | 14.5 | Yes | Yes | 2011-02-28 |  | 0
FALSE | 4TTR6048B1 | 3695 | 3438176 | AMERICAN STANDARD, INC. | 4A7A5048E1 | AC | Split System: Air-Cooled Condensing Unit, Coil with Blower | 4TTR5048E1 |  | 4TXCC044BC3 | 12.5 | 15 | Yes | Yes | 2011-02-28 |  | 1
FALSE | 4TTR6048B1 | 3695 | 3438177 | AMERICAN STANDARD, INC. | 4A7A5048E1 | AC | Split System: Air-Cooled Condensing Unit, Coil with Blower | 4TTR5048E1 |  | 4TXCC044BC3 | 12 | 14.5 | Yes | Yes | 2011-02-28 |  | 0
FALSE | 4TTR6048B1 | 3695 | 3438179 | AMERICAN STANDARD, INC. | 4A7A5048E1 | AC | Split System: Air-Cooled Condensing Unit, Coil with Blower | 4TTR5048E1 |  | 4TXCC049BC3 | 12 | 14.5 | Yes | Yes | 2011-02-28 |  | 0
FALSE | 4TTR6048B1 | 3695 | 3438184 | AMERICAN STANDARD, INC. | 4A7A5048E1 | AC | Split System: Air-Cooled Condensing Unit, Coil with Blower | 4TTR5048E1 |  | 4TXCC049BC3 | 12.5 | 15 | Yes | Yes | 2011-02-28 |  | 1
FALSE | 4TTR6048B1 | 3695 | 3438185 | AMERICAN STANDARD, INC. | 4A7A5048E1 | AC | Split System: Air-Cooled Condensing Unit, Coil with Blower | 4TTR5048E1 |  | 4TXCC049BC3 | 12 | 14.5 | Yes | Yes | 2011-02-28 |  | 0
FALSE | 4TTR6048B1 | 3695 | 3438186 | AMERICAN STANDARD, INC. | 4A7A5048E1 | AC | Split System: Air-Cooled Condensing Unit, Coil with Blower | 4TTR5048E1 |  | 4TXCC049BC3 | 12.5 | 15 | Yes | Yes | 2011-02-28 |  | 1
FALSE | 4TTR6048B1 | 3695 | 3438191 | AMERICAN STANDARD, INC. | 4A7A5048E1 | AC | Split System: Air-Cooled Condensing Unit, Coil with Blower | 4TTR5048E1 |  | 4TXCC049BC3 | 12 | 15 | Yes | Yes | 2011-02-28 |  | 0
FALSE | 4TTR6048B1 | 3695 | 3438192 | AMERICAN STANDARD, INC. | 4A7A5048E1 | AC | Split System: Air-Cooled Condensing Unit, Coil with Blower | 4TTR5048E1 |  | 4TXCC049BC3 | 12 | 15 | Yes | Yes | 2011-02-28 |  | 0
FALSE | 4TTR6048B1 | 3695 | 3438197 | AMERICAN STANDARD, INC. | 4A7A5048E1 | AC | Split System: Air-Cooled Condensing Unit, Coil with Blower | 4TTR5048E1 |  | 4TXCC049BC3 | 12 | 14.5 | Yes | Yes | 2011-02-28 |  | 0
FALSE | 4TTR6048B1 | 3695 | 3438198 | AMERICAN STANDARD, INC. | 4A7A5048E1 | AC | Split System: Air-Cooled Condensing Unit, Coil with Blower | 4TTR5048E1 |  | 4TXCC049BC3 | 12 | 14.5 | Yes | Yes | 2011-02-28 |  | 0
FALSE | 4TTR6048B1 | 3695 | 3438200 | AMERICAN STANDARD, INC. | 4A7A5048E1 | AC | Split System: Air-Cooled Condensing Unit, Coil with Blower | 4TTR5048E1 |  | 4TXCC049BC3 | 12.5 | 15 | Yes | Yes | 2011-02-28 |  | 1
FALSE | 4TTR6048B1 | 3695 | 3438226 | AMERICAN STANDARD, INC. | 4A7A5048E1 | AC | Split System: Air-Cooled Condensing Unit, Coil with Blower | 4TTR5048E1 |  | 4TXCC060BC3 | 12.5 | 15 | Yes | Yes | 2011-02-28 |  | 1
FALSE | 4TTR6048B1 | 3695 | 3438227 | AMERICAN STANDARD, INC. | 4A7A5048E1 | AC | Split System: Air-Cooled Condensing Unit, Coil with Blower | 4TTR5048E1 |  | 4TXCC060BC3 | 12 | 14.5 | Yes | Yes | 2011-02-28 |  | 0
FALSE | 4TTR6048B1 | 3695 | 3438228 | AMERICAN STANDARD, INC. | 4A7A5048E1 | AC | Split System: Air-Cooled Condensing Unit, Coil with Blower | 4TTR5048E1 |  | 4TXCC060BC3 | 12.5 | 15 | Yes | Yes | 2011-02-28 |  | 1
FALSE | 4TTR6048B1 | 3695 | 3438275 | AMERICAN STANDARD, INC. | 4A7A5048E1 | AC | Split System: Air-Cooled Condensing Unit, Coil with Blower | 4TTR5048E1 |  | 4TXCD061BC3 | 12.5 | 15 | Yes | Yes | 2011-02-28 |  | 1
FALSE | 4TTR6048B1 | 3695 | 3438280 | AMERICAN STANDARD, INC. | 4A7A5048E1 | AC | Split System: Air-Cooled Condensing Unit, Coil with Blower | 4TTR5048E1 |  | 4TXCD061BC3 | 13 | 15 | Yes | Yes | 2011-02-28 |  | 1
FALSE | 4TTR6048B1 | 3695 | 3438281 | AMERICAN STANDARD, INC. | 4A7A5048E1 | AC | Split System: Air-Cooled Condensing Unit, Coil with Blower | 4TTR5048E1 |  | 4TXCD061BC3 | 12 | 15 | Yes | Yes | 2011-02-28 |  | 0
FALSE | 4TTR6048B1 | 3695 | 3438282 | AMERICAN STANDARD, INC. | 4A7A5048E1 | AC | Split System: Air-Cooled Condensing Unit, Coil with Blower | 4TTR5048E1 |  | 4TXCD061BC3 | 12 | 15 | Yes | Yes | 2011-02-28 |  | 0
FALSE | 4TTR6048B1 | 3695 | 3438286 | AMERICAN STANDARD, INC. | 4A7A5048E1 | AC | Split System: Air-Cooled Condensing Unit, Coil with Blower | 4TTR5048E1 |  | 4TXCD061BC3 | 13 | 15 | Yes | Yes | 2011-02-28 |  | 1
FALSE | 4TTR6048B1 | 3695 | 3438287 | AMERICAN STANDARD, INC. | 4A7A5048E1 | AC | Split System: Air-Cooled Condensing Unit, Coil with Blower | 4TTR5048E1 |  | 4TXCD061BC3 | 12 | 14.5 | Yes | Yes | 2011-02-28 |  | 0
FALSE | 4TTR6048B1 | 3695 | 3438288 | AMERICAN STANDARD, INC. | 4A7A5048E1 | AC | Split System: Air-Cooled Condensing Unit, Coil with Blower | 4TTR5048E1 |  | 4TXCD061BC3 | 12.5 | 15 | Yes | Yes | 2011-02-28 |  | 1
FALSE | 4TTR6048B1 | 3695 | 3438289 | AMERICAN STANDARD, INC. | 4A7A5048E1 | AC | Split System: Air-Cooled Condensing Unit, Coil with Blower | 4TTR5048E1 |  | 4TXCD061BC3 | 12.5 | 15 | Yes | Yes | 2011-02-28 |  | 1
FALSE | 4TTR6048B1 | 3695 | 3438295 | AMERICAN STANDARD, INC. | 4A7A5048E1 | AC | Split System: Air-Cooled Condensing Unit, Coil with Blower | 4TTR5048E1 |  | 4TXCD061BC3 | 13 | 15 | Yes | Yes | 2011-02-28 |  | 1
FALSE | 4TTR6048B1 | 3695 | 3438296 | AMERICAN STANDARD, INC. | 4A7A5048E1 | AC | Split System: Air-Cooled Condensing Unit, Coil with Blower | 4TTR5048E1 |  | 4TXCD061BC3 | 13 | 15 | Yes | Yes | 2011-02-28 |  | 1
FALSE | 4TTR6048B1 | 3695 | 3438298 | AMERICAN STANDARD, INC. | 4A7A5048E1 | AC | Split System: Air-Cooled Condensing Unit, Coil with Blower | 4TTR5048E1 |  | 4TXCD061BC3 | 12 | 14.5 | Yes | Yes | 2011-02-28 |  | 0
FALSE | 4TTR6048B1 | 3695 | 3438300 | AMERICAN STANDARD, INC. | 4A7A5048E1 | AC | Split System: Air-Cooled Condensing Unit, Coil with Blower | 4TTR5048E1 |  | 4TXCD064BC3 | 12.5 | 15 | Yes | Yes | 2011-02-28 |  | 1
FALSE | 4TTR6048B1 | 3695 | 3438303 | AMERICAN STANDARD, INC. | 4A7A5048E1 | AC | Split System: Air-Cooled Condensing Unit, Coil with Blower | 4TTR5048E1 |  | 4TXCD064BC3 | 12.5 | 15 | Yes | Yes | 2011-02-28 |  | 1
FALSE | 4TTR6048B1 | 3695 | 3438305 | AMERICAN STANDARD, INC. | 4A7A5048E1 | AC | Split System: Air-Cooled Condensing Unit, Coil with Blower | 4TTR5048E1 |  | 4TXCD064BC3 | 12 | 14.5 | Yes | Yes | 2011-02-28 |  | 0
FALSE | 4TTR6048B1 | 3695 | 3438307 | AMERICAN STANDARD, INC. | 4A7A5048E1 | AC | Split System: Air-Cooled Condensing Unit, Coil with Blower | 4TTR5048E1 |  | 4TXCD064BC3 | 12 | 15 | Yes | Yes | 2011-02-28 |  | 0
FALSE | 4TTR6048B1 | 3695 | 3438308 | AMERICAN STANDARD, INC. | 4A7A5048E1 | AC | Split System: Air-Cooled Condensing Unit, Coil with Blower | 4TTR5048E1 |  | 4TXCD064BC3 | 13 | 15 | Yes | Yes | 2011-02-28 |  | 1
FALSE | 4TTR6048B1 | 3695 | 3438314 | AMERICAN STANDARD, INC. | 4A7A5048E1 | AC | Split System: Air-Cooled Condensing Unit, Coil with Blower | 4TTR5048E1 |  | 4TXCD064BC3 | 12.5 | 15 | Yes | Yes | 2011-02-28 |  | 1
FALSE | 4TTR6048B1 | 3695 | 3438315 | AMERICAN STANDARD, INC. | 4A7A5048E1 | AC | Split System: Air-Cooled Condensing Unit, Coil with Blower | 4TTR5048E1 |  | 4TXCD064BC3 | 12.5 | 15 | Yes | Yes | 2011-02-28 |  | 1
FALSE | 4TTR6048B1 | 3695 | 3438316 | AMERICAN STANDARD, INC. | 4A7A5048E1 | AC | Split System: Air-Cooled Condensing Unit, Coil with Blower | 4TTR5048E1 |  | 4TXCD064BC3 | 12 | 14.5 | Yes | Yes | 2011-02-28 |  | 0
FALSE | 4TTR6048B1 | 3695 | 3438320 | AMERICAN STANDARD, INC. | 4A7A5048E1 | AC | Split System: Air-Cooled Condensing Unit, Coil with Blower | 4TTR5048E1 |  | 4TXCD064BC3 | 12 | 15 | Yes | Yes | 2011-02-28 |  | 0
FALSE | 4TTR6048B1 | 3695 | 3438321 | AMERICAN STANDARD, INC. | 4A7A5048E1 | AC | Split System: Air-Cooled Condensing Unit, Coil with Blower | 4TTR5048E1 |  | 4TXCD064BC3 | 12.5 | 15 | Yes | Yes | 2011-02-28 |  | 1
FALSE | 4TTR6048B1 | 3695 | 3438322 | AMERICAN STANDARD, INC. | 4A7A5048E1 | AC | Split System: Air-Cooled Condensing Unit, Coil with Blower | 4TTR5048E1 |  | 4TXCD064BC3 | 12 | 14.5 | Yes | Yes | 2011-02-28 |  | 0
FALSE | 4TTX6018H1 | 3491 | 3458509 | TRANE | 4TTX5018A1 | AC | Split System: Air-Cooled Condensing Unit, Coil with Blower | 4TTX5018A1 |  | 4CXCA024CC3 | 12.9 | 15.5 | Yes | Yes | 2011-01-21 |  | 1
FALSE | 4TTX6018H1 | 3491 | 3458512 | TRANE | 4TTX5018A1 | AC | Split System: Air-Cooled Condensing Unit, Coil with Blower | 4TTX5018A1 |  | 4CXCA024CC3 | 13.2 | 16 | Yes | Yes | 2011-01-21 |  | 2
FALSE | 4TTX6018H1 | 3491 | 3458515 | TRANE | 4TTX5018A1 | AC | Split System: Air-Cooled Condensing Unit, Coil with Blower | 4TTX5018A1 |  | 4CXCA024CC3 | 13.2 | 16 | Yes | Yes | 2011-01-21 |  | 2
FALSE | 4TTX6018H1 | 3491 | 3458516 | TRANE | 4TTX5018A1 | AC | Split System: Air-Cooled Condensing Unit, Coil with Blower | 4TTX5018A1 |  | 4CXCA024CC3 | 12.6 | 15.25 | Yes | Yes | 2011-01-21 |  | 1
FALSE | 4TTX6018H1 | 3491 | 3458519 | TRANE | 4TTX5018A1 | AC | Split System: Air-Cooled Condensing Unit, Coil with Blower | 4TTX5018A1 |  | 4CXCA024CC3 | 12.8 | 15.5 | Yes | Yes | 2011-01-21 |  | 1
FALSE | 4TTX6018H1 | 3491 | 3458521 | TRANE | 4TTX5018A1 | AC | Split System: Air-Cooled Condensing Unit, Coil with Blower | 4TTX5018A1 |  | 4CXCA024CC3 | 12.6 | 15.25 | Yes | Yes | 2011-01-21 |  | 1
FALSE | 4TTX6018H1 | 3491 | 3458522 | TRANE | 4TTX5018A1 | AC | Split System: Air-Cooled Condensing Unit, Coil with Blower | 4TTX5018A1 |  | 4CXCA024CC3 | 13.2 | 16 | Yes | Yes | 2011-01-21 |  | 2
FALSE | 4TTX6018H1 | 3491 | 3458531 | TRANE | 4TTX5018A1 | AC | Split System: Air-Cooled Condensing Unit, Coil with Blower | 4TTX5018A1 |  | 4CXCB025CC3 | 13.1 | 15.75 | Yes | Yes | 2011-01-21 |  | 1
FALSE | 4TTX6018H1 | 3491 | 3458534 | TRANE | 4TTX5018A1 | AC | Split System: Air-Cooled Condensing Unit, Coil with Blower | 4TTX5018A1 |  | 4CXCB025CC3 | 13.5 | 16 | Yes | Yes | 2011-01-21 |  | 2
FALSE | 4TTX6018H1 | 3491 | 3458536 | TRANE | 4TTX5018A1 | AC | Split System: Air-Cooled Condensing Unit, Coil with Blower | 4TTX5018A1 |  | 4CXCB025CC3 | 13.3 | 16 | Yes | Yes | 2011-01-21 |  | 2
FALSE | 4TTX6018H1 | 3491 | 3458540 | TRANE | 4TTX5018A1 | AC | Split System: Air-Cooled Condensing Unit, Coil with Blower | 4TTX5018A1 |  | 4CXCB025CC3 | 13 | 16 | Yes | Yes | 2011-01-21 |  | 2
FALSE | 4TTX6018H1 | 3491 | 3458541 | TRANE | 4TTX5018A1 | AC | Split System: Air-Cooled Condensing Unit, Coil with Blower | 4TTX5018A1 |  | 4CXCB025CC3 | 13.5 | 16 | Yes | Yes | 2011-01-21 |  | 2
FALSE | 4TTX6018H1 | 3491 | 3458543 | TRANE | 4TTX5018A1 | AC | Split System: Air-Cooled Condensing Unit, Coil with Blower | 4TTX5018A1 |  | 4CXCB025CC3 | 13.1 | 15.75 | Yes | Yes | 2011-01-21 |  | 1
FALSE | 4TTX6018H1 | 3491 | 3458548 | TRANE | 4TTX5018A1 | AC | Split System: Air-Cooled Condensing Unit, Coil with Blower | 4TTX5018A1 |  | 4CXCB031CC3 | 13.4 | 16 | Yes | Yes | 2011-01-21 |  | 2
FALSE | 4TTX6018H1 | 3491 | 3458550 | TRANE | 4TTX5018A1 | AC | Split System: Air-Cooled Condensing Unit, Coil Alone | 4TTX5018A1 |  | 4CXCB031CC3 | 12.1 | 14.5 | Yes | Yes | 2011-01-21 |  | 0
FALSE | 4TTX6018H1 | 3491 | 3458553 | TRANE | 4TTX5018A1 | AC | Split System: Air-Cooled Condensing Unit, Coil with Blower | 4TTX5018A1 |  | 4CXCB031CC3 | 13.2 | 16 | Yes | Yes | 2011-01-21 |  | 2
FALSE | 4TTX6018H1 | 3491 | 3458555 | TRANE | 4TTX5018A1 | AC | Split System: Air-Cooled Condensing Unit, Coil with Blower | 4TTX5018A1 |  | 4CXCB031CC3 | 13.3 | 16 | Yes | Yes | 2011-01-21 |  | 2
FALSE | 4TTX6024H1 | 3520 | 3458613 | TRANE | 4TTX5024A1 | AC | Split System: Air-Cooled Condensing Unit, Coil with Blower | 4TTX5024A1 |  | 4CXCB031CC3 | 12.6 | 15 | Yes | Yes | 2011-01-21 |  | 1
FALSE | 4TTX6024H1 | 3520 | 3458617 | TRANE | 4TTX5024A1 | AC | Split System: Air-Cooled Condensing Unit, Coil with Blower | 4TTX5024A1 |  | 4CXCB031CC3 | 12.9 | 15.5 | Yes | Yes | 2011-01-21 |  | 1
FALSE | 4TTX6024H1 | 3520 | 3458619 | TRANE | 4TTX5024A1 | AC | Split System: Air-Cooled Condensing Unit, Coil with Blower | 4TTX5024A1 |  | 4CXCB031CC3 | 13.2 | 16 | Yes | Yes | 2011-01-21 |  | 2
FALSE | 4TTX6024H1 | 3520 | 3458620 | TRANE | 4TTX5024A1 | AC | Split System: Air-Cooled Condensing Unit, Coil with Blower | 4TTX5024A1 |  | 4CXCB031CC3 | 12.6 | 15 | Yes | Yes | 2011-01-21 |  | 1
FALSE | 4TTX6024H1 | 3520 | 3458625 | TRANE | 4TTX5024A1 | AC | Split System: Air-Cooled Condensing Unit, Coil with Blower | 4TTX5024A1 |  | 4CXCB036CC3 | 13 | 15.5 | Yes | Yes | 2011-01-21 |  | 1
FALSE | 4TTX6024H1 | 3520 | 3458626 | TRANE | 4TTX5024A1 | AC | Split System: Air-Cooled Condensing Unit, Coil with Blower | 4TTX5024A1 |  | 4CXCB036CC3 | 13 | 15.5 | Yes | Yes | 2011-01-21 |  | 1
FALSE | 4TTX6030H1 | 3530 | 3458627 | TRANE | 4TTX5030A1 | AC | Split System: Air-Cooled Condensing Unit, Coil with Blower | 4TTX5030A1 |  | 4CXCB031CC3 | 12.3 | 14.75 | Yes | Yes | 2011-01-21 |  | 0
FALSE | 4TTX6030H1 | 3530 | 3458629 | TRANE | 4TTX5030A1 | AC | Split System: Air-Cooled Condensing Unit, Coil with Blower | 4TTX5030A1 |  | 4CXCB031CC3 | 12.6 | 15 | Yes | Yes | 2011-01-21 |  | 1
FALSE | 4TTX6030H1 | 3530 | 3458637 | TRANE | 4TTX5030A1 | AC | Split System: Air-Cooled Condensing Unit, Coil with Blower | 4TTX5030A1 |  | 4CXCB031CC3 | 12.7 | 15.25 | Yes | Yes | 2011-01-21 |  | 1
FALSE | 4TTX6030H1 | 3530 | 3458639 | TRANE | 4TTX5030A1 | AC | Split System: Air-Cooled Condensing Unit, Coil with Blower | 4TTX5030A1 |  | 4CXCB031CC3 | 12.3 | 14.75 | Yes | Yes | 2011-01-21 |  | 0
FALSE | 4TTX6030H1 | 3530 | 3458640 | TRANE | 4TTX5030A1 | AC | Split System: Air-Cooled Condensing Unit, Coil with Blower | 4TTX5030A1 |  | 4CXCB031CC3 | 12.6 | 15 | Yes | Yes | 2011-01-21 |  | 1
FALSE | 4TTX6030H1 | 3530 | 3458646 | TRANE | 4TTX5030A1 | AC | Split System: Air-Cooled Condensing Unit, Coil with Blower | 4TTX5030A1 |  | 4CXCB031CC3 | 12.4 | 15 | Yes | Yes | 2011-01-21 |  | 0
FALSE | 4TTX6030H1 | 3530 | 3458649 | TRANE | 4TTX5030A1 | AC | Split System: Air-Cooled Condensing Unit, Coil with Blower | 4TTX5030A1 |  | 4CXCB031CC3 | 12.1 | 14.5 | Yes | Yes | 2011-01-21 |  | 0
FALSE | 4TTX6030H1 | 3530 | 3458651 | TRANE | 4TTX5030A1 | AC | Split System: Air-Cooled Condensing Unit, Coil with Blower | 4TTX5030A1 |  | 4CXCB031CC3 | 12.1 | 14.5 | Yes | Yes | 2011-01-21 |  | 0
FALSE | 4TTX6030H1 | 3530 | 3458654 | TRANE | 4TTX5030A1 | AC | Split System: Air-Cooled Condensing Unit, Coil with Blower | 4TTX5030A1 |  | 4CXCB031CC3 | 12 | 14.75 | Yes | Yes | 2011-01-21 |  | 0
FALSE | 4TTX6030H1 | 3530 | 3458657 | TRANE | 4TTX5030A1 | AC | Split System: Air-Cooled Condensing Unit, Coil with Blower | 4TTX5030A1 |  | 4CXCB031CC3 | 12.3 | 14.75 | Yes | Yes | 2011-01-21 |  | 0
FALSE | 4TTX6030H1 | 3530 | 3458663 | TRANE | 4TTX5030A1 | AC | Split System: Air-Cooled Condensing Unit, Coil with Blower | 4TTX5030A1 |  | 4CXCB031CC3 | 12.5 | 15 | Yes | Yes | 2011-01-21 |  | 1
FALSE | 4TTX6030H1 | 3530 | 3458664 | TRANE | 4TTX5030A1 | AC | Split System: Air-Cooled Condensing Unit, Coil with Blower | 4TTX5030A1 |  | 4CXCB036CC3 | 12 | 15 | Yes | Yes | 2011-01-21 |  | 0
FALSE | 4TTX6030H1 | 3530 | 3458667 | TRANE | 4TTX5030A1 | AC | Split System: Air-Cooled Condensing Unit, Coil with Blower | 4TTX5030A1 |  | 4CXCB036CC3 | 12.4 | 15 | Yes | Yes | 2011-01-21 |  | 0
FALSE | 4TTX6030H1 | 3530 | 3458668 | TRANE | 4TTX5030A1 | AC | Split System: Air-Cooled Condensing Unit, Coil with Blower | 4TTX5030A1 |  | 4CXCB042CC3 | 12.2 | 14.75 | Yes | Yes | 2011-01-21 |  | 0
FALSE | 4TTX6030H1 | 3530 | 3458671 | TRANE | 4TTX5030A1 | AC | Split System: Air-Cooled Condensing Unit, Coil with Blower | 4TTX5030A1 |  | 4CXCB042CC3 | 12.3 | 14.75 | Yes | Yes | 2011-01-21 |  | 0
FALSE | 4TTX6030H1 | 3530 | 3458684 | TRANE | 4TTX5030A1 | AC | Split System: Air-Cooled Condensing Unit, Coil with Blower | 4TTX5030A1 |  | 4CXCB042CC3 | 12 | 14.5 | Yes | Yes | 2011-01-21 |  | 0
FALSE | 4TTX6030H1 | 3530 | 3458738 | TRANE | 4TTX5030A1 | AC | Split System: Air-Cooled Condensing Unit, Coil with Blower | 4TTX5030A1 |  | 4CXCC043CC3 | 12.5 | 15 | Yes | Yes | 2011-01-21 |  | 1
FALSE | 4TTX6036H1 | 3598 | 3458750 | TRANE | 4TTX5036A1 | AC | Split System: Air-Cooled Condensing Unit, Coil with Blower | 4TTX5036A1 |  | 4CXCB036CC3 | 12.4 | 14.75 | Yes | Yes | 2011-01-21 |  | 0
FALSE | 4TTX6036H1 | 3598 | 3458752 | TRANE | 4TTX5036A1 | AC | Split System: Air-Cooled Condensing Unit, Coil with Blower | 4TTX5036A1 |  | 4CXCB036CC3 | 12.7 | 15 | Yes | Yes | 2011-01-21 |  | 1
FALSE | 4TTX6036H1 | 3598 | 3458755 | TRANE | 4TTX5036A1 | AC | Split System: Air-Cooled Condensing Unit, Coil with Blower | 4TTX5036A1 |  | 4CXCB036CC3 | 12.5 | 14.75 | Yes | Yes | 2011-01-21 |  | 0
FALSE | 4TTX6036H1 | 3598 | 3458758 | TRANE | 4TTX5036A1 | AC | Split System: Air-Cooled Condensing Unit, Coil with Blower | 4TTX5036A1 |  | 4CXCB036CC3 | 12 | 14.5 | Yes | Yes | 2011-01-21 |  | 0
FALSE | 4TTX6036H1 | 3598 | 3458759 | TRANE | 4TTX5036A1 | AC | Split System: Air-Cooled Condensing Unit, Coil with Blower | 4TTX5036A1 |  | 4CXCB036CC3 | 12 | 14.5 | Yes | Yes | 2011-01-21 |  | 0
FALSE | 4TTX6036H1 | 3598 | 3458771 | TRANE | 4TTX5036A1 | AC | Split System: Air-Cooled Condensing Unit, Coil with Blower | 4TTX5036A1 |  | 4CXCB036CC3 | 12.4 | 14.75 | Yes | Yes | 2011-01-21 |  | 0
FALSE | 4TTX6036H1 | 3598 | 3458778 | TRANE | 4TTX5036A1 | AC | Split System: Air-Cooled Condensing Unit, Coil with Blower | 4TTX5036A1 |  | 4CXCB042CC3 | 12 | 14.5 | Yes | Yes | 2011-01-21 |  | 0
FALSE | 4TTX6036H1 | 3598 | 3458781 | TRANE | 4TTX5036A1 | AC | Split System: Air-Cooled Condensing Unit, Coil with Blower | 4TTX5036A1 |  | 4CXCB042CC3 | 12.5 | 14.75 | Yes | Yes | 2011-01-21 |  | 0
FALSE | 4TTX6036H1 | 3598 | 3458789 | TRANE | 4TTX5036A1 | AC | Split System: Air-Cooled Condensing Unit, Coil with Blower | 4TTX5036A1 |  | 4CXCB042CC3 | 12 | 14.75 | Yes | Yes | 2011-01-21 |  | 0
FALSE | 4TTX6036H1 | 3598 | 3458790 | TRANE | 4TTX5036A1 | AC | Split System: Air-Cooled Condensing Unit, Coil with Blower | 4TTX5036A1 |  | 4CXCB042CC3 | 12 | 14.5 | Yes | Yes | 2011-01-21 |  | 0
FALSE | 4TTX6036H1 | 3598 | 3458796 | TRANE | 4TTX5036A1 | AC | Split System: Air-Cooled Condensing Unit, Coil with Blower | 4TTX5036A1 |  | 4CXCB042CC3 | 12 | 14.5 | Yes | Yes | 2011-01-21 |  | 0
FALSE | 4TTX6036H1 | 3598 | 3458804 | TRANE | 4TTX5036A1 | AC | Split System: Air-Cooled Condensing Unit, Coil with Blower | 4TTX5036A1 |  | 4CXCB042CC3 | 12 | 14.5 | Yes | Yes | 2011-01-21 |  | 0
FALSE | 4TTX6036H1 | 3598 | 3458808 | TRANE | 4TTX5036A1 | AC | Split System: Air-Cooled Condensing Unit, Coil with Blower | 4TTX5036A1 |  | 4CXCB042CC3 | 12 | 14.75 | Yes | Yes | 2011-01-21 |  | 0
FALSE | 4TTX6036H1 | 3598 | 3458814 | TRANE | 4TTX5036A1 | AC | Split System: Air-Cooled Condensing Unit, Coil with Blower | 4TTX5036A1 |  | 4CXCC037CC3 | 12 | 14.5 | Yes | Yes | 2011-01-21 |  | 0
FALSE | 4TTX6036H1 | 3598 | 3458815 | TRANE | 4TTX5036A1 | AC | Split System: Air-Cooled Condensing Unit, Coil with Blower | 4TTX5036A1 |  | 4CXCC037CC3 | 12 | 14.5 | Yes | Yes | 2011-01-21 |  | 0
FALSE | 4TTX6036H1 | 3598 | 3458819 | TRANE | 4TTX5036A1 | AC | Split System: Air-Cooled Condensing Unit, Coil with Blower | 4TTX5036A1 |  | 4CXCC037CC3 | 12 | 14.5 | Yes | Yes | 2011-01-21 |  | 0
FALSE | 4TTX6036H1 | 3598 | 3458821 | TRANE | 4TTX5036A1 | AC | Split System: Air-Cooled Condensing Unit, Coil with Blower | 4TTX5036A1 |  | 4CXCC037CC3 | 12.2 | 14.5 | Yes | Yes | 2011-01-21 |  | 0
FALSE | 4TTX6036H1 | 3598 | 3458827 | TRANE | 4TTX5036A1 | AC | Split System: Air-Cooled Condensing Unit, Coil with Blower | 4TTX5036A1 |  | 4CXCC037CC3 | 12 | 14.75 | Yes | Yes | 2011-01-21 |  | 0
FALSE | 4TTX6036H1 | 3598 | 3458832 | TRANE | 4TTX5036A1 | AC | Split System: Air-Cooled Condensing Unit, Coil with Blower | 4TTX5036A1 |  | 4CXCC037CC3 | 12.5 | 14.75 | Yes | Yes | 2011-01-21 |  | 0
FALSE | 4TTX6036H1 | 3598 | 3458834 | TRANE | 4TTX5036A1 | AC | Split System: Air-Cooled Condensing Unit, Coil with Blower | 4TTX5036A1 |  | 4CXCC037CC3 | 12.5 | 15 | Yes | Yes | 2011-01-21 |  | 1
FALSE | 4TTX6036H1 | 3598 | 3458846 | TRANE | 4TTX5036A1 | AC | Split System: Air-Cooled Condensing Unit, Coil with Blower | 4TTX5036A1 |  | 4CXCC037CC3 | 12 | 14.75 | Yes | Yes | 2011-01-21 |  | 0
FALSE | 4TTX6048H1 | 3702 | 3458944 | TRANE | 4TTX5048A1 | AC | Split System: Air-Cooled Condensing Unit, Coil with Blower | 4TTX5048A1 |  | 4CXCD061CC3 | 12 | 15 | Yes | Yes | 2011-01-21 |  | 0
FALSE | 4TTX6048H1 | 3702 | 3458952 | TRANE | 4TTX5048A1 | AC | Split System: Air-Cooled Condensing Unit, Coil with Blower | 4TTX5048A1 |  | 4CXCD061CC3 | 12 | 14.75 | Yes | Yes | 2011-01-21 |  | 0
FALSE | 4TTX6048H1 | 3702 | 3458957 | TRANE | 4TTX5048A1 | AC | Split System: Air-Cooled Condensing Unit, Coil with Blower | 4TTX5048A1 |  | 4CXCD061CC3 | 12 | 15.25 | Yes | Yes | 2011-01-21 |  | 0
FALSE | 4TTX6048H1 | 3702 | 3458958 | TRANE | 4TTX5048A1 | AC | Split System: Air-Cooled Condensing Unit, Coil with Blower | 4TTX5048A1 |  | 4CXCD061CC3 | 12.5 | 15 | Yes | Yes | 2011-01-21 |  | 1
FALSE | 4TTX6060H1 | 3708 | 3458970 | TRANE | 4TTX5060A1 | AC | Split System: Air-Cooled Condensing Unit, Coil with Blower | 4TTX5060A1 |  | 4CXCD061CC3 | 12 | 14.5 | Yes | Yes | 2011-01-21 |  | 0
FALSE | 4TTX6018H1 | 3491 | 3458998 | AMERICAN STANDARD, INC. | 4A7A5018A1 | AC | Split System: Air-Cooled Condensing Unit, Coil with Blower | 4TTX5018A1 |  | 4CXCA024CC3 | 12.9 | 15.5 | Yes | Yes | 2011-02-28 |  | 1
FALSE | 4TTX6018H1 | 3491 | 3459001 | AMERICAN STANDARD, INC. | 4A7A5018A1 | AC | Split System: Air-Cooled Condensing Unit, Coil with Blower | 4TTX5018A1 |  | 4CXCA024CC3 | 13.2 | 16 | Yes | Yes | 2011-02-28 |  | 2
FALSE | 4TTX6018H1 | 3491 | 3459004 | AMERICAN STANDARD, INC. | 4A7A5018A1 | AC | Split System: Air-Cooled Condensing Unit, Coil with Blower | 4TTX5018A1 |  | 4CXCA024CC3 | 13.2 | 16 | Yes | Yes | 2011-02-28 |  | 2
FALSE | 4TTX6018H1 | 3491 | 3459005 | AMERICAN STANDARD, INC. | 4A7A5018A1 | AC | Split System: Air-Cooled Condensing Unit, Coil with Blower | 4TTX5018A1 |  | 4CXCA024CC3 | 12.6 | 15.25 | Yes | Yes | 2011-02-28 |  | 1
FALSE | 4TTX6018H1 | 3491 | 3459008 | AMERICAN STANDARD, INC. | 4A7A5018A1 | AC | Split System: Air-Cooled Condensing Unit, Coil with Blower | 4TTX5018A1 |  | 4CXCA024CC3 | 12.8 | 15.5 | Yes | Yes | 2011-02-28 |  | 1
FALSE | 4TTX6018H1 | 3491 | 3459010 | AMERICAN STANDARD, INC. | 4A7A5018A1 | AC | Split System: Air-Cooled Condensing Unit, Coil with Blower | 4TTX5018A1 |  | 4CXCA024CC3 | 12.6 | 15.25 | Yes | Yes | 2011-02-28 |  | 1
FALSE | 4TTX6018H1 | 3491 | 3459011 | AMERICAN STANDARD, INC. | 4A7A5018A1 | AC | Split System: Air-Cooled Condensing Unit, Coil with Blower | 4TTX5018A1 |  | 4CXCA024CC3 | 13.2 | 16 | Yes | Yes | 2011-02-28 |  | 2
FALSE | 4TTX6018H1 | 3491 | 3459020 | AMERICAN STANDARD, INC. | 4A7A5018A1 | AC | Split System: Air-Cooled Condensing Unit, Coil with Blower | 4TTX5018A1 |  | 4CXCB025CC3 | 13.1 | 15.75 | Yes | Yes | 2011-02-28 |  | 1
FALSE | 4TTX6018H1 | 3491 | 3459023 | AMERICAN STANDARD, INC. | 4A7A5018A1 | AC | Split System: Air-Cooled Condensing Unit, Coil with Blower | 4TTX5018A1 |  | 4CXCB025CC3 | 13.5 | 16 | Yes | Yes | 2011-02-28 |  | 2
FALSE | 4TTX6018H1 | 3491 | 3459025 | AMERICAN STANDARD, INC. | 4A7A5018A1 | AC | Split System: Air-Cooled Condensing Unit, Coil with Blower | 4TTX5018A1 |  | 4CXCB025CC3 | 13.3 | 16 | Yes | Yes | 2011-02-28 |  | 2
FALSE | 4TTX6018H1 | 3491 | 3459029 | AMERICAN STANDARD, INC. | 4A7A5018A1 | AC | Split System: Air-Cooled Condensing Unit, Coil with Blower | 4TTX5018A1 |  | 4CXCB025CC3 | 13 | 16 | Yes | Yes | 2011-02-28 |  | 2
FALSE | 4TTX6018H1 | 3491 | 3459030 | AMERICAN STANDARD, INC. | 4A7A5018A1 | AC | Split System: Air-Cooled Condensing Unit, Coil with Blower | 4TTX5018A1 |  | 4CXCB025CC3 | 13.5 | 16 | Yes | Yes | 2011-02-28 |  | 2
FALSE | 4TTX6018H1 | 3491 | 3459032 | AMERICAN STANDARD, INC. | 4A7A5018A1 | AC | Split System: Air-Cooled Condensing Unit, Coil with Blower | 4TTX5018A1 |  | 4CXCB025CC3 | 13.1 | 15.75 | Yes | Yes | 2011-02-28 |  | 1
FALSE | 4TTX6018H1 | 3491 | 3459037 | AMERICAN STANDARD, INC. | 4A7A5018A1 | AC | Split System: Air-Cooled Condensing Unit, Coil with Blower | 4TTX5018A1 |  | 4CXCB031CC3 | 13.4 | 16 | Yes | Yes | 2011-02-28 |  | 2
FALSE | 4TTX6018H1 | 3491 | 3459039 | AMERICAN STANDARD, INC. | 4A7A5018A1 | AC | Split System: Air-Cooled Condensing Unit, Coil Alone | 4TTX5018A1 |  | 4CXCB031CC3 | 12.1 | 14.5 | Yes | Yes | 2011-02-28 |  | 0
FALSE | 4TTX6018H1 | 3491 | 3459042 | AMERICAN STANDARD, INC. | 4A7A5018A1 | AC | Split System: Air-Cooled Condensing Unit, Coil with Blower | 4TTX5018A1 |  | 4CXCB031CC3 | 13.2 | 16 | Yes | Yes | 2011-02-28 |  | 2
FALSE | 4TTX6018H1 | 3491 | 3459044 | AMERICAN STANDARD, INC. | 4A7A5018A1 | AC | Split System: Air-Cooled Condensing Unit, Coil with Blower | 4TTX5018A1 |  | 4CXCB031CC3 | 13.3 | 16 | Yes | Yes | 2011-02-28 |  | 2
FALSE | 4TTX6018H1 | 3491 | 3459045 | AMERICAN STANDARD, INC. | 4A7A5018A1 | AC | Split System: Air-Cooled Condensing Unit, Coil with Blower | 4TTX5018A1 |  | 4CXCB031CC3 | 13.2 | 16 | Yes | Yes | 2011-02-28 |  | 2
FALSE | 4TTX6018H1 | 3491 | 3459046 | AMERICAN STANDARD, INC. | 4A7A5018A1 | AC | Split System: Air-Cooled Condensing Unit, Coil with Blower | 4TTX5018A1 |  | 4CXCB031CC3 | 13.5 | 16 | Yes | Yes | 2011-02-28 |  | 2
FALSE | 4TTX6024H1 | 3520 | 3459051 | AMERICAN STANDARD, INC. | 4A7A5024A1 | AC | Split System: Air-Cooled Condensing Unit, Coil with Blower | 4TTX5024A1 |  | 4CXCB025CC3 | 13 | 15.25 | Yes | Yes | 2011-02-28 |  | 1
FALSE | 4TTX6024H1 | 3520 | 3459057 | AMERICAN STANDARD, INC. | 4A7A5024A1 | AC | Split System: Air-Cooled Condensing Unit, Coil with Blower | 4TTX5024A1 |  | 4CXCB025CC3 | 12.9 | 15.5 | Yes | Yes | 2011-02-28 |  | 1
FALSE | 4TTX6024H1 | 3520 | 3459058 | AMERICAN STANDARD, INC. | 4A7A5024A1 | AC | Split System: Air-Cooled Condensing Unit, Coil with Blower | 4TTX5024A1 |  | 4CXCB025CC3 | 12.9 | 15.5 | Yes | Yes | 2011-02-28 |  | 1
FALSE | 4TTX6024H1 | 3520 | 3459059 | AMERICAN STANDARD, INC. | 4A7A5024A1 | AC | Split System: Air-Cooled Condensing Unit, Coil with Blower | 4TTX5024A1 |  | 4CXCB025CC3 | 13.1 | 15.75 | Yes | Yes | 2011-02-28 |  | 1
FALSE | 4TTX6024H1 | 3520 | 3459060 | AMERICAN STANDARD, INC. | 4A7A5024A1 | AC | Split System: Air-Cooled Condensing Unit, Coil with Blower | 4TTX5024A1 |  | 4CXCB025CC3 | 13.2 | 15.75 | Yes | Yes | 2011-02-28 |  | 1
FALSE | 4TTX6024H1 | 3520 | 3459061 | AMERICAN STANDARD, INC. | 4A7A5024A1 | AC | Split System: Air-Cooled Condensing Unit, Coil with Blower | 4TTX5024A1 |  | 4CXCB025CC3 | 12.6 | 15 | Yes | Yes | 2011-02-28 |  | 1
FALSE | 4TTX6024H1 | 3520 | 3459062 | AMERICAN STANDARD, INC. | 4A7A5024A1 | AC | Split System: Air-Cooled Condensing Unit, Coil with Blower | 4TTX5024A1 |  | 4CXCB025CC3 | 12.6 | 15 | Yes | Yes | 2011-02-28 |  | 1
FALSE | 4TTX6024H1 | 3520 | 3459066 | AMERICAN STANDARD, INC. | 4A7A5024A1 | AC | Split System: Air-Cooled Condensing Unit, Coil with Blower | 4TTX5024A1 |  | 4CXCB025CC3 | 12.7 | 15.25 | Yes | Yes | 2011-02-28 |  | 1
FALSE | 4TTX6024H1 | 3520 | 3459070 | AMERICAN STANDARD, INC. | 4A7A5024A1 | AC | Split System: Air-Cooled Condensing Unit, Coil with Blower | 4TTX5024A1 |  | 4CXCB025CC3 | 12.6 | 15 | Yes | Yes | 2011-02-28 |  | 1
FALSE | 4TTX6024H1 | 3520 | 3459077 | AMERICAN STANDARD, INC. | 4A7A5024A1 | AC | Split System: Air-Cooled Condensing Unit, Coil with Blower | 4TTX5024A1 |  | 4CXCB025CC3 | 12.9 | 15.5 | Yes | Yes | 2011-02-28 |  | 1
FALSE | 4TTX6024H1 | 3520 | 3459078 | AMERICAN STANDARD, INC. | 4A7A5024A1 | AC | Split System: Air-Cooled Condensing Unit, Coil with Blower | 4TTX5024A1 |  | 4CXCB025CC3 | 12.9 | 15.5 | Yes | Yes | 2011-02-28 |  | 1
FALSE | 4TTX6024H1 | 3520 | 3459081 | AMERICAN STANDARD, INC. | 4A7A5024A1 | AC | Split System: Air-Cooled Condensing Unit, Coil with Blower | 4TTX5024A1 |  | 4CXCB025CC3 | 12.8 | 15.25 | Yes | Yes | 2011-02-28 |  | 1
FALSE | 4TTX6024H1 | 3520 | 3459086 | AMERICAN STANDARD, INC. | 4A7A5024A1 | AC | Split System: Air-Cooled Condensing Unit, Coil with Blower | 4TTX5024A1 |  | 4CXCB031CC3 | 12.6 | 15 | Yes | Yes | 2011-02-28 |  | 1
FALSE | S4QD-024KC | 2686 | 3464984 | NORDYNE, INC. | S4BD-024KB | AC | Split System: Air-Cooled Condensing Unit, Coil with Blower | S4BD-024KB |  | C6B(A,H)-X24(C,U)-B | 12.5 | 14.5 | Yes | Yes | 2011-01-21 |  | 0
FALSE | S4QD-030KC | 2692 | 3464988 | NORDYNE, INC. | S4BD-030KB | AC | Split System: Air-Cooled Condensing Unit, Coil with Blower | S4BD-030KB |  | C6B(A,H)-X30(C,U)-A | 12.5 | 14.5 | Yes | Yes | 2011-01-21 |  | 0
FALSE | S4QD-030KC | 2692 | 3464989 | NORDYNE, INC. | S4BD-030KB | AC | Split System: Air-Cooled Condensing Unit, Coil with Blower | S4BD-030KB |  | C6B(A,H)-X30(C,U)-B | 12.5 | 14.5 | Yes | Yes | 2011-01-21 |  | 0
FALSE | S4QD-030KC | 2692 | 3464990 | NORDYNE, INC. | S4BD-030KB | AC | Split System: Air-Cooled Condensing Unit, Coil with Blower | S4BD-030KB |  | C6B(A,H)-X30(C,U)-C | 12.5 | 14.5 | Yes | Yes | 2011-01-21 |  | 0
FALSE | 4TTR6030B1 | 3522 | 3469557 | TRANE | 4TTR5030E1 | AC | Split System: Air-Cooled Condensing Unit, Coil with Blower | 4TTR5030E1 |  | 4TEE3C03A1 | 13 | 16 | Yes | Yes | 2011-01-21 |  | 2
FALSE | 4TTR6030B1 | 3522 | 3469558 | TRANE | 4TTR5030E1 | AC | Split System: Air-Cooled Condensing Unit, Coil with Blower | 4TTR5030E1 |  | 4TEE3C03A1+18-GJ01D | 13 | 15.75 | Yes | Yes | 2011-01-21 |  | 1
FALSE | 4TTR6030B1 | 3522 | 3469565 | AMERICAN STANDARD, INC. | 4A7A5030E1 | AC | Split System: Air-Cooled Condensing Unit, Coil with Blower | 4TTR5030E1 |  | 4TEE3C03A1 | 13 | 16 | Yes | Yes | 2011-02-28 |  | 2
FALSE | 4TTR6030B1 | 3522 | 3469566 | AMERICAN STANDARD, INC. | 4A7A5030E1 | AC | Split System: Air-Cooled Condensing Unit, Coil with Blower | 4TTR5030E1 |  | 4TEE3C03A1+18-GJ01D | 13 | 15.75 | Yes | Yes | 2011-02-28 |  | 1
FALSE | 4TTR6036B1 | 3674 | 3470839 | TRANE | 4TTR5036E1 | AC | Split System: Air-Cooled Condensing Unit, Coil with Blower | 4TTR5036E1 |  | 4TEE3C04A1 | 13 | 16 | Yes | Yes | 2011-01-21 |  | 2
FALSE | YCJD18S41S1 | 3740 | 3476862 | YORK BY JOHNSON CONTROLS | YCJD18S41S1 | AC | Split System: Air-Cooled Condensing Unit, Coil with Blower | YCJD18S41S1 |  | F6FP018 | 12 | 14.5 | Yes | Yes | 2011-01-21 |  | 0
FALSE | YCJD18S41S1 | 3740 | 3476863 | YORK BY JOHNSON CONTROLS | YCJD18S41S1 | AC | Split System: Air-Cooled Condensing Unit, Coil with Blower | YCJD18S41S1 |  | F6FP018+TXV | 12 | 14.5 | Yes | Yes | 2011-01-21 |  | 0
FALSE | YCJD24S41S1 | 3826 | 3476876 | YORK BY JOHNSON CONTROLS | YCJD24S41S1 | AC | Split System: Air-Cooled Condensing Unit, Coil with Blower | YCJD24S41S1 |  | AHX30 | 12 | 14.5 | Yes | Yes | 2011-01-21 |  | 0
FALSE | YCJD24S41S1 | 3826 | 3476877 | YORK BY JOHNSON CONTROLS | YCJD24S41S1 | AC | Split System: Air-Cooled Condensing Unit, Coil with Blower | YCJD24S41S1 |  | AHX30+TXV | 12 | 14.5 | Yes | Yes | 2011-01-21 |  | 0
FALSE | YCJD24S41S1 | 3826 | 3476878 | YORK BY JOHNSON CONTROLS | YCJD24S41S1 | AC | Split System: Air-Cooled Condensing Unit, Coil with Blower | YCJD24S41S1 |  | AHX36 | 12 | 14.5 | Yes | Yes | 2011-01-21 |  | 0
FALSE | YCJD24S41S1 | 3826 | 3476879 | YORK BY JOHNSON CONTROLS | YCJD24S41S1 | AC | Split System: Air-Cooled Condensing Unit, Coil with Blower | YCJD24S41S1 |  | AHX36+TXV | 12 | 14.5 | Yes | Yes | 2011-01-21 |  | 0
FALSE | YCJD30S44S3 | 3827 | 3476908 | YORK BY JOHNSON CONTROLS | YCJD30S41S1 | AC | Split System: Air-Cooled Condensing Unit, Coil with Blower | YCJD30S41S1 |  | AHX36 | 12 | 14.5 | Yes | Yes | 2011-01-21 |  | 0
FALSE | YCJD30S44S3 | 3827 | 3476909 | YORK BY JOHNSON CONTROLS | YCJD30S41S1 | AC | Split System: Air-Cooled Condensing Unit, Coil with Blower | YCJD30S41S1 |  | AHX36+TXV | 12 | 14.5 | Yes | Yes | 2011-01-21 |  | 0
FALSE | S4BI-036K | 2600 | 3478006 | FRIGIDAIRE | FS4BI-036K | AC | Split System: Air-Cooled Condensing Unit, Coil with Blower | S4BI-036K |  | C6BH-I36C-B | 13 | 20 | Yes | Yes | 2011-02-08 |  | 3
FALSE | S4BI-036K | 2600 | 3478007 | FRIGIDAIRE | FS4BI-036K | AC | Split System: Air-Cooled Condensing Unit, Coil with Blower | S4BI-036K |  | C6BH-I36C-C | 13.1 | 20.5 | Yes | Yes | 2011-02-08 |  | 3
FALSE | S4BI-048K | 2601 | 3478008 | FRIGIDAIRE | FS4BI-048K | AC | Split System: Air-Cooled Condensing Unit, Coil with Blower | S4BI-048K |  | C6BH-I48C-C | 12.2 | 21 | Yes | Yes | 2011-02-08 |  | 0
FALSE | S4BI-048K | 2601 | 3478009 | FRIGIDAIRE | FS4BI-048K | AC | Split System: Air-Cooled Condensing Unit, Coil with Blower | S4BI-048K |  | C6BH-I48C-D | 12.3 | 21 | Yes | Yes | 2011-02-08 |  | 0
FALSE | S4BI-048K | 2601 | 3478010 | FRIGIDAIRE | FS4BI-048K | AC | Split System: Air-Cooled Condensing Unit, Coil with Blower | S4BI-048K |  | C6BH-I48C-C | 12.2 | 21 | Yes | Yes | 2011-02-08 |  | 0
FALSE | S4BI-048K | 2601 | 3478011 | FRIGIDAIRE | FS4BI-048K | AC | Split System: Air-Cooled Condensing Unit, Coil with Blower | S4BI-048K |  | C6BH-I48C-D | 12.3 | 21 | Yes | Yes | 2011-02-08 |  | 0
FALSE | S4BI-024K | 2602 | 3478012 | TAPPAN | FS4BI-024K | AC | Split System: Air-Cooled Condensing Unit, Coil with Blower | S4BI-024K |  | C6BH-I24C-B | 14.9 | 23 | Yes | Yes | 2011-02-08 |  | 3
FALSE | S4BI-024K | 2602 | 3478013 | TAPPAN | FS4BI-024K | AC | Split System: Air-Cooled Condensing Unit, Coil with Blower | S4BI-024K |  | C6BH-I24C-B | 14.9 | 23 | Yes | Yes | 2011-02-08 |  | 3
FALSE | S4BI-036K | 2600 | 3478014 | TAPPAN | FS4BI-036K | AC | Split System: Air-Cooled Condensing Unit, Coil with Blower | S4BI-036K |  | C6BH-I36C-B | 13 | 20 | Yes | Yes | 2011-02-08 |  | 3
FALSE | S4BI-036K | 2600 | 3478015 | TAPPAN | FS4BI-036K | AC | Split System: Air-Cooled Condensing Unit, Coil with Blower | S4BI-036K |  | C6BH-I36C-C | 13.1 | 20.5 | Yes | Yes | 2011-02-08 |  | 3
FALSE | S4BI-036K | 2600 | 3478016 | TAPPAN | FS4BI-036K | AC | Split System: Air-Cooled Condensing Unit, Coil with Blower | S4BI-036K |  | C6BH-I36C-B | 13 | 20 | Yes | Yes | 2011-02-08 |  | 3
FALSE | S4BI-036K | 2600 | 3478017 | TAPPAN | FS4BI-036K | AC | Split System: Air-Cooled Condensing Unit, Coil with Blower | S4BI-036K |  | C6BH-I36C-C | 13.1 | 20.5 | Yes | Yes | 2011-02-08 |  | 3
FALSE | S4BI-048K | 2601 | 3478018 | TAPPAN | FS4BI-048K | AC | Split System: Air-Cooled Condensing Unit, Coil with Blower | S4BI-048K |  | C6BH-I48C-C | 12.2 | 21 | Yes | Yes | 2011-02-08 |  | 0
FALSE | S4BI-048K | 2601 | 3478019 | TAPPAN | FS4BI-048K | AC | Split System: Air-Cooled Condensing Unit, Coil with Blower | S4BI-048K |  | C6BH-I48C-D | 12.3 | 21 | Yes | Yes | 2011-02-08 |  | 0
FALSE | S4BI-048K | 2601 | 3478020 | TAPPAN | FS4BI-048K | AC | Split System: Air-Cooled Condensing Unit, Coil with Blower | S4BI-048K |  | C6BH-I48C-C | 12.2 | 21 | Yes | Yes | 2011-02-08 |  | 0
FALSE | S4BI-048K | 2601 | 3478021 | TAPPAN | FS4BI-048K | AC | Split System: Air-Cooled Condensing Unit, Coil with Blower | S4BI-048K |  | C6BH-I48C-D | 12.3 | 21 | Yes | Yes | 2011-02-08 |  | 0
FALSE | S4BI-024K | 2602 | 3478022 | WESTINGHOUSE | FS4BI-024K | AC | Split System: Air-Cooled Condensing Unit, Coil with Blower | S4BI-024K |  | C6BH-I24C-B | 14.9 | 23 | Yes | Yes | 2011-02-08 |  | 3
FALSE | S4BI-024K | 2602 | 3478023 | WESTINGHOUSE | FS4BI-024K | AC | Split System: Air-Cooled Condensing Unit, Coil with Blower | S4BI-024K |  | C6BH-I24C-B | 14.9 | 23 | Yes | Yes | 2011-02-08 |  | 3
FALSE | S4BI-036K | 2600 | 3478024 | WESTINGHOUSE | FS4BI-036K | AC | Split System: Air-Cooled Condensing Unit, Coil with Blower | S4BI-036K |  | C6BH-I36C-B | 13 | 20 | Yes | Yes | 2011-02-08 |  | 3
FALSE | S4BI-036K | 2600 | 3478025 | WESTINGHOUSE | FS4BI-036K | AC | Split System: Air-Cooled Condensing Unit, Coil with Blower | S4BI-036K |  | C6BH-I36C-C | 13.1 | 20.5 | Yes | Yes | 2011-02-08 |  | 3
FALSE | S4BI-036K | 2600 | 3478026 | WESTINGHOUSE | FS4BI-036K | AC | Split System: Air-Cooled Condensing Unit, Coil with Blower | S4BI-036K |  | C6BH-I36C-B | 13 | 20 | Yes | Yes | 2011-02-08 |  | 3
FALSE | S4BI-036K | 2600 | 3478027 | WESTINGHOUSE | FS4BI-036K | AC | Split System: Air-Cooled Condensing Unit, Coil with Blower | S4BI-036K |  | C6BH-I36C-C | 13.1 | 20.5 | Yes | Yes | 2011-02-08 |  | 3
FALSE | S4BI-048K | 2601 | 3478028 | WESTINGHOUSE | FS4BI-048K | AC | Split System: Air-Cooled Condensing Unit, Coil with Blower | S4BI-048K |  | C6BH-I48C-C | 12.2 | 21 | Yes | Yes | 2011-02-08 |  | 0
FALSE | S4BI-048K | 2601 | 3478029 | WESTINGHOUSE | FS4BI-048K | AC | Split System: Air-Cooled Condensing Unit, Coil with Blower | S4BI-048K |  | C6BH-I48C-D | 12.3 | 21 | Yes | Yes | 2011-02-08 |  | 0
FALSE | S4BI-048K | 2601 | 3478030 | WESTINGHOUSE | FS4BI-048K | AC | Split System: Air-Cooled Condensing Unit, Coil with Blower | S4BI-048K |  | C6BH-I48C-C | 12.2 | 21 | Yes | Yes | 2011-02-08 |  | 0
FALSE | S4BI-048K | 2601 | 3478031 | WESTINGHOUSE | FS4BI-048K | AC | Split System: Air-Cooled Condensing Unit, Coil with Blower | S4BI-048K |  | C6BH-I48C-D | 12.3 | 21 | Yes | Yes | 2011-02-08 |  | 0
FALSE | S4BI-024K | 2602 | 3478032 | NUTONE | FS4BI-024K | AC | Split System: Air-Cooled Condensing Unit, Coil with Blower | S4BI-024K |  | C6BH-I24C-B | 14.9 | 23 | Yes | Yes | 2011-02-08 |  | 3
FALSE | S4BI-024K | 2602 | 3478033 | NUTONE | FS4BI-024K | AC | Split System: Air-Cooled Condensing Unit, Coil with Blower | S4BI-024K |  | C6BH-I24C-B | 14.9 | 23 | Yes | Yes | 2011-02-08 |  | 3
FALSE | S4BI-036K | 2600 | 3478034 | NUTONE | FS4BI-036K | AC | Split System: Air-Cooled Condensing Unit, Coil with Blower | S4BI-036K |  | C6BH-I36C-B | 13 | 20 | Yes | Yes | 2011-02-08 |  | 3
FALSE | S4BI-036K | 2600 | 3478035 | NUTONE | FS4BI-036K | AC | Split System: Air-Cooled Condensing Unit, Coil with Blower | S4BI-036K |  | C6BH-I36C-C | 13.1 | 20.5 | Yes | Yes | 2011-02-08 |  | 3
FALSE | S4BI-036K | 2600 | 3478036 | NUTONE | FS4BI-036K | AC | Split System: Air-Cooled Condensing Unit, Coil with Blower | S4BI-036K |  | C6BH-I36C-B | 13 | 20 | Yes | Yes | 2011-02-08 |  | 3
FALSE | S4BI-036K | 2600 | 3478037 | NUTONE | FS4BI-036K | AC | Split System: Air-Cooled Condensing Unit, Coil with Blower | S4BI-036K |  | C6BH-I36C-C | 13.1 | 20.5 | Yes | Yes | 2011-02-08 |  | 3
FALSE | S4BI-048K | 2601 | 3478038 | NUTONE | FS4BI-048K | AC | Split System: Air-Cooled Condensing Unit, Coil with Blower | S4BI-048K |  | C6BH-I48C-C | 12.2 | 21 | Yes | Yes | 2011-02-08 |  | 0
FALSE | S4BI-048K | 2601 | 3478039 | NUTONE | FS4BI-048K | AC | Split System: Air-Cooled Condensing Unit, Coil with Blower | S4BI-048K |  | C6BH-I48C-D | 12.3 | 21 | Yes | Yes | 2011-02-08 |  | 0
FALSE | S4BI-048K | 2601 | 3478040 | NUTONE | FS4BI-048K | AC | Split System: Air-Cooled Condensing Unit, Coil with Blower | S4BI-048K |  | C6BH-I48C-C | 12.2 | 21 | Yes | Yes | 2011-02-08 |  | 0
FALSE | S4BI-048K | 2601 | 3478041 | NUTONE | FS4BI-048K | AC | Split System: Air-Cooled Condensing Unit, Coil with Blower | S4BI-048K |  | C6BH-I48C-D | 12.3 | 21 | Yes | Yes | 2011-02-08 |  | 0
FALSE | S4BI-024K | 2602 | 3478042 | BROAN | FS4BI-024K | AC | Split System: Air-Cooled Condensing Unit, Coil with Blower | S4BI-024K |  | C6BH-I24C-B | 14.9 | 23 | Yes | Yes | 2011-02-08 |  | 3
FALSE | S4BI-024K | 2602 | 3478043 | BROAN | FS4BI-024K | AC | Split System: Air-Cooled Condensing Unit, Coil with Blower | S4BI-024K |  | C6BH-I24C-B | 14.9 | 23 | Yes | Yes | 2011-02-08 |  | 3
FALSE | S4BI-036K | 2600 | 3478044 | BROAN | FS4BI-036K | AC | Split System: Air-Cooled Condensing Unit, Coil with Blower | S4BI-036K |  | C6BH-I36C-B | 13 | 20 | Yes | Yes | 2011-02-08 |  | 3
FALSE | S4BI-036K | 2600 | 3478045 | BROAN | FS4BI-036K | AC | Split System: Air-Cooled Condensing Unit, Coil with Blower | S4BI-036K |  | C6BH-I36C-C | 13.1 | 20.5 | Yes | Yes | 2011-02-08 |  | 3
FALSE | S4BI-036K | 2600 | 3478046 | BROAN | FS4BI-036K | AC | Split System: Air-Cooled Condensing Unit, Coil with Blower | S4BI-036K |  | C6BH-I36C-B | 13 | 20 | Yes | Yes | 2011-02-08 |  | 3
FALSE | S4BI-036K | 2600 | 3478047 | BROAN | FS4BI-036K | AC | Split System: Air-Cooled Condensing Unit, Coil with Blower | S4BI-036K |  | C6BH-I36C-C | 13.1 | 20.5 | Yes | Yes | 2011-02-08 |  | 3
FALSE | S4BI-048K | 2601 | 3478048 | BROAN | FS4BI-048K | AC | Split System: Air-Cooled Condensing Unit, Coil with Blower | S4BI-048K |  | C6BH-I48C-C | 12.2 | 21 | Yes | Yes | 2011-02-08 |  | 0
FALSE | S4BI-048K | 2601 | 3478049 | BROAN | FS4BI-048K | AC | Split System: Air-Cooled Condensing Unit, Coil with Blower | S4BI-048K |  | C6BH-I48C-D | 12.3 | 21 | Yes | Yes | 2011-02-08 |  | 0
FALSE | S4BI-048K | 2601 | 3478050 | BROAN | FS4BI-048K | AC | Split System: Air-Cooled Condensing Unit, Coil with Blower | S4BI-048K |  | C6BH-I48C-C | 12.2 | 21 | Yes | Yes | 2011-02-08 |  | 0
FALSE | S4BI-048K | 2601 | 3478051 | BROAN | FS4BI-048K | AC | Split System: Air-Cooled Condensing Unit, Coil with Blower | S4BI-048K |  | C6BH-I48C-D | 12.3 | 21 | Yes | Yes | 2011-02-08 |  | 0
FALSE | S4BI-024K | 2602 | 3478052 | MAYTAG | PSA4BI024K | AC | Split System: Air-Cooled Condensing Unit, Coil with Blower | S4BI-024K |  | C6BH-I24C-B | 14.9 | 23 | Yes | Yes | 2011-02-08 |  | 3
FALSE | S4QD-030KC | 2692 | 3479865 | NORDYNE, INC. | S4BD-030KB | AC | Split System: Air-Cooled Condensing Unit, Coil with Blower | S4BD-030KB |  | C6B(A,H)-X30(C,U)-A | 12.5 | 14.5 | Yes | Yes | 2011-01-21 |  | 0
FALSE | S4QD-030KC | 2692 | 3479866 | NORDYNE, INC. | S4BD-030KB | AC | Split System: Air-Cooled Condensing Unit, Coil with Blower | S4BD-030KB |  | C6B(A,H)-X30(C,U)-B | 12.5 | 14.5 | Yes | Yes | 2011-01-21 |  | 0
FALSE | S4QD-030KC | 2692 | 3479867 | NORDYNE, INC. | S4BD-030KB | AC | Split System: Air-Cooled Condensing Unit, Coil with Blower | S4BD-030KB |  | C6B(A,H)-X30(C,U)-C | 12.5 | 14.5 | Yes | Yes | 2011-01-21 |  | 0
FALSE | 4TTR6018B1 | 3489 | 3479879 | TRANE | 4TTR5018E1 | AC | Split System: Air-Cooled Condensing Unit, Coil with Blower | 4TTR5018E1 |  | 4TFE3F25B1 | 13 | 16 | Yes | Yes | 2011-01-21 |  | 2
FALSE | 4TTR6024B1 | 3503 | 3479880 | TRANE | 4TTR5024E1 | AC | Split System: Air-Cooled Condensing Unit, Coil with Blower | 4TTR5024E1 |  | 4TFE3F25B1 | 13 | 15.75 | Yes | Yes | 2011-01-21 |  | 1
FALSE | 4TTR6030B1 | 3522 | 3479881 | TRANE | 4TTR5030E1 | AC | Split System: Air-Cooled Condensing Unit, Coil with Blower | 4TTR5030E1 |  | 4TFE3F25B1 | 12.5 | 14.5 | Yes | Yes | 2011-01-21 |  | 0
FALSE | 4TTR6018B1 | 3489 | 3479885 | AMERICAN STANDARD, INC. | 4A7A5018E1 | AC | Split System: Air-Cooled Condensing Unit, Coil with Blower | 4TTR5018E1 |  | 4TFE3F25B1 | 13 | 16 | Yes | Yes | 2011-02-28 |  | 2
FALSE | 4TTR6024B1 | 3503 | 3479886 | AMERICAN STANDARD, INC. | 4A7A5024E1 | AC | Split System: Air-Cooled Condensing Unit, Coil with Blower | 4TTR5024E1 |  | 4TFE3F25B1 | 13 | 15.75 | Yes | Yes | 2011-02-28 |  | 1
FALSE | 4TTR6030B1 | 3522 | 3479887 | AMERICAN STANDARD, INC. | 4A7A5030E1 | AC | Split System: Air-Cooled Condensing Unit, Coil with Blower | 4TTR5030E1 |  | 4TFE3F25B1 | 12.5 | 14.5 | Yes | Yes | 2011-02-28 |  | 0
FALSE | S4QD-024KC | 2686 | 3479890 | GIBSON | JS4BD-024KB | AC | Split System: Air-Cooled Condensing Unit, Coil with Blower | S4BD-024KB |  | C6B(A,H)-X24(C,U)-A | 12.5 | 14.5 | Yes | Yes | 2011-02-08 |  | 0
FALSE | S4QD-024KC | 2686 | 3479891 | GIBSON | JS4BD-024KB | AC | Split System: Air-Cooled Condensing Unit, Coil with Blower | S4BD-024KB |  | C6B(A,H)-X24(C,U)-B | 12.5 | 14.5 | Yes | Yes | 2011-02-08 |  | 0
FALSE | S4QD-030KC | 2692 | 3479895 | GIBSON | JS4BD-030KB | AC | Split System: Air-Cooled Condensing Unit, Coil with Blower | S4BD-030KB |  | C6B(A,H)-X30(C,U)-A | 12.5 | 14.5 | Yes | Yes | 2011-02-08 |  | 0
FALSE | S4QD-030KC | 2692 | 3479896 | GIBSON | JS4BD-030KB | AC | Split System: Air-Cooled Condensing Unit, Coil with Blower | S4BD-030KB |  | C6B(A,H)-X30(C,U)-B | 12.5 | 14.5 | Yes | Yes | 2011-02-08 |  | 0
FALSE | S4QD-030KC | 2692 | 3479897 | GIBSON | JS4BD-030KB | AC | Split System: Air-Cooled Condensing Unit, Coil with Blower | S4BD-030KB |  | C6B(A,H)-X30(C,U)-C | 12.5 | 14.5 | Yes | Yes | 2011-02-08 |  | 0
FALSE | S4QD-030KC | 2692 | 3479967 | NUTONE | JS4BD-030KB | AC | Split System: Air-Cooled Condensing Unit, Coil with Blower | S4BD-030KB |  | C6B(A,H)-X30(C,U)-A | 12.5 | 14.5 | Yes | Yes | 2011-02-08 |  | 0
FALSE | S4QD-030KC | 2692 | 3479968 | NUTONE | JS4BD-030KB | AC | Split System: Air-Cooled Condensing Unit, Coil with Blower | S4BD-030KB |  | C6B(A,H)-X30(C,U)-B | 12.5 | 14.5 | Yes | Yes | 2011-02-08 |  | 0
FALSE | S4QD-030KC | 2692 | 3479969 | NUTONE | JS4BD-030KB | AC | Split System: Air-Cooled Condensing Unit, Coil with Blower | S4BD-030KB |  | C6B(A,H)-X30(C,U)-C | 12.5 | 14.5 | Yes | Yes | 2011-02-08 |  | 0
FALSE | S4QD-024KC | 2686 | 3479980 | BROAN | JS4BD-024KB | AC | Split System: Air-Cooled Condensing Unit, Coil with Blower | S4BD-024KB |  | C6B(A,H)-X24(C,U)-A | 12.5 | 14.5 | Yes | Yes | 2011-02-08 |  | 0
FALSE | S4QD-024KC | 2686 | 3479981 | BROAN | JS4BD-024KB | AC | Split System: Air-Cooled Condensing Unit, Coil with Blower | S4BD-024KB |  | C6B(A,H)-X24(C,U)-B | 12.5 | 14.5 | Yes | Yes | 2011-02-08 |  | 0
FALSE | S4QD-030KC | 2692 | 3479985 | BROAN | JS4BD-030KB | AC | Split System: Air-Cooled Condensing Unit, Coil with Blower | S4BD-030KB |  | C6B(A,H)-X30(C,U)-A | 12.5 | 14.5 | Yes | Yes | 2011-02-08 |  | 0
FALSE | S4QD-030KC | 2692 | 3479986 | BROAN | JS4BD-030KB | AC | Split System: Air-Cooled Condensing Unit, Coil with Blower | S4BD-030KB |  | C6B(A,H)-X30(C,U)-B | 12.5 | 14.5 | Yes | Yes | 2011-02-08 |  | 0
FALSE | S4QD-030KC | 2692 | 3479987 | BROAN | JS4BD-030KB | AC | Split System: Air-Cooled Condensing Unit, Coil with Blower | S4BD-030KB |  | C6B(A,H)-X30(C,U)-C | 12.5 | 14.5 | Yes | Yes | 2011-02-08 |  | 0
FALSE | S4QD-030KC | 2692 | 3479931 | PHILCO | JS4BD-030KB | AC | Split System: Air-Cooled Condensing Unit, Coil with Blower | S4BD-030KB |  | C6B(A,H)-X30(C,U)-A | 12.5 | 14.5 | Yes | Yes | 2011-02-08 |  | 0
FALSE | S4QD-030KC | 2692 | 3479932 | PHILCO | JS4BD-030KB | AC | Split System: Air-Cooled Condensing Unit, Coil with Blower | S4BD-030KB |  | C6B(A,H)-X30(C,U)-B | 12.5 | 14.5 | Yes | Yes | 2011-02-08 |  | 0
FALSE | S4QD-030KC | 2692 | 3479933 | PHILCO | JS4BD-030KB | AC | Split System: Air-Cooled Condensing Unit, Coil with Blower | S4BD-030KB |  | C6B(A,H)-X30(C,U)-C | 12.5 | 14.5 | Yes | Yes | 2011-02-08 |  | 0
FALSE | S4QD-024KC | 2686 | 3479944 | KELVINATOR | JS4BD-024KB | AC | Split System: Air-Cooled Condensing Unit, Coil with Blower | S4BD-024KB |  | C6B(A,H)-X24(C,U)-A | 12.5 | 14.5 | Yes | Yes | 2011-02-08 |  | 0
FALSE | S4QD-024KC | 2686 | 3479945 | KELVINATOR | JS4BD-024KB | AC | Split System: Air-Cooled Condensing Unit, Coil with Blower | S4BD-024KB |  | C6B(A,H)-X24(C,U)-B | 12.5 | 14.5 | Yes | Yes | 2011-02-08 |  | 0
FALSE | S4QD-030KC | 2692 | 3479949 | KELVINATOR | JS4BD-030KB | AC | Split System: Air-Cooled Condensing Unit, Coil with Blower | S4BD-030KB |  | C6B(A,H)-X30(C,U)-A | 12.5 | 14.5 | Yes | Yes | 2011-02-08 |  | 0
FALSE | S4QD-030KC | 2692 | 3479950 | KELVINATOR | JS4BD-030KB | AC | Split System: Air-Cooled Condensing Unit, Coil with Blower | S4BD-030KB |  | C6B(A,H)-X30(C,U)-B | 12.5 | 14.5 | Yes | Yes | 2011-02-08 |  | 0
FALSE | S4QD-030KC | 2692 | 3479951 | KELVINATOR | JS4BD-030KB | AC | Split System: Air-Cooled Condensing Unit, Coil with Blower | S4BD-030KB |  | C6B(A,H)-X30(C,U)-C | 12.5 | 14.5 | Yes | Yes | 2011-02-08 |  | 0
FALSE | S4QD-024KC | 2686 | 3479962 | NUTONE | JS4BD-024KB | AC | Split System: Air-Cooled Condensing Unit, Coil with Blower | S4BD-024KB |  | C6B(A,H)-X24(C,U)-A | 12.5 | 14.5 | Yes | Yes | 2011-02-08 |  | 0
FALSE | S4QD-024KC | 2686 | 3479963 | NUTONE | JS4BD-024KB | AC | Split System: Air-Cooled Condensing Unit, Coil with Blower | S4BD-024KB |  | C6B(A,H)-X24(C,U)-B | 12.5 | 14.5 | Yes | Yes | 2011-02-08 |  | 0
FALSE | S4QD-024KC | 2686 | 3479998 | FRIGIDAIRE | ES4BD-024KB | AC | Split System: Air-Cooled Condensing Unit, Coil with Blower | S4BD-024KB |  | C6B(A,H)-X24(C,U)-A | 12.5 | 14.5 | Yes | Yes | 2011-02-08 |  | 0
FALSE | S4QD-024KC | 2686 | 3479999 | FRIGIDAIRE | ES4BD-024KB | AC | Split System: Air-Cooled Condensing Unit, Coil with Blower | S4BD-024KB |  | C6B(A,H)-X24(C,U)-B | 12.5 | 14.5 | Yes | Yes | 2011-02-08 |  | 0
FALSE | S4QD-030KC | 2692 | 3480003 | FRIGIDAIRE | ES4BD-030KB | AC | Split System: Air-Cooled Condensing Unit, Coil with Blower | S4BD-030KB |  | C6B(A,H)-X30(C,U)-A | 12.5 | 14.5 | Yes | Yes | 2011-02-08 |  | 0
FALSE | S4QD-030KC | 2692 | 3480004 | FRIGIDAIRE | ES4BD-030KB | AC | Split System: Air-Cooled Condensing Unit, Coil with Blower | S4BD-030KB |  | C6B(A,H)-X30(C,U)-B | 12.5 | 14.5 | Yes | Yes | 2011-02-08 |  | 0
FALSE | S4QD-030KC | 2692 | 3480005 | FRIGIDAIRE | ES4BD-030KB | AC | Split System: Air-Cooled Condensing Unit, Coil with Blower | S4BD-030KB |  | C6B(A,H)-X30(C,U)-C | 12.5 | 14.5 | Yes | Yes | 2011-02-08 |  | 0
FALSE | S4QD-024KC | 2686 | 3480016 | TAPPAN | ES4BD-024KB | AC | Split System: Air-Cooled Condensing Unit, Coil with Blower | S4BD-024KB |  | C6B(A,H)-X24(C,U)-A | 12.5 | 14.5 | Yes | Yes | 2011-02-08 |  | 0
FALSE | S4QD-024KC | 2686 | 3480017 | TAPPAN | ES4BD-024KB | AC | Split System: Air-Cooled Condensing Unit, Coil with Blower | S4BD-024KB |  | C6B(A,H)-X24(C,U)-B | 12.5 | 14.5 | Yes | Yes | 2011-02-08 |  | 0
FALSE | S4QD-030KC | 2692 | 3480021 | TAPPAN | ES4BD-030KB | AC | Split System: Air-Cooled Condensing Unit, Coil with Blower | S4BD-030KB |  | C6B(A,H)-X30(C,U)-A | 12.5 | 14.5 | Yes | Yes | 2011-02-08 |  | 0
FALSE | S4QD-030KC | 2692 | 3480022 | TAPPAN | ES4BD-030KB | AC | Split System: Air-Cooled Condensing Unit, Coil with Blower | S4BD-030KB |  | C6B(A,H)-X30(C,U)-B | 12.5 | 14.5 | Yes | Yes | 2011-02-08 |  | 0
FALSE | S4QD-030KC | 2692 | 3480023 | TAPPAN | ES4BD-030KB | AC | Split System: Air-Cooled Condensing Unit, Coil with Blower | S4BD-030KB |  | C6B(A,H)-X30(C,U)-C | 12.5 | 14.5 | Yes | Yes | 2011-02-08 |  | 0
FALSE | S4QD-024KC | 2686 | 3480034 | WESTINGHOUSE | ES4BD-024KB | AC | Split System: Air-Cooled Condensing Unit, Coil with Blower | S4BD-024KB |  | C6B(A,H)-X24(C,U)-A | 12.5 | 14.5 | Yes | Yes | 2011-02-08 |  | 0
FALSE | S4QD-024KC | 2686 | 3480035 | WESTINGHOUSE | ES4BD-024KB | AC | Split System: Air-Cooled Condensing Unit, Coil with Blower | S4BD-024KB |  | C6B(A,H)-X24(C,U)-B | 12.5 | 14.5 | Yes | Yes | 2011-02-08 |  | 0
FALSE | S4QD-024KC | 2686 | 3480107 | WESTINGHOUSE | FS4BD-024KB | AC | Split System: Air-Cooled Condensing Unit, Coil with Blower | S4BD-024KB |  | C6B(A,H)-X24(C,U)-B | 12.5 | 14.5 | Yes | Yes | 2011-02-08 |  | 0
FALSE | S4QD-030KC | 2692 | 3480111 | WESTINGHOUSE | FS4BD-030KB | AC | Split System: Air-Cooled Condensing Unit, Coil with Blower | S4BD-030KB |  | C6B(A,H)-X30(C,U)-A | 12.5 | 14.5 | Yes | Yes | 2011-02-08 |  | 0
FALSE | S4QD-030KC | 2692 | 3480112 | WESTINGHOUSE | FS4BD-030KB | AC | Split System: Air-Cooled Condensing Unit, Coil with Blower | S4BD-030KB |  | C6B(A,H)-X30(C,U)-B | 12.5 | 14.5 | Yes | Yes | 2011-02-08 |  | 0
FALSE | S4QD-030KC | 2692 | 3480113 | WESTINGHOUSE | FS4BD-030KB | AC | Split System: Air-Cooled Condensing Unit, Coil with Blower | S4BD-030KB |  | C6B(A,H)-X30(C,U)-C | 12.5 | 14.5 | Yes | Yes | 2011-02-08 |  | 0
FALSE | S4QD-024KC | 2686 | 3480124 | NUTONE | FS4BD-024KB | AC | Split System: Air-Cooled Condensing Unit, Coil with Blower | S4BD-024KB |  | C6B(A,H)-X24(C,U)-A | 12.5 | 14.5 | Yes | Yes | 2011-02-08 |  | 0
FALSE | S4QD-024KC | 2686 | 3480125 | NUTONE | FS4BD-024KB | AC | Split System: Air-Cooled Condensing Unit, Coil with Blower | S4BD-024KB |  | C6B(A,H)-X24(C,U)-B | 12.5 | 14.5 | Yes | Yes | 2011-02-08 |  | 0
FALSE | S4QD-030KC | 2692 | 3480129 | NUTONE | FS4BD-030KB | AC | Split System: Air-Cooled Condensing Unit, Coil with Blower | S4BD-030KB |  | C6B(A,H)-X30(C,U)-A | 12.5 | 14.5 | Yes | Yes | 2011-02-08 |  | 0
FALSE | S4QD-030KC | 2692 | 3480130 | NUTONE | FS4BD-030KB | AC | Split System: Air-Cooled Condensing Unit, Coil with Blower | S4BD-030KB |  | C6B(A,H)-X30(C,U)-B | 12.5 | 14.5 | Yes | Yes | 2011-02-08 |  | 0
FALSE | S4QD-030KC | 2692 | 3480131 | NUTONE | FS4BD-030KB | AC | Split System: Air-Cooled Condensing Unit, Coil with Blower | S4BD-030KB |  | C6B(A,H)-X30(C,U)-C | 12.5 | 14.5 | Yes | Yes | 2011-02-08 |  | 0
FALSE | S4QD-024KC | 2686 | 3480070 | FRIGIDAIRE | FS4BD-024KB | AC | Split System: Air-Cooled Condensing Unit, Coil with Blower | S4BD-024KB |  | C6B(A,H)-X24(C,U)-A | 12.5 | 14.5 | Yes | Yes | 2011-02-08 |  | 0
FALSE | S4QD-024KC | 2686 | 3480071 | FRIGIDAIRE | FS4BD-024KB | AC | Split System: Air-Cooled Condensing Unit, Coil with Blower | S4BD-024KB |  | C6B(A,H)-X24(C,U)-B | 12.5 | 14.5 | Yes | Yes | 2011-02-08 |  | 0
FALSE | S4QD-030KC | 2692 | 3480075 | FRIGIDAIRE | FS4BD-030KB | AC | Split System: Air-Cooled Condensing Unit, Coil with Blower | S4BD-030KB |  | C6B(A,H)-X30(C,U)-A | 12.5 | 14.5 | Yes | Yes | 2011-02-08 |  | 0
FALSE | S4QD-030KC | 2692 | 3480076 | FRIGIDAIRE | FS4BD-030KB | AC | Split System: Air-Cooled Condensing Unit, Coil with Blower | S4BD-030KB |  | C6B(A,H)-X30(C,U)-B | 12.5 | 14.5 | Yes | Yes | 2011-02-08 |  | 0
FALSE | S4QD-030KC | 2692 | 3480077 | FRIGIDAIRE | FS4BD-030KB | AC | Split System: Air-Cooled Condensing Unit, Coil with Blower | S4BD-030KB |  | C6B(A,H)-X30(C,U)-C | 12.5 | 14.5 | Yes | Yes | 2011-02-08 |  | 0
FALSE | S4QD-024KC | 2686 | 3480088 | TAPPAN | FS4BD-024KB | AC | Split System: Air-Cooled Condensing Unit, Coil with Blower | S4BD-024KB |  | C6B(A,H)-X24(C,U)-A | 12.5 | 14.5 | Yes | Yes | 2011-02-08 |  | 0
FALSE | S4QD-024KC | 2686 | 3480089 | TAPPAN | FS4BD-024KB | AC | Split System: Air-Cooled Condensing Unit, Coil with Blower | S4BD-024KB |  | C6B(A,H)-X24(C,U)-B | 12.5 | 14.5 | Yes | Yes | 2011-02-08 |  | 0
FALSE | S4QD-030KC | 2692 | 3480093 | TAPPAN | FS4BD-030KB | AC | Split System: Air-Cooled Condensing Unit, Coil with Blower | S4BD-030KB |  | C6B(A,H)-X30(C,U)-A | 12.5 | 14.5 | Yes | Yes | 2011-02-08 |  | 0
FALSE | S4QD-030KC | 2692 | 3480094 | TAPPAN | FS4BD-030KB | AC | Split System: Air-Cooled Condensing Unit, Coil with Blower | S4BD-030KB |  | C6B(A,H)-X30(C,U)-B | 12.5 | 14.5 | Yes | Yes | 2011-02-08 |  | 0
FALSE | S4QD-030KC | 2692 | 3480095 | TAPPAN | FS4BD-030KB | AC | Split System: Air-Cooled Condensing Unit, Coil with Blower | S4BD-030KB |  | C6B(A,H)-X30(C,U)-C | 12.5 | 14.5 | Yes | Yes | 2011-02-08 |  | 0
FALSE | S4QD-024KC | 2686 | 3480106 | WESTINGHOUSE | FS4BD-024KB | AC | Split System: Air-Cooled Condensing Unit, Coil with Blower | S4BD-024KB |  | C6B(A,H)-X24(C,U)-A | 12.5 | 14.5 | Yes | Yes | 2011-02-08 |  | 0
FALSE | S4QD-024KC | 2686 | 3480142 | BROAN | FS4BD-024KB | AC | Split System: Air-Cooled Condensing Unit, Coil with Blower | S4BD-024KB |  | C6B(A,H)-X24(C,U)-A | 12.5 | 14.5 | Yes | Yes | 2011-02-08 |  | 0
FALSE | S4QD-024KC | 2686 | 3480143 | BROAN | FS4BD-024KB | AC | Split System: Air-Cooled Condensing Unit, Coil with Blower | S4BD-024KB |  | C6B(A,H)-X24(C,U)-B | 12.5 | 14.5 | Yes | Yes | 2011-02-08 |  | 0
FALSE | S4QD-030KC | 2692 | 3480147 | BROAN | FS4BD-030KB | AC | Split System: Air-Cooled Condensing Unit, Coil with Blower | S4BD-030KB |  | C6B(A,H)-X30(C,U)-A | 12.5 | 14.5 | Yes | Yes | 2011-02-08 |  | 0
FALSE | S4QD-030KC | 2692 | 3480148 | BROAN | FS4BD-030KB | AC | Split System: Air-Cooled Condensing Unit, Coil with Blower | S4BD-030KB |  | C6B(A,H)-X30(C,U)-B | 12.5 | 14.5 | Yes | Yes | 2011-02-08 |  | 0
FALSE | S4QD-030KC | 2692 | 3480149 | BROAN | FS4BD-030KB | AC | Split System: Air-Cooled Condensing Unit, Coil with Blower | S4BD-030KB |  | C6B(A,H)-X30(C,U)-C | 12.5 | 14.5 | Yes | Yes | 2011-02-08 |  | 0
FALSE | S4QD-024KC | 2686 | 3480160 | NUTONE | NS4BD-024KB | AC | Split System: Air-Cooled Condensing Unit, Coil with Blower | S4BD-024KB |  | C6B(A,H)-X24(C,U)-A | 12.5 | 14.5 | Yes | Yes | 2011-02-08 |  | 0
FALSE | S4QD-024KC | 2686 | 3480161 | NUTONE | NS4BD-024KB | AC | Split System: Air-Cooled Condensing Unit, Coil with Blower | S4BD-024KB |  | C6B(A,H)-X24(C,U)-B | 12.5 | 14.5 | Yes | Yes | 2011-02-08 |  | 0
FALSE | S4QD-030KC | 2692 | 3480165 | NUTONE | NS4BD-030KB | AC | Split System: Air-Cooled Condensing Unit, Coil with Blower | S4BD-030KB |  | C6B(A,H)-X30(C,U)-A | 12.5 | 14.5 | Yes | Yes | 2011-02-08 |  | 0
FALSE | S4QD-030KC | 2692 | 3480166 | NUTONE | NS4BD-030KB | AC | Split System: Air-Cooled Condensing Unit, Coil with Blower | S4BD-030KB |  | C6B(A,H)-X30(C,U)-B | 12.5 | 14.5 | Yes | Yes | 2011-02-08 |  | 0
FALSE | S4QD-030KC | 2692 | 3480167 | NUTONE | NS4BD-030KB | AC | Split System: Air-Cooled Condensing Unit, Coil with Blower | S4BD-030KB |  | C6B(A,H)-X30(C,U)-C | 12.5 | 14.5 | Yes | Yes | 2011-02-08 |  | 0
FALSE | S4QD-024KC | 2686 | 3480250 | GIBSON | JS4BD-024KB | AC | Split System: Air-Cooled Condensing Unit, Coil with Blower | S4BD-024KB |  | C6B(A,H)-X24(C,U)-A | 12.5 | 14.5 | Yes | Yes | 2011-02-08 |  | 0
FALSE | S4QD-024KC | 2686 | 3480251 | GIBSON | JS4BD-024KB | AC | Split System: Air-Cooled Condensing Unit, Coil with Blower | S4BD-024KB |  | C6B(A,H)-X24(C,U)-B | 12.5 | 14.5 | Yes | Yes | 2011-02-08 |  | 0
FALSE | S4QD-030KC | 2692 | 3480255 | GIBSON | JS4BD-030KB | AC | Split System: Air-Cooled Condensing Unit, Coil with Blower | S4BD-030KB |  | C6B(A,H)-X30(C,U)-A | 12.5 | 14.5 | Yes | Yes | 2011-02-08 |  | 0
FALSE | S4QD-030KC | 2692 | 3480256 | GIBSON | JS4BD-030KB | AC | Split System: Air-Cooled Condensing Unit, Coil with Blower | S4BD-030KB |  | C6B(A,H)-X30(C,U)-B | 12.5 | 14.5 | Yes | Yes | 2011-02-08 |  | 0
FALSE | S4QD-030KC | 2692 | 3480257 | GIBSON | JS4BD-030KB | AC | Split System: Air-Cooled Condensing Unit, Coil with Blower | S4BD-030KB |  | C6B(A,H)-X30(C,U)-C | 12.5 | 14.5 | Yes | Yes | 2011-02-08 |  | 0
FALSE | S4QD-024KC | 2686 | 3480268 | GRANDAIRE | JS4BD-024KB | AC | Split System: Air-Cooled Condensing Unit, Coil with Blower | S4BD-024KB |  | C6B(A,H)-X24(C,U)-A | 12.5 | 14.5 | Yes | Yes | 2011-02-08 |  | 0
FALSE | S4QD-024KC | 2686 | 3480269 | GRANDAIRE | JS4BD-024KB | AC | Split System: Air-Cooled Condensing Unit, Coil with Blower | S4BD-024KB |  | C6B(A,H)-X24(C,U)-B | 12.5 | 14.5 | Yes | Yes | 2011-02-08 |  | 0
FALSE | S4QD-030KC | 2692 | 3480273 | GRANDAIRE | JS4BD-030KB | AC | Split System: Air-Cooled Condensing Unit, Coil with Blower | S4BD-030KB |  | C6B(A,H)-X30(C,U)-A | 12.5 | 14.5 | Yes | Yes | 2011-02-08 |  | 0
FALSE | S4QD-030KC | 2692 | 3480203 | MAYTAG | PSA4BD030KB | AC | Split System: Air-Cooled Condensing Unit, Coil with Blower | S4BD-030KB |  | C6B(A,H)-X30(C,U)-C | 12.5 | 14.5 | Yes | Yes | 2011-02-08 |  | 0
FALSE | S4QD-024KC | 2686 | 3480214 | MAYTAG | CSA4BD024KB | AC | Split System: Air-Cooled Condensing Unit, Coil with Blower | S4BD-024KB |  | C6B(A,H)-X24(C,U)-A | 12.5 | 14.5 | Yes | Yes | 2011-02-08 |  | 0
FALSE | S4QD-024KC | 2686 | 3480215 | MAYTAG | CSA4BD024KB | AC | Split System: Air-Cooled Condensing Unit, Coil with Blower | S4BD-024KB |  | C6B(A,H)-X24(C,U)-B | 12.5 | 14.5 | Yes | Yes | 2011-02-08 |  | 0
FALSE | S4QD-030KC | 2692 | 3480219 | MAYTAG | CSA4BD030KB | AC | Split System: Air-Cooled Condensing Unit, Coil with Blower | S4BD-030KB |  | C6B(A,H)-X30(C,U)-A | 12.5 | 14.5 | Yes | Yes | 2011-02-08 |  | 0
FALSE | S4QD-030KC | 2692 | 3480220 | MAYTAG | CSA4BD030KB | AC | Split System: Air-Cooled Condensing Unit, Coil with Blower | S4BD-030KB |  | C6B(A,H)-X30(C,U)-B | 12.5 | 14.5 | Yes | Yes | 2011-02-08 |  | 0
FALSE | S4QD-030KC | 2692 | 3480221 | MAYTAG | CSA4BD030KB | AC | Split System: Air-Cooled Condensing Unit, Coil with Blower | S4BD-030KB |  | C6B(A,H)-X30(C,U)-C | 12.5 | 14.5 | Yes | Yes | 2011-02-08 |  | 0
FALSE | S4QD-024KC | 2686 | 3480232 | MAYTAG | MSA4BD024KB | AC | Split System: Air-Cooled Condensing Unit, Coil with Blower | S4BD-024KB |  | C6B(A,H)-X24(C,U)-A | 12.5 | 14.5 | Yes | Yes | 2011-02-08 |  | 0
FALSE | S4QD-024KC | 2686 | 3480233 | MAYTAG | MSA4BD024KB | AC | Split System: Air-Cooled Condensing Unit, Coil with Blower | S4BD-024KB |  | C6B(A,H)-X24(C,U)-B | 12.5 | 14.5 | Yes | Yes | 2011-02-08 |  | 0
FALSE | S4QD-030KC | 2692 | 3480237 | MAYTAG | MSA4BD030KB | AC | Split System: Air-Cooled Condensing Unit, Coil with Blower | S4BD-030KB |  | C6B(A,H)-X30(C,U)-A | 12.5 | 14.5 | Yes | Yes | 2011-02-08 |  | 0
FALSE | S4QD-030KC | 2692 | 3480238 | MAYTAG | MSA4BD030KB | AC | Split System: Air-Cooled Condensing Unit, Coil with Blower | S4BD-030KB |  | C6B(A,H)-X30(C,U)-B | 12.5 | 14.5 | Yes | Yes | 2011-02-08 |  | 0
FALSE | S4QD-030KC | 2692 | 3480239 | MAYTAG | MSA4BD030KB | AC | Split System: Air-Cooled Condensing Unit, Coil with Blower | S4BD-030KB |  | C6B(A,H)-X30(C,U)-C | 12.5 | 14.5 | Yes | Yes | 2011-02-08 |  | 0
FALSE | S4QD-030KC | 2692 | 3480274 | GRANDAIRE | JS4BD-030KB | AC | Split System: Air-Cooled Condensing Unit, Coil with Blower | S4BD-030KB |  | C6B(A,H)-X30(C,U)-B | 12.5 | 14.5 | Yes | Yes | 2011-02-08 |  | 0
FALSE | S4QD-030KC | 2692 | 3480275 | GRANDAIRE | JS4BD-030KB | AC | Split System: Air-Cooled Condensing Unit, Coil with Blower | S4BD-030KB |  | C6B(A,H)-X30(C,U)-C | 12.5 | 14.5 | Yes | Yes | 2011-02-08 |  | 0
FALSE | S4QD-024KC | 2686 | 3480286 | PHILCO | JS4BD-024KB | AC | Split System: Air-Cooled Condensing Unit, Coil with Blower | S4BD-024KB |  | C6B(A,H)-X24(C,U)-A | 12.5 | 14.5 | Yes | Yes | 2011-02-08 |  | 0
FALSE | S4QD-024KC | 2686 | 3480287 | PHILCO | JS4BD-024KB | AC | Split System: Air-Cooled Condensing Unit, Coil with Blower | S4BD-024KB |  | C6B(A,H)-X24(C,U)-B | 12.5 | 14.5 | Yes | Yes | 2011-02-08 |  | 0
FALSE | S4QD-030KC | 2692 | 3480291 | PHILCO | JS4BD-030KB | AC | Split System: Air-Cooled Condensing Unit, Coil with Blower | S4BD-030KB |  | C6B(A,H)-X30(C,U)-A | 12.5 | 14.5 | Yes | Yes | 2011-02-08 |  | 0
FALSE | S4QD-030KC | 2692 | 3480292 | PHILCO | JS4BD-030KB | AC | Split System: Air-Cooled Condensing Unit, Coil with Blower | S4BD-030KB |  | C6B(A,H)-X30(C,U)-B | 12.5 | 14.5 | Yes | Yes | 2011-02-08 |  | 0
FALSE | S4QD-030KC | 2692 | 3480293 | PHILCO | JS4BD-030KB | AC | Split System: Air-Cooled Condensing Unit, Coil with Blower | S4BD-030KB |  | C6B(A,H)-X30(C,U)-C | 12.5 | 14.5 | Yes | Yes | 2011-02-08 |  | 0
FALSE | S4QD-024KC | 2686 | 3480304 | KELVINATOR | JS4BD-024KB | AC | Split System: Air-Cooled Condensing Unit, Coil with Blower | S4BD-024KB |  | C6B(A,H)-X24(C,U)-A | 12.5 | 14.5 | Yes | Yes | 2011-02-08 |  | 0
FALSE | S4QD-024KC | 2686 | 3480305 | KELVINATOR | JS4BD-024KB | AC | Split System: Air-Cooled Condensing Unit, Coil with Blower | S4BD-024KB |  | C6B(A,H)-X24(C,U)-B | 12.5 | 14.5 | Yes | Yes | 2011-02-08 |  | 0
FALSE | S4QD-030KC | 2692 | 3480309 | KELVINATOR | JS4BD-030KB | AC | Split System: Air-Cooled Condensing Unit, Coil with Blower | S4BD-030KB |  | C6B(A,H)-X30(C,U)-A | 12.5 | 14.5 | Yes | Yes | 2011-02-08 |  | 0
FALSE | S4QD-030KC | 2692 | 3480310 | KELVINATOR | JS4BD-030KB | AC | Split System: Air-Cooled Condensing Unit, Coil with Blower | S4BD-030KB |  | C6B(A,H)-X30(C,U)-B | 12.5 | 14.5 | Yes | Yes | 2011-02-08 |  | 0
FALSE | S4QD-030KC | 2692 | 3480311 | KELVINATOR | JS4BD-030KB | AC | Split System: Air-Cooled Condensing Unit, Coil with Blower | S4BD-030KB |  | C6B(A,H)-X30(C,U)-C | 12.5 | 14.5 | Yes | Yes | 2011-02-08 |  | 0
FALSE | S4QD-030KC | 2692 | 3480383 | TAPPAN | ES4BD-030KB | AC | Split System: Air-Cooled Condensing Unit, Coil with Blower | S4BD-030KB |  | C6B(A,H)-X30(C,U)-C | 12.5 | 14.5 | Yes | Yes | 2011-02-08 |  | 0
FALSE | S4QD-024KC | 2686 | 3480394 | WESTINGHOUSE | ES4BD-024KB | AC | Split System: Air-Cooled Condensing Unit, Coil with Blower | S4BD-024KB |  | C6B(A,H)-X24(C,U)-A | 12.5 | 14.5 | Yes | Yes | 2011-02-08 |  | 0
FALSE | S4QD-024KC | 2686 | 3480395 | WESTINGHOUSE | ES4BD-024KB | AC | Split System: Air-Cooled Condensing Unit, Coil with Blower | S4BD-024KB |  | C6B(A,H)-X24(C,U)-B | 12.5 | 14.5 | Yes | Yes | 2011-02-08 |  | 0
FALSE | S4QD-030KC | 2692 | 3480399 | WESTINGHOUSE | ES4BD-030KB | AC | Split System: Air-Cooled Condensing Unit, Coil with Blower | S4BD-030KB |  | C6B(A,H)-X30(C,U)-A | 12.5 | 14.5 | Yes | Yes | 2011-02-08 |  | 0
FALSE | S4QD-030KC | 2692 | 3480400 | WESTINGHOUSE | ES4BD-030KB | AC | Split System: Air-Cooled Condensing Unit, Coil with Blower | S4BD-030KB |  | C6B(A,H)-X30(C,U)-B | 12.5 | 14.5 | Yes | Yes | 2011-02-08 |  | 0
FALSE | S4QD-030KC | 2692 | 3480401 | WESTINGHOUSE | ES4BD-030KB | AC | Split System: Air-Cooled Condensing Unit, Coil with Blower | S4BD-030KB |  | C6B(A,H)-X30(C,U)-C | 12.5 | 14.5 | Yes | Yes | 2011-02-08 |  | 0
FALSE | S4QD-024KC | 2686 | 3480412 | NUTONE | ES4BD-024KB | AC | Split System: Air-Cooled Condensing Unit, Coil with Blower | S4BD-024KB |  | C6B(A,H)-X24(C,U)-A | 12.5 | 14.5 | Yes | Yes | 2011-02-08 |  | 0
FALSE | S4QD-024KC | 2686 | 3480413 | NUTONE | ES4BD-024KB | AC | Split System: Air-Cooled Condensing Unit, Coil with Blower | S4BD-024KB |  | C6B(A,H)-X24(C,U)-B | 12.5 | 14.5 | Yes | Yes | 2011-02-08 |  | 0
FALSE | S4QD-030KC | 2692 | 3480345 | BROAN | JS4BD-030KB | AC | Split System: Air-Cooled Condensing Unit, Coil with Blower | S4BD-030KB |  | C6B(A,H)-X30(C,U)-A | 12.5 | 14.5 | Yes | Yes | 2011-02-08 |  | 0
FALSE | S4QD-030KC | 2692 | 3480346 | BROAN | JS4BD-030KB | AC | Split System: Air-Cooled Condensing Unit, Coil with Blower | S4BD-030KB |  | C6B(A,H)-X30(C,U)-B | 12.5 | 14.5 | Yes | Yes | 2011-02-08 |  | 0
FALSE | S4QD-030KC | 2692 | 3480347 | BROAN | JS4BD-030KB | AC | Split System: Air-Cooled Condensing Unit, Coil with Blower | S4BD-030KB |  | C6B(A,H)-X30(C,U)-C | 12.5 | 14.5 | Yes | Yes | 2011-02-08 |  | 0
FALSE | S4QD-024KC | 2686 | 3480358 | FRIGIDAIRE | ES4BD-024KB | AC | Split System: Air-Cooled Condensing Unit, Coil with Blower | S4BD-024KB |  | C6B(A,H)-X24(C,U)-A | 12.5 | 14.5 | Yes | Yes | 2011-02-08 |  | 0
FALSE | S4QD-024KC | 2686 | 3480359 | FRIGIDAIRE | ES4BD-024KB | AC | Split System: Air-Cooled Condensing Unit, Coil with Blower | S4BD-024KB |  | C6B(A,H)-X24(C,U)-B | 12.5 | 14.5 | Yes | Yes | 2011-02-08 |  | 0
FALSE | S4QD-030KC | 2692 | 3480363 | FRIGIDAIRE | ES4BD-030KB | AC | Split System: Air-Cooled Condensing Unit, Coil with Blower | S4BD-030KB |  | C6B(A,H)-X30(C,U)-A | 12.5 | 14.5 | Yes | Yes | 2011-02-08 |  | 0
FALSE | S4QD-030KC | 2692 | 3480364 | FRIGIDAIRE | ES4BD-030KB | AC | Split System: Air-Cooled Condensing Unit, Coil with Blower | S4BD-030KB |  | C6B(A,H)-X30(C,U)-B | 12.5 | 14.5 | Yes | Yes | 2011-02-08 |  | 0
FALSE | S4QD-030KC | 2692 | 3480365 | FRIGIDAIRE | ES4BD-030KB | AC | Split System: Air-Cooled Condensing Unit, Coil with Blower | S4BD-030KB |  | C6B(A,H)-X30(C,U)-C | 12.5 | 14.5 | Yes | Yes | 2011-02-08 |  | 0
FALSE | S4QD-024KC | 2686 | 3480376 | TAPPAN | ES4BD-024KB | AC | Split System: Air-Cooled Condensing Unit, Coil with Blower | S4BD-024KB |  | C6B(A,H)-X24(C,U)-A | 12.5 | 14.5 | Yes | Yes | 2011-02-08 |  | 0
FALSE | S4QD-024KC | 2686 | 3480377 | TAPPAN | ES4BD-024KB | AC | Split System: Air-Cooled Condensing Unit, Coil with Blower | S4BD-024KB |  | C6B(A,H)-X24(C,U)-B | 12.5 | 14.5 | Yes | Yes | 2011-02-08 |  | 0
FALSE | S4QD-030KC | 2692 | 3480381 | TAPPAN | ES4BD-030KB | AC | Split System: Air-Cooled Condensing Unit, Coil with Blower | S4BD-030KB |  | C6B(A,H)-X30(C,U)-A | 12.5 | 14.5 | Yes | Yes | 2011-02-08 |  | 0
FALSE | S4QD-030KC | 2692 | 3480382 | TAPPAN | ES4BD-030KB | AC | Split System: Air-Cooled Condensing Unit, Coil with Blower | S4BD-030KB |  | C6B(A,H)-X30(C,U)-B | 12.5 | 14.5 | Yes | Yes | 2011-02-08 |  | 0
FALSE | S4QD-030KC | 2692 | 3480417 | NUTONE | ES4BD-030KB | AC | Split System: Air-Cooled Condensing Unit, Coil with Blower | S4BD-030KB |  | C6B(A,H)-X30(C,U)-A | 12.5 | 14.5 | Yes | Yes | 2011-02-08 |  | 0
FALSE | S4QD-030KC | 2692 | 3480418 | NUTONE | ES4BD-030KB | AC | Split System: Air-Cooled Condensing Unit, Coil with Blower | S4BD-030KB |  | C6B(A,H)-X30(C,U)-B | 12.5 | 14.5 | Yes | Yes | 2011-02-08 |  | 0
FALSE | S4QD-030KC | 2692 | 3480419 | NUTONE | ES4BD-030KB | AC | Split System: Air-Cooled Condensing Unit, Coil with Blower | S4BD-030KB |  | C6B(A,H)-X30(C,U)-C | 12.5 | 14.5 | Yes | Yes | 2011-02-08 |  | 0
FALSE | S4QD-024KC | 2686 | 3480430 | FRIGIDAIRE | FS4BD-024KB | AC | Split System: Air-Cooled Condensing Unit, Coil with Blower | S4BD-024KB |  | C6B(A,H)-X24(C,U)-A | 12.5 | 14.5 | Yes | Yes | 2011-02-08 |  | 0
FALSE | S4QD-024KC | 2686 | 3480431 | FRIGIDAIRE | FS4BD-024KB | AC | Split System: Air-Cooled Condensing Unit, Coil with Blower | S4BD-024KB |  | C6B(A,H)-X24(C,U)-B | 12.5 | 14.5 | Yes | Yes | 2011-02-08 |  | 0
FALSE | S4QD-030KC | 2692 | 3480435 | FRIGIDAIRE | FS4BD-030KB | AC | Split System: Air-Cooled Condensing Unit, Coil with Blower | S4BD-030KB |  | C6B(A,H)-X30(C,U)-A | 12.5 | 14.5 | Yes | Yes | 2011-02-08 |  | 0
FALSE | S4QD-030KC | 2692 | 3480436 | FRIGIDAIRE | FS4BD-030KB | AC | Split System: Air-Cooled Condensing Unit, Coil with Blower | S4BD-030KB |  | C6B(A,H)-X30(C,U)-B | 12.5 | 14.5 | Yes | Yes | 2011-02-08 |  | 0
FALSE | S4QD-030KC | 2692 | 3480437 | FRIGIDAIRE | FS4BD-030KB | AC | Split System: Air-Cooled Condensing Unit, Coil with Blower | S4BD-030KB |  | C6B(A,H)-X30(C,U)-C | 12.5 | 14.5 | Yes | Yes | 2011-02-08 |  | 0
FALSE | S4QD-024KC | 2686 | 3480448 | TAPPAN | FS4BD-024KB | AC | Split System: Air-Cooled Condensing Unit, Coil with Blower | S4BD-024KB |  | C6B(A,H)-X24(C,U)-A | 12.5 | 14.5 | Yes | Yes | 2011-02-08 |  | 0
FALSE | S4QD-024KC | 2686 | 3480449 | TAPPAN | FS4BD-024KB | AC | Split System: Air-Cooled Condensing Unit, Coil with Blower | S4BD-024KB |  | C6B(A,H)-X24(C,U)-B | 12.5 | 14.5 | Yes | Yes | 2011-02-08 |  | 0
FALSE | S4QD-030KC | 2692 | 3480525 | NUTONE | NS4BD-030KB | AC | Split System: Air-Cooled Condensing Unit, Coil with Blower | S4BD-030KB |  | C6B(A,H)-X30(C,U)-A | 12.5 | 14.5 | Yes | Yes | 2011-02-08 |  | 0
FALSE | S4QD-030KC | 2692 | 3480526 | NUTONE | NS4BD-030KB | AC | Split System: Air-Cooled Condensing Unit, Coil with Blower | S4BD-030KB |  | C6B(A,H)-X30(C,U)-B | 12.5 | 14.5 | Yes | Yes | 2011-02-08 |  | 0
FALSE | S4QD-030KC | 2692 | 3480527 | NUTONE | NS4BD-030KB | AC | Split System: Air-Cooled Condensing Unit, Coil with Blower | S4BD-030KB |  | C6B(A,H)-X30(C,U)-C | 12.5 | 14.5 | Yes | Yes | 2011-02-08 |  | 0
FALSE | S4QD-024KC | 2686 | 3480538 | BROAN | NS4BD-024KB | AC | Split System: Air-Cooled Condensing Unit, Coil with Blower | S4BD-024KB |  | C6B(A,H)-X24(C,U)-A | 12.5 | 14.5 | Yes | Yes | 2011-02-08 |  | 0
FALSE | S4QD-024KC | 2686 | 3480539 | BROAN | NS4BD-024KB | AC | Split System: Air-Cooled Condensing Unit, Coil with Blower | S4BD-024KB |  | C6B(A,H)-X24(C,U)-B | 12.5 | 14.5 | Yes | Yes | 2011-02-08 |  | 0
FALSE | S4QD-030KC | 2692 | 3480543 | BROAN | NS4BD-030KB | AC | Split System: Air-Cooled Condensing Unit, Coil with Blower | S4BD-030KB |  | C6B(A,H)-X30(C,U)-A | 12.5 | 14.5 | Yes | Yes | 2011-02-08 |  | 0
FALSE | S4QD-030KC | 2692 | 3480544 | BROAN | NS4BD-030KB | AC | Split System: Air-Cooled Condensing Unit, Coil with Blower | S4BD-030KB |  | C6B(A,H)-X30(C,U)-B | 12.5 | 14.5 | Yes | Yes | 2011-02-08 |  | 0
FALSE | S4QD-030KC | 2692 | 3480545 | BROAN | NS4BD-030KB | AC | Split System: Air-Cooled Condensing Unit, Coil with Blower | S4BD-030KB |  | C6B(A,H)-X30(C,U)-C | 12.5 | 14.5 | Yes | Yes | 2011-02-08 |  | 0
FALSE | S4QD-024KC | 2686 | 3480484 | NUTONE | FS4BD-024KB | AC | Split System: Air-Cooled Condensing Unit, Coil with Blower | S4BD-024KB |  | C6B(A,H)-X24(C,U)-A | 12.5 | 14.5 | Yes | Yes | 2011-02-08 |  | 0
FALSE | S4QD-024KC | 2686 | 3480485 | NUTONE | FS4BD-024KB | AC | Split System: Air-Cooled Condensing Unit, Coil with Blower | S4BD-024KB |  | C6B(A,H)-X24(C,U)-B | 12.5 | 14.5 | Yes | Yes | 2011-02-08 |  | 0
FALSE | S4QD-030KC | 2692 | 3480489 | NUTONE | FS4BD-030KB | AC | Split System: Air-Cooled Condensing Unit, Coil with Blower | S4BD-030KB |  | C6B(A,H)-X30(C,U)-A | 12.5 | 14.5 | Yes | Yes | 2011-02-08 |  | 0
FALSE | S4QD-030KC | 2692 | 3480490 | NUTONE | FS4BD-030KB | AC | Split System: Air-Cooled Condensing Unit, Coil with Blower | S4BD-030KB |  | C6B(A,H)-X30(C,U)-B | 12.5 | 14.5 | Yes | Yes | 2011-02-08 |  | 0
FALSE | S4QD-030KC | 2692 | 3480491 | NUTONE | FS4BD-030KB | AC | Split System: Air-Cooled Condensing Unit, Coil with Blower | S4BD-030KB |  | C6B(A,H)-X30(C,U)-C | 12.5 | 14.5 | Yes | Yes | 2011-02-08 |  | 0
FALSE | S4QD-024KC | 2686 | 3480502 | BROAN | FS4BD-024KB | AC | Split System: Air-Cooled Condensing Unit, Coil with Blower | S4BD-024KB |  | C6B(A,H)-X24(C,U)-A | 12.5 | 14.5 | Yes | Yes | 2011-02-08 |  | 0
FALSE | S4QD-024KC | 2686 | 3480503 | BROAN | FS4BD-024KB | AC | Split System: Air-Cooled Condensing Unit, Coil with Blower | S4BD-024KB |  | C6B(A,H)-X24(C,U)-B | 12.5 | 14.5 | Yes | Yes | 2011-02-08 |  | 0
FALSE | S4QD-030KC | 2692 | 3480507 | BROAN | FS4BD-030KB | AC | Split System: Air-Cooled Condensing Unit, Coil with Blower | S4BD-030KB |  | C6B(A,H)-X30(C,U)-A | 12.5 | 14.5 | Yes | Yes | 2011-02-08 |  | 0
FALSE | S4QD-030KC | 2692 | 3480508 | BROAN | FS4BD-030KB | AC | Split System: Air-Cooled Condensing Unit, Coil with Blower | S4BD-030KB |  | C6B(A,H)-X30(C,U)-B | 12.5 | 14.5 | Yes | Yes | 2011-02-08 |  | 0
FALSE | S4QD-030KC | 2692 | 3480509 | BROAN | FS4BD-030KB | AC | Split System: Air-Cooled Condensing Unit, Coil with Blower | S4BD-030KB |  | C6B(A,H)-X30(C,U)-C | 12.5 | 14.5 | Yes | Yes | 2011-02-08 |  | 0
FALSE | S4QD-024KC | 2686 | 3480520 | NUTONE | NS4BD-024KB | AC | Split System: Air-Cooled Condensing Unit, Coil with Blower | S4BD-024KB |  | C6B(A,H)-X24(C,U)-A | 12.5 | 14.5 | Yes | Yes | 2011-02-08 |  | 0
FALSE | S4QD-024KC | 2686 | 3480521 | NUTONE | NS4BD-024KB | AC | Split System: Air-Cooled Condensing Unit, Coil with Blower | S4BD-024KB |  | C6B(A,H)-X24(C,U)-B | 12.5 | 14.5 | Yes | Yes | 2011-02-08 |  | 0
FALSE | S4QD-024KC | 2686 | 3480556 | MAYTAG | PSA4BD024KB | AC | Split System: Air-Cooled Condensing Unit, Coil with Blower | S4BD-024KB |  | C6B(A,H)-X24(C,U)-A | 12.5 | 14.5 | Yes | Yes | 2011-02-08 |  | 0
FALSE | S4QD-024KC | 2686 | 3480557 | MAYTAG | PSA4BD024KB | AC | Split System: Air-Cooled Condensing Unit, Coil with Blower | S4BD-024KB |  | C6B(A,H)-X24(C,U)-B | 12.5 | 14.5 | Yes | Yes | 2011-02-08 |  | 0
FALSE | S4QD-030KC | 2692 | 3480561 | MAYTAG | PSA4BD030KB | AC | Split System: Air-Cooled Condensing Unit, Coil with Blower | S4BD-030KB |  | C6B(A,H)-X30(C,U)-A | 12.5 | 14.5 | Yes | Yes | 2011-02-08 |  | 0
FALSE | S4QD-030KC | 2692 | 3480562 | MAYTAG | PSA4BD030KB | AC | Split System: Air-Cooled Condensing Unit, Coil with Blower | S4BD-030KB |  | C6B(A,H)-X30(C,U)-B | 12.5 | 14.5 | Yes | Yes | 2011-02-08 |  | 0
FALSE | S4QD-030KC | 2692 | 3480563 | MAYTAG | PSA4BD030KB | AC | Split System: Air-Cooled Condensing Unit, Coil with Blower | S4BD-030KB |  | C6B(A,H)-X30(C,U)-C | 12.5 | 14.5 | Yes | Yes | 2011-02-08 |  | 0
FALSE | S4QD-024KC | 2686 | 3480574 | MAYTAG | CSA4BD024KB | AC | Split System: Air-Cooled Condensing Unit, Coil with Blower | S4BD-024KB |  | C6B(A,H)-X24(C,U)-A | 12.5 | 14.5 | Yes | Yes | 2011-02-08 |  | 0
FALSE | S4QD-024KC | 2686 | 3480575 | MAYTAG | CSA4BD024KB | AC | Split System: Air-Cooled Condensing Unit, Coil with Blower | S4BD-024KB |  | C6B(A,H)-X24(C,U)-B | 12.5 | 14.5 | Yes | Yes | 2011-02-08 |  | 0
FALSE | S4QD-030KC | 2692 | 3480579 | MAYTAG | CSA4BD030KB | AC | Split System: Air-Cooled Condensing Unit, Coil with Blower | S4BD-030KB |  | C6B(A,H)-X30(C,U)-A | 12.5 | 14.5 | Yes | Yes | 2011-02-08 |  | 0
FALSE | S4QD-030KC | 2692 | 3480580 | MAYTAG | CSA4BD030KB | AC | Split System: Air-Cooled Condensing Unit, Coil with Blower | S4BD-030KB |  | C6B(A,H)-X30(C,U)-B | 12.5 | 14.5 | Yes | Yes | 2011-02-08 |  | 0
FALSE | S4QD-030KC | 2692 | 3480581 | MAYTAG | CSA4BD030KB | AC | Split System: Air-Cooled Condensing Unit, Coil with Blower | S4BD-030KB |  | C6B(A,H)-X30(C,U)-C | 12.5 | 14.5 | Yes | Yes | 2011-02-08 |  | 0
FALSE | S4QD-024KC | 2686 | 3480592 | MAYTAG | MSA4BD024KB | AC | Split System: Air-Cooled Condensing Unit, Coil with Blower | S4BD-024KB |  | C6B(A,H)-X24(C,U)-A | 12.5 | 14.5 | Yes | Yes | 2011-02-08 |  | 0
FALSE | S4QD-024KC | 2686 | 3480593 | MAYTAG | MSA4BD024KB | AC | Split System: Air-Cooled Condensing Unit, Coil with Blower | S4BD-024KB |  | C6B(A,H)-X24(C,U)-B | 12.5 | 14.5 | Yes | Yes | 2011-02-08 |  | 0
FALSE | 13AJN24 | 4487 | 3480814 | RHEEM SALES COMPANY, INC. | 13AJM24 | AC | Split System: Air-Cooled Condensing Unit, Coil with Blower | 13AJM24 |  | RHLL-HM2417+RCSL-H*2417 | 12 | 14.5 | Yes | Yes | 2011-01-21 |  | 0
FALSE | 4TTX6048H1 | 3702 | 3483217 | TRANE | 4TTX5048A1 | AC | Split System: Air-Cooled Condensing Unit, Coil Alone | 4TTX5048A1 |  | 4TXCC008CC3 | 12 | 14.5 | Yes | Yes | 2011-01-21 |  | 0
FALSE | 4TTX6030H1 | 3530 | 3483254 | TRANE | 4TTX5030A1 | AC | Split System: Air-Cooled Condensing Unit, Coil with Blower | 4TTX5030A1 |  | 4TXCC007CC3 | 13 | 15.5 | Yes | Yes | 2011-01-21 |  | 1
FALSE | 14AJM30 | 4513 | 3486798 | RHEEM SALES COMPANY, INC. | 14AJM30 | AC | Split System: Air-Cooled Condensing Unit, Coil with Blower | 14AJM30 |  | RCFL-H*3617 | 12.5 | 15.1 | Yes | Yes | 2011-01-21 |  | 1
FALSE | 14AJM30 | 4513 | 3486799 | RHEEM SALES COMPANY, INC. | 14AJM30 | AC | Split System: Air-Cooled Condensing Unit, Coil with Blower | 14AJM30 |  | RCFL-H*3621 | 12 | 14.5 | Yes | Yes | 2011-01-21 |  | 0
FALSE | 14AJM30 | 4513 | 3486800 | RHEEM SALES COMPANY, INC. | 14AJM30 | AC | Split System: Air-Cooled Condensing Unit, Coil with Blower | 14AJM30 |  | RCFL-H*3621 | 12.5 | 15.1 | Yes | Yes | 2011-01-21 |  | 1
FALSE | 14AJM30 | 4513 | 3486801 | RHEEM SALES COMPANY, INC. | 14AJM30 | AC | Split System: Air-Cooled Condensing Unit, Coil with Blower | 14AJM30 |  | RCFL-H*3621 | 12.5 | 15.1 | Yes | Yes | 2011-01-21 |  | 1
FALSE | 14AJM30 | 4513 | 3486802 | RHEEM SALES COMPANY, INC. | 14AJM30 | AC | Split System: Air-Cooled Condensing Unit, Coil with Blower | 14AJM30 |  | RCFL-H*3621 | 12 | 14.5 | Yes | Yes | 2011-01-21 |  | 0
FALSE | 14AJM36 | 38 | 3486807 | RHEEM SALES COMPANY, INC. | 14AJM36 | AC | Split System: Air-Cooled Condensing Unit, Coil with Blower | 14AJM36 |  | RCFL-H*3617 | 12 | 14.5 | Yes | Yes | 2011-01-21 |  | 0
FALSE | 14AJM36 | 38 | 3486808 | RHEEM SALES COMPANY, INC. | 14AJM36 | AC | Split System: Air-Cooled Condensing Unit, Coil with Blower | 14AJM36 |  | RCFL-H*3617 | 12 | 14.5 | Yes | Yes | 2011-01-21 |  | 0
FALSE | 14AJM36 | 38 | 3486809 | RHEEM SALES COMPANY, INC. | 14AJM36 | AC | Split System: Air-Cooled Condensing Unit, Coil with Blower | 14AJM36 |  | RCFL-H*3621 | 12 | 14.5 | Yes | Yes | 2011-01-21 |  | 0
FALSE | 14AJM36 | 38 | 3486810 | RHEEM SALES COMPANY, INC. | 14AJM36 | AC | Split System: Air-Cooled Condensing Unit, Coil with Blower | 14AJM36 |  | RCFL-H*3621 | 12 | 14.5 | Yes | Yes | 2011-01-21 |  | 0
FALSE | 14AJM36 | 38 | 3486811 | RHEEM SALES COMPANY, INC. | 14AJM36 | AC | Split System: Air-Cooled Condensing Unit, Coil with Blower | 14AJM36 |  | RCFL-H*3621 | 12 | 14.5 | Yes | Yes | 2011-01-21 |  | 0
FALSE | 14AJM36 | 38 | 3486812 | RHEEM SALES COMPANY, INC. | 14AJM36 | AC | Split System: Air-Cooled Condensing Unit, Coil with Blower | 14AJM36 |  | RCFL-H*3621 | 12.5 | 15.1 | Yes | Yes | 2011-01-21 |  | 1
FALSE | 14AJM36 | 38 | 3486813 | RHEEM SALES COMPANY, INC. | 14AJM36 | AC | Split System: Air-Cooled Condensing Unit, Coil with Blower | 14AJM36 |  | RCFL-H*3621 | 12.5 | 15.1 | Yes | Yes | 2011-01-21 |  | 1
FALSE | 14AJM42 | 4530 | 3486820 | RHEEM SALES COMPANY, INC. | 14AJM42 | AC | Split System: Air-Cooled Condensing Unit, Coil with Blower | 14AJM42 |  | RCFL-H*4821 | 12 | 14.5 | Yes | Yes | 2011-01-21 |  | 0
FALSE | 14AJM42 | 4530 | 3486821 | RHEEM SALES COMPANY, INC. | 14AJM42 | AC | Split System: Air-Cooled Condensing Unit, Coil with Blower | 14AJM42 |  | RCFL-H*4821 | 12 | 15 | Yes | Yes | 2011-01-21 |  | 0
FALSE | 14AJM42 | 4530 | 3486822 | RHEEM SALES COMPANY, INC. | 14AJM42 | AC | Split System: Air-Cooled Condensing Unit, Coil with Blower | 14AJM42 |  | RCFL-H*4824 | 12 | 15 | Yes | Yes | 2011-01-21 |  | 0
FALSE | 14AJM42 | 4530 | 3486823 | RHEEM SALES COMPANY, INC. | 14AJM42 | AC | Split System: Air-Cooled Condensing Unit, Coil with Blower | 14AJM42 |  | RCFL-H*4824 | 12 | 15 | Yes | Yes | 2011-01-21 |  | 0
TRUE | 14AJM42 | 4530 | 3486864 | RICHMOND | RCU14410A42J | AC | Split System: Air-Cooled Condensing Unit, Coil Alone | 14AJM42 |  | RCFL-H*4821+RXMD-C04 | 12 | 14.5 | Yes | Yes | 2011-03-08 |  | 0
FALSE | 14AJM42 | 4530 | 3486865 | AAF - MCQUAY INC DBA DAIKIN MCQUAY | MAHM-042JA | AC | Split System: Air-Cooled Condensing Unit, Coil Alone | 14AJM42 |  | RCFL-H*4824+RXMD-C04 | 12 | 14.5 | Yes | Yes | 2011-03-08 |  | 0
FALSE | 14AJM42 | 4530 | 3486866 | RICHMOND | RCU14410A42J | AC | Split System: Air-Cooled Condensing Unit, Coil Alone | 14AJM42 |  | RCFL-H*4824+RXMD-C04 | 12 | 14.5 | Yes | Yes | 2011-03-08 |  | 0
FALSE | 14AJM42 | 4530 | 3486867 | RICHMOND | RCU14410A42J | AC | Split System: Air-Cooled Condensing Unit, Coil with Blower | 14AJM42 |  | RHLL-HM4821+RCSL-H*4821 | 13 | 15.5 | Yes | Yes | 2011-03-08 |  | 1
FALSE | 14AJM48 | 58 | 3486869 | AAF - MCQUAY INC DBA DAIKIN MCQUAY | MAHM-048JA | AC | Split System: Air-Cooled Condensing Unit, Coil Alone | 14AJM48 |  | RCFL-A*4821+RXMD-C04 | 12 | 14.5 | Yes | Yes | 2011-03-08 |  | 0
FALSE | 14AJM48 | 58 | 3486870 | AAF - MCQUAY INC DBA DAIKIN MCQUAY | MAHM-048JA | AC | Split System: Air-Cooled Condensing Unit, Coil Alone | 14AJM48 |  | RCFL-A*4824+RXMD-C04 | 12 | 14.5 | Yes | Yes | 2011-03-08 |  | 0
TRUE | 14AJM48 | 58 | 3486871 | AAF - MCQUAY INC DBA DAIKIN MCQUAY | MAHM-048JA | AC | Split System: Air-Cooled Condensing Unit, Coil Alone | 14AJM48 |  | RCFL-H*4821+RXMD-C04 | 12 | 14.5 | Yes | Yes | 2011-03-08 |  | 0
TRUE | 14AJM48 | 58 | 3486872 | RICHMOND | RCU14410A48J | AC | Split System: Air-Cooled Condensing Unit, Coil Alone | 14AJM48 |  | RCFL-H*4821+RXMD-C04 | 12 | 14.5 | Yes | Yes | 2011-03-08 |  | 0
FALSE | 14AJM48 | 58 | 3486873 | AAF - MCQUAY INC DBA DAIKIN MCQUAY | MAHM-048JA | AC | Split System: Air-Cooled Condensing Unit, Coil Alone | 14AJM48 |  | RCFL-H*4824+RXMD-C04 | 12 | 14.5 | Yes | Yes | 2011-03-08 |  | 0
FALSE | 14AJM48 | 58 | 3486874 | RICHMOND | RCU14410A48J | AC | Split System: Air-Cooled Condensing Unit, Coil Alone | 14AJM48 |  | RCFL-H*4824+RXMD-C04 | 12 | 14.5 | Yes | Yes | 2011-03-08 |  | 0
FALSE | 14AJM48 | 58 | 3486875 | RICHMOND | RCU14410A48J | AC | Split System: Air-Cooled Condensing Unit, Coil with Blower | 14AJM48 |  | RHLL-HM4821+RCSL-H*4821 | 12.5 | 15 | Yes | Yes | 2011-03-08 |  | 1
FALSE | 14AJM48 | 58 | 3486876 | RICHMOND | RCU14410A48J | AC | Split System: Air-Cooled Condensing Unit, Coil with Blower | 14AJM48 |  | RHLL-HM4824+RCSL-H*4824 | 13 | 15.5 | Yes | Yes | 2011-03-08 |  | 1
FALSE | 14AJM60 | 66 | 3486879 | AAF - MCQUAY INC DBA DAIKIN MCQUAY | MAHM-060JA | AC | Split System: Air-Cooled Condensing Unit, Coil Alone | 14AJM60 |  | RCFL-A*6024+RXMD-C04 | 12 | 14.5 | Yes | Yes | 2011-03-08 |  | 0
TRUE | 14AJM60 | 66 | 3486880 | AAF - MCQUAY INC DBA DAIKIN MCQUAY | MAHM-060JA | AC | Split System: Air-Cooled Condensing Unit, Coil Alone | 14AJM60 |  | RCFL-H*6024+RXMD-C04 | 12 | 14.5 | Yes | Yes | 2011-03-08 |  | 0
TRUE | 14AJM60 | 66 | 3486881 | RICHMOND | RCU14410A60J | AC | Split System: Air-Cooled Condensing Unit, Coil Alone | 14AJM60 |  | RCFL-H*6024+RXMD-C04 | 12 | 14.5 | Yes | Yes | 2011-03-08 |  | 0
FALSE | 14AJM60 | 66 | 3486882 | RICHMOND | RCU14410A60J | AC | Split System: Air-Cooled Condensing Unit, Coil with Blower | 14AJM60 |  | RHLL-HM6024+RCSL-H*6024 | 12.5 | 15 | Yes | Yes | 2011-03-08 |  | 1
FALSE | 14AJM30 | 4513 | 3487954 | RHEEM SALES COMPANY, INC. | 14AJM30 | AC | Split System: Air-Cooled Condensing Unit, Coil with Blower | 14AJM30 |  | RCFL-H*3617 | 12 | 14.5 | Yes | Yes | 2011-03-08 |  | 0
FALSE | 14AJM30 | 4513 | 3487955 | WEATHERKING AIR CONDITIONING DIVISION | 14AJM30 | AC | Split System: Air-Cooled Condensing Unit, Coil with Blower | 14AJM30 |  | RCFL-H*3617 | 12 | 14.5 | Yes | Yes | 2011-03-08 |  | 0
FALSE | 14AJM30 | 4513 | 3487956 | RHEEM SALES COMPANY, INC. | 14AJM30 | AC | Split System: Air-Cooled Condensing Unit, Coil with Blower | 14AJM30 |  | RCFL-H*3621 | 12 | 14.5 | Yes | Yes | 2011-03-08 |  | 0
FALSE | 14AJM30 | 4513 | 3487957 | WEATHERKING AIR CONDITIONING DIVISION | 14AJM30 | AC | Split System: Air-Cooled Condensing Unit, Coil with Blower | 14AJM30 |  | RCFL-H*3621 | 12 | 14.5 | Yes | Yes | 2011-03-08 |  | 0
FALSE | 14AJM30 | 4513 | 3487960 | RHEEM SALES COMPANY, INC. | 14AJM30 | AC | Split System: Air-Cooled Condensing Unit, Coil with Blower | 14AJM30 |  | RCFL-H*3617 | 12 | 14.5 | Yes | Yes | 2011-03-08 |  | 0
FALSE | 14AJM30 | 4513 | 3487961 | WEATHERKING AIR CONDITIONING DIVISION | 14AJM30 | AC | Split System: Air-Cooled Condensing Unit, Coil with Blower | 14AJM30 |  | RCFL-H*3617 | 12 | 14.5 | Yes | Yes | 2011-03-08 |  | 0
FALSE | 14AJM30 | 4513 | 3487962 | RHEEM SALES COMPANY, INC. | 14AJM30 | AC | Split System: Air-Cooled Condensing Unit, Coil with Blower | 14AJM30 |  | RCFL-H*3621 | 12.5 | 15.1 | Yes | Yes | 2011-03-08 |  | 1
FALSE | 14AJM30 | 4513 | 3487963 | WEATHERKING AIR CONDITIONING DIVISION | 14AJM30 | AC | Split System: Air-Cooled Condensing Unit, Coil with Blower | 14AJM30 |  | RCFL-H*3621 | 12.5 | 15.1 | Yes | Yes | 2011-03-08 |  | 1
FALSE | 14AJM30 | 4513 | 3487966 | RHEEM SALES COMPANY, INC. | 14AJM30 | AC | Split System: Air-Cooled Condensing Unit, Coil with Blower | 14AJM30 |  | RCFL-H*3617 | 12.5 | 15.1 | Yes | Yes | 2011-03-08 |  | 1
FALSE | 14AJM30 | 4513 | 3487967 | WEATHERKING AIR CONDITIONING DIVISION | 14AJM30 | AC | Split System: Air-Cooled Condensing Unit, Coil with Blower | 14AJM30 |  | RCFL-H*3617 | 12.5 | 15.1 | Yes | Yes | 2011-03-08 |  | 1
FALSE | 14AJM30 | 4513 | 3487968 | RHEEM SALES COMPANY, INC. | 14AJM30 | AC | Split System: Air-Cooled Condensing Unit, Coil with Blower | 14AJM30 |  | RCFL-H*3621 | 12.5 | 15.1 | Yes | Yes | 2011-03-08 |  | 1
FALSE | 14AJM30 | 4513 | 3487969 | WEATHERKING AIR CONDITIONING DIVISION | 14AJM30 | AC | Split System: Air-Cooled Condensing Unit, Coil with Blower | 14AJM30 |  | RCFL-H*3621 | 12.5 | 15.1 | Yes | Yes | 2011-03-08 |  | 1
FALSE | 14AJM30 | 4513 | 3487972 | RHEEM SALES COMPANY, INC. | 14AJM30 | AC | Split System: Air-Cooled Condensing Unit, Coil with Blower | 14AJM30 |  | RCFL-H*3621 | 12 | 14.5 | Yes | Yes | 2011-03-08 |  | 0
FALSE | 14AJM30 | 4513 | 3487973 | WEATHERKING AIR CONDITIONING DIVISION | 14AJM30 | AC | Split System: Air-Cooled Condensing Unit, Coil with Blower | 14AJM30 |  | RCFL-H*3621 | 12 | 14.5 | Yes | Yes | 2011-03-08 |  | 0
FALSE | 14AJM36 | 38 | 3487976 | RHEEM SALES COMPANY, INC. | 14AJM36 | AC | Split System: Air-Cooled Condensing Unit, Coil with Blower | 14AJM36 |  | RCFL-H*3617 | 12 | 14.5 | Yes | Yes | 2011-03-08 |  | 0
FALSE | 14AJM36 | 38 | 3487977 | WEATHERKING AIR CONDITIONING DIVISION | 14AJM36 | AC | Split System: Air-Cooled Condensing Unit, Coil with Blower | 14AJM36 |  | RCFL-H*3617 | 12 | 14.5 | Yes | Yes | 2011-03-08 |  | 0
FALSE | 14AJM36 | 38 | 3487978 | RHEEM SALES COMPANY, INC. | 14AJM36 | AC | Split System: Air-Cooled Condensing Unit, Coil with Blower | 14AJM36 |  | RCFL-H*3621 | 12 | 14.5 | Yes | Yes | 2011-03-08 |  | 0
FALSE | 14AJM36 | 38 | 3487979 | WEATHERKING AIR CONDITIONING DIVISION | 14AJM36 | AC | Split System: Air-Cooled Condensing Unit, Coil with Blower | 14AJM36 |  | RCFL-H*3621 | 12 | 14.5 | Yes | Yes | 2011-03-08 |  | 0
FALSE | 14AJM36 | 38 | 3487982 | RHEEM SALES COMPANY, INC. | 14AJM36 | AC | Split System: Air-Cooled Condensing Unit, Coil with Blower | 14AJM36 |  | RCFL-H*3617 | 12 | 14.5 | Yes | Yes | 2011-03-08 |  | 0
FALSE | 14AJM36 | 38 | 3487983 | WEATHERKING AIR CONDITIONING DIVISION | 14AJM36 | AC | Split System: Air-Cooled Condensing Unit, Coil with Blower | 14AJM36 |  | RCFL-H*3617 | 12 | 14.5 | Yes | Yes | 2011-03-08 |  | 0
FALSE | 14AJM36 | 38 | 3487984 | RHEEM SALES COMPANY, INC. | 14AJM36 | AC | Split System: Air-Cooled Condensing Unit, Coil with Blower | 14AJM36 |  | RCFL-H*3621 | 12 | 14.5 | Yes | Yes | 2011-03-08 |  | 0
FALSE | 14AJM36 | 38 | 3487985 | WEATHERKING AIR CONDITIONING DIVISION | 14AJM36 | AC | Split System: Air-Cooled Condensing Unit, Coil with Blower | 14AJM36 |  | RCFL-H*3621 | 12 | 14.5 | Yes | Yes | 2011-03-08 |  | 0
FALSE | 14AJM36 | 38 | 3487990 | RHEEM SALES COMPANY, INC. | 14AJM36 | AC | Split System: Air-Cooled Condensing Unit, Coil with Blower | 14AJM36 |  | RCFL-H*3621 | 12 | 14.5 | Yes | Yes | 2011-03-08 |  | 0
FALSE | 14AJM36 | 38 | 3487991 | WEATHERKING AIR CONDITIONING DIVISION | 14AJM36 | AC | Split System: Air-Cooled Condensing Unit, Coil with Blower | 14AJM36 |  | RCFL-H*3621 | 12 | 14.5 | Yes | Yes | 2011-03-08 |  | 0
FALSE | 14AJM36 | 38 | 3487994 | RHEEM SALES COMPANY, INC. | 14AJM36 | AC | Split System: Air-Cooled Condensing Unit, Coil with Blower | 14AJM36 |  | RCFL-H*3621 | 12.5 | 15.1 | Yes | Yes | 2011-03-08 |  | 1
FALSE | 14ACX-030-230-17 | 2250 | 3495703 | LENNOX INDUSTRIES, INC. | 14ACX-030-230-10 | AC | Split System: Air-Cooled Condensing Unit, Coil with Blower | 14ACX-030-230-10 |  | C33-30+TDR+TXV | 12.5 | 14.7 | Yes | Yes | 2011-01-21 |  | 0
FALSE | 14ACX-030-230-17 | 2250 | 3496060 | LENNOX INDUSTRIES, INC. | 14ACX-030-230-10 | AC | Split System: Air-Cooled Condensing Unit, Coil with Blower | 14ACX-030-230-10 |  | C33-30+TDR+TXV | 12.5 | 14.7 | Yes | Yes | 2011-01-21 |  | 0
FALSE | 14ACX-030-230-17 | 2250 | 3496085 | LENNOX INDUSTRIES, INC. | 14ACX-030-230-10 | AC | Split System: Air-Cooled Condensing Unit, Coil with Blower | 14ACX-030-230-10 |  | CX34-30+TDR | 12.5 | 14.7 | Yes | Yes | 2011-01-21 |  | 0
FALSE | 14ACX-030-230-17 | 2250 | 3496086 | LENNOX INDUSTRIES, INC. | 14ACX-030-230-10 | AC | Split System: Air-Cooled Condensing Unit, Coil with Blower | 14ACX-030-230-10 |  | CX34-30+TDR | 12.5 | 14.7 | Yes | Yes | 2011-01-21 |  | 0
TRUE | 14AJM18 | 21 | 3499613 | RHEEM SALES COMPANY, INC. | DAHM-018JA | AC | Split System: Air-Cooled Condensing Unit, Coil Alone | 14AJM18 |  | RCFL-H*2417 | 12 | 14.5 | Yes | Yes | 2011-03-08 |  | 0
TRUE | 14AJM24 | 3029 | 3499619 | RHEEM MANUFACTURING COMPANY | DAHM-024JA | AC | Split System: Air-Cooled Condensing Unit, Coil Alone | 14AJM24 |  | RCFL-H*2417+RXMD-C04 | 12 | 14.5 | Yes | Yes | 2011-03-08 |  | 0
FALSE | 14AJM30 | 4513 | 3499622 | RHEEM SALES COMPANY, INC. | DAHM-030JA | AC | Split System: Air-Cooled Condensing Unit, Coil Alone | 14AJM30 |  | RCFL-A*3617+RXMD-C04 | 12.2 | 14.5 | Yes | Yes | 2011-03-08 |  | 0
FALSE | 14AJM30 | 4513 | 3499623 | RHEEM SALES COMPANY, INC. | DAHM-030JA | AC | Split System: Air-Cooled Condensing Unit, Coil Alone | 14AJM30 |  | RCFL-A*3621+RXMD-C04 | 12.2 | 14.5 | Yes | Yes | 2011-03-08 |  | 0
TRUE | 14AJM30 | 4513 | 3499624 | RHEEM SALES COMPANY, INC. | DAHM-030JA | AC | Split System: Air-Cooled Condensing Unit, Coil Alone | 14AJM30 |  | RCFL-H*3617+RXMD-C04 | 12.2 | 14.5 | Yes | Yes | 2011-03-08 |  | 0
FALSE | 14AJM30 | 4513 | 3499625 | RHEEM SALES COMPANY, INC. | DAHM-030JA | AC | Split System: Air-Cooled Condensing Unit, Coil Alone | 14AJM30 |  | RCFL-H*3621+RXMD-C04 | 12.2 | 14.5 | Yes | Yes | 2011-03-08 |  | 0
FALSE | 14AJM30 | 4513 | 3499626 | RHEEM SALES COMPANY, INC. | DAHM-030JA | AC | Split System: Air-Cooled Condensing Unit, Coil with Blower | 14AJM30 |  | RHLL-HM3617+RCSL-H*3617 | 13 | 16 | Yes | Yes | 2011-03-08 |  | 2
FALSE | 14AJM30 | 4513 | 3499627 | RHEEM SALES COMPANY, INC. | DAHM-030JA | AC | Split System: Air-Cooled Condensing Unit, Coil with Blower | 14AJM30 |  | RHSL-HM3017+RCSL-H*3617 | 12.2 | 14.5 | Yes | Yes | 2011-03-08 |  | 0
FALSE | 14AJM36 | 38 | 3499628 | RHEEM SALES COMPANY, INC. | DAHM-036JA | AC | Split System: Air-Cooled Condensing Unit, Coil Alone | 14AJM36 |  | RCFL-A*3617+RXMD-C04 | 12.2 | 14.5 | Yes | Yes | 2011-03-08 |  | 0
FALSE | 14AJM36 | 38 | 3499629 | RHEEM SALES COMPANY, INC. | DAHM-036JA | AC | Split System: Air-Cooled Condensing Unit, Coil Alone | 14AJM36 |  | RCFL-A*3621+RXMD-C04 | 12.2 | 14.5 | Yes | Yes | 2011-03-08 |  | 0
TRUE | 14AJM36 | 38 | 3499630 | RHEEM SALES COMPANY, INC. | DAHM-036JA | AC | Split System: Air-Cooled Condensing Unit, Coil Alone | 14AJM36 |  | RCFL-H*3617+RXMD-C04 | 12.2 | 14.5 | Yes | Yes | 2011-03-08 |  | 0
FALSE | 14AJM36 | 38 | 3499631 | RHEEM SALES COMPANY, INC. | DAHM-036JA | AC | Split System: Air-Cooled Condensing Unit, Coil Alone | 14AJM36 |  | RCFL-H*3621+RXMD-C04 | 12.2 | 14.5 | Yes | Yes | 2011-03-08 |  | 0
FALSE | 14AJM36 | 38 | 3499632 | RHEEM SALES COMPANY, INC. | DAHM-036JA | AC | Split System: Air-Cooled Condensing Unit, Coil with Blower | 14AJM36 |  | RHLL-HM3617+RCSL-H*3617 | 13 | 15.5 | Yes | Yes | 2011-03-08 |  | 1
FALSE | 14AJM36 | 38 | 3499633 | RHEEM SALES COMPANY, INC. | DAHM-036JA | AC | Split System: Air-Cooled Condensing Unit, Coil with Blower | 14AJM36 |  | RHSL-HM3617+RCSL-H*3617 | 12 | 14.5 | Yes | Yes | 2011-03-08 |  | 0
FALSE | 14AJM42 | 4530 | 3499634 | RHEEM SALES COMPANY, INC. | DAHM-042JA | AC | Split System: Air-Cooled Condensing Unit, Coil Alone | 14AJM42 |  | RCFL-A*4821+RXMD-C04 | 12 | 14.5 | Yes | Yes | 2011-03-08 |  | 0
FALSE | 14AJM42 | 4530 | 3499635 | RHEEM SALES COMPANY, INC. | DAHM-042JA | AC | Split System: Air-Cooled Condensing Unit, Coil Alone | 14AJM42 |  | RCFL-A*4824+RXMD-C04 | 12 | 14.5 | Yes | Yes | 2011-03-08 |  | 0
TRUE | 14AJM42 | 4530 | 3499636 | RHEEM SALES COMPANY, INC. | DAHM-042JA | AC | Split System: Air-Cooled Condensing Unit, Coil Alone | 14AJM42 |  | RCFL-H*4821+RXMD-C04 | 12 | 14.5 | Yes | Yes | 2011-03-08 |  | 0
FALSE | 14AJM42 | 4530 | 3499637 | RHEEM SALES COMPANY, INC. | DAHM-042JA | AC | Split System: Air-Cooled Condensing Unit, Coil Alone | 14AJM42 |  | RCFL-H*4824+RXMD-C04 | 12 | 14.5 | Yes | Yes | 2011-03-08 |  | 0
FALSE | 14AJM42 | 4530 | 3499638 | RHEEM SALES COMPANY, INC. | DAHM-042JA | AC | Split System: Air-Cooled Condensing Unit, Coil with Blower | 14AJM42 |  | RHLL-HM4821+RCSL-H*4821 | 13 | 15.5 | Yes | Yes | 2011-03-08 |  | 1
FALSE | 14AJM48 | 58 | 3499640 | RHEEM SALES COMPANY, INC. | DAHM-048JA | AC | Split System: Air-Cooled Condensing Unit, Coil Alone | 14AJM48 |  | RCFL-A*4821+RXMD-C04 | 12 | 14.5 | Yes | Yes | 2011-03-08 |  | 0
FALSE | 14AJM48 | 58 | 3499641 | RHEEM SALES COMPANY, INC. | DAHM-048JA | AC | Split System: Air-Cooled Condensing Unit, Coil Alone | 14AJM48 |  | RCFL-A*4824+RXMD-C04 | 12 | 14.5 | Yes | Yes | 2011-03-08 |  | 0
TRUE | 14AJM48 | 58 | 3499642 | RHEEM SALES COMPANY, INC. | DAHM-048JA | AC | Split System: Air-Cooled Condensing Unit, Coil Alone | 14AJM48 |  | RCFL-H*4821+RXMD-C04 | 12 | 14.5 | Yes | Yes | 2011-03-08 |  | 0
FALSE | 14AJM48 | 58 | 3499643 | RHEEM SALES COMPANY, INC. | DAHM-048JA | AC | Split System: Air-Cooled Condensing Unit, Coil Alone | 14AJM48 |  | RCFL-H*4824+RXMD-C04 | 12 | 14.5 | Yes | Yes | 2011-03-08 |  | 0
FALSE | 4TTX6048H1 | 3702 | 3535138 | TRANE | 4TTX5048A1 | AC | Split System: Air-Cooled Condensing Unit, Coil Alone | 4TTX5048A1 |  | 4TXCD009CC3 | 12 | 14.5 | Yes | Yes | 2011-01-21 |  | 0
FALSE | 4TTX6048H1 | 3702 | 3535139 | TRANE | 4TTX5048A1 | AC | Split System: Air-Cooled Condensing Unit, Coil Alone | 4TTX5048A1 |  | 4TXCD010CC3 | 12 | 14.5 | Yes | Yes | 2011-01-21 |  | 0
FALSE | 14AJM30 | 4513 | 3541018 | CENTURY BY HEAT CONTROLLER | RSG1430-1B | AC | Split System: Air-Cooled Condensing Unit, Coil with Blower | 14AJM30 |  | RCFL-H*3617 | 12 | 14.5 | Yes | Yes | 2011-03-08 |  | 0
FALSE | 14AJM30 | 4513 | 3541019 | HEAT CONTROLLER, INC. | RSG1430-1B | AC | Split System: Air-Cooled Condensing Unit, Coil with Blower | 14AJM30 |  | RCFL-H*3617 | 12 | 14.5 | Yes | Yes | 2011-03-08 |  | 0
FALSE | 14AJM30 | 4513 | 3541020 | RHEEM SALES COMPANY, INC. | RCU14410A30J | AC | Split System: Air-Cooled Condensing Unit, Coil with Blower | 14AJM30 |  | RCFL-H*3617 | 12 | 14.5 | Yes | Yes | 2011-03-08 |  | 0
FALSE | 14AJM30 | 4513 | 3541022 | CENTURY BY HEAT CONTROLLER | RSG1430-1B | AC | Split System: Air-Cooled Condensing Unit, Coil with Blower | 14AJM30 |  | RCFL-H*3621 | 12 | 14.5 | Yes | Yes | 2011-03-08 |  | 0
FALSE | 14AJM30 | 4513 | 3541023 | HEAT CONTROLLER, INC. | RSG1430-1B | AC | Split System: Air-Cooled Condensing Unit, Coil with Blower | 14AJM30 |  | RCFL-H*3621 | 12 | 14.5 | Yes | Yes | 2011-03-08 |  | 0
FALSE | 14AJM30 | 4513 | 3541024 | RHEEM SALES COMPANY, INC. | RCU14410A30J | AC | Split System: Air-Cooled Condensing Unit, Coil with Blower | 14AJM30 |  | RCFL-H*3621 | 12 | 14.5 | Yes | Yes | 2011-03-08 |  | 0
FALSE | 14AJM30 | 4513 | 3541030 | CENTURY BY HEAT CONTROLLER | RSG1430-1B | AC | Split System: Air-Cooled Condensing Unit, Coil with Blower | 14AJM30 |  | RCFL-H*3617 | 12 | 14.5 | Yes | Yes | 2011-03-08 |  | 0
FALSE | 14AJM30 | 4513 | 3541031 | HEAT CONTROLLER, INC. | RSG1430-1B | AC | Split System: Air-Cooled Condensing Unit, Coil with Blower | 14AJM30 |  | RCFL-H*3617 | 12 | 14.5 | Yes | Yes | 2011-03-08 |  | 0
FALSE | 14AJM36 | 38 | 3541098 | CENTURY BY HEAT CONTROLLER | RSG1436-1B | AC | Split System: Air-Cooled Condensing Unit, Coil with Blower | 14AJM36 |  | RCFL-H*3621 | 12.5 | 15.1 | Yes | Yes | 2011-03-08 |  | 1
FALSE | 14AJM36 | 38 | 3541099 | HEAT CONTROLLER, INC. | RSG1436-1B | AC | Split System: Air-Cooled Condensing Unit, Coil with Blower | 14AJM36 |  | RCFL-H*3621 | 12.5 | 15.1 | Yes | Yes | 2011-03-08 |  | 1
FALSE | 14AJM36 | 38 | 3541100 | RHEEM SALES COMPANY, INC. | RCU14410A36J | AC | Split System: Air-Cooled Condensing Unit, Coil with Blower | 14AJM36 |  | RCFL-H*3621 | 12.5 | 15.1 | Yes | Yes | 2011-03-08 |  | 1
FALSE | 14AJM36 | 38 | 3541106 | CENTURY BY HEAT CONTROLLER | RSG1436-1B | AC | Split System: Air-Cooled Condensing Unit, Coil with Blower | 14AJM36 |  | RCFL-H*3621 | 12.5 | 15.1 | Yes | Yes | 2011-03-08 |  | 1
FALSE | 14AJM36 | 38 | 3541107 | HEAT CONTROLLER, INC. | RSG1436-1B | AC | Split System: Air-Cooled Condensing Unit, Coil with Blower | 14AJM36 |  | RCFL-H*3621 | 12.5 | 15.1 | Yes | Yes | 2011-03-08 |  | 1
FALSE | 14AJM36 | 38 | 3541108 | RHEEM SALES COMPANY, INC. | RCU14410A36J | AC | Split System: Air-Cooled Condensing Unit, Coil with Blower | 14AJM36 |  | RCFL-H*3621 | 12.5 | 15.1 | Yes | Yes | 2011-03-08 |  | 1
FALSE | 14AJM42 | 4530 | 3541114 | CENTURY BY HEAT CONTROLLER | RSG1442-1B | AC | Split System: Air-Cooled Condensing Unit, Coil with Blower | 14AJM42 |  | RCFL-H*4821 | 12 | 14.5 | Yes | Yes | 2011-03-08 |  | 0
FALSE | 14AJM42 | 4530 | 3541115 | HEAT CONTROLLER, INC. | RSG1442-1B | AC | Split System: Air-Cooled Condensing Unit, Coil with Blower | 14AJM42 |  | RCFL-H*4821 | 12 | 14.5 | Yes | Yes | 2011-03-08 |  | 0
FALSE | 14AJM42 | 4530 | 3541116 | RHEEM SALES COMPANY, INC. | RCU14410A42J | AC | Split System: Air-Cooled Condensing Unit, Coil with Blower | 14AJM42 |  | RCFL-H*4821 | 12 | 14.5 | Yes | Yes | 2011-03-08 |  | 0
FALSE | 14AJM42 | 4530 | 3541122 | CENTURY BY HEAT CONTROLLER | RSG1442-1B | AC | Split System: Air-Cooled Condensing Unit, Coil with Blower | 14AJM42 |  | RCFL-H*4821 | 12 | 15 | Yes | Yes | 2011-03-08 |  | 0
FALSE | 14AJM42 | 4530 | 3541123 | HEAT CONTROLLER, INC. | RSG1442-1B | AC | Split System: Air-Cooled Condensing Unit, Coil with Blower | 14AJM42 |  | RCFL-H*4821 | 12 | 15 | Yes | Yes | 2011-03-08 |  | 0
FALSE | 14AJM42 | 4530 | 3541124 | RHEEM SALES COMPANY, INC. | RCU14410A42J | AC | Split System: Air-Cooled Condensing Unit, Coil with Blower | 14AJM42 |  | RCFL-H*4821 | 12 | 15 | Yes | Yes | 2011-03-08 |  | 0
FALSE | 14AJM42 | 4530 | 3541126 | CENTURY BY HEAT CONTROLLER | RSG1442-1B | AC | Split System: Air-Cooled Condensing Unit, Coil with Blower | 14AJM42 |  | RCFL-H*4824 | 12 | 15 | Yes | Yes | 2011-03-08 |  | 0
FALSE | 14AJM42 | 4530 | 3541127 | HEAT CONTROLLER, INC. | RSG1442-1B | AC | Split System: Air-Cooled Condensing Unit, Coil with Blower | 14AJM42 |  | RCFL-H*4824 | 12 | 15 | Yes | Yes | 2011-03-08 |  | 0
FALSE | 14AJM42 | 4530 | 3541128 | RHEEM SALES COMPANY, INC. | RCU14410A42J | AC | Split System: Air-Cooled Condensing Unit, Coil with Blower | 14AJM42 |  | RCFL-H*4824 | 12 | 15 | Yes | Yes | 2011-03-08 |  | 0
FALSE | 14AJM42 | 4530 | 3541134 | RHEEM SALES COMPANY, INC. | RCU14410A42J | AC | Split System: Air-Cooled Condensing Unit, Coil with Blower | 14AJM42 |  | RCFL-H*4824 | 12 | 15 | Yes | Yes | 2011-03-08 |  | 0
FALSE | 14AJM48 | 58 | 3541138 | CENTURY BY HEAT CONTROLLER | RSG1448-1B | AC | Split System: Air-Cooled Condensing Unit, Coil with Blower | 14AJM48 |  | RCFL-H*4824 | 12 | 14.5 | Yes | Yes | 2011-03-08 |  | 0
FALSE | 14AJM48 | 58 | 3541139 | HEAT CONTROLLER, INC. | RSG1448-1B | AC | Split System: Air-Cooled Condensing Unit, Coil with Blower | 14AJM48 |  | RCFL-H*4824 | 12 | 14.5 | Yes | Yes | 2011-03-08 |  | 0
FALSE | 14AJM48 | 58 | 3541140 | RHEEM SALES COMPANY, INC. | RCU14410A48J | AC | Split System: Air-Cooled Condensing Unit, Coil with Blower | 14AJM48 |  | RCFL-H*4824 | 12 | 14.5 | Yes | Yes | 2011-03-08 |  | 0
FALSE | 4TTR6036B1 | 3674 | 3541605 | TRANE | 4TTR5036E1 | AC | Split System: Air-Cooled Condensing Unit, Coil with Blower | 4TTR5036E1 |  | 4TXCC044BC3 | 12 | 14.75 | Yes | Yes | 2011-01-21 |  | 0
FALSE | 4TTR6036B1 | 3674 | 3541607 | AMERICAN STANDARD, INC. | 4A7A5036E1 | AC | Split System: Air-Cooled Condensing Unit, Coil with Blower | 4TTR5036E1 |  | 4TXCC044BC3 | 12 | 14.75 | Yes | Yes | 2011-02-28 |  | 0
FALSE | 4TTR6018B1 | 3489 | 3543366 | TRANE | 4TTR5018E1 | AC | Split System: Air-Cooled Condensing Unit, Coil with Blower | 4TTR5018E1 |  | 4TXCA018BC3 | 12.5 | 14.75 | Yes | Yes | 2011-01-21 |  | 0
FALSE | 4TTR6024B1 | 3503 | 3543387 | TRANE | 4TTR5024E1 | AC | Split System: Air-Cooled Condensing Unit, Coil with Blower | 4TTR5024E1 |  | 4TXCA018BC3 | 12.5 | 15 | Yes | Yes | 2011-01-21 |  | 1
FALSE | 4TTR6024B1 | 3503 | 3543388 | TRANE | 4TTR5024E1 | AC | Split System: Air-Cooled Condensing Unit, Coil with Blower | 4TTR5024E1 |  | 4TXCA018BC3 | 12.5 | 14.5 | Yes | Yes | 2011-01-21 |  | 0
FALSE | 4TTR6024B1 | 3503 | 3543389 | TRANE | 4TTR5024E1 | AC | Split System: Air-Cooled Condensing Unit, Coil with Blower | 4TTR5024E1 |  | 4TXCA018BC3 | 12.5 | 14.5 | Yes | Yes | 2011-01-21 |  | 0
FALSE | 4TTR6024B1 | 3503 | 3543390 | TRANE | 4TTR5024E1 | AC | Split System: Air-Cooled Condensing Unit, Coil with Blower | 4TTR5024E1 |  | 4TXCA024BC3 | 12.5 | 14.75 | Yes | Yes | 2011-01-21 |  | 0
FALSE | 4TTR6024B1 | 3503 | 3543391 | TRANE | 4TTR5024E1 | AC | Split System: Air-Cooled Condensing Unit, Coil with Blower | 4TTR5024E1 |  | 4TXCA024BC3 | 12.5 | 14.75 | Yes | Yes | 2011-01-21 |  | 0
FALSE | 4TTR6024B1 | 3503 | 3543394 | TRANE | 4TTR5024E1 | AC | Split System: Air-Cooled Condensing Unit, Coil with Blower | 4TTR5024E1 |  | 4TXCB003CC3 | 13 | 15.5 | Yes | Yes | 2011-01-21 |  | 1
FALSE | 4TTR6024B1 | 3503 | 3543395 | TRANE | 4TTR5024E1 | AC | Split System: Air-Cooled Condensing Unit, Coil with Blower | 4TTR5024E1 |  | 4TXCB003CC3 | 13 | 15.5 | Yes | Yes | 2011-01-21 |  | 1
FALSE | 4TTR6024B1 | 3503 | 3543396 | TRANE | 4TTR5024E1 | AC | Split System: Air-Cooled Condensing Unit, Coil with Blower | 4TTR5024E1 |  | 4TXCB004CC3 | 13 | 15.75 | Yes | Yes | 2011-01-21 |  | 1
FALSE | 4TTR6024B1 | 3503 | 3543397 | TRANE | 4TTR5024E1 | AC | Split System: Air-Cooled Condensing Unit, Coil with Blower | 4TTR5024E1 |  | 4TXCB025BC3 | 13 | 15 | Yes | Yes | 2011-01-21 |  | 1
FALSE | 4TTR6024B1 | 3503 | 3543398 | TRANE | 4TTR5024E1 | AC | Split System: Air-Cooled Condensing Unit, Coil with Blower | 4TTR5024E1 |  | 4TXCB025BC3 | 13 | 15.5 | Yes | Yes | 2011-01-21 |  | 1
FALSE | 4TTR6024B1 | 3503 | 3543399 | TRANE | 4TTR5024E1 | AC | Split System: Air-Cooled Condensing Unit, Coil with Blower | 4TTR5024E1 |  | 4TXCB025BC3 | 13 | 15 | Yes | Yes | 2011-01-21 |  | 1
FALSE | 4TTR6024B1 | 3503 | 3543400 | TRANE | 4TTR5024E1 | AC | Split System: Air-Cooled Condensing Unit, Coil with Blower | 4TTR5024E1 |  | 4TXCB025BC3 | 13 | 15.25 | Yes | Yes | 2011-01-21 |  | 1
FALSE | 4TTR6024B1 | 3503 | 3543401 | TRANE | 4TTR5024E1 | AC | Split System: Air-Cooled Condensing Unit, Coil with Blower | 4TTR5024E1 |  | 4TXCB031BC3 | 13 | 15 | Yes | Yes | 2011-01-21 |  | 1
FALSE | 4TTR6024B1 | 3503 | 3543402 | TRANE | 4TTR5024E1 | AC | Split System: Air-Cooled Condensing Unit, Coil with Blower | 4TTR5024E1 |  | 4TXCB031BC3 | 13 | 15.5 | Yes | Yes | 2011-01-21 |  | 1
FALSE | 4TTR6024B1 | 3503 | 3543403 | TRANE | 4TTR5024E1 | AC | Split System: Air-Cooled Condensing Unit, Coil with Blower | 4TTR5024E1 |  | 4TXCB031BC3 | 13 | 15.25 | Yes | Yes | 2011-01-21 |  | 1
FALSE | 4TTR6024B1 | 3503 | 3543404 | TRANE | 4TTR5024E1 | AC | Split System: Air-Cooled Condensing Unit, Coil with Blower | 4TTR5024E1 |  | 4TXCB031BC3 | 13 | 15 | Yes | Yes | 2011-01-21 |  | 1
FALSE | 4TTR6024B1 | 3503 | 3543405 | TRANE | 4TTR5024E1 | AC | Split System: Air-Cooled Condensing Unit, Coil with Blower | 4TTR5024E1 |  | 4TXCB032BC3 | 13 | 15.5 | Yes | Yes | 2011-01-21 |  | 1
FALSE | 4TTR6024B1 | 3503 | 3543406 | TRANE | 4TTR5024E1 | AC | Split System: Air-Cooled Condensing Unit, Coil with Blower | 4TTR5024E1 |  | 4TXCB032BC3 | 13 | 15.5 | Yes | Yes | 2011-01-21 |  | 1
FALSE | 4TTR6024B1 | 3503 | 3543407 | TRANE | 4TTR5024E1 | AC | Split System: Air-Cooled Condensing Unit, Coil with Blower | 4TTR5024E1 |  | 4TXCB032BC3 | 13 | 15.75 | Yes | Yes | 2011-01-21 |  | 1
FALSE | 4TTR6024B1 | 3503 | 3543408 | TRANE | 4TTR5024E1 | AC | Split System: Air-Cooled Condensing Unit, Coil with Blower | 4TTR5024E1 |  | 4TXCB032BC3 | 13 | 15.5 | Yes | Yes | 2011-01-21 |  | 1
FALSE | 4TTR6024B1 | 3503 | 3543409 | TRANE | 4TTR5024E1 | AC | Split System: Air-Cooled Condensing Unit, Coil with Blower | 4TTR5024E1 |  | 4TXCB036BC3 | 13 | 15.5 | Yes | Yes | 2011-01-21 |  | 1
FALSE | 4TTR6024B1 | 3503 | 3543410 | TRANE | 4TTR5024E1 | AC | Split System: Air-Cooled Condensing Unit, Coil with Blower | 4TTR5024E1 |  | 4TXCB036BC3 | 13 | 15.5 | Yes | Yes | 2011-01-21 |  | 1
FALSE | 4TTR6030B1 | 3522 | 3543443 | TRANE | 4TTR5030E1 | AC | Split System: Air-Cooled Condensing Unit, Coil with Blower | 4TTR5030E1 |  | 4TXCB004CC3 | 12.5 | 14.75 | Yes | Yes | 2011-01-21 |  | 0
FALSE | 4TTR6030B1 | 3522 | 3543444 | TRANE | 4TTR5030E1 | AC | Split System: Air-Cooled Condensing Unit, Coil with Blower | 4TTR5030E1 |  | 4TXCB004CC3 | 12.5 | 14.75 | Yes | Yes | 2011-01-21 |  | 0
FALSE | 4TTR6030B1 | 3522 | 3543459 | TRANE | 4TTR5030E1 | AC | Split System: Air-Cooled Condensing Unit, Coil with Blower | 4TTR5030E1 |  | 4TXCB032BC3 | 12.5 | 14.5 | Yes | Yes | 2011-01-21 |  | 0
FALSE | 4TTR6030B1 | 3522 | 3543460 | TRANE | 4TTR5030E1 | AC | Split System: Air-Cooled Condensing Unit, Coil with Blower | 4TTR5030E1 |  | 4TXCB032BC3 | 12.5 | 14.5 | Yes | Yes | 2011-01-21 |  | 0
FALSE | 4TTR6030B1 | 3522 | 3543461 | TRANE | 4TTR5030E1 | AC | Split System: Air-Cooled Condensing Unit, Coil with Blower | 4TTR5030E1 |  | 4TXCB032BC3 | 12.5 | 14.5 | Yes | Yes | 2011-01-21 |  | 0
FALSE | 4TTR6030B1 | 3522 | 3543462 | TRANE | 4TTR5030E1 | AC | Split System: Air-Cooled Condensing Unit, Coil with Blower | 4TTR5030E1 |  | 4TXCB032BC3 | 12.5 | 14.5 | Yes | Yes | 2011-01-21 |  | 0
FALSE | 4TTR6030B1 | 3522 | 3543463 | TRANE | 4TTR5030E1 | AC | Split System: Air-Cooled Condensing Unit, Coil with Blower | 4TTR5030E1 |  | 4TXCB032BC3 | 12.5 | 14.5 | Yes | Yes | 2011-01-21 |  | 0
FALSE | 4TTR6030B1 | 3522 | 3543464 | TRANE | 4TTR5030E1 | AC | Split System: Air-Cooled Condensing Unit, Coil with Blower | 4TTR5030E1 |  | 4TXCB032BC3 | 12.5 | 14.5 | Yes | Yes | 2011-01-21 |  | 0
FALSE | 4TTR6030B1 | 3522 | 3543465 | TRANE | 4TTR5030E1 | AC | Split System: Air-Cooled Condensing Unit, Coil with Blower | 4TTR5030E1 |  | 4TXCB032BC3 | 12.5 | 14.5 | Yes | Yes | 2011-01-21 |  | 0
FALSE | 4TTR6030B1 | 3522 | 3543466 | TRANE | 4TTR5030E1 | AC | Split System: Air-Cooled Condensing Unit, Coil with Blower | 4TTR5030E1 |  | 4TXCB036BC3 | 12.5 | 14.5 | Yes | Yes | 2011-01-21 |  | 0
FALSE | 4TTR6030B1 | 3522 | 3543467 | TRANE | 4TTR5030E1 | AC | Split System: Air-Cooled Condensing Unit, Coil with Blower | 4TTR5030E1 |  | 4TXCB036BC3 | 12.5 | 14.5 | Yes | Yes | 2011-01-21 |  | 0
FALSE | 4TTR6030B1 | 3522 | 3543468 | TRANE | 4TTR5030E1 | AC | Split System: Air-Cooled Condensing Unit, Coil with Blower | 4TTR5030E1 |  | 4TXCB036BC3 | 12.5 | 14.5 | Yes | Yes | 2011-01-21 |  | 0
FALSE | 4TTR6030B1 | 3522 | 3543469 | TRANE | 4TTR5030E1 | AC | Split System: Air-Cooled Condensing Unit, Coil with Blower | 4TTR5030E1 |  | 4TXCB036BC3 | 12.5 | 14.5 | Yes | Yes | 2011-01-21 |  | 0
FALSE | 4TTR6030B1 | 3522 | 3543470 | TRANE | 4TTR5030E1 | AC | Split System: Air-Cooled Condensing Unit, Coil with Blower | 4TTR5030E1 |  | 4TXCB036BC3 | 12.5 | 14.5 | Yes | Yes | 2011-01-21 |  | 0
FALSE | 4TTR6030B1 | 3522 | 3543471 | TRANE | 4TTR5030E1 | AC | Split System: Air-Cooled Condensing Unit, Coil with Blower | 4TTR5030E1 |  | 4TXCB036BC3 | 12.5 | 14.5 | Yes | Yes | 2011-01-21 |  | 0
FALSE | 4TTR6030B1 | 3522 | 3543472 | TRANE | 4TTR5030E1 | AC | Split System: Air-Cooled Condensing Unit, Coil with Blower | 4TTR5030E1 |  | 4TXCB036BC3 | 12.5 | 14.5 | Yes | Yes | 2011-01-21 |  | 0
FALSE | 4TTR6030B1 | 3522 | 3543473 | TRANE | 4TTR5030E1 | AC | Split System: Air-Cooled Condensing Unit, Coil with Blower | 4TTR5030E1 |  | 4TXCB042BC3 | 12.5 | 14.5 | Yes | Yes | 2011-01-21 |  | 0
FALSE | 4TTR6030B1 | 3522 | 3543474 | TRANE | 4TTR5030E1 | AC | Split System: Air-Cooled Condensing Unit, Coil with Blower | 4TTR5030E1 |  | 4TXCB042BC3 | 12.5 | 14.5 | Yes | Yes | 2011-01-21 |  | 0
FALSE | 4TTR6030B1 | 3522 | 3543475 | TRANE | 4TTR5030E1 | AC | Split System: Air-Cooled Condensing Unit, Coil with Blower | 4TTR5030E1 |  | 4TXCB042BC3 | 12.5 | 14.5 | Yes | Yes | 2011-01-21 |  | 0
FALSE | 4TTR6030B1 | 3522 | 3543476 | TRANE | 4TTR5030E1 | AC | Split System: Air-Cooled Condensing Unit, Coil with Blower | 4TTR5030E1 |  | 4TXCB042BC3 | 12.5 | 14.5 | Yes | Yes | 2011-01-21 |  | 0
FALSE | 4TTR6030B1 | 3522 | 3543477 | TRANE | 4TTR5030E1 | AC | Split System: Air-Cooled Condensing Unit, Coil with Blower | 4TTR5030E1 |  | 4TXCB042BC3 | 12.5 | 14.5 | Yes | Yes | 2011-01-21 |  | 0
FALSE | 4TTR6030B1 | 3522 | 3543478 | TRANE | 4TTR5030E1 | AC | Split System: Air-Cooled Condensing Unit, Coil with Blower | 4TTR5030E1 |  | 4TXCB042BC3 | 12.5 | 14.5 | Yes | Yes | 2011-01-21 |  | 0
FALSE | 4TTR6030B1 | 3522 | 3543501 | TRANE | 4TTR5030E1 | AC | Split System: Air-Cooled Condensing Unit, Coil with Blower | 4TTR5030E1 |  | 4TXCC037BC3 | 12.5 | 14.75 | Yes | Yes | 2011-01-21 |  | 0
FALSE | 4TTR6030B1 | 3522 | 3543502 | TRANE | 4TTR5030E1 | AC | Split System: Air-Cooled Condensing Unit, Coil with Blower | 4TTR5030E1 |  | 4TXCC037BC3 | 12.5 | 14.75 | Yes | Yes | 2011-01-21 |  | 0
FALSE | 4TTR6030B1 | 3522 | 3543503 | TRANE | 4TTR5030E1 | AC | Split System: Air-Cooled Condensing Unit, Coil with Blower | 4TTR5030E1 |  | 4TXCC037BC3 | 12.5 | 14.75 | Yes | Yes | 2011-01-21 |  | 0
FALSE | 4TTR6030B1 | 3522 | 3543504 | TRANE | 4TTR5030E1 | AC | Split System: Air-Cooled Condensing Unit, Coil with Blower | 4TTR5030E1 |  | 4TXCC037BC3 | 12.5 | 14.5 | Yes | Yes | 2011-01-21 |  | 0
FALSE | 4TTR6030B1 | 3522 | 3543505 | TRANE | 4TTR5030E1 | AC | Split System: Air-Cooled Condensing Unit, Coil with Blower | 4TTR5030E1 |  | 4TXCC037BC3 | 12.5 | 14.5 | Yes | Yes | 2011-01-21 |  | 0
FALSE | 4TTR6030B1 | 3522 | 3543506 | TRANE | 4TTR5030E1 | AC | Split System: Air-Cooled Condensing Unit, Coil with Blower | 4TTR5030E1 |  | 4TXCC037BC3 | 12.5 | 14.5 | Yes | Yes | 2011-01-21 |  | 0
FALSE | 4TTR6030B1 | 3522 | 3543507 | TRANE | 4TTR5030E1 | AC | Split System: Air-Cooled Condensing Unit, Coil with Blower | 4TTR5030E1 |  | 4TXCC037BC3 | 12.5 | 14.5 | Yes | Yes | 2011-01-21 |  | 0
FALSE | 4TTR6030B1 | 3522 | 3543508 | TRANE | 4TTR5030E1 | AC | Split System: Air-Cooled Condensing Unit, Coil with Blower | 4TTR5030E1 |  | 4TXCC043BC3 | 12.5 | 14.75 | Yes | Yes | 2011-01-21 |  | 0
FALSE | 4TTR6030B1 | 3522 | 3543509 | TRANE | 4TTR5030E1 | AC | Split System: Air-Cooled Condensing Unit, Coil with Blower | 4TTR5030E1 |  | 4TXCC043BC3 | 12.5 | 14.75 | Yes | Yes | 2011-01-21 |  | 0
FALSE | 4TTR6030B1 | 3522 | 3543510 | TRANE | 4TTR5030E1 | AC | Split System: Air-Cooled Condensing Unit, Coil with Blower | 4TTR5030E1 |  | 4TXCC043BC3 | 12.5 | 14.75 | Yes | Yes | 2011-01-21 |  | 0
FALSE | 4TTR6030B1 | 3522 | 3543511 | TRANE | 4TTR5030E1 | AC | Split System: Air-Cooled Condensing Unit, Coil with Blower | 4TTR5030E1 |  | 4TXCC043BC3 | 12.5 | 14.5 | Yes | Yes | 2011-01-21 |  | 0
FALSE | 4TTR6030B1 | 3522 | 3543512 | TRANE | 4TTR5030E1 | AC | Split System: Air-Cooled Condensing Unit, Coil with Blower | 4TTR5030E1 |  | 4TXCC043BC3 | 12.5 | 14.5 | Yes | Yes | 2011-01-21 |  | 0
FALSE | 4TTR6030B1 | 3522 | 3543513 | TRANE | 4TTR5030E1 | AC | Split System: Air-Cooled Condensing Unit, Coil with Blower | 4TTR5030E1 |  | 4TXCC043BC3 | 12.5 | 14.5 | Yes | Yes | 2011-01-21 |  | 0
FALSE | 4TTR6030B1 | 3522 | 3543514 | TRANE | 4TTR5030E1 | AC | Split System: Air-Cooled Condensing Unit, Coil with Blower | 4TTR5030E1 |  | 4TXCC043BC3 | 12.5 | 14.5 | Yes | Yes | 2011-01-21 |  | 0
FALSE | 4TTR6030B1 | 3522 | 3543515 | TRANE | 4TTR5030E1 | AC | Split System: Air-Cooled Condensing Unit, Coil with Blower | 4TTR5030E1 |  | 4TXCC044BC3 | 13 | 15 | Yes | Yes | 2011-01-21 |  | 1
FALSE | 4TTR6030B1 | 3522 | 3543516 | TRANE | 4TTR5030E1 | AC | Split System: Air-Cooled Condensing Unit, Coil with Blower | 4TTR5030E1 |  | 4TXCC044BC3 | 12.5 | 14.75 | Yes | Yes | 2011-01-21 |  | 0
FALSE | 4TTR6030B1 | 3522 | 3543517 | TRANE | 4TTR5030E1 | AC | Split System: Air-Cooled Condensing Unit, Coil with Blower | 4TTR5030E1 |  | 4TXCC044BC3 | 13 | 15 | Yes | Yes | 2011-01-21 |  | 1
FALSE | 4TTR6030B1 | 3522 | 3543518 | TRANE | 4TTR5030E1 | AC | Split System: Air-Cooled Condensing Unit, Coil with Blower | 4TTR5030E1 |  | 4TXCC044BC3 | 12.5 | 14.75 | Yes | Yes | 2011-01-21 |  | 0
FALSE | 4TTR6030B1 | 3522 | 3543519 | TRANE | 4TTR5030E1 | AC | Split System: Air-Cooled Condensing Unit, Coil with Blower | 4TTR5030E1 |  | 4TXCC044BC3 | 13 | 15 | Yes | Yes | 2011-01-21 |  | 1
FALSE | 4TTR6030B1 | 3522 | 3543520 | TRANE | 4TTR5030E1 | AC | Split System: Air-Cooled Condensing Unit, Coil with Blower | 4TTR5030E1 |  | 4TXCC044BC3 | 13 | 15 | Yes | Yes | 2011-01-21 |  | 1
FALSE | 4TTR6030B1 | 3522 | 3543521 | TRANE | 4TTR5030E1 | AC | Split System: Air-Cooled Condensing Unit, Coil with Blower | 4TTR5030E1 |  | 4TXCC044BC3 | 13 | 15 | Yes | Yes | 2011-01-21 |  | 1
FALSE | 4TTR6036B1 | 3674 | 3543529 | TRANE | 4TTR5036E1 | AC | Split System: Air-Cooled Condensing Unit, Coil with Blower | 4TTR5036E1 |  | 4TXCB004CC3 | 12.5 | 14.75 | Yes | Yes | 2011-01-21 |  | 0
FALSE | 4TTR6036B1 | 3674 | 3543586 | TRANE | 4TTR5036E1 | AC | Split System: Air-Cooled Condensing Unit, Coil with Blower | 4TTR5036E1 |  | 4TXCC007CC3 | 12 | 14.5 | Yes | Yes | 2011-01-21 |  | 0
FALSE | 4TTR6036B1 | 3674 | 3543587 | TRANE | 4TTR5036E1 | AC | Split System: Air-Cooled Condensing Unit, Coil with Blower | 4TTR5036E1 |  | 4TXCC007CC3 | 12 | 14.5 | Yes | Yes | 2011-01-21 |  | 0
FALSE | 4TTR6036B1 | 3674 | 3543588 | TRANE | 4TTR5036E1 | AC | Split System: Air-Cooled Condensing Unit, Coil with Blower | 4TTR5036E1 |  | 4TXCC007CC3 | 12.5 | 14.75 | Yes | Yes | 2011-01-21 |  | 0
FALSE | 4TTR6036B1 | 3674 | 3543589 | TRANE | 4TTR5036E1 | AC | Split System: Air-Cooled Condensing Unit, Coil with Blower | 4TTR5036E1 |  | 4TXCC007CC3 | 12.5 | 14.75 | Yes | Yes | 2011-01-21 |  | 0
FALSE | 4TTR6036B1 | 3674 | 3543590 | TRANE | 4TTR5036E1 | AC | Split System: Air-Cooled Condensing Unit, Coil with Blower | 4TTR5036E1 |  | 4TXCC007CC3 | 12.5 | 14.75 | Yes | Yes | 2011-01-21 |  | 0
FALSE | 4TTR6036B1 | 3674 | 3543591 | TRANE | 4TTR5036E1 | AC | Split System: Air-Cooled Condensing Unit, Coil with Blower | 4TTR5036E1 |  | 4TXCC007CC3 | 12.5 | 14.75 | Yes | Yes | 2011-01-21 |  | 0
FALSE | 4TTR6036B1 | 3674 | 3543592 | TRANE | 4TTR5036E1 | AC | Split System: Air-Cooled Condensing Unit, Coil with Blower | 4TTR5036E1 |  | 4TXCC037BC3 | 12 | 14.5 | Yes | Yes | 2011-01-21 |  | 0
FALSE | 4TTR6036B1 | 3674 | 3543593 | TRANE | 4TTR5036E1 | AC | Split System: Air-Cooled Condensing Unit, Coil with Blower | 4TTR5036E1 |  | 4TXCC037BC3 | 12 | 14.5 | Yes | Yes | 2011-01-21 |  | 0
FALSE | 4TTR6036B1 | 3674 | 3543595 | TRANE | 4TTR5036E1 | AC | Split System: Air-Cooled Condensing Unit, Coil with Blower | 4TTR5036E1 |  | 4TXCC037BC3 | 12 | 14.5 | Yes | Yes | 2011-01-21 |  | 0
FALSE | 4TTR6036B1 | 3674 | 3543597 | TRANE | 4TTR5036E1 | AC | Split System: Air-Cooled Condensing Unit, Coil with Blower | 4TTR5036E1 |  | 4TXCC037BC3 | 12 | 14.5 | Yes | Yes | 2011-01-21 |  | 0
FALSE | 4TTR6036B1 | 3674 | 3543598 | TRANE | 4TTR5036E1 | AC | Split System: Air-Cooled Condensing Unit, Coil with Blower | 4TTR5036E1 |  | 4TXCC037BC3 | 12 | 14.5 | Yes | Yes | 2011-01-21 |  | 0
FALSE | 4TTR6036B1 | 3674 | 3543599 | TRANE | 4TTR5036E1 | AC | Split System: Air-Cooled Condensing Unit, Coil with Blower | 4TTR5036E1 |  | 4TXCC043BC3 | 12 | 14.5 | Yes | Yes | 2011-01-21 |  | 0
FALSE | 4TTR6036B1 | 3674 | 3543601 | TRANE | 4TTR5036E1 | AC | Split System: Air-Cooled Condensing Unit, Coil with Blower | 4TTR5036E1 |  | 4TXCC043BC3 | 12 | 14.5 | Yes | Yes | 2011-01-21 |  | 0
FALSE | 4TTR6036B1 | 3674 | 3543602 | TRANE | 4TTR5036E1 | AC | Split System: Air-Cooled Condensing Unit, Coil with Blower | 4TTR5036E1 |  | 4TXCC043BC3 | 12 | 14.5 | Yes | Yes | 2011-01-21 |  | 0
FALSE | 4TTR6036B1 | 3674 | 3543603 | TRANE | 4TTR5036E1 | AC | Split System: Air-Cooled Condensing Unit, Coil with Blower | 4TTR5036E1 |  | 4TXCC043BC3 | 12 | 14.5 | Yes | Yes | 2011-01-21 |  | 0
FALSE | 4TTR6036B1 | 3674 | 3543604 | TRANE | 4TTR5036E1 | AC | Split System: Air-Cooled Condensing Unit, Coil with Blower | 4TTR5036E1 |  | 4TXCC043BC3 | 12 | 14.5 | Yes | Yes | 2011-01-21 |  | 0
FALSE | 4TTR6036B1 | 3674 | 3543605 | TRANE | 4TTR5036E1 | AC | Split System: Air-Cooled Condensing Unit, Coil with Blower | 4TTR5036E1 |  | 4TXCC044BC3 | 12.5 | 14.75 | Yes | Yes | 2011-01-21 |  | 0
FALSE | 4TTR6036B1 | 3674 | 3543606 | TRANE | 4TTR5036E1 | AC | Split System: Air-Cooled Condensing Unit, Coil with Blower | 4TTR5036E1 |  | 4TXCC044BC3 | 12.5 | 14.75 | Yes | Yes | 2011-01-21 |  | 0
FALSE | 4TTR6036B1 | 3674 | 3543607 | TRANE | 4TTR5036E1 | AC | Split System: Air-Cooled Condensing Unit, Coil with Blower | 4TTR5036E1 |  | 4TXCC044BC3 | 12.5 | 14.75 | Yes | Yes | 2011-01-21 |  | 0
FALSE | 4TTR6036B1 | 3674 | 3543608 | TRANE | 4TTR5036E1 | AC | Split System: Air-Cooled Condensing Unit, Coil with Blower | 4TTR5036E1 |  | 4TXCC044BC3 | 12 | 14.75 | Yes | Yes | 2011-01-21 |  | 0
FALSE | 4TTR6036B1 | 3674 | 3543609 | TRANE | 4TTR5036E1 | AC | Split System: Air-Cooled Condensing Unit, Coil with Blower | 4TTR5036E1 |  | 4TXCC044BC3 | 12.5 | 14.75 | Yes | Yes | 2011-01-21 |  | 0
FALSE | 4TTR6036B1 | 3674 | 3543610 | TRANE | 4TTR5036E1 | AC | Split System: Air-Cooled Condensing Unit, Coil with Blower | 4TTR5036E1 |  | 4TXCC044BC3 | 12.5 | 14.75 | Yes | Yes | 2011-01-21 |  | 0
FALSE | 4TTR6042B1 | 3680 | 3543667 | TRANE | 4TTR5042E1 | AC | Split System: Air-Cooled Condensing Unit, Coil with Blower | 4TTR5042E1 |  | 4TXCC008CC3 | 12.5 | 14.75 | Yes | Yes | 2011-01-21 |  | 0
FALSE | 4TTR6042B1 | 3680 | 3543668 | TRANE | 4TTR5042E1 | AC | Split System: Air-Cooled Condensing Unit, Coil with Blower | 4TTR5042E1 |  | 4TXCC008CC3 | 12.5 | 14.75 | Yes | Yes | 2011-01-21 |  | 0
FALSE | 4TTR6042B1 | 3680 | 3543669 | TRANE | 4TTR5042E1 | AC | Split System: Air-Cooled Condensing Unit, Coil with Blower | 4TTR5042E1 |  | 4TXCC008CC3 | 12 | 14.5 | Yes | Yes | 2011-01-21 |  | 0
FALSE | 4TTR6042B1 | 3680 | 3543682 | TRANE | 4TTR5042E1 | AC | Split System: Air-Cooled Condensing Unit, Coil with Blower | 4TTR5042E1 |  | 4TXCC044BC3 | 12 | 14.5 | Yes | Yes | 2011-01-21 |  | 0
FALSE | 4TTR6042B1 | 3680 | 3543683 | TRANE | 4TTR5042E1 | AC | Split System: Air-Cooled Condensing Unit, Coil with Blower | 4TTR5042E1 |  | 4TXCC044BC3 | 12 | 14.5 | Yes | Yes | 2011-01-21 |  | 0
FALSE | 4TTR6042B1 | 3680 | 3543684 | TRANE | 4TTR5042E1 | AC | Split System: Air-Cooled Condensing Unit, Coil with Blower | 4TTR5042E1 |  | 4TXCC044BC3 | 12 | 14.5 | Yes | Yes | 2011-01-21 |  | 0
FALSE | 4TTR6042B1 | 3680 | 3543685 | TRANE | 4TTR5042E1 | AC | Split System: Air-Cooled Condensing Unit, Coil with Blower | 4TTR5042E1 |  | 4TXCC044BC3 | 12 | 14.5 | Yes | Yes | 2011-01-21 |  | 0
FALSE | 4TTR6042B1 | 3680 | 3543686 | TRANE | 4TTR5042E1 | AC | Split System: Air-Cooled Condensing Unit, Coil with Blower | 4TTR5042E1 |  | 4TXCC044BC3 | 12 | 14.5 | Yes | Yes | 2011-01-21 |  | 0
FALSE | 4TTR6042B1 | 3680 | 3543687 | TRANE | 4TTR5042E1 | AC | Split System: Air-Cooled Condensing Unit, Coil with Blower | 4TTR5042E1 |  | 4TXCC044BC3 | 12 | 14.5 | Yes | Yes | 2011-01-21 |  | 0
FALSE | 4TTR6042B1 | 3680 | 3543688 | TRANE | 4TTR5042E1 | AC | Split System: Air-Cooled Condensing Unit, Coil with Blower | 4TTR5042E1 |  | 4TXCC049BC3 | 12 | 14.5 | Yes | Yes | 2011-01-21 |  | 0
FALSE | 4TTR6042B1 | 3680 | 3543689 | TRANE | 4TTR5042E1 | AC | Split System: Air-Cooled Condensing Unit, Coil with Blower | 4TTR5042E1 |  | 4TXCC049BC3 | 12 | 14.5 | Yes | Yes | 2011-01-21 |  | 0
FALSE | 4TTR6042B1 | 3680 | 3543690 | TRANE | 4TTR5042E1 | AC | Split System: Air-Cooled Condensing Unit, Coil with Blower | 4TTR5042E1 |  | 4TXCC049BC3 | 12 | 14.5 | Yes | Yes | 2011-01-21 |  | 0
FALSE | 4TTR6042B1 | 3680 | 3543691 | TRANE | 4TTR5042E1 | AC | Split System: Air-Cooled Condensing Unit, Coil with Blower | 4TTR5042E1 |  | 4TXCC049BC3 | 12 | 14.5 | Yes | Yes | 2011-01-21 |  | 0
FALSE | 4TTR6042B1 | 3680 | 3543692 | TRANE | 4TTR5042E1 | AC | Split System: Air-Cooled Condensing Unit, Coil with Blower | 4TTR5042E1 |  | 4TXCC049BC3 | 12 | 14.5 | Yes | Yes | 2011-01-21 |  | 0
FALSE | 4TTR6042B1 | 3680 | 3543693 | TRANE | 4TTR5042E1 | AC | Split System: Air-Cooled Condensing Unit, Coil with Blower | 4TTR5042E1 |  | 4TXCC049BC3 | 12 | 14.5 | Yes | Yes | 2011-01-21 |  | 0
FALSE | 4TTR6042B1 | 3680 | 3543694 | TRANE | 4TTR5042E1 | AC | Split System: Air-Cooled Condensing Unit, Coil with Blower | 4TTR5042E1 |  | 4TXCD009CC3 | 12 | 14.5 | Yes | Yes | 2011-01-21 |  | 0
FALSE | 4TTR6042B1 | 3680 | 3543695 | TRANE | 4TTR5042E1 | AC | Split System: Air-Cooled Condensing Unit, Coil with Blower | 4TTR5042E1 |  | 4TXCD009CC3 | 12 | 14.75 | Yes | Yes | 2011-01-21 |  | 0
FALSE | 4TTR6042B1 | 3680 | 3543696 | TRANE | 4TTR5042E1 | AC | Split System: Air-Cooled Condensing Unit, Coil with Blower | 4TTR5042E1 |  | 4TXCD009CC3 | 12 | 14.5 | Yes | Yes | 2011-01-21 |  | 0
FALSE | 4TTR6042B1 | 3680 | 3543697 | TRANE | 4TTR5042E1 | AC | Split System: Air-Cooled Condensing Unit, Coil with Blower | 4TTR5042E1 |  | 4TXCD009CC3 | 12 | 14.5 | Yes | Yes | 2011-01-21 |  | 0
FALSE | 4TTR6042B1 | 3680 | 3543698 | TRANE | 4TTR5042E1 | AC | Split System: Air-Cooled Condensing Unit, Coil with Blower | 4TTR5042E1 |  | 4TXCD009CC3 | 12 | 14.5 | Yes | Yes | 2011-01-21 |  | 0
FALSE | 4TTR6042B1 | 3680 | 3543699 | TRANE | 4TTR5042E1 | AC | Split System: Air-Cooled Condensing Unit, Coil with Blower | 4TTR5042E1 |  | 4TXCD009CC3 | 12 | 14.5 | Yes | Yes | 2011-01-21 |  | 0
FALSE | 4TTR6042B1 | 3680 | 3543700 | TRANE | 4TTR5042E1 | AC | Split System: Air-Cooled Condensing Unit, Coil with Blower | 4TTR5042E1 |  | 4TXCD010CC3 | 12 | 14.5 | Yes | Yes | 2011-01-21 |  | 0
FALSE | 4TTR6018B1 | 3489 | 3543766 | AMERICAN STANDARD, INC. | 4A7A5018E1 | AC | Split System: Air-Cooled Condensing Unit, Coil with Blower | 4TTR5018E1 |  | 4TXCC007CC3 | 13 | 16 | Yes | Yes | 2011-02-28 |  | 2
FALSE | 4TTR6018B1 | 3489 | 3543767 | AMERICAN STANDARD, INC. | 4A7A5018E1 | AC | Split System: Air-Cooled Condensing Unit, Coil with Blower | 4TTR5018E1 |  | 4TXCC007CC3 | 13 | 16 | Yes | Yes | 2011-02-28 |  | 2
FALSE | 4TTR6024B1 | 3503 | 3543768 | AMERICAN STANDARD, INC. | 4A7A5024E1 | AC | Split System: Air-Cooled Condensing Unit, Coil with Blower | 4TTR5024E1 |  | 4TXCA018BC3 | 12.5 | 15 | Yes | Yes | 2011-02-28 |  | 1
FALSE | 4TTR6024B1 | 3503 | 3543769 | AMERICAN STANDARD, INC. | 4A7A5024E1 | AC | Split System: Air-Cooled Condensing Unit, Coil with Blower | 4TTR5024E1 |  | 4TXCA018BC3 | 12.5 | 15 | Yes | Yes | 2011-02-28 |  | 1
FALSE | 4TTR6024B1 | 3503 | 3543770 | AMERICAN STANDARD, INC. | 4A7A5024E1 | AC | Split System: Air-Cooled Condensing Unit, Coil with Blower | 4TTR5024E1 |  | 4TXCA018BC3 | 12.5 | 14.5 | Yes | Yes | 2011-02-28 |  | 0
FALSE | 4TTR6024B1 | 3503 | 3543771 | AMERICAN STANDARD, INC. | 4A7A5024E1 | AC | Split System: Air-Cooled Condensing Unit, Coil with Blower | 4TTR5024E1 |  | 4TXCA018BC3 | 12.5 | 14.5 | Yes | Yes | 2011-02-28 |  | 0
FALSE | 4TTR6024B1 | 3503 | 3543772 | AMERICAN STANDARD, INC. | 4A7A5024E1 | AC | Split System: Air-Cooled Condensing Unit, Coil with Blower | 4TTR5024E1 |  | 4TXCA024BC3 | 12.5 | 14.75 | Yes | Yes | 2011-02-28 |  | 0
FALSE | 4TTR6024B1 | 3503 | 3543773 | AMERICAN STANDARD, INC. | 4A7A5024E1 | AC | Split System: Air-Cooled Condensing Unit, Coil with Blower | 4TTR5024E1 |  | 4TXCA024BC3 | 12.5 | 14.75 | Yes | Yes | 2011-02-28 |  | 0
FALSE | 4TTR6024B1 | 3503 | 3543776 | AMERICAN STANDARD, INC. | 4A7A5024E1 | AC | Split System: Air-Cooled Condensing Unit, Coil with Blower | 4TTR5024E1 |  | 4TXCB003CC3 | 13 | 15.5 | Yes | Yes | 2011-02-28 |  | 1
FALSE | 4TTR6024B1 | 3503 | 3543777 | AMERICAN STANDARD, INC. | 4A7A5024E1 | AC | Split System: Air-Cooled Condensing Unit, Coil with Blower | 4TTR5024E1 |  | 4TXCB003CC3 | 13 | 15.5 | Yes | Yes | 2011-02-28 |  | 1
FALSE | 4TTR6024B1 | 3503 | 3543778 | AMERICAN STANDARD, INC. | 4A7A5024E1 | AC | Split System: Air-Cooled Condensing Unit, Coil with Blower | 4TTR5024E1 |  | 4TXCB004CC3 | 13 | 15.75 | Yes | Yes | 2011-02-28 |  | 1
FALSE | 4TTR6024B1 | 3503 | 3543779 | AMERICAN STANDARD, INC. | 4A7A5024E1 | AC | Split System: Air-Cooled Condensing Unit, Coil with Blower | 4TTR5024E1 |  | 4TXCB025BC3 | 13 | 15 | Yes | Yes | 2011-02-28 |  | 1
FALSE | 4TTR6024B1 | 3503 | 3543780 | AMERICAN STANDARD, INC. | 4A7A5024E1 | AC | Split System: Air-Cooled Condensing Unit, Coil with Blower | 4TTR5024E1 |  | 4TXCB025BC3 | 13 | 15.5 | Yes | Yes | 2011-02-28 |  | 1
FALSE | 4TTR6024B1 | 3503 | 3543781 | AMERICAN STANDARD, INC. | 4A7A5024E1 | AC | Split System: Air-Cooled Condensing Unit, Coil with Blower | 4TTR5024E1 |  | 4TXCB025BC3 | 13 | 15 | Yes | Yes | 2011-02-28 |  | 1
FALSE | 4TTR6024B1 | 3503 | 3543782 | AMERICAN STANDARD, INC. | 4A7A5024E1 | AC | Split System: Air-Cooled Condensing Unit, Coil with Blower | 4TTR5024E1 |  | 4TXCB025BC3 | 13 | 15.25 | Yes | Yes | 2011-02-28 |  | 1
FALSE | 4TTR6024B1 | 3503 | 3543783 | AMERICAN STANDARD, INC. | 4A7A5024E1 | AC | Split System: Air-Cooled Condensing Unit, Coil with Blower | 4TTR5024E1 |  | 4TXCB031BC3 | 13 | 15 | Yes | Yes | 2011-02-28 |  | 1
FALSE | 4TTR6024B1 | 3503 | 3543784 | AMERICAN STANDARD, INC. | 4A7A5024E1 | AC | Split System: Air-Cooled Condensing Unit, Coil with Blower | 4TTR5024E1 |  | 4TXCB031BC3 | 13 | 15.5 | Yes | Yes | 2011-02-28 |  | 1
FALSE | 4TTR6024B1 | 3503 | 3543785 | AMERICAN STANDARD, INC. | 4A7A5024E1 | AC | Split System: Air-Cooled Condensing Unit, Coil with Blower | 4TTR5024E1 |  | 4TXCB031BC3 | 13 | 15.25 | Yes | Yes | 2011-02-28 |  | 1
FALSE | 4TTR6024B1 | 3503 | 3543786 | AMERICAN STANDARD, INC. | 4A7A5024E1 | AC | Split System: Air-Cooled Condensing Unit, Coil with Blower | 4TTR5024E1 |  | 4TXCB031BC3 | 13 | 15 | Yes | Yes | 2011-02-28 |  | 1
FALSE | 4TTR6024B1 | 3503 | 3543787 | AMERICAN STANDARD, INC. | 4A7A5024E1 | AC | Split System: Air-Cooled Condensing Unit, Coil with Blower | 4TTR5024E1 |  | 4TXCB032BC3 | 13 | 15.5 | Yes | Yes | 2011-02-28 |  | 1
FALSE | 4TTR6024B1 | 3503 | 3543788 | AMERICAN STANDARD, INC. | 4A7A5024E1 | AC | Split System: Air-Cooled Condensing Unit, Coil with Blower | 4TTR5024E1 |  | 4TXCB032BC3 | 13 | 15.5 | Yes | Yes | 2011-02-28 |  | 1
FALSE | 4TTR6024B1 | 3503 | 3543789 | AMERICAN STANDARD, INC. | 4A7A5024E1 | AC | Split System: Air-Cooled Condensing Unit, Coil with Blower | 4TTR5024E1 |  | 4TXCB032BC3 | 13 | 15.75 | Yes | Yes | 2011-02-28 |  | 1
FALSE | 4TTR6024B1 | 3503 | 3543790 | AMERICAN STANDARD, INC. | 4A7A5024E1 | AC | Split System: Air-Cooled Condensing Unit, Coil with Blower | 4TTR5024E1 |  | 4TXCB032BC3 | 13 | 15.5 | Yes | Yes | 2011-02-28 |  | 1
FALSE | 4TTR6024B1 | 3503 | 3543791 | AMERICAN STANDARD, INC. | 4A7A5024E1 | AC | Split System: Air-Cooled Condensing Unit, Coil with Blower | 4TTR5024E1 |  | 4TXCB036BC3 | 13 | 15.5 | Yes | Yes | 2011-02-28 |  | 1
FALSE | 4TTR6024B1 | 3503 | 3543792 | AMERICAN STANDARD, INC. | 4A7A5024E1 | AC | Split System: Air-Cooled Condensing Unit, Coil with Blower | 4TTR5024E1 |  | 4TXCB036BC3 | 13 | 15.5 | Yes | Yes | 2011-02-28 |  | 1
FALSE | 4TTR6024B1 | 3503 | 3543793 | AMERICAN STANDARD, INC. | 4A7A5024E1 | AC | Split System: Air-Cooled Condensing Unit, Coil with Blower | 4TTR5024E1 |  | 4TXCB036BC3 | 13 | 15.75 | Yes | Yes | 2011-02-28 |  | 1
FALSE | 4TTR6024B1 | 3503 | 3543794 | AMERICAN STANDARD, INC. | 4A7A5024E1 | AC | Split System: Air-Cooled Condensing Unit, Coil with Blower | 4TTR5024E1 |  | 4TXCB036BC3 | 13 | 15.5 | Yes | Yes | 2011-02-28 |  | 1
FALSE | 4TTR6024B1 | 3503 | 3543795 | AMERICAN STANDARD, INC. | 4A7A5024E1 | AC | Split System: Air-Cooled Condensing Unit, Coil with Blower | 4TTR5024E1 |  | 4TXCB042BC3 | 13 | 15.5 | Yes | Yes | 2011-02-28 |  | 1
FALSE | 4TTR6024B1 | 3503 | 3543796 | AMERICAN STANDARD, INC. | 4A7A5024E1 | AC | Split System: Air-Cooled Condensing Unit, Coil with Blower | 4TTR5024E1 |  | 4TXCB042BC3 | 13 | 15.5 | Yes | Yes | 2011-02-28 |  | 1
FALSE | 4TTR6024B1 | 3503 | 3543797 | AMERICAN STANDARD, INC. | 4A7A5024E1 | AC | Split System: Air-Cooled Condensing Unit, Coil with Blower | 4TTR5024E1 |  | 4TXCB042BC3 | 13 | 15.75 | Yes | Yes | 2011-02-28 |  | 1
FALSE | 4TTR6024B1 | 3503 | 3543798 | AMERICAN STANDARD, INC. | 4A7A5024E1 | AC | Split System: Air-Cooled Condensing Unit, Coil with Blower | 4TTR5024E1 |  | 4TXCB048BC3 | 13 | 15.75 | Yes | Yes | 2011-02-28 |  | 1
FALSE | 4TTR6024B1 | 3503 | 3543799 | AMERICAN STANDARD, INC. | 4A7A5024E1 | AC | Split System: Air-Cooled Condensing Unit, Coil with Blower | 4TTR5024E1 |  | 4TXCC005CC3 | 13 | 16 | Yes | Yes | 2011-02-28 |  | 2
FALSE | 4TTR6024B1 | 3503 | 3543800 | AMERICAN STANDARD, INC. | 4A7A5024E1 | AC | Split System: Air-Cooled Condensing Unit, Coil with Blower | 4TTR5024E1 |  | 4TXCC006CC3 | 13 | 15.5 | Yes | Yes | 2011-02-28 |  | 1
FALSE | 4TTR6024B1 | 3503 | 3543801 | AMERICAN STANDARD, INC. | 4A7A5024E1 | AC | Split System: Air-Cooled Condensing Unit, Coil with Blower | 4TTR5024E1 |  | 4TXCC006CC3 | 13 | 15.25 | Yes | Yes | 2011-02-28 |  | 1
FALSE | 4TTR6024B1 | 3503 | 3543802 | AMERICAN STANDARD, INC. | 4A7A5024E1 | AC | Split System: Air-Cooled Condensing Unit, Coil with Blower | 4TTR5024E1 |  | 4TXCC007CC3 | 13 | 16 | Yes | Yes | 2011-02-28 |  | 2
FALSE | 4TTR6024B1 | 3503 | 3543803 | AMERICAN STANDARD, INC. | 4A7A5024E1 | AC | Split System: Air-Cooled Condensing Unit, Coil with Blower | 4TTR5024E1 |  | 4TXCC037BC3 | 13 | 15.5 | Yes | Yes | 2011-02-28 |  | 1
FALSE | 4TTR6024B1 | 3503 | 3543804 | AMERICAN STANDARD, INC. | 4A7A5024E1 | AC | Split System: Air-Cooled Condensing Unit, Coil with Blower | 4TTR5024E1 |  | 4TXCC037BC3 | 13 | 15.5 | Yes | Yes | 2011-02-28 |  | 1
FALSE | 4TTR6024B1 | 3503 | 3543805 | AMERICAN STANDARD, INC. | 4A7A5024E1 | AC | Split System: Air-Cooled Condensing Unit, Coil with Blower | 4TTR5024E1 |  | 4TXCC043BC3 | 13 | 15.5 | Yes | Yes | 2011-02-28 |  | 1
FALSE | 4TTR6030B1 | 3522 | 3543813 | AMERICAN STANDARD, INC. | 4A7A5030E1 | AC | Split System: Air-Cooled Condensing Unit, Coil with Blower | 4TTR5030E1 |  | 4TXCB003CC3 | 12 | 14.5 | Yes | Yes | 2011-02-28 |  | 0
FALSE | 4TTR6030B1 | 3522 | 3543818 | AMERICAN STANDARD, INC. | 4A7A5030E1 | AC | Split System: Air-Cooled Condensing Unit, Coil with Blower | 4TTR5030E1 |  | 4TXCB003CC3 | 12.5 | 14.5 | Yes | Yes | 2011-02-28 |  | 0
FALSE | 4TTR6030B1 | 3522 | 3543874 | AMERICAN STANDARD, INC. | 4A7A5030E1 | AC | Split System: Air-Cooled Condensing Unit, Coil with Blower | 4TTR5030E1 |  | 4TXCC006CC3 | 12.5 | 14.5 | Yes | Yes | 2011-02-28 |  | 0
FALSE | 4TTR6030B1 | 3522 | 3543876 | AMERICAN STANDARD, INC. | 4A7A5030E1 | AC | Split System: Air-Cooled Condensing Unit, Coil with Blower | 4TTR5030E1 |  | 4TXCC007CC3 | 13 | 15 | Yes | Yes | 2011-02-28 |  | 1
FALSE | 4TTR6030B1 | 3522 | 3543877 | AMERICAN STANDARD, INC. | 4A7A5030E1 | AC | Split System: Air-Cooled Condensing Unit, Coil with Blower | 4TTR5030E1 |  | 4TXCC007CC3 | 12.5 | 14.5 | Yes | Yes | 2011-02-28 |  | 0
FALSE | 4TTR6030B1 | 3522 | 3543878 | AMERICAN STANDARD, INC. | 4A7A5030E1 | AC | Split System: Air-Cooled Condensing Unit, Coil with Blower | 4TTR5030E1 |  | 4TXCC007CC3 | 13 | 15 | Yes | Yes | 2011-02-28 |  | 1
FALSE | 4TTR6030B1 | 3522 | 3543879 | AMERICAN STANDARD, INC. | 4A7A5030E1 | AC | Split System: Air-Cooled Condensing Unit, Coil with Blower | 4TTR5030E1 |  | 4TXCC007CC3 | 12.5 | 14.75 | Yes | Yes | 2011-02-28 |  | 0
FALSE | 4TTR6030B1 | 3522 | 3543880 | AMERICAN STANDARD, INC. | 4A7A5030E1 | AC | Split System: Air-Cooled Condensing Unit, Coil with Blower | 4TTR5030E1 |  | 4TXCC007CC3 | 12.5 | 14.75 | Yes | Yes | 2011-02-28 |  | 0
FALSE | 4TTR6030B1 | 3522 | 3543881 | AMERICAN STANDARD, INC. | 4A7A5030E1 | AC | Split System: Air-Cooled Condensing Unit, Coil with Blower | 4TTR5030E1 |  | 4TXCC007CC3 | 13 | 15 | Yes | Yes | 2011-02-28 |  | 1
FALSE | 4TTR6030B1 | 3522 | 3543882 | AMERICAN STANDARD, INC. | 4A7A5030E1 | AC | Split System: Air-Cooled Condensing Unit, Coil with Blower | 4TTR5030E1 |  | 4TXCC007CC3 | 12.5 | 14.75 | Yes | Yes | 2011-02-28 |  | 0
FALSE | 4TTR6030B1 | 3522 | 3543883 | AMERICAN STANDARD, INC. | 4A7A5030E1 | AC | Split System: Air-Cooled Condensing Unit, Coil with Blower | 4TTR5030E1 |  | 4TXCC037BC3 | 12.5 | 14.75 | Yes | Yes | 2011-02-28 |  | 0
FALSE | 4TTR6030B1 | 3522 | 3543884 | AMERICAN STANDARD, INC. | 4A7A5030E1 | AC | Split System: Air-Cooled Condensing Unit, Coil with Blower | 4TTR5030E1 |  | 4TXCC037BC3 | 12.5 | 14.75 | Yes | Yes | 2011-02-28 |  | 0
FALSE | 4TTR6030B1 | 3522 | 3543885 | AMERICAN STANDARD, INC. | 4A7A5030E1 | AC | Split System: Air-Cooled Condensing Unit, Coil with Blower | 4TTR5030E1 |  | 4TXCC037BC3 | 12.5 | 14.75 | Yes | Yes | 2011-02-28 |  | 0
FALSE | 4TTR6030B1 | 3522 | 3543886 | AMERICAN STANDARD, INC. | 4A7A5030E1 | AC | Split System: Air-Cooled Condensing Unit, Coil with Blower | 4TTR5030E1 |  | 4TXCC037BC3 | 12.5 | 14.5 | Yes | Yes | 2011-02-28 |  | 0
FALSE | 4TTR6030B1 | 3522 | 3543887 | AMERICAN STANDARD, INC. | 4A7A5030E1 | AC | Split System: Air-Cooled Condensing Unit, Coil with Blower | 4TTR5030E1 |  | 4TXCC037BC3 | 12.5 | 14.5 | Yes | Yes | 2011-02-28 |  | 0
FALSE | 4TTR6030B1 | 3522 | 3543888 | AMERICAN STANDARD, INC. | 4A7A5030E1 | AC | Split System: Air-Cooled Condensing Unit, Coil with Blower | 4TTR5030E1 |  | 4TXCC037BC3 | 12.5 | 14.5 | Yes | Yes | 2011-02-28 |  | 0
FALSE | 4TTR6030B1 | 3522 | 3543889 | AMERICAN STANDARD, INC. | 4A7A5030E1 | AC | Split System: Air-Cooled Condensing Unit, Coil with Blower | 4TTR5030E1 |  | 4TXCC037BC3 | 12.5 | 14.5 | Yes | Yes | 2011-02-28 |  | 0
FALSE | 4TTR6030B1 | 3522 | 3543890 | AMERICAN STANDARD, INC. | 4A7A5030E1 | AC | Split System: Air-Cooled Condensing Unit, Coil with Blower | 4TTR5030E1 |  | 4TXCC043BC3 | 12.5 | 14.75 | Yes | Yes | 2011-02-28 |  | 0
FALSE | 4TTR6030B1 | 3522 | 3543891 | AMERICAN STANDARD, INC. | 4A7A5030E1 | AC | Split System: Air-Cooled Condensing Unit, Coil with Blower | 4TTR5030E1 |  | 4TXCC043BC3 | 12.5 | 14.75 | Yes | Yes | 2011-02-28 |  | 0
FALSE | 4TTR6030B1 | 3522 | 3543892 | AMERICAN STANDARD, INC. | 4A7A5030E1 | AC | Split System: Air-Cooled Condensing Unit, Coil with Blower | 4TTR5030E1 |  | 4TXCC043BC3 | 12.5 | 14.75 | Yes | Yes | 2011-02-28 |  | 0
FALSE | 4TTR6030B1 | 3522 | 3543852 | AMERICAN STANDARD, INC. | 4A7A5030E1 | AC | Split System: Air-Cooled Condensing Unit, Coil with Blower | 4TTR5030E1 |  | 4TXCB036BC3 | 12.5 | 14.5 | Yes | Yes | 2011-02-28 |  | 0
FALSE | 4TTR6030B1 | 3522 | 3543853 | AMERICAN STANDARD, INC. | 4A7A5030E1 | AC | Split System: Air-Cooled Condensing Unit, Coil with Blower | 4TTR5030E1 |  | 4TXCB036BC3 | 12.5 | 14.5 | Yes | Yes | 2011-02-28 |  | 0
FALSE | 4TTR6030B1 | 3522 | 3543854 | AMERICAN STANDARD, INC. | 4A7A5030E1 | AC | Split System: Air-Cooled Condensing Unit, Coil with Blower | 4TTR5030E1 |  | 4TXCB036BC3 | 12.5 | 14.5 | Yes | Yes | 2011-02-28 |  | 0
FALSE | 4TTR6030B1 | 3522 | 3543855 | AMERICAN STANDARD, INC. | 4A7A5030E1 | AC | Split System: Air-Cooled Condensing Unit, Coil with Blower | 4TTR5030E1 |  | 4TXCB042BC3 | 12.5 | 14.5 | Yes | Yes | 2011-02-28 |  | 0
FALSE | 4TTR6030B1 | 3522 | 3543856 | AMERICAN STANDARD, INC. | 4A7A5030E1 | AC | Split System: Air-Cooled Condensing Unit, Coil with Blower | 4TTR5030E1 |  | 4TXCB042BC3 | 12.5 | 14.5 | Yes | Yes | 2011-02-28 |  | 0
FALSE | 4TTR6030B1 | 3522 | 3543857 | AMERICAN STANDARD, INC. | 4A7A5030E1 | AC | Split System: Air-Cooled Condensing Unit, Coil with Blower | 4TTR5030E1 |  | 4TXCB042BC3 | 12.5 | 14.5 | Yes | Yes | 2011-02-28 |  | 0
FALSE | 4TTR6030B1 | 3522 | 3543858 | AMERICAN STANDARD, INC. | 4A7A5030E1 | AC | Split System: Air-Cooled Condensing Unit, Coil with Blower | 4TTR5030E1 |  | 4TXCB042BC3 | 12.5 | 14.5 | Yes | Yes | 2011-02-28 |  | 0
FALSE | 4TTR6030B1 | 3522 | 3543859 | AMERICAN STANDARD, INC. | 4A7A5030E1 | AC | Split System: Air-Cooled Condensing Unit, Coil with Blower | 4TTR5030E1 |  | 4TXCB042BC3 | 12.5 | 14.5 | Yes | Yes | 2011-02-28 |  | 0
FALSE | 4TTR6030B1 | 3522 | 3543860 | AMERICAN STANDARD, INC. | 4A7A5030E1 | AC | Split System: Air-Cooled Condensing Unit, Coil with Blower | 4TTR5030E1 |  | 4TXCB042BC3 | 12.5 | 14.5 | Yes | Yes | 2011-02-28 |  | 0
FALSE | 4TTR6030B1 | 3522 | 3543861 | AMERICAN STANDARD, INC. | 4A7A5030E1 | AC | Split System: Air-Cooled Condensing Unit, Coil with Blower | 4TTR5030E1 |  | 4TXCB042BC3 | 12.5 | 14.5 | Yes | Yes | 2011-02-28 |  | 0
FALSE | 4TTR6030B1 | 3522 | 3543862 | AMERICAN STANDARD, INC. | 4A7A5030E1 | AC | Split System: Air-Cooled Condensing Unit, Coil with Blower | 4TTR5030E1 |  | 4TXCC005CC3 | 13 | 15 | Yes | Yes | 2011-02-28 |  | 1
FALSE | 4TTR6030B1 | 3522 | 3543863 | AMERICAN STANDARD, INC. | 4A7A5030E1 | AC | Split System: Air-Cooled Condensing Unit, Coil with Blower | 4TTR5030E1 |  | 4TXCC005CC3 | 13 | 15 | Yes | Yes | 2011-02-28 |  | 1
FALSE | 4TTR6030B1 | 3522 | 3543864 | AMERICAN STANDARD, INC. | 4A7A5030E1 | AC | Split System: Air-Cooled Condensing Unit, Coil with Blower | 4TTR5030E1 |  | 4TXCC005CC3 | 12.5 | 14.5 | Yes | Yes | 2011-02-28 |  | 0
FALSE | 4TTR6030B1 | 3522 | 3543865 | AMERICAN STANDARD, INC. | 4A7A5030E1 | AC | Split System: Air-Cooled Condensing Unit, Coil with Blower | 4TTR5030E1 |  | 4TXCC005CC3 | 12.5 | 14.75 | Yes | Yes | 2011-02-28 |  | 0
FALSE | 4TTR6030B1 | 3522 | 3543866 | AMERICAN STANDARD, INC. | 4A7A5030E1 | AC | Split System: Air-Cooled Condensing Unit, Coil with Blower | 4TTR5030E1 |  | 4TXCC005CC3 | 12.5 | 14.75 | Yes | Yes | 2011-02-28 |  | 0
FALSE | 4TTR6030B1 | 3522 | 3543867 | AMERICAN STANDARD, INC. | 4A7A5030E1 | AC | Split System: Air-Cooled Condensing Unit, Coil with Blower | 4TTR5030E1 |  | 4TXCC005CC3 | 12.5 | 14.75 | Yes | Yes | 2011-02-28 |  | 0
FALSE | 4TTR6030B1 | 3522 | 3543868 | AMERICAN STANDARD, INC. | 4A7A5030E1 | AC | Split System: Air-Cooled Condensing Unit, Coil with Blower | 4TTR5030E1 |  | 4TXCC005CC3 | 13 | 15 | Yes | Yes | 2011-02-28 |  | 1
FALSE | 4TTR6030B1 | 3522 | 3543869 | AMERICAN STANDARD, INC. | 4A7A5030E1 | AC | Split System: Air-Cooled Condensing Unit, Coil with Blower | 4TTR5030E1 |  | 4TXCC006CC3 | 12 | 14.5 | Yes | Yes | 2011-02-28 |  | 0
FALSE | 4TTR6030B1 | 3522 | 3543870 | AMERICAN STANDARD, INC. | 4A7A5030E1 | AC | Split System: Air-Cooled Condensing Unit, Coil with Blower | 4TTR5030E1 |  | 4TXCC006CC3 | 12.5 | 14.75 | Yes | Yes | 2011-02-28 |  | 0
FALSE | 4TTR6030B1 | 3522 | 3543871 | AMERICAN STANDARD, INC. | 4A7A5030E1 | AC | Split System: Air-Cooled Condensing Unit, Coil with Blower | 4TTR5030E1 |  | 4TXCC006CC3 | 12 | 14.5 | Yes | Yes | 2011-02-28 |  | 0
FALSE | 4TTR6030B1 | 3522 | 3543872 | AMERICAN STANDARD, INC. | 4A7A5030E1 | AC | Split System: Air-Cooled Condensing Unit, Coil with Blower | 4TTR5030E1 |  | 4TXCC006CC3 | 12 | 14.5 | Yes | Yes | 2011-02-28 |  | 0
FALSE | 4TTR6030B1 | 3522 | 3543893 | AMERICAN STANDARD, INC. | 4A7A5030E1 | AC | Split System: Air-Cooled Condensing Unit, Coil with Blower | 4TTR5030E1 |  | 4TXCC043BC3 | 12.5 | 14.5 | Yes | Yes | 2011-02-28 |  | 0
FALSE | 4TTR6030B1 | 3522 | 3543894 | AMERICAN STANDARD, INC. | 4A7A5030E1 | AC | Split System: Air-Cooled Condensing Unit, Coil with Blower | 4TTR5030E1 |  | 4TXCC043BC3 | 12.5 | 14.5 | Yes | Yes | 2011-02-28 |  | 0
FALSE | 4TTR6030B1 | 3522 | 3543895 | AMERICAN STANDARD, INC. | 4A7A5030E1 | AC | Split System: Air-Cooled Condensing Unit, Coil with Blower | 4TTR5030E1 |  | 4TXCC043BC3 | 12.5 | 14.5 | Yes | Yes | 2011-02-28 |  | 0
FALSE | 4TTR6030B1 | 3522 | 3543896 | AMERICAN STANDARD, INC. | 4A7A5030E1 | AC | Split System: Air-Cooled Condensing Unit, Coil with Blower | 4TTR5030E1 |  | 4TXCC043BC3 | 12.5 | 14.5 | Yes | Yes | 2011-02-28 |  | 0
FALSE | 4TTR6030B1 | 3522 | 3543897 | AMERICAN STANDARD, INC. | 4A7A5030E1 | AC | Split System: Air-Cooled Condensing Unit, Coil with Blower | 4TTR5030E1 |  | 4TXCC044BC3 | 13 | 15 | Yes | Yes | 2011-02-28 |  | 1
FALSE | 4TTR6030B1 | 3522 | 3543898 | AMERICAN STANDARD, INC. | 4A7A5030E1 | AC | Split System: Air-Cooled Condensing Unit, Coil with Blower | 4TTR5030E1 |  | 4TXCC044BC3 | 12.5 | 14.75 | Yes | Yes | 2011-02-28 |  | 0
FALSE | 4TTR6030B1 | 3522 | 3543899 | AMERICAN STANDARD, INC. | 4A7A5030E1 | AC | Split System: Air-Cooled Condensing Unit, Coil with Blower | 4TTR5030E1 |  | 4TXCC044BC3 | 13 | 15 | Yes | Yes | 2011-02-28 |  | 1
FALSE | 4TTR6030B1 | 3522 | 3543900 | AMERICAN STANDARD, INC. | 4A7A5030E1 | AC | Split System: Air-Cooled Condensing Unit, Coil with Blower | 4TTR5030E1 |  | 4TXCC044BC3 | 12.5 | 14.75 | Yes | Yes | 2011-02-28 |  | 0
FALSE | 4TTR6030B1 | 3522 | 3543901 | AMERICAN STANDARD, INC. | 4A7A5030E1 | AC | Split System: Air-Cooled Condensing Unit, Coil with Blower | 4TTR5030E1 |  | 4TXCC044BC3 | 13 | 15 | Yes | Yes | 2011-02-28 |  | 1
FALSE | 4TTR6030B1 | 3522 | 3543902 | AMERICAN STANDARD, INC. | 4A7A5030E1 | AC | Split System: Air-Cooled Condensing Unit, Coil with Blower | 4TTR5030E1 |  | 4TXCC044BC3 | 13 | 15 | Yes | Yes | 2011-02-28 |  | 1
FALSE | 4TTR6030B1 | 3522 | 3543903 | AMERICAN STANDARD, INC. | 4A7A5030E1 | AC | Split System: Air-Cooled Condensing Unit, Coil with Blower | 4TTR5030E1 |  | 4TXCC044BC3 | 13 | 15 | Yes | Yes | 2011-02-28 |  | 1
FALSE | 4TTR6036B1 | 3674 | 3543911 | AMERICAN STANDARD, INC. | 4A7A5036E1 | AC | Split System: Air-Cooled Condensing Unit, Coil with Blower | 4TTR5036E1 |  | 4TXCB004CC3 | 12.5 | 14.75 | Yes | Yes | 2011-02-28 |  | 0
FALSE | 4TTR6036B1 | 3674 | 3543912 | AMERICAN STANDARD, INC. | 4A7A5036E1 | AC | Split System: Air-Cooled Condensing Unit, Coil with Blower | 4TTR5036E1 |  | 4TXCB004CC3 | 12 | 14.5 | Yes | Yes | 2011-02-28 |  | 0
FALSE | 4TTR6036B1 | 3674 | 3543913 | AMERICAN STANDARD, INC. | 4A7A5036E1 | AC | Split System: Air-Cooled Condensing Unit, Coil with Blower | 4TTR5036E1 |  | 4TXCB004CC3 | 12.5 | 14.75 | Yes | Yes | 2011-02-28 |  | 0
FALSE | 4TTR6036B1 | 3674 | 3543914 | AMERICAN STANDARD, INC. | 4A7A5036E1 | AC | Split System: Air-Cooled Condensing Unit, Coil with Blower | 4TTR5036E1 |  | 4TXCB004CC3 | 12 | 14.5 | Yes | Yes | 2011-02-28 |  | 0
FALSE | 4TTR6036B1 | 3674 | 3543915 | AMERICAN STANDARD, INC. | 4A7A5036E1 | AC | Split System: Air-Cooled Condensing Unit, Coil with Blower | 4TTR5036E1 |  | 4TXCB004CC3 | 12.5 | 14.75 | Yes | Yes | 2011-02-28 |  | 0
FALSE | 4TTR6036B1 | 3674 | 3543916 | AMERICAN STANDARD, INC. | 4A7A5036E1 | AC | Split System: Air-Cooled Condensing Unit, Coil with Blower | 4TTR5036E1 |  | 4TXCB004CC3 | 12.5 | 14.75 | Yes | Yes | 2011-02-28 |  | 0
FALSE | 4TTR6036B1 | 3674 | 3543946 | AMERICAN STANDARD, INC. | 4A7A5036E1 | AC | Split System: Air-Cooled Condensing Unit, Coil with Blower | 4TTR5036E1 |  | 4TXCB048BC3 | 12 | 14.5 | Yes | Yes | 2011-02-28 |  | 0
FALSE | 4TTR6036B1 | 3674 | 3543947 | AMERICAN STANDARD, INC. | 4A7A5036E1 | AC | Split System: Air-Cooled Condensing Unit, Coil with Blower | 4TTR5036E1 |  | 4TXCB048BC3 | 12 | 14.5 | Yes | Yes | 2011-02-28 |  | 0
FALSE | 4TTR6036B1 | 3674 | 3543948 | AMERICAN STANDARD, INC. | 4A7A5036E1 | AC | Split System: Air-Cooled Condensing Unit, Coil with Blower | 4TTR5036E1 |  | 4TXCB048BC3 | 12 | 14.5 | Yes | Yes | 2011-02-28 |  | 0
FALSE | 4TTR6036B1 | 3674 | 3543949 | AMERICAN STANDARD, INC. | 4A7A5036E1 | AC | Split System: Air-Cooled Condensing Unit, Coil with Blower | 4TTR5036E1 |  | 4TXCB048BC3 | 12 | 14.5 | Yes | Yes | 2011-02-28 |  | 0
FALSE | 4TTR6036B1 | 3674 | 3543950 | AMERICAN STANDARD, INC. | 4A7A5036E1 | AC | Split System: Air-Cooled Condensing Unit, Coil with Blower | 4TTR5036E1 |  | 4TXCB048BC3 | 12 | 14.5 | Yes | Yes | 2011-02-28 |  | 0
FALSE | 4TTR6036B1 | 3674 | 3544000 | AMERICAN STANDARD, INC. | 4A7A5036E1 | AC | Split System: Air-Cooled Condensing Unit, Coil with Blower | 4TTR5036E1 |  | 4TXCC060BC3 | 12.5 | 15 | Yes | Yes | 2011-02-28 |  | 1
FALSE | 4TTR6036B1 | 3674 | 3544001 | AMERICAN STANDARD, INC. | 4A7A5036E1 | AC | Split System: Air-Cooled Condensing Unit, Coil with Blower | 4TTR5036E1 |  | 4TXCD050BC3 | 12.5 | 15 | Yes | Yes | 2011-02-28 |  | 1
FALSE | 4TTR6036B1 | 3674 | 3544002 | AMERICAN STANDARD, INC. | 4A7A5036E1 | AC | Split System: Air-Cooled Condensing Unit, Coil with Blower | 4TTR5036E1 |  | 4TXCD050BC3 | 12.5 | 14.75 | Yes | Yes | 2011-02-28 |  | 0
FALSE | 4TTR6036B1 | 3674 | 3544003 | AMERICAN STANDARD, INC. | 4A7A5036E1 | AC | Split System: Air-Cooled Condensing Unit, Coil with Blower | 4TTR5036E1 |  | 4TXCD050BC3 | 12.5 | 15 | Yes | Yes | 2011-02-28 |  | 1
FALSE | 4TTR6036B1 | 3674 | 3544004 | AMERICAN STANDARD, INC. | 4A7A5036E1 | AC | Split System: Air-Cooled Condensing Unit, Coil with Blower | 4TTR5036E1 |  | 4TXCD050BC3 | 12.5 | 14.75 | Yes | Yes | 2011-02-28 |  | 0
FALSE | 4TTR6036B1 | 3674 | 3544005 | AMERICAN STANDARD, INC. | 4A7A5036E1 | AC | Split System: Air-Cooled Condensing Unit, Coil with Blower | 4TTR5036E1 |  | 4TXCD050BC3 | 12.5 | 14.75 | Yes | Yes | 2011-02-28 |  | 0
FALSE | 4TTR6036B1 | 3674 | 3544006 | AMERICAN STANDARD, INC. | 4A7A5036E1 | AC | Split System: Air-Cooled Condensing Unit, Coil with Blower | 4TTR5036E1 |  | 4TXCD050BC3 | 12.5 | 14.75 | Yes | Yes | 2011-02-28 |  | 0
FALSE | 4TTR6036B1 | 3674 | 3544007 | AMERICAN STANDARD, INC. | 4A7A5036E1 | AC | Split System: Air-Cooled Condensing Unit, Coil with Blower | 4TTR5036E1 |  | 4TXCD050BC3 | 12.5 | 14.75 | Yes | Yes | 2011-02-28 |  | 0
FALSE | 4TTR6036B1 | 3674 | 3544008 | AMERICAN STANDARD, INC. | 4A7A5036E1 | AC | Split System: Air-Cooled Condensing Unit, Coil with Blower | 4TTR5036E1 |  | 4TXCD061BC3 | 12.5 | 15 | Yes | Yes | 2011-02-28 |  | 1
FALSE | 4TTR6036B1 | 3674 | 3544009 | AMERICAN STANDARD, INC. | 4A7A5036E1 | AC | Split System: Air-Cooled Condensing Unit, Coil with Blower | 4TTR5036E1 |  | 4TXCD064BC3 | 12.5 | 14.75 | Yes | Yes | 2011-02-28 |  | 0
FALSE | 4TTR6042B1 | 3680 | 3544046 | AMERICAN STANDARD, INC. | 4A7A5042E1 | AC | Split System: Air-Cooled Condensing Unit, Coil with Blower | 4TTR5042E1 |  | 4TXCC008CC3 | 12 | 14.5 | Yes | Yes | 2011-02-28 |  | 0
FALSE | 4TTR6042B1 | 3680 | 3544047 | AMERICAN STANDARD, INC. | 4A7A5042E1 | AC | Split System: Air-Cooled Condensing Unit, Coil with Blower | 4TTR5042E1 |  | 4TXCC008CC3 | 12.5 | 14.75 | Yes | Yes | 2011-02-28 |  | 0
FALSE | 4TTR6042B1 | 3680 | 3544048 | AMERICAN STANDARD, INC. | 4A7A5042E1 | AC | Split System: Air-Cooled Condensing Unit, Coil with Blower | 4TTR5042E1 |  | 4TXCC008CC3 | 12 | 14.5 | Yes | Yes | 2011-02-28 |  | 0
FALSE | 4TTR6042B1 | 3680 | 3544049 | AMERICAN STANDARD, INC. | 4A7A5042E1 | AC | Split System: Air-Cooled Condensing Unit, Coil with Blower | 4TTR5042E1 |  | 4TXCC008CC3 | 12.5 | 14.75 | Yes | Yes | 2011-02-28 |  | 0
FALSE | 4TTR6042B1 | 3680 | 3544050 | AMERICAN STANDARD, INC. | 4A7A5042E1 | AC | Split System: Air-Cooled Condensing Unit, Coil with Blower | 4TTR5042E1 |  | 4TXCC008CC3 | 12.5 | 14.75 | Yes | Yes | 2011-02-28 |  | 0
FALSE | 4TTR6042B1 | 3680 | 3544051 | AMERICAN STANDARD, INC. | 4A7A5042E1 | AC | Split System: Air-Cooled Condensing Unit, Coil with Blower | 4TTR5042E1 |  | 4TXCC008CC3 | 12 | 14.5 | Yes | Yes | 2011-02-28 |  | 0
FALSE | 4TTR6042B1 | 3680 | 3544064 | AMERICAN STANDARD, INC. | 4A7A5042E1 | AC | Split System: Air-Cooled Condensing Unit, Coil with Blower | 4TTR5042E1 |  | 4TXCC044BC3 | 12 | 14.5 | Yes | Yes | 2011-02-28 |  | 0
FALSE | 4TTR6042B1 | 3680 | 3544065 | AMERICAN STANDARD, INC. | 4A7A5042E1 | AC | Split System: Air-Cooled Condensing Unit, Coil with Blower | 4TTR5042E1 |  | 4TXCC044BC3 | 12 | 14.5 | Yes | Yes | 2011-02-28 |  | 0
FALSE | 4TTR6036B1 | 3674 | 3543977 | AMERICAN STANDARD, INC. | 4A7A5036E1 | AC | Split System: Air-Cooled Condensing Unit, Coil with Blower | 4TTR5036E1 |  | 4TXCC037BC3 | 12 | 14.5 | Yes | Yes | 2011-02-28 |  | 0
FALSE | 4TTR6036B1 | 3674 | 3543979 | AMERICAN STANDARD, INC. | 4A7A5036E1 | AC | Split System: Air-Cooled Condensing Unit, Coil with Blower | 4TTR5036E1 |  | 4TXCC037BC3 | 12 | 14.5 | Yes | Yes | 2011-02-28 |  | 0
FALSE | 4TTR6036B1 | 3674 | 3543980 | AMERICAN STANDARD, INC. | 4A7A5036E1 | AC | Split System: Air-Cooled Condensing Unit, Coil with Blower | 4TTR5036E1 |  | 4TXCC037BC3 | 12 | 14.5 | Yes | Yes | 2011-02-28 |  | 0
FALSE | 4TTR6036B1 | 3674 | 3543981 | AMERICAN STANDARD, INC. | 4A7A5036E1 | AC | Split System: Air-Cooled Condensing Unit, Coil with Blower | 4TTR5036E1 |  | 4TXCC043BC3 | 12 | 14.5 | Yes | Yes | 2011-02-28 |  | 0
FALSE | 4TTR6036B1 | 3674 | 3543983 | AMERICAN STANDARD, INC. | 4A7A5036E1 | AC | Split System: Air-Cooled Condensing Unit, Coil with Blower | 4TTR5036E1 |  | 4TXCC043BC3 | 12 | 14.5 | Yes | Yes | 2011-02-28 |  | 0
FALSE | 4TTR6036B1 | 3674 | 3543984 | AMERICAN STANDARD, INC. | 4A7A5036E1 | AC | Split System: Air-Cooled Condensing Unit, Coil with Blower | 4TTR5036E1 |  | 4TXCC043BC3 | 12 | 14.5 | Yes | Yes | 2011-02-28 |  | 0
FALSE | 4TTR6036B1 | 3674 | 3543985 | AMERICAN STANDARD, INC. | 4A7A5036E1 | AC | Split System: Air-Cooled Condensing Unit, Coil with Blower | 4TTR5036E1 |  | 4TXCC043BC3 | 12 | 14.5 | Yes | Yes | 2011-02-28 |  | 0
FALSE | 4TTR6036B1 | 3674 | 3543986 | AMERICAN STANDARD, INC. | 4A7A5036E1 | AC | Split System: Air-Cooled Condensing Unit, Coil with Blower | 4TTR5036E1 |  | 4TXCC043BC3 | 12 | 14.5 | Yes | Yes | 2011-02-28 |  | 0
FALSE | 4TTR6036B1 | 3674 | 3543987 | AMERICAN STANDARD, INC. | 4A7A5036E1 | AC | Split System: Air-Cooled Condensing Unit, Coil with Blower | 4TTR5036E1 |  | 4TXCC044BC3 | 12.5 | 14.75 | Yes | Yes | 2011-02-28 |  | 0
FALSE | 4TTR6036B1 | 3674 | 3543988 | AMERICAN STANDARD, INC. | 4A7A5036E1 | AC | Split System: Air-Cooled Condensing Unit, Coil with Blower | 4TTR5036E1 |  | 4TXCC044BC3 | 12.5 | 14.75 | Yes | Yes | 2011-02-28 |  | 0
FALSE | 4TTR6036B1 | 3674 | 3543989 | AMERICAN STANDARD, INC. | 4A7A5036E1 | AC | Split System: Air-Cooled Condensing Unit, Coil with Blower | 4TTR5036E1 |  | 4TXCC044BC3 | 12.5 | 14.75 | Yes | Yes | 2011-02-28 |  | 0
FALSE | 4TTR6036B1 | 3674 | 3543990 | AMERICAN STANDARD, INC. | 4A7A5036E1 | AC | Split System: Air-Cooled Condensing Unit, Coil with Blower | 4TTR5036E1 |  | 4TXCC044BC3 | 12 | 14.75 | Yes | Yes | 2011-02-28 |  | 0
FALSE | 4TTR6036B1 | 3674 | 3543991 | AMERICAN STANDARD, INC. | 4A7A5036E1 | AC | Split System: Air-Cooled Condensing Unit, Coil with Blower | 4TTR5036E1 |  | 4TXCC044BC3 | 12.5 | 14.75 | Yes | Yes | 2011-02-28 |  | 0
FALSE | 4TTR6036B1 | 3674 | 3543992 | AMERICAN STANDARD, INC. | 4A7A5036E1 | AC | Split System: Air-Cooled Condensing Unit, Coil with Blower | 4TTR5036E1 |  | 4TXCC044BC3 | 12.5 | 14.75 | Yes | Yes | 2011-02-28 |  | 0
FALSE | 4TTR6036B1 | 3674 | 3543993 | AMERICAN STANDARD, INC. | 4A7A5036E1 | AC | Split System: Air-Cooled Condensing Unit, Coil with Blower | 4TTR5036E1 |  | 4TXCC049BC3 | 12.5 | 14.75 | Yes | Yes | 2011-02-28 |  | 0
FALSE | 4TTR6036B1 | 3674 | 3543994 | AMERICAN STANDARD, INC. | 4A7A5036E1 | AC | Split System: Air-Cooled Condensing Unit, Coil with Blower | 4TTR5036E1 |  | 4TXCC049BC3 | 12.5 | 14.75 | Yes | Yes | 2011-02-28 |  | 0
FALSE | 4TTR6036B1 | 3674 | 3543995 | AMERICAN STANDARD, INC. | 4A7A5036E1 | AC | Split System: Air-Cooled Condensing Unit, Coil with Blower | 4TTR5036E1 |  | 4TXCC049BC3 | 12.5 | 14.75 | Yes | Yes | 2011-02-28 |  | 0
FALSE | 4TTR6036B1 | 3674 | 3543996 | AMERICAN STANDARD, INC. | 4A7A5036E1 | AC | Split System: Air-Cooled Condensing Unit, Coil with Blower | 4TTR5036E1 |  | 4TXCC049BC3 | 12 | 14.75 | Yes | Yes | 2011-02-28 |  | 0
FALSE | 4TTR6036B1 | 3674 | 3543997 | AMERICAN STANDARD, INC. | 4A7A5036E1 | AC | Split System: Air-Cooled Condensing Unit, Coil with Blower | 4TTR5036E1 |  | 4TXCC049BC3 | 12.5 | 14.75 | Yes | Yes | 2011-02-28 |  | 0
FALSE | 4TTR6036B1 | 3674 | 3543998 | AMERICAN STANDARD, INC. | 4A7A5036E1 | AC | Split System: Air-Cooled Condensing Unit, Coil with Blower | 4TTR5036E1 |  | 4TXCC049BC3 | 12 | 14.75 | Yes | Yes | 2011-02-28 |  | 0
FALSE | 4TTR6036B1 | 3674 | 3543999 | AMERICAN STANDARD, INC. | 4A7A5036E1 | AC | Split System: Air-Cooled Condensing Unit, Coil with Blower | 4TTR5036E1 |  | 4TXCC049BC3 | 12.5 | 14.75 | Yes | Yes | 2011-02-28 |  | 0
FALSE | 4TTR6042B1 | 3680 | 3544066 | AMERICAN STANDARD, INC. | 4A7A5042E1 | AC | Split System: Air-Cooled Condensing Unit, Coil with Blower | 4TTR5042E1 |  | 4TXCC044BC3 | 12 | 14.5 | Yes | Yes | 2011-02-28 |  | 0
FALSE | 4TTR6042B1 | 3680 | 3544067 | AMERICAN STANDARD, INC. | 4A7A5042E1 | AC | Split System: Air-Cooled Condensing Unit, Coil with Blower | 4TTR5042E1 |  | 4TXCC044BC3 | 12 | 14.5 | Yes | Yes | 2011-02-28 |  | 0
FALSE | 4TTR6042B1 | 3680 | 3544068 | AMERICAN STANDARD, INC. | 4A7A5042E1 | AC | Split System: Air-Cooled Condensing Unit, Coil with Blower | 4TTR5042E1 |  | 4TXCC044BC3 | 12 | 14.5 | Yes | Yes | 2011-02-28 |  | 0
FALSE | 4TTR6042B1 | 3680 | 3544069 | AMERICAN STANDARD, INC. | 4A7A5042E1 | AC | Split System: Air-Cooled Condensing Unit, Coil with Blower | 4TTR5042E1 |  | 4TXCC044BC3 | 12 | 14.5 | Yes | Yes | 2011-02-28 |  | 0
FALSE | 4TTR6042B1 | 3680 | 3544070 | AMERICAN STANDARD, INC. | 4A7A5042E1 | AC | Split System: Air-Cooled Condensing Unit, Coil with Blower | 4TTR5042E1 |  | 4TXCC049BC3 | 12 | 14.5 | Yes | Yes | 2011-02-28 |  | 0
FALSE | 4TTR6042B1 | 3680 | 3544071 | AMERICAN STANDARD, INC. | 4A7A5042E1 | AC | Split System: Air-Cooled Condensing Unit, Coil with Blower | 4TTR5042E1 |  | 4TXCC049BC3 | 12 | 14.5 | Yes | Yes | 2011-02-28 |  | 0
FALSE | 4TTR6042B1 | 3680 | 3544072 | AMERICAN STANDARD, INC. | 4A7A5042E1 | AC | Split System: Air-Cooled Condensing Unit, Coil with Blower | 4TTR5042E1 |  | 4TXCC049BC3 | 12 | 14.5 | Yes | Yes | 2011-02-28 |  | 0
FALSE | 4TTR6042B1 | 3680 | 3544073 | AMERICAN STANDARD, INC. | 4A7A5042E1 | AC | Split System: Air-Cooled Condensing Unit, Coil with Blower | 4TTR5042E1 |  | 4TXCC049BC3 | 12 | 14.5 | Yes | Yes | 2011-02-28 |  | 0
FALSE | 4TTR6042B1 | 3680 | 3544074 | AMERICAN STANDARD, INC. | 4A7A5042E1 | AC | Split System: Air-Cooled Condensing Unit, Coil with Blower | 4TTR5042E1 |  | 4TXCC049BC3 | 12 | 14.5 | Yes | Yes | 2011-02-28 |  | 0
FALSE | 4TTR6042B1 | 3680 | 3544075 | AMERICAN STANDARD, INC. | 4A7A5042E1 | AC | Split System: Air-Cooled Condensing Unit, Coil with Blower | 4TTR5042E1 |  | 4TXCC049BC3 | 12 | 14.5 | Yes | Yes | 2011-02-28 |  | 0
FALSE | 4TTR6042B1 | 3680 | 3544076 | AMERICAN STANDARD, INC. | 4A7A5042E1 | AC | Split System: Air-Cooled Condensing Unit, Coil with Blower | 4TTR5042E1 |  | 4TXCD009CC3 | 12 | 14.5 | Yes | Yes | 2011-02-28 |  | 0
FALSE | 4TTR6042B1 | 3680 | 3544077 | AMERICAN STANDARD, INC. | 4A7A5042E1 | AC | Split System: Air-Cooled Condensing Unit, Coil with Blower | 4TTR5042E1 |  | 4TXCD009CC3 | 12 | 14.75 | Yes | Yes | 2011-02-28 |  | 0
FALSE | 4TTR6042B1 | 3680 | 3544078 | AMERICAN STANDARD, INC. | 4A7A5042E1 | AC | Split System: Air-Cooled Condensing Unit, Coil with Blower | 4TTR5042E1 |  | 4TXCD009CC3 | 12 | 14.5 | Yes | Yes | 2011-02-28 |  | 0
FALSE | 4TTR6042B1 | 3680 | 3544079 | AMERICAN STANDARD, INC. | 4A7A5042E1 | AC | Split System: Air-Cooled Condensing Unit, Coil with Blower | 4TTR5042E1 |  | 4TXCD009CC3 | 12 | 14.5 | Yes | Yes | 2011-02-28 |  | 0
FALSE | 4TTR6042B1 | 3680 | 3544080 | AMERICAN STANDARD, INC. | 4A7A5042E1 | AC | Split System: Air-Cooled Condensing Unit, Coil with Blower | 4TTR5042E1 |  | 4TXCD009CC3 | 12 | 14.5 | Yes | Yes | 2011-02-28 |  | 0
FALSE | 4TTR6042B1 | 3680 | 3544081 | AMERICAN STANDARD, INC. | 4A7A5042E1 | AC | Split System: Air-Cooled Condensing Unit, Coil with Blower | 4TTR5042E1 |  | 4TXCD009CC3 | 12 | 14.5 | Yes | Yes | 2011-02-28 |  | 0
FALSE | 4TTR6042B1 | 3680 | 3544082 | AMERICAN STANDARD, INC. | 4A7A5042E1 | AC | Split System: Air-Cooled Condensing Unit, Coil with Blower | 4TTR5042E1 |  | 4TXCD010CC3 | 12 | 14.5 | Yes | Yes | 2011-02-28 |  | 0
FALSE | 4TTR6042B1 | 3680 | 3544083 | AMERICAN STANDARD, INC. | 4A7A5042E1 | AC | Split System: Air-Cooled Condensing Unit, Coil with Blower | 4TTR5042E1 |  | 4TXCD010CC3 | 12 | 14.75 | Yes | Yes | 2011-02-28 |  | 0
FALSE | 4TTR6042B1 | 3680 | 3544084 | AMERICAN STANDARD, INC. | 4A7A5042E1 | AC | Split System: Air-Cooled Condensing Unit, Coil with Blower | 4TTR5042E1 |  | 4TXCD010CC3 | 12 | 14.5 | Yes | Yes | 2011-02-28 |  | 0
FALSE | 4TTR6042B1 | 3680 | 3544085 | AMERICAN STANDARD, INC. | 4A7A5042E1 | AC | Split System: Air-Cooled Condensing Unit, Coil with Blower | 4TTR5042E1 |  | 4TXCD010CC3 | 12 | 14.5 | Yes | Yes | 2011-02-28 |  | 0
FALSE | 4TTR6042B1 | 3680 | 3544086 | AMERICAN STANDARD, INC. | 4A7A5042E1 | AC | Split System: Air-Cooled Condensing Unit, Coil with Blower | 4TTR5042E1 |  | 4TXCD010CC3 | 12 | 14.75 | Yes | Yes | 2011-02-28 |  | 0
FALSE | 4TTR6042B1 | 3680 | 3544087 | AMERICAN STANDARD, INC. | 4A7A5042E1 | AC | Split System: Air-Cooled Condensing Unit, Coil with Blower | 4TTR5042E1 |  | 4TXCD010CC3 | 12 | 14.5 | Yes | Yes | 2011-02-28 |  | 0
FALSE | S4BI-048K | 2601 | 3544202 | MAYTAG | PSA4BI048K | AC | Split System: Air-Cooled Condensing Unit, Coil with Blower | S4BI-048K |  | C6BH-I48C-C | 12.2 | 21 | Yes | Yes | 2011-02-08 |  | 0
FALSE | S4BI-048K | 2601 | 3544203 | MAYTAG | PSA4BI048K | AC | Split System: Air-Cooled Condensing Unit, Coil with Blower | S4BI-048K |  | C6BH-I48C-D | 12.3 | 21 | Yes | Yes | 2011-02-08 |  | 0
FALSE | 14AJM30 | 4513 | 3544981 | RICHMOND | RCU14410A30J | AC | Split System: Air-Cooled Condensing Unit, Coil with Blower | 14AJM30 |  | RCFL-H*3617 | 12 | 14.5 | Yes | Yes | 2011-03-08 |  | 0
FALSE | 14AJM30 | 4513 | 3544982 | RUUD AIR CONDITIONING DIVISION | 14AJM30 | AC | Split System: Air-Cooled Condensing Unit, Coil with Blower | 14AJM30 |  | RCFL-H*3617 | 12 | 14.5 | Yes | Yes | 2011-03-08 |  | 0
FALSE | 14AJM30 | 4513 | 3544983 | RICHMOND | RCU14410A30J | AC | Split System: Air-Cooled Condensing Unit, Coil with Blower | 14AJM30 |  | RCFL-H*3621 | 12 | 14.5 | Yes | Yes | 2011-03-08 |  | 0
FALSE | 14AJM30 | 4513 | 3544984 | RUUD AIR CONDITIONING DIVISION | 14AJM30 | AC | Split System: Air-Cooled Condensing Unit, Coil with Blower | 14AJM30 |  | RCFL-H*3621 | 12 | 14.5 | Yes | Yes | 2011-03-08 |  | 0
FALSE | 14AJM30 | 4513 | 3544986 | RICHMOND | RCU14410A30J | AC | Split System: Air-Cooled Condensing Unit, Coil with Blower | 14AJM30 |  | RCFL-H*3617 | 12 | 14.5 | Yes | Yes | 2011-03-08 |  | 0
FALSE | 14AJM30 | 4513 | 3544987 | RUUD AIR CONDITIONING DIVISION | 14AJM30 | AC | Split System: Air-Cooled Condensing Unit, Coil with Blower | 14AJM30 |  | RCFL-H*3617 | 12 | 14.5 | Yes | Yes | 2011-03-08 |  | 0
FALSE | 14AJM30 | 4513 | 3544988 | RICHMOND | RCU14410A30J | AC | Split System: Air-Cooled Condensing Unit, Coil with Blower | 14AJM30 |  | RCFL-H*3621 | 12.5 | 15.1 | Yes | Yes | 2011-03-08 |  | 1
FALSE | 14AJM30 | 4513 | 3544989 | RUUD AIR CONDITIONING DIVISION | 14AJM30 | AC | Split System: Air-Cooled Condensing Unit, Coil with Blower | 14AJM30 |  | RCFL-H*3621 | 12.5 | 15.1 | Yes | Yes | 2011-03-08 |  | 1
FALSE | 14AJM30 | 4513 | 3544991 | RICHMOND | RCU14410A30J | AC | Split System: Air-Cooled Condensing Unit, Coil with Blower | 14AJM30 |  | RCFL-H*3617 | 12.5 | 15.1 | Yes | Yes | 2011-03-08 |  | 1
FALSE | 14AJM30 | 4513 | 3544992 | RUUD AIR CONDITIONING DIVISION | 14AJM30 | AC | Split System: Air-Cooled Condensing Unit, Coil with Blower | 14AJM30 |  | RCFL-H*3617 | 12.5 | 15.1 | Yes | Yes | 2011-03-08 |  | 1
FALSE | 14AJM30 | 4513 | 3544993 | RICHMOND | RCU14410A30J | AC | Split System: Air-Cooled Condensing Unit, Coil with Blower | 14AJM30 |  | RCFL-H*3621 | 12.5 | 15.1 | Yes | Yes | 2011-03-08 |  | 1
FALSE | 14AJM30 | 4513 | 3544994 | RUUD AIR CONDITIONING DIVISION | 14AJM30 | AC | Split System: Air-Cooled Condensing Unit, Coil with Blower | 14AJM30 |  | RCFL-H*3621 | 12.5 | 15.1 | Yes | Yes | 2011-03-08 |  | 1
FALSE | 14AJM30 | 4513 | 3544996 | RICHMOND | RCU14410A30J | AC | Split System: Air-Cooled Condensing Unit, Coil with Blower | 14AJM30 |  | RCFL-H*3621 | 12 | 14.5 | Yes | Yes | 2011-03-08 |  | 0
FALSE | 14AJM30 | 4513 | 3544997 | RUUD AIR CONDITIONING DIVISION | 14AJM30 | AC | Split System: Air-Cooled Condensing Unit, Coil with Blower | 14AJM30 |  | RCFL-H*3621 | 12 | 14.5 | Yes | Yes | 2011-03-08 |  | 0
FALSE | 14AJM36 | 38 | 3544999 | RICHMOND | RCU14410A36J | AC | Split System: Air-Cooled Condensing Unit, Coil with Blower | 14AJM36 |  | RCFL-H*3617 | 12 | 14.5 | Yes | Yes | 2011-03-08 |  | 0
FALSE | 14AJM36 | 38 | 3545000 | RUUD AIR CONDITIONING DIVISION | 14AJM36 | AC | Split System: Air-Cooled Condensing Unit, Coil with Blower | 14AJM36 |  | RCFL-H*3617 | 12 | 14.5 | Yes | Yes | 2011-03-08 |  | 0
FALSE | 14AJM36 | 38 | 3545001 | RICHMOND | RCU14410A36J | AC | Split System: Air-Cooled Condensing Unit, Coil with Blower | 14AJM36 |  | RCFL-H*3621 | 12 | 14.5 | Yes | Yes | 2011-03-08 |  | 0
FALSE | 14AJM36 | 38 | 3545002 | RUUD AIR CONDITIONING DIVISION | 14AJM36 | AC | Split System: Air-Cooled Condensing Unit, Coil with Blower | 14AJM36 |  | RCFL-H*3621 | 12 | 14.5 | Yes | Yes | 2011-03-08 |  | 0
FALSE | 14AJM36 | 38 | 3545004 | RICHMOND | RCU14410A36J | AC | Split System: Air-Cooled Condensing Unit, Coil with Blower | 14AJM36 |  | RCFL-H*3617 | 12 | 14.5 | Yes | Yes | 2011-03-08 |  | 0
FALSE | 14AJM36 | 38 | 3545005 | RUUD AIR CONDITIONING DIVISION | 14AJM36 | AC | Split System: Air-Cooled Condensing Unit, Coil with Blower | 14AJM36 |  | RCFL-H*3617 | 12 | 14.5 | Yes | Yes | 2011-03-08 |  | 0
FALSE | 14AJM36 | 38 | 3545006 | RICHMOND | RCU14410A36J | AC | Split System: Air-Cooled Condensing Unit, Coil with Blower | 14AJM36 |  | RCFL-H*3621 | 12 | 14.5 | Yes | Yes | 2011-03-08 |  | 0
FALSE | 14AJM36 | 38 | 3545007 | RUUD AIR CONDITIONING DIVISION | 14AJM36 | AC | Split System: Air-Cooled Condensing Unit, Coil with Blower | 14AJM36 |  | RCFL-H*3621 | 12 | 14.5 | Yes | Yes | 2011-03-08 |  | 0
FALSE | 14AJM36 | 38 | 3545010 | RICHMOND | RCU14410A36J | AC | Split System: Air-Cooled Condensing Unit, Coil with Blower | 14AJM36 |  | RCFL-H*3621 | 12 | 14.5 | Yes | Yes | 2011-03-08 |  | 0
FALSE | XC17-024-230* | 2237 | 3545458 | LENNOX INDUSTRIES, INC. | XC15-024-230-05 | AC | Split System: Air-Cooled Condensing Unit, Coil with Blower | XC15-024-230-05 |  | CH23-31+TDR+TXV | 13 | 15.5 | Yes | Yes | 2011-01-21 |  | 1
FALSE | XC17-024-230* | 2237 | 3545459 | LENNOX INDUSTRIES, INC. | XC15-024-230-05 | AC | Split System: Air-Cooled Condensing Unit, Coil with Blower | XC15-024-230-05 |  | CH23-41+TDR+TXV | 13.5 | 16 | Yes | Yes | 2011-01-21 |  | 2
FALSE | XC17-024-230* | 2237 | 3545460 | LENNOX INDUSTRIES, INC. | XC15-024-230-05 | AC | Split System: Air-Cooled Condensing Unit, Coil with Blower | XC15-024-230-05 |  | CH33-25+TDR+TXV | 13.5 | 16 | Yes | Yes | 2011-01-21 |  | 2
FALSE | XC17-024-230* | 2237 | 3545461 | LENNOX INDUSTRIES, INC. | XC15-024-230-05 | AC | Split System: Air-Cooled Condensing Unit, Coil with Blower | XC15-024-230-05 |  | CH33-36B+TDR+TXV | 13.5 | 16 | Yes | Yes | 2011-01-21 |  | 2
FALSE | XC17-024-230* | 2237 | 3545462 | LENNOX INDUSTRIES, INC. | XC15-024-230-05 | AC | Split System: Air-Cooled Condensing Unit, Coil with Blower | XC15-024-230-05 |  | CR33-30/36+TDR+TXV | 13.5 | 16.2 | Yes | Yes | 2011-01-21 |  | 2
FALSE | XC17-024-230* | 2237 | 3545463 | LENNOX INDUSTRIES, INC. | XC15-024-230-05 | AC | Split System: Air-Cooled Condensing Unit, Coil with Blower | XC15-024-230-05 |  | CX34-18/24+TDR | 12.5 | 15 | Yes | Yes | 2011-01-21 |  | 1
FALSE | XC17-024-230* | 2237 | 3545464 | LENNOX INDUSTRIES, INC. | XC15-024-230-05 | AC | Split System: Air-Cooled Condensing Unit, Coil with Blower | XC15-024-230-05 |  | CX34-25+TDR | 13.5 | 16.2 | Yes | Yes | 2011-01-21 |  | 2
FALSE | XC17-024-230* | 2237 | 3545465 | LENNOX INDUSTRIES, INC. | XC15-024-230-05 | AC | Split System: Air-Cooled Condensing Unit, Coil with Blower | XC15-024-230-05 |  | CX34-30+TDR | 12.7 | 15.2 | Yes | Yes | 2011-01-21 |  | 1
FALSE | XC17-024-230* | 2237 | 3545466 | LENNOX INDUSTRIES, INC. | XC15-024-230-05 | AC | Split System: Air-Cooled Condensing Unit, Coil with Blower | XC15-024-230-05 |  | CX34-31+TDR | 13.5 | 16.5 | Yes | Yes | 2011-01-21 |  | 2
FALSE | XC17-024-230* | 2237 | 3545467 | LENNOX INDUSTRIES, INC. | XC15-024-230-05 | AC | Split System: Air-Cooled Condensing Unit, Coil with Blower | XC15-024-230-05 |  | CX34-36+TDR | 13.5 | 16 | Yes | Yes | 2011-01-21 |  | 2
FALSE | XC17-024-230* | 2237 | 3545468 | LENNOX INDUSTRIES, INC. | XC15-024-230-05 | AC | Split System: Air-Cooled Condensing Unit, Coil with Blower | XC15-024-230-05 |  | CX34-38+TDR | 13.7 | 16.5 | Yes | Yes | 2011-01-21 |  | 2
TRUE | 24ANA124A32 | 916 | 3548664 | CARRIER AIR CONDITIONING | 24ANA124A32 | AC | Split System: Air-Cooled Condensing Unit, Coil with Blower | 24ANA124A32 |  | FE5ANB004+UI | 15 | 21 | Yes | Yes | 2011-01-21 |  | 3
TRUE | 24ANA136A32 | 924 | 3548859 | CARRIER AIR CONDITIONING | 24ANA136A32 | AC | Split System: Air-Cooled Condensing Unit, Coil with Blower | 24ANA136A32 |  | FE5ANB004+UI | 14.6 | 20 | Yes | Yes | 2011-01-21 |  | 3
TRUE | 24ANA148A32 | 932 | 3549073 | CARRIER AIR CONDITIONING | 24ANA148A32 | AC | Split System: Air-Cooled Condensing Unit, Coil with Blower | 24ANA148A32 |  | FE4ANB006+UI | 13.4 | 17.3 | Yes | Yes | 2011-01-21 |  | 2
TRUE | 24ANA160A33 | 941 | 3549164 | CARRIER AIR CONDITIONING | 24ANA160A33 | AC | Split System: Air-Cooled Condensing Unit, Coil with Blower | 24ANA160A33 |  | FE4ANB006+UI | 12.2 | 16 | Yes | Yes | 2011-01-21 |  | 0
TRUE | RAPM-024JAZ | 4509 | 3549833 | RHEEM SALES COMPANY, INC. | RAPM-024JAZ | AC | Split System: Air-Cooled Condensing Unit, Coil Alone | RAPM-024JAZ |  | RCFL-H*2417+RXMD-C04 | 12.2 | 14.5 | Yes | Yes | 2011-01-21 |  | 0
TRUE | RAPM-024JEZ | 4509 | 3549834 | RHEEM SALES COMPANY, INC. | RAPM-024JEZ | AC | Split System: Air-Cooled Condensing Unit, Coil Alone | RAPM-024JEZ |  | RCFL-H*2417+RXMD-C04 | 12.2 | 14.5 | Yes | Yes | 2011-01-21 |  | 0
TRUE | RAPM-030JAZ | 29 | 3549835 | RHEEM SALES COMPANY, INC. | RAPM-030JAZ | AC | Split System: Air-Cooled Condensing Unit, Coil Alone | RAPM-030JAZ |  | RCFL-H*3617+RXMD-C04 | 12.2 | 14.5 | Yes | Yes | 2011-01-21 |  | 0
TRUE | RAPM-030JEZ | 29 | 3549836 | RHEEM SALES COMPANY, INC. | RAPM-030JEZ | AC | Split System: Air-Cooled Condensing Unit, Coil Alone | RAPM-030JEZ |  | RCFL-H*3617+RXMD-C04 | 12.2 | 14.5 | Yes | Yes | 2011-01-21 |  | 0
TRUE | RAPM-036JEZ | 37 | 3549838 | RHEEM SALES COMPANY, INC. | RAPM-036JEZ | AC | Split System: Air-Cooled Condensing Unit, Coil Alone | RAPM-036JEZ |  | RCFL-H*3617+RXMD-C04 | 12.2 | 14.5 | Yes | Yes | 2011-01-21 |  | 0
TRUE | RAPM-042JAZ | 46 | 3549839 | RHEEM SALES COMPANY, INC. | RAPM-042JAZ | AC | Split System: Air-Cooled Condensing Unit, Coil Alone | RAPM-042JAZ |  | RCFL-H*4821+RXMD-C04 | 12 | 14.5 | Yes | Yes | 2011-01-21 |  | 0
TRUE | RAPM-042JEZ | 46 | 3549840 | RHEEM SALES COMPANY, INC. | RAPM-042JEZ | AC | Split System: Air-Cooled Condensing Unit, Coil Alone | RAPM-042JEZ |  | RCFL-H*4821+RXMD-C04 | 12 | 14.5 | Yes | Yes | 2011-01-21 |  | 0
TRUE | RAPM-048JAZ | 4540 | 3549841 | RHEEM SALES COMPANY, INC. | RAPM-048JAZ | AC | Split System: Air-Cooled Condensing Unit, Coil Alone | RAPM-048JAZ |  | RCFL-H*4821+RXMD-C04 | 12 | 14.5 | Yes | Yes | 2011-01-21 |  | 0
TRUE | RAPM-048JEZ | 4540 | 3549842 | RHEEM SALES COMPANY, INC. | RAPM-048JEZ | AC | Split System: Air-Cooled Condensing Unit, Coil Alone | RAPM-048JEZ |  | RCFL-H*4821+RXMD-C04 | 12 | 14.5 | Yes | Yes | 2011-01-21 |  | 0
TRUE | RAPM-018JAZ | 4505 | 3549843 | RHEEM SALES COMPANY, INC. | UAPM-018JAZ | AC | Split System: Air-Cooled Condensing Unit, Coil Alone | RAPM-018JAZ |  | RCFL-H*2417+RXMD-C04 | 12 | 14.5 | Yes | Yes | 2011-03-08 |  | 0
TRUE | RAPM-030JEZ | 29 | 3549915 | RHEEM SALES COMPANY, INC. | UAPM-030JEZ | AC | Split System: Air-Cooled Condensing Unit, Coil Alone | RAPM-030JEZ |  | RCFL-H*3617+RXMD-C04 | 12.2 | 14.5 | Yes | Yes | 2011-03-08 |  | 0
TRUE | RAPM-030JAZ | 29 | 3549895 | RHEEM SALES COMPANY, INC. | UAPM-030JAZ | AC | Split System: Air-Cooled Condensing Unit, Coil Alone | RAPM-030JAZ |  | RCFL-H*3617+RXMD-C04 | 12.2 | 14.5 | Yes | Yes | 2011-03-08 |  | 0
TRUE | RAPM-036JEZ | 37 | 3549952 | RHEEM SALES COMPANY, INC. | UAPM-036JEZ | AC | Split System: Air-Cooled Condensing Unit, Coil Alone | RAPM-036JEZ |  | RCFL-H*3617+RXMD-C04 | 12.2 | 14.5 | Yes | Yes | 2011-03-08 |  | 0
TRUE | RAPM-048JEZ | 4540 | 3550015 | RHEEM SALES COMPANY, INC. | UAPM-048JEZ | AC | Split System: Air-Cooled Condensing Unit, Coil Alone | RAPM-048JEZ |  | RCFL-H*4821+RXMD-C04 | 12 | 14.5 | Yes | Yes | 2011-03-08 |  | 0
TRUE | RAPM-060JEZ | 4545 | 3554679 | RHEEM SALES COMPANY, INC. | RAPM-060JEZ | AC | Split System: Air-Cooled Condensing Unit, Coil Alone | RAPM-060JEZ |  | RCFL-H*6024+RXMD-C04 | 12 | 14.5 | Yes | Yes | 2011-01-21 |  | 0
TRUE | RAPM-060JEZ | 4545 | 3554695 | RHEEM SALES COMPANY, INC. | UAPM-060JEZ | AC | Split System: Air-Cooled Condensing Unit, Coil Alone | RAPM-060JEZ |  | RCFL-H*6024+RXMD-C04 | 12 | 14.5 | Yes | Yes | 2011-03-08 |  | 0
FALSE | 4TTR6024B1 | 3503 | 3556925 | TRANE | 4TTR5024E1 | AC | Split System: Air-Cooled Condensing Unit, Coil with Blower | 4TTR5024E1 |  | 4TXAC044BC3 | 13 | 16 | Yes | Yes | 2011-01-21 |  | 2
FALSE | 4TTR6024B1 | 3503 | 3556926 | TRANE | 4TTR5024E1 | AC | Split System: Air-Cooled Condensing Unit, Coil with Blower | 4TTR5024E1 |  | 4TXAC044BC3 | 13 | 16 | Yes | Yes | 2011-01-21 |  | 2
FALSE | 4TTR6024B1 | 3503 | 3556927 | TRANE | 4TTR5024E1 | AC | Split System: Air-Cooled Condensing Unit, Coil with Blower | 4TTR5024E1 |  | 4TXAC044BC3 | 13 | 16 | Yes | Yes | 2011-01-21 |  | 2
FALSE | 4TTR6024B1 | 3503 | 3556929 | TRANE | 4TTR5024E1 | AC | Split System: Air-Cooled Condensing Unit, Coil with Blower | 4TTR5024E1 |  | 4TXCB004CC3 | 13 | 16 | Yes | Yes | 2011-01-21 |  | 2
FALSE | 4TTR6024B1 | 3503 | 3556930 | TRANE | 4TTR5024E1 | AC | Split System: Air-Cooled Condensing Unit, Coil with Blower | 4TTR5024E1 |  | 4TXCB004CC3 | 13 | 16 | Yes | Yes | 2011-01-21 |  | 2
FALSE | 4TTR6024B1 | 3503 | 3556931 | TRANE | 4TTR5024E1 | AC | Split System: Air-Cooled Condensing Unit, Coil with Blower | 4TTR5024E1 |  | 4TXCB004CC3 | 13 | 16 | Yes | Yes | 2011-01-21 |  | 2
FALSE | 4TTR6024B1 | 3503 | 3556932 | TRANE | 4TTR5024E1 | AC | Split System: Air-Cooled Condensing Unit, Coil with Blower | 4TTR5024E1 |  | 4TXCB048BC3 | 13 | 16 | Yes | Yes | 2011-01-21 |  | 2
FALSE | 4TTR6024B1 | 3503 | 3556933 | TRANE | 4TTR5024E1 | AC | Split System: Air-Cooled Condensing Unit, Coil with Blower | 4TTR5024E1 |  | 4TXCB048BC3 | 13 | 16 | Yes | Yes | 2011-01-21 |  | 2
FALSE | 4TTR6024B1 | 3503 | 3556934 | TRANE | 4TTR5024E1 | AC | Split System: Air-Cooled Condensing Unit, Coil with Blower | 4TTR5024E1 |  | 4TXCC005CC3 | 13 | 16 | Yes | Yes | 2011-01-21 |  | 2
FALSE | 4TTR6024B1 | 3503 | 3556935 | TRANE | 4TTR5024E1 | AC | Split System: Air-Cooled Condensing Unit, Coil with Blower | 4TTR5024E1 |  | 4TXCC005CC3 | 13 | 16 | Yes | Yes | 2011-01-21 |  | 2
FALSE | 4TTR6024B1 | 3503 | 3556937 | TRANE | 4TTR5024E1 | AC | Split System: Air-Cooled Condensing Unit, Coil with Blower | 4TTR5024E1 |  | 4TXCC005CC3 | 13 | 16 | Yes | Yes | 2011-01-21 |  | 2
FALSE | 4TTR6024B1 | 3503 | 3556939 | TRANE | 4TTR5024E1 | AC | Split System: Air-Cooled Condensing Unit, Coil with Blower | 4TTR5024E1 |  | 4TXCC007CC3 | 13 | 16 | Yes | Yes | 2011-01-21 |  | 2
FALSE | 4TTR6024B1 | 3503 | 3556940 | TRANE | 4TTR5024E1 | AC | Split System: Air-Cooled Condensing Unit, Coil with Blower | 4TTR5024E1 |  | 4TXCC007CC3 | 13 | 16 | Yes | Yes | 2011-01-21 |  | 2
FALSE | 4TTR6024B1 | 3503 | 3556941 | TRANE | 4TTR5024E1 | AC | Split System: Air-Cooled Condensing Unit, Coil with Blower | 4TTR5024E1 |  | 4TXCC007CC3 | 13 | 16 | Yes | Yes | 2011-01-21 |  | 2
FALSE | 4TTR6024B1 | 3503 | 3556942 | TRANE | 4TTR5024E1 | AC | Split System: Air-Cooled Condensing Unit, Coil with Blower | 4TTR5024E1 |  | 4TXCC008CC3 | 13 | 16 | Yes | Yes | 2011-01-21 |  | 2
FALSE | 4TTR6024B1 | 3503 | 3556943 | TRANE | 4TTR5024E1 | AC | Split System: Air-Cooled Condensing Unit, Coil with Blower | 4TTR5024E1 |  | 4TXCC008CC3 | 13 | 16 | Yes | Yes | 2011-01-21 |  | 2
FALSE | 4TTR6024B1 | 3503 | 3556944 | TRANE | 4TTR5024E1 | AC | Split System: Air-Cooled Condensing Unit, Coil with Blower | 4TTR5024E1 |  | 4TXCC008CC3 | 13 | 16 | Yes | Yes | 2011-01-21 |  | 2
FALSE | 4TTR6024B1 | 3503 | 3556946 | TRANE | 4TTR5024E1 | AC | Split System: Air-Cooled Condensing Unit, Coil with Blower | 4TTR5024E1 |  | 4TXCC044BC3 | 13 | 16 | Yes | Yes | 2011-01-21 |  | 2
FALSE | 4TTR6024B1 | 3503 | 3556948 | TRANE | 4TTR5024E1 | AC | Split System: Air-Cooled Condensing Unit, Coil with Blower | 4TTR5024E1 |  | 4TXCC044BC3 | 13 | 16 | Yes | Yes | 2011-01-21 |  | 2
FALSE | 4TTR6024B1 | 3503 | 3556949 | TRANE | 4TTR5024E1 | AC | Split System: Air-Cooled Condensing Unit, Coil with Blower | 4TTR5024E1 |  | 4TXCC044BC3 | 13 | 16 | Yes | Yes | 2011-01-21 |  | 2
FALSE | 4TTR6024B1 | 3503 | 3556950 | TRANE | 4TTR5024E1 | AC | Split System: Air-Cooled Condensing Unit, Coil with Blower | 4TTR5024E1 |  | 4TXCD009CC3 | 13 | 16 | Yes | Yes | 2011-01-21 |  | 2
FALSE | 4TTR6024B1 | 3503 | 3556951 | TRANE | 4TTR5024E1 | AC | Split System: Air-Cooled Condensing Unit, Coil with Blower | 4TTR5024E1 |  | 4TXCD009CC3 | 13 | 16 | Yes | Yes | 2011-01-21 |  | 2
FALSE | 4TTX6024H1 | 3520 | 3556999 | TRANE | 4TTX5024A1 | AC | Split System: Air-Cooled Condensing Unit, Coil with Blower | 4TTX5024A1 |  | 4CXCB031CC3 | 12.7 | 15.25 | Yes | Yes | 2011-01-21 |  | 1
FALSE | 4TTX6024H1 | 3520 | 3557005 | TRANE | 4TTX5024A1 | AC | Split System: Air-Cooled Condensing Unit, Coil with Blower | 4TTX5024A1 |  | 4TXAB025BC3 | 12.9 | 15.5 | Yes | Yes | 2011-01-21 |  | 1
FALSE | 4TTX6024H1 | 3520 | 3557006 | TRANE | 4TTX5024A1 | AC | Split System: Air-Cooled Condensing Unit, Coil with Blower | 4TTX5024A1 |  | 4TXAB025BC3 | 12.8 | 15.25 | Yes | Yes | 2011-01-21 |  | 1
FALSE | 4TTX6024H1 | 3520 | 3557008 | TRANE | 4TTX5024A1 | AC | Split System: Air-Cooled Condensing Unit, Coil with Blower | 4TTX5024A1 |  | 4TXAB025BC3 | 12.7 | 15.25 | Yes | Yes | 2011-01-21 |  | 1
FALSE | 4TTX6024H1 | 3520 | 3557013 | TRANE | 4TTX5024A1 | AC | Split System: Air-Cooled Condensing Unit, Coil with Blower | 4TTX5024A1 |  | 4TXAB031BC3 | 12.9 | 15.5 | Yes | Yes | 2011-01-21 |  | 1
FALSE | 4TTX6024H1 | 3520 | 3557014 | TRANE | 4TTX5024A1 | AC | Split System: Air-Cooled Condensing Unit, Coil with Blower | 4TTX5024A1 |  | 4TXAB031BC3 | 12.7 | 15.25 | Yes | Yes | 2011-01-21 |  | 1
FALSE | 4TTX6024H1 | 3520 | 3557015 | TRANE | 4TTX5024A1 | AC | Split System: Air-Cooled Condensing Unit, Coil with Blower | 4TTX5024A1 |  | 4TXAB031BC3 | 12.8 | 15.25 | Yes | Yes | 2011-01-21 |  | 1
FALSE | 4TTX6024H1 | 3520 | 3557018 | TRANE | 4TTX5024A1 | AC | Split System: Air-Cooled Condensing Unit, Coil with Blower | 4TTX5024A1 |  | 4TXAB032BC3 | 13 | 15.75 | Yes | Yes | 2011-01-21 |  | 1
FALSE | 4TTX6024H1 | 3520 | 3557019 | TRANE | 4TTX5024A1 | AC | Split System: Air-Cooled Condensing Unit, Coil with Blower | 4TTX5024A1 |  | 4TXAB032BC3 | 13 | 15.75 | Yes | Yes | 2011-01-21 |  | 1
FALSE | 4TTX6024H1 | 3520 | 3557020 | TRANE | 4TTX5024A1 | AC | Split System: Air-Cooled Condensing Unit, Coil with Blower | 4TTX5024A1 |  | 4TXAB032BC3 | 13 | 15.75 | Yes | Yes | 2011-01-21 |  | 1
FALSE | 4TTX6024H1 | 3520 | 3557021 | TRANE | 4TTX5024A1 | AC | Split System: Air-Cooled Condensing Unit, Coil with Blower | 4TTX5024A1 |  | 4TXCB025BC3 | 12.8 | 15.25 | Yes | Yes | 2011-01-21 |  | 1
FALSE | 4TTX6024H1 | 3520 | 3557022 | TRANE | 4TTX5024A1 | AC | Split System: Air-Cooled Condensing Unit, Coil with Blower | 4TTX5024A1 |  | 4TXCB025BC3 | 12.7 | 15.25 | Yes | Yes | 2011-01-21 |  | 1
FALSE | 4TTX6024H1 | 3520 | 3557024 | TRANE | 4TTX5024A1 | AC | Split System: Air-Cooled Condensing Unit, Coil with Blower | 4TTX5024A1 |  | 4TXCB025BC3 | 12.9 | 15.5 | Yes | Yes | 2011-01-21 |  | 1
FALSE | 4TTX6024H1 | 3520 | 3557026 | TRANE | 4TTX5024A1 | AC | Split System: Air-Cooled Condensing Unit, Coil with Blower | 4TTX5024A1 |  | 4TXCB031BC3 | 12.8 | 15.25 | Yes | Yes | 2011-01-21 |  | 1
FALSE | 4TTX6024H1 | 3520 | 3557027 | TRANE | 4TTX5024A1 | AC | Split System: Air-Cooled Condensing Unit, Coil with Blower | 4TTX5024A1 |  | 4TXCB031BC3 | 12.9 | 15.5 | Yes | Yes | 2011-01-21 |  | 1
FALSE | 4TTX6024H1 | 3520 | 3557028 | TRANE | 4TTX5024A1 | AC | Split System: Air-Cooled Condensing Unit, Coil with Blower | 4TTX5024A1 |  | 4TXCB031BC3 | 12.7 | 15.25 | Yes | Yes | 2011-01-21 |  | 1
FALSE | 4TTX6024H1 | 3520 | 3557030 | TRANE | 4TTX5024A1 | AC | Split System: Air-Cooled Condensing Unit, Coil with Blower | 4TTX5024A1 |  | 4TXCB032BC3 | 13 | 15.75 | Yes | Yes | 2011-01-21 |  | 1
FALSE | 4TTX6024H1 | 3520 | 3557031 | TRANE | 4TTX5024A1 | AC | Split System: Air-Cooled Condensing Unit, Coil with Blower | 4TTX5024A1 |  | 4TXCB032BC3 | 13 | 15.75 | Yes | Yes | 2011-01-21 |  | 1
FALSE | 4TTX6024H1 | 3520 | 3557032 | TRANE | 4TTX5024A1 | AC | Split System: Air-Cooled Condensing Unit, Coil with Blower | 4TTX5024A1 |  | 4TXCB032BC3 | 13 | 15.75 | Yes | Yes | 2011-01-21 |  | 1
FALSE | 4TTX6030H1 | 3530 | 3557041 | TRANE | 4TTX5030A1 | AC | Split System: Air-Cooled Condensing Unit, Coil with Blower | 4TTX5030A1 |  | 4CXCB031CC3 | 12.4 | 14.75 | Yes | Yes | 2011-01-21 |  | 0
FALSE | 4TTX6030H1 | 3530 | 3557042 | TRANE | 4TTX5030A1 | AC | Split System: Air-Cooled Condensing Unit, Coil with Blower | 4TTX5030A1 |  | 4CXCB031CC3 | 12.3 | 14.75 | Yes | Yes | 2011-01-21 |  | 0
FALSE | 4TTX6030H1 | 3530 | 3557044 | TRANE | 4TTX5030A1 | AC | Split System: Air-Cooled Condensing Unit, Coil with Blower | 4TTX5030A1 |  | 4CXCB031CC3 | 12.3 | 14.75 | Yes | Yes | 2011-01-21 |  | 0
FALSE | 4TTX6030H1 | 3530 | 3557084 | TRANE | 4TTX5030A1 | AC | Split System: Air-Cooled Condensing Unit, Coil with Blower | 4TTX5030A1 |  | 4TXCB031BC3 | 12.3 | 14.75 | Yes | Yes | 2011-01-21 |  | 0
FALSE | 4TTX6030H1 | 3530 | 3557086 | TRANE | 4TTX5030A1 | AC | Split System: Air-Cooled Condensing Unit, Coil with Blower | 4TTX5030A1 |  | 4TXCB032BC3 | 12.5 | 15 | Yes | Yes | 2011-01-21 |  | 1
FALSE | 4TTX6030H1 | 3530 | 3557087 | TRANE | 4TTX5030A1 | AC | Split System: Air-Cooled Condensing Unit, Coil with Blower | 4TTX5030A1 |  | 4TXCB032BC3 | 12.4 | 15 | Yes | Yes | 2011-01-21 |  | 0
FALSE | 4TTX6030H1 | 3530 | 3557088 | TRANE | 4TTX5030A1 | AC | Split System: Air-Cooled Condensing Unit, Coil with Blower | 4TTX5030A1 |  | 4TXCB032BC3 | 12.3 | 15 | Yes | Yes | 2011-01-21 |  | 0
FALSE | 4TTX6030H1 | 3530 | 3557090 | TRANE | 4TTX5030A1 | AC | Split System: Air-Cooled Condensing Unit, Coil with Blower | 4TTX5030A1 |  | 4TXCB042BC3 | 12 | 14.75 | Yes | Yes | 2011-01-21 |  | 0
FALSE | 4TTX6030H1 | 3530 | 3557091 | TRANE | 4TTX5030A1 | AC | Split System: Air-Cooled Condensing Unit, Coil with Blower | 4TTX5030A1 |  | 4TXCB042BC3 | 12.3 | 14.75 | Yes | Yes | 2011-01-21 |  | 0
FALSE | 4TTX6030H1 | 3530 | 3557092 | TRANE | 4TTX5030A1 | AC | Split System: Air-Cooled Condensing Unit, Coil with Blower | 4TTX5030A1 |  | 4TXCB042BC3 | 12.4 | 14.75 | Yes | Yes | 2011-01-21 |  | 0
FALSE | 4TTX6030H1 | 3530 | 3557093 | TRANE | 4TTX5030A1 | AC | Split System: Air-Cooled Condensing Unit, Coil with Blower | 4TTX5030A1 |  | 4TXCC007CC3 | 12.5 | 14.75 | Yes | Yes | 2011-01-21 |  | 0
FALSE | 4TTX6030H1 | 3530 | 3557094 | TRANE | 4TTX5030A1 | AC | Split System: Air-Cooled Condensing Unit, Coil with Blower | 4TTX5030A1 |  | 4TXCC037BC3 | 12.5 | 14.5 | Yes | Yes | 2011-01-21 |  | 0
FALSE | 4TTX6030H1 | 3530 | 3557095 | TRANE | 4TTX5030A1 | AC | Split System: Air-Cooled Condensing Unit, Coil with Blower | 4TTX5030A1 |  | 4TXCC037BC3 | 12.6 | 15.25 | Yes | Yes | 2011-01-21 |  | 1
FALSE | 4TTX6030H1 | 3530 | 3557097 | TRANE | 4TTX5030A1 | AC | Split System: Air-Cooled Condensing Unit, Coil with Blower | 4TTX5030A1 |  | 4TXCC037BC3 | 12.4 | 15 | Yes | Yes | 2011-01-21 |  | 0
FALSE | 4TTX6030H1 | 3530 | 3557098 | TRANE | 4TTX5030A1 | AC | Split System: Air-Cooled Condensing Unit, Coil with Blower | 4TTX5030A1 |  | 4TXCC037BC3 | 12.4 | 15 | Yes | Yes | 2011-01-21 |  | 0
FALSE | 4TTX6036H1 | 3598 | 3557108 | TRANE | 4TTX5036A1 | AC | Split System: Air-Cooled Condensing Unit, Coil with Blower | 4TTX5036A1 |  | 4CXCB036CC3 | 12 | 14.5 | Yes | Yes | 2011-01-21 |  | 0
FALSE | 4TTX6036H1 | 3598 | 3557114 | TRANE | 4TTX5036A1 | AC | Split System: Air-Cooled Condensing Unit, Coil with Blower | 4TTX5036A1 |  | 4CXCB042CC3 | 12 | 14.5 | Yes | Yes | 2011-01-21 |  | 0
FALSE | 4TTX6036H1 | 3598 | 3557117 | TRANE | 4TTX5036A1 | AC | Split System: Air-Cooled Condensing Unit, Coil with Blower | 4TTX5036A1 |  | 4CXCC037CC3 | 12 | 14.75 | Yes | Yes | 2011-01-21 |  | 0
FALSE | 4TTX6036H1 | 3598 | 3557118 | TRANE | 4TTX5036A1 | AC | Split System: Air-Cooled Condensing Unit, Coil with Blower | 4TTX5036A1 |  | 4CXCC037CC3 | 12.2 | 14.5 | Yes | Yes | 2011-01-21 |  | 0
FALSE | 4TTX6036H1 | 3598 | 3557119 | TRANE | 4TTX5036A1 | AC | Split System: Air-Cooled Condensing Unit, Coil with Blower | 4TTX5036A1 |  | 4CXCC043CC3 | 12 | 14.5 | Yes | Yes | 2011-01-21 |  | 0
FALSE | 4TTX6036H1 | 3598 | 3557120 | TRANE | 4TTX5036A1 | AC | Split System: Air-Cooled Condensing Unit, Coil with Blower | 4TTX5036A1 |  | 4CXCC043CC3 | 12 | 14.5 | Yes | Yes | 2011-01-21 |  | 0
FALSE | 4TTX6036H1 | 3598 | 3557122 | TRANE | 4TTX5036A1 | AC | Split System: Air-Cooled Condensing Unit, Coil with Blower | 4TTX5036A1 |  | 4CXCC043CC3 | 12 | 14.5 | Yes | Yes | 2011-01-21 |  | 0
FALSE | 4TTX6036H1 | 3598 | 3557128 | TRANE | 4TTX5036A1 | AC | Split System: Air-Cooled Condensing Unit, Coil with Blower | 4TTX5036A1 |  | 4TXAB036BC3 | 12 | 14.5 | Yes | Yes | 2011-01-21 |  | 0
FALSE | 4TTX6036H1 | 3598 | 3557132 | TRANE | 4TTX5036A1 | AC | Split System: Air-Cooled Condensing Unit, Coil with Blower | 4TTX5036A1 |  | 4TXAB042BC3 | 12 | 14.5 | Yes | Yes | 2011-01-21 |  | 0
FALSE | 4TTX6036H1 | 3598 | 3557134 | TRANE | 4TTX5036A1 | AC | Split System: Air-Cooled Condensing Unit, Coil with Blower | 4TTX5036A1 |  | 4TXAB042BC3 | 12 | 14.5 | Yes | Yes | 2011-01-21 |  | 0
FALSE | 4TTX6036H1 | 3598 | 3557178 | TRANE | 4TTX5036A1 | AC | Split System: Air-Cooled Condensing Unit, Coil with Blower | 4TTX5036A1 |  | 4TXCC044BC3 | 12.4 | 14.75 | Yes | Yes | 2011-01-21 |  | 0
FALSE | 4TTX6036H1 | 3598 | 3557179 | TRANE | 4TTX5036A1 | AC | Split System: Air-Cooled Condensing Unit, Coil with Blower | 4TTX5036A1 |  | 4TXCC044BC3 | 12.4 | 14.75 | Yes | Yes | 2011-01-21 |  | 0
FALSE | 4TTX6036H1 | 3598 | 3557180 | TRANE | 4TTX5036A1 | AC | Split System: Air-Cooled Condensing Unit, Coil with Blower | 4TTX5036A1 |  | 4TXCC044BC3 | 12.3 | 14.5 | Yes | Yes | 2011-01-21 |  | 0
FALSE | 4TTX6036H1 | 3598 | 3557182 | TRANE | 4TTX5036A1 | AC | Split System: Air-Cooled Condensing Unit, Coil with Blower | 4TTX5036A1 |  | 4TXCC044BC3 | 12.5 | 15.25 | Yes | Yes | 2011-01-21 |  | 1
FALSE | 4TTR6030B1 | 3522 | 3558241 | AMERICAN STANDARD, INC. | 4A7A5030E1 | AC | Split System: Air-Cooled Condensing Unit, Coil with Blower | 4TTR5030E1 |  | 4TXCB032BC3 | 12.5 | 14.5 | Yes | Yes | 2011-02-28 |  | 0
FALSE | 4TTR6030B1 | 3522 | 3558242 | AMERICAN STANDARD, INC. | 4A7A5030E1 | AC | Split System: Air-Cooled Condensing Unit, Coil with Blower | 4TTR5030E1 |  | 4TXCB032BC3 | 12.5 | 14.5 | Yes | Yes | 2011-02-28 |  | 0
FALSE | 4TTX6018H1 | 3491 | 3558247 | AMERICAN STANDARD, INC. | 4A7A5018A1 | AC | Split System: Air-Cooled Condensing Unit, Coil with Blower | 4TTX5018A1 |  | 4CXCA024CC3 | 13 | 15.75 | Yes | Yes | 2011-02-28 |  | 1
FALSE | 4TTX6018H1 | 3491 | 3558249 | AMERICAN STANDARD, INC. | 4A7A5018A1 | AC | Split System: Air-Cooled Condensing Unit, Coil with Blower | 4TTX5018A1 |  | 4CXCB025CC3 | 13 | 16 | Yes | Yes | 2011-02-28 |  | 2
FALSE | 4TTX6018H1 | 3491 | 3558250 | AMERICAN STANDARD, INC. | 4A7A5018A1 | AC | Split System: Air-Cooled Condensing Unit, Coil with Blower | 4TTX5018A1 |  | 4CXCB031CC3 | 13 | 16 | Yes | Yes | 2011-02-28 |  | 2
FALSE | 4TTX6018H1 | 3491 | 3558253 | AMERICAN STANDARD, INC. | 4A7A5018A1 | AC | Split System: Air-Cooled Condensing Unit, Coil with Blower | 4TTX5018A1 |  | 4TXAA018BC3 | 13 | 16 | Yes | Yes | 2011-02-28 |  | 2
FALSE | 4TTX6018H1 | 3491 | 3558254 | AMERICAN STANDARD, INC. | 4A7A5018A1 | AC | Split System: Air-Cooled Condensing Unit, Coil with Blower | 4TTX5018A1 |  | 4TXAA024BC3 | 13 | 15.75 | Yes | Yes | 2011-02-28 |  | 1
FALSE | 4TTX6018H1 | 3491 | 3558258 | AMERICAN STANDARD, INC. | 4A7A5018A1 | AC | Split System: Air-Cooled Condensing Unit, Coil with Blower | 4TTX5018A1 |  | 4TXAB025BC3 | 13 | 16 | Yes | Yes | 2011-02-28 |  | 2
FALSE | 4TTX6018H1 | 3491 | 3558261 | AMERICAN STANDARD, INC. | 4A7A5018A1 | AC | Split System: Air-Cooled Condensing Unit, Coil with Blower | 4TTX5018A1 |  | 4TXAB031BC3 | 13 | 16 | Yes | Yes | 2011-02-28 |  | 2
FALSE | 4TTX6018H1 | 3491 | 3558263 | AMERICAN STANDARD, INC. | 4A7A5018A1 | AC | Split System: Air-Cooled Condensing Unit, Coil with Blower | 4TTX5018A1 |  | 4TXCA018BC3 | 13 | 16 | Yes | Yes | 2011-02-28 |  | 2
FALSE | 4TTX6018H1 | 3491 | 3558265 | AMERICAN STANDARD, INC. | 4A7A5018A1 | AC | Split System: Air-Cooled Condensing Unit, Coil with Blower | 4TTX5018A1 |  | 4TXCA024BC3 | 13 | 15.75 | Yes | Yes | 2011-02-28 |  | 1
FALSE | 4TTX6018H1 | 3491 | 3558267 | AMERICAN STANDARD, INC. | 4A7A5018A1 | AC | Split System: Air-Cooled Condensing Unit, Coil with Blower | 4TTX5018A1 |  | 4TXCB025BC3 | 13 | 16 | Yes | Yes | 2011-02-28 |  | 2
FALSE | 4TTX6018H1 | 3491 | 3558269 | AMERICAN STANDARD, INC. | 4A7A5018A1 | AC | Split System: Air-Cooled Condensing Unit, Coil with Blower | 4TTX5018A1 |  | 4TXCB031BC3 | 13 | 16 | Yes | Yes | 2011-02-28 |  | 2
FALSE | 4TTX6024H1 | 3520 | 3558273 | AMERICAN STANDARD, INC. | 4A7A5024A1 | AC | Split System: Air-Cooled Condensing Unit, Coil with Blower | 4TTX5024A1 |  | 4CXCB025CC3 | 12.7 | 15.25 | Yes | Yes | 2011-02-28 |  | 1
FALSE | 4TTX6024H1 | 3520 | 3558274 | AMERICAN STANDARD, INC. | 4A7A5024A1 | AC | Split System: Air-Cooled Condensing Unit, Coil with Blower | 4TTX5024A1 |  | 4CXCB025CC3 | 12.9 | 15.5 | Yes | Yes | 2011-02-28 |  | 1
FALSE | 4TTX6024H1 | 3520 | 3558275 | AMERICAN STANDARD, INC. | 4A7A5024A1 | AC | Split System: Air-Cooled Condensing Unit, Coil with Blower | 4TTX5024A1 |  | 4CXCB025CC3 | 12.8 | 15.25 | Yes | Yes | 2011-02-28 |  | 1
FALSE | 4TTX6024H1 | 3520 | 3558276 | AMERICAN STANDARD, INC. | 4A7A5024A1 | AC | Split System: Air-Cooled Condensing Unit, Coil with Blower | 4TTX5024A1 |  | 4CXCB031CC3 | 12.8 | 15.25 | Yes | Yes | 2011-02-28 |  | 1
FALSE | 4TTX6024H1 | 3520 | 3558277 | AMERICAN STANDARD, INC. | 4A7A5024A1 | AC | Split System: Air-Cooled Condensing Unit, Coil with Blower | 4TTX5024A1 |  | 4CXCB031CC3 | 12.9 | 15.5 | Yes | Yes | 2011-02-28 |  | 1
FALSE | 4TTX6024H1 | 3520 | 3558278 | AMERICAN STANDARD, INC. | 4A7A5024A1 | AC | Split System: Air-Cooled Condensing Unit, Coil with Blower | 4TTX5024A1 |  | 4CXCB031CC3 | 12.7 | 15.25 | Yes | Yes | 2011-02-28 |  | 1
FALSE | 4TTX6024H1 | 3520 | 3558284 | AMERICAN STANDARD, INC. | 4A7A5024A1 | AC | Split System: Air-Cooled Condensing Unit, Coil with Blower | 4TTX5024A1 |  | 4TXAB025BC3 | 12.9 | 15.5 | Yes | Yes | 2011-02-28 |  | 1
FALSE | 4TTX6024H1 | 3520 | 3558285 | AMERICAN STANDARD, INC. | 4A7A5024A1 | AC | Split System: Air-Cooled Condensing Unit, Coil with Blower | 4TTX5024A1 |  | 4TXAB025BC3 | 12.8 | 15.25 | Yes | Yes | 2011-02-28 |  | 1
FALSE | 4TTX6024H1 | 3520 | 3558287 | AMERICAN STANDARD, INC. | 4A7A5024A1 | AC | Split System: Air-Cooled Condensing Unit, Coil with Blower | 4TTX5024A1 |  | 4TXAB025BC3 | 12.7 | 15.25 | Yes | Yes | 2011-02-28 |  | 1
FALSE | 4TTX6024H1 | 3520 | 3558292 | AMERICAN STANDARD, INC. | 4A7A5024A1 | AC | Split System: Air-Cooled Condensing Unit, Coil with Blower | 4TTX5024A1 |  | 4TXAB031BC3 | 12.9 | 15.5 | Yes | Yes | 2011-02-28 |  | 1
FALSE | 4TTX6024H1 | 3520 | 3558293 | AMERICAN STANDARD, INC. | 4A7A5024A1 | AC | Split System: Air-Cooled Condensing Unit, Coil with Blower | 4TTX5024A1 |  | 4TXAB031BC3 | 12.7 | 15.25 | Yes | Yes | 2011-02-28 |  | 1
FALSE | 4TTX6024H1 | 3520 | 3558294 | AMERICAN STANDARD, INC. | 4A7A5024A1 | AC | Split System: Air-Cooled Condensing Unit, Coil with Blower | 4TTX5024A1 |  | 4TXAB031BC3 | 12.8 | 15.25 | Yes | Yes | 2011-02-28 |  | 1
FALSE | 4TTX6024H1 | 3520 | 3558297 | AMERICAN STANDARD, INC. | 4A7A5024A1 | AC | Split System: Air-Cooled Condensing Unit, Coil with Blower | 4TTX5024A1 |  | 4TXAB032BC3 | 13 | 15.75 | Yes | Yes | 2011-02-28 |  | 1
FALSE | 4TTX6024H1 | 3520 | 3558298 | AMERICAN STANDARD, INC. | 4A7A5024A1 | AC | Split System: Air-Cooled Condensing Unit, Coil with Blower | 4TTX5024A1 |  | 4TXAB032BC3 | 13 | 15.75 | Yes | Yes | 2011-02-28 |  | 1
FALSE | 4TTX6024H1 | 3520 | 3558299 | AMERICAN STANDARD, INC. | 4A7A5024A1 | AC | Split System: Air-Cooled Condensing Unit, Coil with Blower | 4TTX5024A1 |  | 4TXAB032BC3 | 13 | 15.75 | Yes | Yes | 2011-02-28 |  | 1
FALSE | 4TTX6024H1 | 3520 | 3558300 | AMERICAN STANDARD, INC. | 4A7A5024A1 | AC | Split System: Air-Cooled Condensing Unit, Coil with Blower | 4TTX5024A1 |  | 4TXCB025BC3 | 12.8 | 15.25 | Yes | Yes | 2011-02-28 |  | 1
FALSE | 4TTX6024H1 | 3520 | 3558301 | AMERICAN STANDARD, INC. | 4A7A5024A1 | AC | Split System: Air-Cooled Condensing Unit, Coil with Blower | 4TTX5024A1 |  | 4TXCB025BC3 | 12.7 | 15.25 | Yes | Yes | 2011-02-28 |  | 1
FALSE | 4TTX6024H1 | 3520 | 3558303 | AMERICAN STANDARD, INC. | 4A7A5024A1 | AC | Split System: Air-Cooled Condensing Unit, Coil with Blower | 4TTX5024A1 |  | 4TXCB025BC3 | 12.9 | 15.5 | Yes | Yes | 2011-02-28 |  | 1
FALSE | 4TTX6024H1 | 3520 | 3558305 | AMERICAN STANDARD, INC. | 4A7A5024A1 | AC | Split System: Air-Cooled Condensing Unit, Coil with Blower | 4TTX5024A1 |  | 4TXCB031BC3 | 12.8 | 15.25 | Yes | Yes | 2011-02-28 |  | 1
FALSE | 4TTX6024H1 | 3520 | 3558306 | AMERICAN STANDARD, INC. | 4A7A5024A1 | AC | Split System: Air-Cooled Condensing Unit, Coil with Blower | 4TTX5024A1 |  | 4TXCB031BC3 | 12.9 | 15.5 | Yes | Yes | 2011-02-28 |  | 1
FALSE | 4TTX6024H1 | 3520 | 3558307 | AMERICAN STANDARD, INC. | 4A7A5024A1 | AC | Split System: Air-Cooled Condensing Unit, Coil with Blower | 4TTX5024A1 |  | 4TXCB031BC3 | 12.7 | 15.25 | Yes | Yes | 2011-02-28 |  | 1
FALSE | 4TTX6024H1 | 3520 | 3558309 | AMERICAN STANDARD, INC. | 4A7A5024A1 | AC | Split System: Air-Cooled Condensing Unit, Coil with Blower | 4TTX5024A1 |  | 4TXCB032BC3 | 13 | 15.75 | Yes | Yes | 2011-02-28 |  | 1
FALSE | 4TTX6024H1 | 3520 | 3558310 | AMERICAN STANDARD, INC. | 4A7A5024A1 | AC | Split System: Air-Cooled Condensing Unit, Coil with Blower | 4TTX5024A1 |  | 4TXCB032BC3 | 13 | 15.75 | Yes | Yes | 2011-02-28 |  | 1
FALSE | 4TTX6024H1 | 3520 | 3558311 | AMERICAN STANDARD, INC. | 4A7A5024A1 | AC | Split System: Air-Cooled Condensing Unit, Coil with Blower | 4TTX5024A1 |  | 4TXCB032BC3 | 13 | 15.75 | Yes | Yes | 2011-02-28 |  | 1
FALSE | 4TTX6030H1 | 3530 | 3558373 | AMERICAN STANDARD, INC. | 4A7A5030A1 | AC | Split System: Air-Cooled Condensing Unit, Coil with Blower | 4TTX5030A1 |  | 4TXCC037BC3 | 12.5 | 14.5 | Yes | Yes | 2011-02-28 |  | 0
FALSE | S4QD-024KC | 2686 | 3560828 | NORDYNE, INC. | NS4BD-024KB | AC | Split System: Air-Cooled Condensing Unit, Coil with Blower | S4BD-024KB |  | C6B(A,H)-X24(C,U)-B | 12.5 | 14.5 | Yes | Yes | 2011-02-08 |  | 0
FALSE | S4QD-024KC | 2686 | 3560829 | NORDYNE, INC. | NS4BD-024KB | AC | Split System: Air-Cooled Condensing Unit, Coil with Blower | S4BD-024KB |  | C6B(A,H)-X24(C,U)-A | 12.5 | 14.5 | Yes | Yes | 2011-02-08 |  | 0
FALSE | S4QD-024KC | 2686 | 3560830 | NORDYNE, INC. | NS4BD-024KB | AC | Split System: Air-Cooled Condensing Unit, Coil with Blower | S4BD-024KB |  | C6B(A,H)-X24(C,U)-B | 12.5 | 14.5 | Yes | Yes | 2011-02-08 |  | 0
FALSE | S4QD-024KC | 2686 | 3560831 | NORDYNE, INC. | NS4BD-024KB | AC | Split System: Air-Cooled Condensing Unit, Coil with Blower | S4BD-024KB |  | C6B(A,H)-X24(C,U)-A | 12.5 | 14.5 | Yes | Yes | 2011-02-08 |  | 0
FALSE | S4QD-030KC | 2692 | 3560861 | NORDYNE, INC. | NS4BD-030KB | AC | Split System: Air-Cooled Condensing Unit, Coil with Blower | S4BD-030KB |  | C6B(A,H)-X30(C,U)-B | 12.5 | 14.5 | Yes | Yes | 2011-02-08 |  | 0
FALSE | S4QD-030KC | 2692 | 3560862 | NORDYNE, INC. | NS4BD-030KB | AC | Split System: Air-Cooled Condensing Unit, Coil with Blower | S4BD-030KB |  | C6B(A,H)-X30(C,U)-B | 12.5 | 14.5 | Yes | Yes | 2011-02-08 |  | 0
FALSE | S4QD-030KC | 2692 | 3560863 | NORDYNE, INC. | NS4BD-030KB | AC | Split System: Air-Cooled Condensing Unit, Coil with Blower | S4BD-030KB |  | C6B(A,H)-X30(C,U)-A | 12.5 | 14.5 | Yes | Yes | 2011-02-08 |  | 0
FALSE | S4QD-030KC | 2692 | 3560865 | NORDYNE, INC. | NS4BD-030KB | AC | Split System: Air-Cooled Condensing Unit, Coil with Blower | S4BD-030KB |  | C6B(A,H)-X30(C,U)-A | 12.5 | 14.5 | Yes | Yes | 2011-02-08 |  | 0
FALSE | S4QD-030KC | 2692 | 3560866 | NORDYNE, INC. | NS4BD-030KB | AC | Split System: Air-Cooled Condensing Unit, Coil with Blower | S4BD-030KB |  | C6B(A,H)-X30(C,U)-C | 12.5 | 14.5 | Yes | Yes | 2011-02-08 |  | 0
FALSE | S4QD-030KC | 2692 | 3560867 | NORDYNE, INC. | NS4BD-030KB | AC | Split System: Air-Cooled Condensing Unit, Coil with Blower | S4BD-030KB |  | C6B(A,H)-X30(C,U)-C | 12.5 | 14.5 | Yes | Yes | 2011-02-08 |  | 0
FALSE | 14AJM48 | 58 | 3566448 | RHEEM SALES COMPANY, INC. | 14AJM48 | AC | Split System: Air-Cooled Condensing Unit, Coil with Blower | 14AJM48 |  | RHKL-HM4821+RCSL-H*4821 | 12.5 | 15 | Yes | Yes | 2011-03-08 |  | 1
FALSE | 14AJM48 | 58 | 3566449 | RHEEM SALES COMPANY, INC. | 14AJM48 | AC | Split System: Air-Cooled Condensing Unit, Coil with Blower | 14AJM48 |  | RHLL-HM4821+RCSL-H*4821 | 12.5 | 15 | Yes | Yes | 2011-03-08 |  | 1
FALSE | 14AJM48 | 58 | 3566450 | RHEEM SALES COMPANY, INC. | 14AJM48 | AC | Split System: Air-Cooled Condensing Unit, Coil with Blower | 14AJM48 |  | RHLL-HM4824+RCSL-H*4824 | 13 | 15.5 | Yes | Yes | 2011-03-08 |  | 1
FALSE | 14AJM60 | 66 | 3566455 | RHEEM SALES COMPANY, INC. | 14AJM60 | AC | Split System: Air-Cooled Condensing Unit, Coil with Blower | 14AJM60 |  | RHKL-HM6024+RCSL-H*6024 | 12.5 | 15 | Yes | Yes | 2011-03-08 |  | 1
FALSE | 14AJM60 | 66 | 3566456 | RHEEM SALES COMPANY, INC. | 14AJM60 | AC | Split System: Air-Cooled Condensing Unit, Coil with Blower | 14AJM60 |  | RHLL-HM6024+RCSL-H*6024 | 12.5 | 15 | Yes | Yes | 2011-03-08 |  | 1
FALSE | 4TTR6036B1 | 3674 | 3567676 | TRANE | 4TTR5036E1 | AC | Split System: Air-Cooled Condensing Unit, Coil with Blower | 4TTR5036E1 |  | 4TXCC044BC3 | 12.4 | 14.75 | Yes | Yes | 2011-01-21 |  | 0
FALSE | 4TTR6036B1 | 3674 | 3567677 | AMERICAN STANDARD, INC. | 4A7A5036E1 | AC | Split System: Air-Cooled Condensing Unit, Coil with Blower | 4TTR5036E1 |  | 4TXCC044BC3 | 12.4 | 14.75 | Yes | Yes | 2011-02-28 |  | 0
FALSE | ZH061C00*5**** | 4013 | 3568573 | YORK, UNITARY PRODUCTS GROUP - COMMERCIAL | ZH061[E,A,B,N,S]***2***5 | AC | Year-Round Single-Package Air-Conditioner, Air-Cooled | ZH061[E,A,B,N,S]***2***5 |  | NULL | 11.8 | 14 | Yes | Yes | 2011-01-21 |  | Below V5.0 Req.
FALSE | ZH061C00*5**** | 4013 | 3568574 | YORK, UNITARY PRODUCTS GROUP - COMMERCIAL | ZH061[E,A,B,N,S]***4***5 | AC | Year-Round Single-Package Air-Conditioner, Air-Cooled | ZH061[E,A,B,N,S]***4***5 |  | NULL | 11.8 | 14 | Yes | Yes | 2011-01-21 |  | Below V5.0 Req.
FALSE | ZH061C00*5**** | 4013 | 3568575 | YORK, UNITARY PRODUCTS GROUP - COMMERCIAL | ZH061[E,A,B,N,S]***5***5 | AC | Year-Round Single-Package Air-Conditioner, Air-Cooled | ZH061[E,A,B,N,S]***5***5 |  | NULL | 11.8 | 14 | Yes | Yes | 2011-01-21 |  | Below V5.0 Req.
FALSE | ZH061C00*5**** | 4013 | 3568609 | COLEMAN, UNITARY PRODUCTS GROUP - COMMERCIAL | ZU-A5[E,A,B,N,S]***T***5 | AC | Year-Round Single-Package Air-Conditioner, Air-Cooled | ZH061[E,A,B,N,S]***2***5 |  | NULL | 11.8 | 14 | Yes | Yes | 2011-02-28 |  | Below V5.0 Req.
FALSE | ZH061C00*5**** | 4013 | 3568610 | COLEMAN, UNITARY PRODUCTS GROUP - COMMERCIAL | ZU-A5[E,A,B,N,S]***W***5 | AC | Year-Round Single-Package Air-Conditioner, Air-Cooled | ZH061[E,A,B,N,S]***4***5 |  | NULL | 11.8 | 14 | Yes | Yes | 2011-02-28 |  | Below V5.0 Req.
FALSE | ZH061C00*5**** | 4013 | 3568611 | COLEMAN, UNITARY PRODUCTS GROUP - COMMERCIAL | ZU-A5[E,A,B,N,S]***X***5 | AC | Year-Round Single-Package Air-Conditioner, Air-Cooled | ZH061[E,A,B,N,S]***5***5 |  | NULL | 11.8 | 14 | Yes | Yes | 2011-02-28 |  | Below V5.0 Req.
FALSE | ZH061C00*5**** | 4013 | 3568627 | LUXAIRE, UNITARY PRODUCTS GROUP - COMMERCIAL | ZU-A5[E,A,B,N,S]***T***5 | AC | Year-Round Single-Package Air-Conditioner, Air-Cooled | ZH061[E,A,B,N,S]***2***5 |  | NULL | 11.8 | 14 | Yes | Yes | 2011-02-28 |  | Below V5.0 Req.
FALSE | ZH061C00*5**** | 4013 | 3568628 | LUXAIRE, UNITARY PRODUCTS GROUP - COMMERCIAL | ZU-A5[E,A,B,N,S]***W***5 | AC | Year-Round Single-Package Air-Conditioner, Air-Cooled | ZH061[E,A,B,N,S]***4***5 |  | NULL | 11.8 | 14 | Yes | Yes | 2011-02-28 |  | Below V5.0 Req.
FALSE | ZH061C00*5**** | 4013 | 3568629 | LUXAIRE, UNITARY PRODUCTS GROUP - COMMERCIAL | ZU-A5[E,A,B,N,S]***X***5 | AC | Year-Round Single-Package Air-Conditioner, Air-Cooled | ZH061[E,A,B,N,S]***5***5 |  | NULL | 11.8 | 14 | Yes | Yes | 2011-02-28 |  | Below V5.0 Req.
FALSE | ZH061C00*5**** | 4013 | 3568663 | EVCON, UNITARY PRODUCTS GROUP - COMMERCIAL | ZU-A5[E,A,B,N,S]***T***5 | AC | Year-Round Single-Package Air-Conditioner, Air-Cooled | ZH061[E,A,B,N,S]***2***5 |  | NULL | 11.8 | 14 | Yes | Yes | 2011-02-28 |  | Below V5.0 Req.
FALSE | ZH061C00*5**** | 4013 | 3568664 | EVCON, UNITARY PRODUCTS GROUP - COMMERCIAL | ZU-A5[E,A,B,N,S]***W***5 | AC | Year-Round Single-Package Air-Conditioner, Air-Cooled | ZH061[E,A,B,N,S]***4***5 |  | NULL | 11.8 | 14 | Yes | Yes | 2011-02-28 |  | Below V5.0 Req.
FALSE | ZH061C00*5**** | 4013 | 3568665 | EVCON, UNITARY PRODUCTS GROUP - COMMERCIAL | ZU-A5[E,A,B,N,S]***X***5 | AC | Year-Round Single-Package Air-Conditioner, Air-Cooled | ZH061[E,A,B,N,S]***5***5 |  | NULL | 11.8 | 14 | Yes | Yes | 2011-02-28 |  | Below V5.0 Req.
FALSE | ZH061C00*5**** | 4013 | 3568681 | JOHNSON CONTROLS, UNITARY PRODUCTS - COMMERCIAL | JA5ZH[E,A,B,N,S]***2***5 | AC | Year-Round Single-Package Air-Conditioner, Air-Cooled | ZH061[E,A,B,N,S]***2***5 |  | NULL | 11.8 | 14 | Yes | Yes | 2011-02-28 |  | Below V5.0 Req.
FALSE | ZH061C00*5**** | 4013 | 3568682 | JOHNSON CONTROLS, UNITARY PRODUCTS - COMMERCIAL | JA5ZH[E,A,B,N,S]***4***5 | AC | Year-Round Single-Package Air-Conditioner, Air-Cooled | ZH061[E,A,B,N,S]***4***5 |  | NULL | 11.8 | 14 | Yes | Yes | 2011-02-28 |  | Below V5.0 Req.
FALSE | ZH061C00*5**** | 4013 | 3568683 | JOHNSON CONTROLS, UNITARY PRODUCTS - COMMERCIAL | JA5ZH[E,A,B,N,S]***5***5 | AC | Year-Round Single-Package Air-Conditioner, Air-Cooled | ZH061[E,A,B,N,S]***5***5 |  | NULL | 11.8 | 14 | Yes | Yes | 2011-02-28 |  | Below V5.0 Req.
FALSE | ZH061C00*5**** | 4013 | 3568735 | FRASER - JOHNSTON, UNITARY PRODUCTS GROUP - COMMERCIAL | ZU-A5C00*T***5 | AC | Single-Package Air-Conditioner, Air-Cooled | ZH061C00*2***5 |  | NULL | 11.8 | 14 | Yes | Yes | 2011-02-28 |  | Below V5.0 Req.
FALSE | ZH061C00*5**** | 4013 | 3568736 | FRASER - JOHNSTON, UNITARY PRODUCTS GROUP - COMMERCIAL | ZU-A5C00*W***5 | AC | Single-Package Air-Conditioner, Air-Cooled | ZH061C00*4***5 |  | NULL | 11.8 | 14 | Yes | Yes | 2011-02-28 |  | Below V5.0 Req.
FALSE | ZH061C00*5**** | 4013 | 3568737 | FRASER - JOHNSTON, UNITARY PRODUCTS GROUP - COMMERCIAL | ZU-A5C00*X***5 | AC | Single-Package Air-Conditioner, Air-Cooled | ZH061C00*5***5 |  | NULL | 11.8 | 14 | Yes | Yes | 2011-02-28 |  | Below V5.0 Req.
FALSE | ZH061C00*5**** | 4013 | 3568753 | EVCON, UNITARY PRODUCTS GROUP - COMMERCIAL | ZU-A5C00*T***5 | AC | Single-Package Air-Conditioner, Air-Cooled | ZH061C00*2***5 |  | NULL | 11.8 | 14 | Yes | Yes | 2011-02-28 |  | Below V5.0 Req.
FALSE | ZH061C00*5**** | 4013 | 3568754 | EVCON, UNITARY PRODUCTS GROUP - COMMERCIAL | ZU-A5C00*W***5 | AC | Single-Package Air-Conditioner, Air-Cooled | ZH061C00*4***5 |  | NULL | 11.8 | 14 | Yes | Yes | 2011-02-28 |  | Below V5.0 Req.
FALSE | ZH061C00*5**** | 4013 | 3568755 | EVCON, UNITARY PRODUCTS GROUP - COMMERCIAL | ZU-A5C00*X***5 | AC | Single-Package Air-Conditioner, Air-Cooled | ZH061C00*5***5 |  | NULL | 11.8 | 14 | Yes | Yes | 2011-02-28 |  | Below V5.0 Req.
FALSE | RASL-048JEC | 4507 | 3575035 | RHEEM SALES COMPANY, INC. | UASL-048JEC | AC | Split System: Air-Cooled Condensing Unit, Coil with Blower | RASL-048JEC |  | RCFN-H*4824 | 12 | 17 | Yes | Yes | 2011-03-08 |  | 0
FALSE | RASL-048JEC | 4507 | 3575040 | RHEEM SALES COMPANY, INC. | UASL-048JEC | AC | Split System: Air-Cooled Condensing Unit, Coil with Blower | RASL-048JEC |  | RCFN-H*4824 | 12 | 17 | Yes | Yes | 2011-03-08 |  | 0
FALSE | RASL-048JEC | 4507 | 3575044 | RHEEM SALES COMPANY, INC. | UASL-048JEC | AC | Split System: Air-Cooled Condensing Unit, Coil with Blower | RASL-048JEC |  | RCFN-H*4824 | 12 | 17.5 | Yes | Yes | 2011-03-08 |  | 0
FALSE | YCJD18S41S1 | 3740 | 3577583 | COLEMAN BY JOHNSON CONTROLS | TCJD18S41S3 | AC | Split System: Air-Cooled Condensing Unit, Coil with Blower | YCJD18S41S1 |  | AHX18 | 12 | 14.5 | Yes | Yes | 2011-02-28 |  | 0
FALSE | YCJD18S41S1 | 3740 | 3577584 | COLEMAN BY JOHNSON CONTROLS | TCJD18S41S3 | AC | Split System: Air-Cooled Condensing Unit, Coil with Blower | YCJD18S41S1 |  | AHX18+TXV | 12 | 14.5 | Yes | Yes | 2011-02-28 |  | 0
FALSE | YCJD18S41S1 | 3740 | 3577588 | COLEMAN BY JOHNSON CONTROLS | TCJD18S41S3 | AC | Split System: Air-Cooled Condensing Unit, Coil with Blower | YCJD18S41S1 |  | F6FP018 | 12 | 14.5 | Yes | Yes | 2011-02-28 |  | 0
FALSE | YCJD18S41S1 | 3740 | 3577589 | COLEMAN BY JOHNSON CONTROLS | TCJD18S41S3 | AC | Split System: Air-Cooled Condensing Unit, Coil with Blower | YCJD18S41S1 |  | F6FP018+TXV | 12 | 14.5 | Yes | Yes | 2011-02-28 |  | 0
FALSE | YCJD30S44S3 | 3827 | 3577704 | COLEMAN BY JOHNSON CONTROLS | TCJD30S41S3 | AC | Split System: Air-Cooled Condensing Unit, Coil with Blower | YCJD30S41S1 |  | AHX36 | 12 | 14.5 | Yes | Yes | 2011-02-28 |  | 0
FALSE | YCJD30S44S3 | 3827 | 3577705 | COLEMAN BY JOHNSON CONTROLS | TCJD30S41S3 | AC | Split System: Air-Cooled Condensing Unit, Coil with Blower | YCJD30S41S1 |  | AHX36+TXV | 12 | 14.5 | Yes | Yes | 2011-02-28 |  | 0
FALSE | YCJD18S41S1 | 3740 | 3578126 | FRASER-JOHNSTON BY JOHNSON CONTROLS | TCJD18S41S3 | AC | Split System: Air-Cooled Condensing Unit, Coil with Blower | YCJD18S41S1 |  | F6FP018 | 12 | 14.5 | Yes | Yes | 2011-02-28 |  | 0
FALSE | YCJD18S41S1 | 3740 | 3578127 | FRASER-JOHNSTON BY JOHNSON CONTROLS | TCJD18S41S3 | AC | Split System: Air-Cooled Condensing Unit, Coil with Blower | YCJD18S41S1 |  | F6FP018+TXV | 12 | 14.5 | Yes | Yes | 2011-02-28 |  | 0
FALSE | YCJD24S41S1 | 3826 | 3578159 | FRASER-JOHNSTON BY JOHNSON CONTROLS | TCJD24S41S3 | AC | Split System: Air-Cooled Condensing Unit, Coil with Blower | YCJD24S41S1 |  | AHX30 | 12 | 14.5 | Yes | Yes | 2011-02-28 |  | 0
FALSE | YCJD24S41S1 | 3826 | 3578160 | FRASER-JOHNSTON BY JOHNSON CONTROLS | TCJD24S41S3 | AC | Split System: Air-Cooled Condensing Unit, Coil with Blower | YCJD24S41S1 |  | AHX30+TXV | 12 | 14.5 | Yes | Yes | 2011-02-28 |  | 0
FALSE | YCJD24S41S1 | 3826 | 3578161 | FRASER-JOHNSTON BY JOHNSON CONTROLS | TCJD24S41S3 | AC | Split System: Air-Cooled Condensing Unit, Coil with Blower | YCJD24S41S1 |  | AHX36 | 12 | 14.5 | Yes | Yes | 2011-02-28 |  | 0
FALSE | YCJD24S41S1 | 3826 | 3578162 | FRASER-JOHNSTON BY JOHNSON CONTROLS | TCJD24S41S3 | AC | Split System: Air-Cooled Condensing Unit, Coil with Blower | YCJD24S41S1 |  | AHX36+TXV | 12 | 14.5 | Yes | Yes | 2011-02-28 |  | 0
FALSE | YCJD30S44S3 | 3827 | 3578242 | FRASER-JOHNSTON BY JOHNSON CONTROLS | TCJD30S41S3 | AC | Split System: Air-Cooled Condensing Unit, Coil with Blower | YCJD30S41S1 |  | AHX36 | 12 | 14.5 | Yes | Yes | 2011-02-28 |  | 0
FALSE | YCJD30S44S3 | 3827 | 3578243 | FRASER-JOHNSTON BY JOHNSON CONTROLS | TCJD30S41S3 | AC | Split System: Air-Cooled Condensing Unit, Coil with Blower | YCJD30S41S1 |  | AHX36+TXV | 12 | 14.5 | Yes | Yes | 2011-02-28 |  | 0
FALSE | YCJD18S41S1 | 3740 | 3578660 | LUXAIRE BY JOHNSON CONTROLS | TCJD18S41S3 | AC | Split System: Air-Cooled Condensing Unit, Coil with Blower | YCJD18S41S1 |  | AHX18 | 12 | 14.5 | Yes | Yes | 2011-02-28 |  | 0
FALSE | YCJD18S41S1 | 3740 | 3578661 | LUXAIRE BY JOHNSON CONTROLS | TCJD18S41S3 | AC | Split System: Air-Cooled Condensing Unit, Coil with Blower | YCJD18S41S1 |  | AHX18+TXV | 12 | 14.5 | Yes | Yes | 2011-02-28 |  | 0
FALSE | YCJD18S41S1 | 3740 | 3578665 | LUXAIRE BY JOHNSON CONTROLS | TCJD18S41S3 | AC | Split System: Air-Cooled Condensing Unit, Coil with Blower | YCJD18S41S1 |  | F6FP018 | 12 | 14.5 | Yes | Yes | 2011-02-28 |  | 0
FALSE | YCJD18S41S1 | 3740 | 3578666 | LUXAIRE BY JOHNSON CONTROLS | TCJD18S41S3 | AC | Split System: Air-Cooled Condensing Unit, Coil with Blower | YCJD18S41S1 |  | F6FP018+TXV | 12 | 14.5 | Yes | Yes | 2011-02-28 |  | 0
FALSE | YCJD18S41S1 | 3740 | 3578121 | FRASER-JOHNSTON BY JOHNSON CONTROLS | TCJD18S41S3 | AC | Split System: Air-Cooled Condensing Unit, Coil with Blower | YCJD18S41S1 |  | AHX18 | 12 | 14.5 | Yes | Yes | 2011-02-28 |  | 0
FALSE | YCJD18S41S1 | 3740 | 3578122 | FRASER-JOHNSTON BY JOHNSON CONTROLS | TCJD18S41S3 | AC | Split System: Air-Cooled Condensing Unit, Coil with Blower | YCJD18S41S1 |  | AHX18+TXV | 12 | 14.5 | Yes | Yes | 2011-02-28 |  | 0
FALSE | YCJD24S41S1 | 3826 | 3578700 | LUXAIRE BY JOHNSON CONTROLS | TCJD24S41S3 | AC | Split System: Air-Cooled Condensing Unit, Coil with Blower | YCJD24S41S1 |  | AHX36 | 12 | 14.5 | Yes | Yes | 2011-02-28 |  | 0
FALSE | YCJD24S41S1 | 3826 | 3578701 | LUXAIRE BY JOHNSON CONTROLS | TCJD24S41S3 | AC | Split System: Air-Cooled Condensing Unit, Coil with Blower | YCJD24S41S1 |  | AHX36+TXV | 12 | 14.5 | Yes | Yes | 2011-02-28 |  | 0
FALSE | YCJD30S44S3 | 3827 | 3578781 | LUXAIRE BY JOHNSON CONTROLS | TCJD30S41S3 | AC | Split System: Air-Cooled Condensing Unit, Coil with Blower | YCJD30S41S1 |  | AHX36 | 12 | 14.5 | Yes | Yes | 2011-02-28 |  | 0
FALSE | YCJD30S44S3 | 3827 | 3578782 | LUXAIRE BY JOHNSON CONTROLS | TCJD30S41S3 | AC | Split System: Air-Cooled Condensing Unit, Coil with Blower | YCJD30S41S1 |  | AHX36+TXV | 12 | 14.5 | Yes | Yes | 2011-02-28 |  | 0
FALSE | YCJF36S41S1 | 3877 | 3581260 | COLEMAN BY JOHNSON CONTROLS | TCJF36S41S3 | AC | Split System: Air-Cooled Condensing Unit, Coil with Blower | YCJF36S41S1 |  | F*FV060+TXV | 13 | 15.5 | Yes | Yes | 2011-02-28 |  | 1
FALSE | YCJF36S41S1 | 3877 | 3581263 | COLEMAN BY JOHNSON CONTROLS | TCJF36S41S3 | AC | Split System: Air-Cooled Condensing Unit, Coil with Blower | YCJF36S41S1 |  | AHX42+TXV | 13 | 16.25 | Yes | Yes | 2011-02-28 |  | 2
FALSE | YCJF36S41S1 | 3877 | 3581264 | COLEMAN BY JOHNSON CONTROLS | TCJF36S41S3 | AC | Split System: Air-Cooled Condensing Unit, Coil with Blower | YCJF36S41S1 |  | F6FP036+TXV | 12.5 | 15 | Yes | Yes | 2011-02-28 |  | 1
FALSE | YCJF36S41S1 | 3877 | 3581266 | COLEMAN BY JOHNSON CONTROLS | TCJF36S41S3 | AC | Split System: Air-Cooled Condensing Unit, Coil with Blower | YCJF36S41S1 |  | F5FP048+TXV | 13.5 | 16.25 | Yes | Yes | 2011-02-28 |  | 2
TRUE | YCJF36S41S1 | 3877 | 3581269 | COLEMAN BY JOHNSON CONTROLS | TCJF36S41S3 | AC | Split System: Air-Cooled Condensing Unit, Coil Alone | YCJF36S41S1 |  | FC/MC/PC43+TXV | 12.3 | 14.5 | Yes | Yes | 2011-02-28 |  | 0
FALSE | YCJF36S41S1 | 3877 | 3581273 | COLEMAN BY JOHNSON CONTROLS | TCJF36S41S3 | AC | Split System: Air-Cooled Condensing Unit, Coil with Blower | YCJF36S41S1 |  | AHX36+TXV | 13 | 16 | Yes | Yes | 2011-02-28 |  | 2
FALSE | YCJF36S41S1 | 3877 | 3581274 | COLEMAN BY JOHNSON CONTROLS | TCJF36S41S3 | AC | Split System: Air-Cooled Condensing Unit, Coil with Blower | YCJF36S41S1 |  | F6FP042+TXV | 13 | 15.75 | Yes | Yes | 2011-02-28 |  | 1
FALSE | YCJF36S41S1 | 3877 | 3581275 | COLEMAN BY JOHNSON CONTROLS | TCJF36S41S3 | AC | Split System: Air-Cooled Condensing Unit, Coil with Blower | YCJF36S41S1 |  | F6FP048+TXV | 12.75 | 15.25 | Yes | Yes | 2011-02-28 |  | 1
FALSE | YCJF36S41S1 | 3877 | 3581276 | COLEMAN BY JOHNSON CONTROLS | TCJF36S41S3 | AC | Split System: Air-Cooled Condensing Unit, Coil with Blower | YCJF36S41S1 |  | F6FP060+TXV | 13 | 16 | Yes | Yes | 2011-02-28 |  | 2
FALSE | YCJF36S41S1 | 3877 | 3581277 | COLEMAN BY JOHNSON CONTROLS | TCJF36S41S3 | AC | Split System: Air-Cooled Condensing Unit, Coil with Blower | YCJF36S41S1 |  | AHX48+TXV | 13 | 16.25 | Yes | Yes | 2011-02-28 |  | 2
FALSE | YCJF36S41S1 | 3877 | 3581278 | COLEMAN BY JOHNSON CONTROLS | TCJF36S41S3 | AC | Split System: Air-Cooled Condensing Unit, Coil with Blower | YCJF36S41S1 |  | AHX60+TXV | 13 | 16.25 | Yes | Yes | 2011-02-28 |  | 2
FALSE | YCJF30S41S1 | 3875 | 3581236 | COLEMAN BY JOHNSON CONTROLS | TCJF30S41S3 | AC | Split System: Air-Cooled Condensing Unit, Coil with Blower | YCJF30S41S1 |  | F6FP036+TXV | 13 | 15.25 | Yes | Yes | 2011-02-28 |  | 1
FALSE | YCJF30S41S1 | 3875 | 3581237 | COLEMAN BY JOHNSON CONTROLS | TCJF30S41S3 | AC | Split System: Air-Cooled Condensing Unit, Coil with Blower | YCJF30S41S1 |  | F6FP048+TXV | 12.5 | 14.75 | Yes | Yes | 2011-02-28 |  | 0
FALSE | YCJF30S41S1 | 3875 | 3581238 | COLEMAN BY JOHNSON CONTROLS | TCJF30S41S3 | AC | Split System: Air-Cooled Condensing Unit, Coil with Blower | YCJF30S41S1 |  | AHX48+TXV | 13.25 | 16.5 | Yes | Yes | 2011-02-28 |  | 2
FALSE | YCJF30S41S1 | 3875 | 3581239 | COLEMAN BY JOHNSON CONTROLS | TCJF30S41S3 | AC | Split System: Air-Cooled Condensing Unit, Coil with Blower | YCJF30S41S1 |  | AHX42+TXV | 13.25 | 16.5 | Yes | Yes | 2011-02-28 |  | 2
FALSE | YCJF30S41S1 | 3875 | 3581244 | COLEMAN BY JOHNSON CONTROLS | TCJF30S41S3 | AC | Split System: Air-Cooled Condensing Unit, Coil with Blower | YCJF30S41S1 |  | AHX36+TXV | 13 | 16.25 | Yes | Yes | 2011-02-28 |  | 2
FALSE | YCJF30S41S1 | 3875 | 3581245 | COLEMAN BY JOHNSON CONTROLS | TCJF30S41S3 | AC | Split System: Air-Cooled Condensing Unit, Coil with Blower | YCJF30S41S1 |  | F6FP042+TXV | 13.25 | 16.5 | Yes | Yes | 2011-02-28 |  | 2
FALSE | YCJF36S41S1 | 3877 | 3581246 | COLEMAN BY JOHNSON CONTROLS | TCJF36S41S3 | AC | Split System: Air-Cooled Condensing Unit, Coil with Blower | YCJF36S41S1 |  | F5FP060+TXV | 12.75 | 15.25 | Yes | Yes | 2011-02-28 |  | 1
FALSE | YCJF36S41S1 | 3877 | 3581254 | COLEMAN BY JOHNSON CONTROLS | TCJF36S41S3 | AC | Split System: Air-Cooled Condensing Unit, Coil with Blower | YCJF36S41S1 |  | AHP36+TXV | 12.5 | 15 | Yes | Yes | 2011-02-28 |  | 1
FALSE | YCJF42S41S1 | 3881 | 3581287 | COLEMAN BY JOHNSON CONTROLS | TCJF42S41S3 | AC | Split System: Air-Cooled Condensing Unit, Coil with Blower | YCJF42S41S1 |  | F*FV060+TXV | 12.5 | 14.75 | Yes | Yes | 2011-02-28 |  | 0
TRUE | YCJF42S41S1 | 3881 | 3581293 | COLEMAN BY JOHNSON CONTROLS | TCJF42S41S3 | AC | Split System: Air-Cooled Condensing Unit, Coil Alone | YCJF42S41S1 |  | FC/MC/PC48+TXV | 12.2 | 14.5 | Yes | Yes | 2011-02-28 |  | 0
FALSE | YCJF42S41S1 | 3881 | 3581295 | COLEMAN BY JOHNSON CONTROLS | TCJF42S41S3 | AC | Split System: Air-Cooled Condensing Unit, Coil with Blower | YCJF42S41S1 |  | F5FP060+TXV | 12.5 | 14.75 | Yes | Yes | 2011-02-28 |  | 0
FALSE | YCJF42S41S1 | 3881 | 3581297 | COLEMAN BY JOHNSON CONTROLS | TCJF42S41S3 | AC | Split System: Air-Cooled Condensing Unit, Coil with Blower | YCJF42S41S1 |  | AHX42+TXV | 13 | 16 | Yes | Yes | 2011-02-28 |  | 2
FALSE | YCJF42S41S1 | 3881 | 3581298 | COLEMAN BY JOHNSON CONTROLS | TCJF42S41S3 | AC | Split System: Air-Cooled Condensing Unit, Coil with Blower | YCJF42S41S1 |  | F6FP048+TXV | 12.75 | 15 | Yes | Yes | 2011-02-28 |  | 1
FALSE | YCJF42S41S1 | 3881 | 3581299 | COLEMAN BY JOHNSON CONTROLS | TCJF42S41S3 | AC | Split System: Air-Cooled Condensing Unit, Coil with Blower | YCJF42S41S1 |  | F6FP042+TXV | 12.5 | 15 | Yes | Yes | 2011-02-28 |  | 1
FALSE | YCJF42S41S1 | 3881 | 3581300 | COLEMAN BY JOHNSON CONTROLS | TCJF42S41S3 | AC | Split System: Air-Cooled Condensing Unit, Coil with Blower | YCJF42S41S1 |  | AHX48+TXV | 13 | 16 | Yes | Yes | 2011-02-28 |  | 2
FALSE | YCJF42S41S1 | 3881 | 3581301 | COLEMAN BY JOHNSON CONTROLS | TCJF42S41S3 | AC | Split System: Air-Cooled Condensing Unit, Coil with Blower | YCJF42S41S1 |  | AHX60+TXV | 13 | 15.75 | Yes | Yes | 2011-02-28 |  | 1
FALSE | YCJF42S41S1 | 3881 | 3581302 | COLEMAN BY JOHNSON CONTROLS | TCJF42S41S3 | AC | Split System: Air-Cooled Condensing Unit, Coil with Blower | YCJF42S41S1 |  | F6FP060+TXV | 13 | 15.5 | Yes | Yes | 2011-02-28 |  | 1
FALSE | YCJF42S41S1 | 3881 | 3581304 | COLEMAN BY JOHNSON CONTROLS | TCJF42S41S3 | AC | Split System: Air-Cooled Condensing Unit, Coil with Blower | YCJF42S41S1 |  | F5FP048+TXV | 13 | 15.5 | Yes | Yes | 2011-02-28 |  | 1
FALSE | YCJF24S41S1 | 3872 | 3581969 | LUXAIRE BY JOHNSON CONTROLS | TCJF24S41S3 | AC | Split System: Air-Cooled Condensing Unit, Coil with Blower | YCJF24S41S1 |  | F6FP030+TXV | 13.1 | 15.6 | Yes | Yes | 2011-02-28 |  | 1
TRUE | YCJF24S41S1 | 3872 | 3581990 | LUXAIRE BY JOHNSON CONTROLS | TCJF24S41S3 | AC | Split System: Air-Cooled Condensing Unit, Coil Alone | YCJF24S41S1 |  | FC/MC/PC32+TXV | 12.3 | 14.5 | Yes | Yes | 2011-02-28 |  | 0
FALSE | YCJF24S41S1 | 3872 | 3581994 | LUXAIRE BY JOHNSON CONTROLS | TCJF24S41S3 | AC | Split System: Air-Cooled Condensing Unit, Coil with Blower | YCJF24S41S1 |  | AHX30+TXV | 13.25 | 16 | Yes | Yes | 2011-02-28 |  | 2
TRUE | YCJF30S41S1 | 3875 | 3581999 | LUXAIRE BY JOHNSON CONTROLS | TCJF30S41S3 | AC | Split System: Air-Cooled Condensing Unit, Coil Alone | YCJF30S41S1 |  | FC/MC/PC43+TXV | 12.3 | 14.5 | Yes | Yes | 2011-02-28 |  | 0
FALSE | YCJF36S41S1 | 3877 | 3582112 | LUXAIRE BY JOHNSON CONTROLS | TCJF36S41S3 | AC | Split System: Air-Cooled Condensing Unit, Coil with Blower | YCJF36S41S1 |  | AHX48+TXV | 13 | 16.25 | Yes | Yes | 2011-02-28 |  | 2
FALSE | YCJF36S41S1 | 3877 | 3582114 | LUXAIRE BY JOHNSON CONTROLS | TCJF36S41S3 | AC | Split System: Air-Cooled Condensing Unit, Coil with Blower | YCJF36S41S1 |  | AHX60+TXV | 13 | 16.25 | Yes | Yes | 2011-02-28 |  | 2
FALSE | YCJF42S41S1 | 3881 | 3582132 | LUXAIRE BY JOHNSON CONTROLS | TCJF42S41S3 | AC | Split System: Air-Cooled Condensing Unit, Coil with Blower | YCJF42S41S1 |  | F*FV060+TXV | 12.5 | 14.75 | Yes | Yes | 2011-02-28 |  | 0
TRUE | YCJF42S41S1 | 3881 | 3582144 | LUXAIRE BY JOHNSON CONTROLS | TCJF42S41S3 | AC | Split System: Air-Cooled Condensing Unit, Coil Alone | YCJF42S41S1 |  | FC/MC/PC48+TXV | 12.2 | 14.5 | Yes | Yes | 2011-02-28 |  | 0
FALSE | YCJF42S41S1 | 3881 | 3582147 | LUXAIRE BY JOHNSON CONTROLS | TCJF42S41S3 | AC | Split System: Air-Cooled Condensing Unit, Coil with Blower | YCJF42S41S1 |  | F5FP060+TXV | 12.5 | 14.75 | Yes | Yes | 2011-02-28 |  | 0
FALSE | YCJF42S41S1 | 3881 | 3582151 | LUXAIRE BY JOHNSON CONTROLS | TCJF42S41S3 | AC | Split System: Air-Cooled Condensing Unit, Coil with Blower | YCJF42S41S1 |  | AHX42+TXV | 13 | 16 | Yes | Yes | 2011-02-28 |  | 2
FALSE | YCJF42S41S1 | 3881 | 3582153 | LUXAIRE BY JOHNSON CONTROLS | TCJF42S41S3 | AC | Split System: Air-Cooled Condensing Unit, Coil with Blower | YCJF42S41S1 |  | F6FP048+TXV | 12.75 | 15 | Yes | Yes | 2011-02-28 |  | 1
FALSE | YCJF36S41S1 | 3877 | 3582068 | LUXAIRE BY JOHNSON CONTROLS | TCJF36S41S3 | AC | Split System: Air-Cooled Condensing Unit, Coil with Blower | YCJF36S41S1 |  | AHP36+TXV | 12.5 | 15 | Yes | Yes | 2011-02-28 |  | 1
FALSE | YCJF36S41S1 | 3877 | 3582080 | LUXAIRE BY JOHNSON CONTROLS | TCJF36S41S3 | AC | Split System: Air-Cooled Condensing Unit, Coil with Blower | YCJF36S41S1 |  | F*FV060+TXV | 13 | 15.5 | Yes | Yes | 2011-02-28 |  | 1
FALSE | YCJF36S41S1 | 3877 | 3582085 | LUXAIRE BY JOHNSON CONTROLS | TCJF36S41S3 | AC | Split System: Air-Cooled Condensing Unit, Coil with Blower | YCJF36S41S1 |  | AHX42+TXV | 13 | 16.25 | Yes | Yes | 2011-02-28 |  | 2
FALSE | YCJF36S41S1 | 3877 | 3582087 | LUXAIRE BY JOHNSON CONTROLS | TCJF36S41S3 | AC | Split System: Air-Cooled Condensing Unit, Coil with Blower | YCJF36S41S1 |  | F6FP036+TXV | 12.5 | 15 | Yes | Yes | 2011-02-28 |  | 1
FALSE | YCJF36S41S1 | 3877 | 3582091 | LUXAIRE BY JOHNSON CONTROLS | TCJF36S41S3 | AC | Split System: Air-Cooled Condensing Unit, Coil with Blower | YCJF36S41S1 |  | F5FP048+TXV | 13.5 | 16.25 | Yes | Yes | 2011-02-28 |  | 2
TRUE | YCJF36S41S1 | 3877 | 3582097 | LUXAIRE BY JOHNSON CONTROLS | TCJF36S41S3 | AC | Split System: Air-Cooled Condensing Unit, Coil Alone | YCJF36S41S1 |  | FC/MC/PC43+TXV | 12.3 | 14.5 | Yes | Yes | 2011-02-28 |  | 0
FALSE | YCJF36S41S1 | 3877 | 3582104 | LUXAIRE BY JOHNSON CONTROLS | TCJF36S41S3 | AC | Split System: Air-Cooled Condensing Unit, Coil with Blower | YCJF36S41S1 |  | AHX36+TXV | 13 | 16 | Yes | Yes | 2011-02-28 |  | 2
FALSE | YCJF36S41S1 | 3877 | 3582106 | LUXAIRE BY JOHNSON CONTROLS | TCJF36S41S3 | AC | Split System: Air-Cooled Condensing Unit, Coil with Blower | YCJF36S41S1 |  | F6FP042+TXV | 13 | 15.75 | Yes | Yes | 2011-02-28 |  | 1
FALSE | YCJF36S41S1 | 3877 | 3582108 | LUXAIRE BY JOHNSON CONTROLS | TCJF36S41S3 | AC | Split System: Air-Cooled Condensing Unit, Coil with Blower | YCJF36S41S1 |  | F6FP048+TXV | 12.75 | 15.25 | Yes | Yes | 2011-02-28 |  | 1
FALSE | YCJF36S41S1 | 3877 | 3582110 | LUXAIRE BY JOHNSON CONTROLS | TCJF36S41S3 | AC | Split System: Air-Cooled Condensing Unit, Coil with Blower | YCJF36S41S1 |  | F6FP060+TXV | 13 | 16 | Yes | Yes | 2011-02-28 |  | 2
FALSE | YCJF42S41S1 | 3881 | 3582155 | LUXAIRE BY JOHNSON CONTROLS | TCJF42S41S3 | AC | Split System: Air-Cooled Condensing Unit, Coil with Blower | YCJF42S41S1 |  | F6FP042+TXV | 12.5 | 15 | Yes | Yes | 2011-02-28 |  | 1
FALSE | YCJF42S41S1 | 3881 | 3582157 | LUXAIRE BY JOHNSON CONTROLS | TCJF42S41S3 | AC | Split System: Air-Cooled Condensing Unit, Coil with Blower | YCJF42S41S1 |  | AHX48+TXV | 13 | 16 | Yes | Yes | 2011-02-28 |  | 2
FALSE | YCJF42S41S1 | 3881 | 3582159 | LUXAIRE BY JOHNSON CONTROLS | TCJF42S41S3 | AC | Split System: Air-Cooled Condensing Unit, Coil with Blower | YCJF42S41S1 |  | AHX60+TXV | 13 | 15.75 | Yes | Yes | 2011-02-28 |  | 1
FALSE | YCJF42S41S1 | 3881 | 3582161 | LUXAIRE BY JOHNSON CONTROLS | TCJF42S41S3 | AC | Split System: Air-Cooled Condensing Unit, Coil with Blower | YCJF42S41S1 |  | F6FP060+TXV | 13 | 15.5 | Yes | Yes | 2011-02-28 |  | 1
FALSE | YCJF42S41S1 | 3881 | 3582165 | LUXAIRE BY JOHNSON CONTROLS | TCJF42S41S3 | AC | Split System: Air-Cooled Condensing Unit, Coil with Blower | YCJF42S41S1 |  | F5FP048+TXV | 13 | 15.5 | Yes | Yes | 2011-02-28 |  | 1
FALSE | YCJF24S41S1 | 3872 | 3583031 | FRASER-JOHNSTON BY JOHNSON CONTROLS | TCJF24S41S3 | AC | Split System: Air-Cooled Condensing Unit, Coil with Blower | YCJF24S41S1 |  | F6FP030+TXV | 13.1 | 15.6 | Yes | Yes | 2011-02-28 |  | 1
TRUE | YCJF24S41S1 | 3872 | 3583052 | FRASER-JOHNSTON BY JOHNSON CONTROLS | TCJF24S41S3 | AC | Split System: Air-Cooled Condensing Unit, Coil Alone | YCJF24S41S1 |  | FC/MC/PC32+TXV | 12.3 | 14.5 | Yes | Yes | 2011-02-28 |  | 0
FALSE | YCJF36S41S1 | 3877 | 3583171 | FRASER-JOHNSTON BY JOHNSON CONTROLS | TCJF36S41S3 | AC | Split System: Air-Cooled Condensing Unit, Coil with Blower | YCJF36S41S1 |  | AHX36+TXV | 13 | 16 | Yes | Yes | 2011-02-28 |  | 2
FALSE | YCJF36S41S1 | 3877 | 3583173 | FRASER-JOHNSTON BY JOHNSON CONTROLS | TCJF36S41S3 | AC | Split System: Air-Cooled Condensing Unit, Coil with Blower | YCJF36S41S1 |  | F6FP042+TXV | 13 | 15.75 | Yes | Yes | 2011-02-28 |  | 1
FALSE | YCJF36S41S1 | 3877 | 3583175 | FRASER-JOHNSTON BY JOHNSON CONTROLS | TCJF36S41S3 | AC | Split System: Air-Cooled Condensing Unit, Coil with Blower | YCJF36S41S1 |  | F6FP048+TXV | 12.75 | 15.25 | Yes | Yes | 2011-02-28 |  | 1
FALSE | YCJF36S41S1 | 3877 | 3583177 | FRASER-JOHNSTON BY JOHNSON CONTROLS | TCJF36S41S3 | AC | Split System: Air-Cooled Condensing Unit, Coil with Blower | YCJF36S41S1 |  | F6FP060+TXV | 13 | 16 | Yes | Yes | 2011-02-28 |  | 2
FALSE | YCJF36S41S1 | 3877 | 3583179 | FRASER-JOHNSTON BY JOHNSON CONTROLS | TCJF36S41S3 | AC | Split System: Air-Cooled Condensing Unit, Coil with Blower | YCJF36S41S1 |  | AHX48+TXV | 13 | 16.25 | Yes | Yes | 2011-02-28 |  | 2
FALSE | YCJF36S41S1 | 3877 | 3583182 | FRASER-JOHNSTON BY JOHNSON CONTROLS | TCJF36S41S3 | AC | Split System: Air-Cooled Condensing Unit, Coil with Blower | YCJF36S41S1 |  | AHX60+TXV | 13 | 16.25 | Yes | Yes | 2011-02-28 |  | 2
FALSE | YCJF42S41S1 | 3881 | 3583199 | FRASER-JOHNSTON BY JOHNSON CONTROLS | TCJF42S41S3 | AC | Split System: Air-Cooled Condensing Unit, Coil with Blower | YCJF42S41S1 |  | F*FV060+TXV | 12.5 | 14.75 | Yes | Yes | 2011-02-28 |  | 0
TRUE | YCJF42S41S1 | 3881 | 3583211 | FRASER-JOHNSTON BY JOHNSON CONTROLS | TCJF42S41S3 | AC | Split System: Air-Cooled Condensing Unit, Coil Alone | YCJF42S41S1 |  | FC/MC/PC48+TXV | 12.2 | 14.5 | Yes | Yes | 2011-02-28 |  | 0
FALSE | YCJF42S41S1 | 3881 | 3583215 | FRASER-JOHNSTON BY JOHNSON CONTROLS | TCJF42S41S3 | AC | Split System: Air-Cooled Condensing Unit, Coil with Blower | YCJF42S41S1 |  | F5FP060+TXV | 12.5 | 14.75 | Yes | Yes | 2011-02-28 |  | 0
FALSE | YCJF42S41S1 | 3881 | 3583219 | FRASER-JOHNSTON BY JOHNSON CONTROLS | TCJF42S41S3 | AC | Split System: Air-Cooled Condensing Unit, Coil with Blower | YCJF42S41S1 |  | AHX42+TXV | 13 | 16 | Yes | Yes | 2011-02-28 |  | 2
FALSE | YCJF42S41S1 | 3881 | 3583221 | FRASER-JOHNSTON BY JOHNSON CONTROLS | TCJF42S41S3 | AC | Split System: Air-Cooled Condensing Unit, Coil with Blower | YCJF42S41S1 |  | F6FP048+TXV | 12.75 | 15 | Yes | Yes | 2011-02-28 |  | 1
FALSE | YCJF42S41S1 | 3881 | 3583223 | FRASER-JOHNSTON BY JOHNSON CONTROLS | TCJF42S41S3 | AC | Split System: Air-Cooled Condensing Unit, Coil with Blower | YCJF42S41S1 |  | F6FP042+TXV | 12.5 | 15 | Yes | Yes | 2011-02-28 |  | 1
FALSE | YCJF42S41S1 | 3881 | 3583225 | FRASER-JOHNSTON BY JOHNSON CONTROLS | TCJF42S41S3 | AC | Split System: Air-Cooled Condensing Unit, Coil with Blower | YCJF42S41S1 |  | AHX48+TXV | 13 | 16 | Yes | Yes | 2011-02-28 |  | 2
FALSE | YCJF42S41S1 | 3881 | 3583227 | FRASER-JOHNSTON BY JOHNSON CONTROLS | TCJF42S41S3 | AC | Split System: Air-Cooled Condensing Unit, Coil with Blower | YCJF42S41S1 |  | AHX60+TXV | 13 | 15.75 | Yes | Yes | 2011-02-28 |  | 1
FALSE | YCJF42S41S1 | 3881 | 3583229 | FRASER-JOHNSTON BY JOHNSON CONTROLS | TCJF42S41S3 | AC | Split System: Air-Cooled Condensing Unit, Coil with Blower | YCJF42S41S1 |  | F6FP060+TXV | 13 | 15.5 | Yes | Yes | 2011-02-28 |  | 1
FALSE | YCJF42S41S1 | 3881 | 3583233 | FRASER-JOHNSTON BY JOHNSON CONTROLS | TCJF42S41S3 | AC | Split System: Air-Cooled Condensing Unit, Coil with Blower | YCJF42S41S1 |  | F5FP048+TXV | 13 | 15.5 | Yes | Yes | 2011-02-28 |  | 1
FALSE | 4TTR6048B1 | 3695 | 3584855 | TRANE | 4TTR5048E1 | AC | Split System: Air-Cooled Condensing Unit, Coil with Blower | 4TTR5048E1 |  | 4TEE3F40B1 | 12 | 14.75 | Yes | Yes | 2011-01-21 |  | 0
FALSE | 4TTR6048B1 | 3695 | 3584856 | AMERICAN STANDARD, INC. | 4A7A5048E1 | AC | Split System: Air-Cooled Condensing Unit, Coil with Blower | 4TTR5048E1 |  | 4TEE3F40B1 | 12 | 14.75 | Yes | Yes | 2011-02-28 |  | 0
FALSE | 4TTR6036B1 | 3674 | 3585905 | TRANE | 4TTR5036E1 | AC | Split System: Air-Cooled Condensing Unit, Coil with Blower | 4TTR5036E1 |  | 4TXCB048BC3 | 12 | 14.5 | Yes | Yes | 2011-01-21 |  | 0
FALSE | 4TTR6036B1 | 3674 | 3585906 | TRANE | 4TTR5036E1 | AC | Split System: Air-Cooled Condensing Unit, Coil with Blower | 4TTR5036E1 |  | 4TXCC037BC3 | 12 | 14.5 | Yes | Yes | 2011-01-21 |  | 0
FALSE | 4TTR6036B1 | 3674 | 3585911 | TRANE | 4TTR5036E1 | AC | Split System: Air-Cooled Condensing Unit, Coil with Blower | 4TTR5036E1 |  | 4TXCC044BC3 | 12 | 14.5 | Yes | Yes | 2011-01-21 |  | 0
FALSE | 4TTR6042B1 | 3680 | 3585923 | TRANE | 4TTR5042E1 | AC | Split System: Air-Cooled Condensing Unit, Coil with Blower | 4TTR5042E1 |  | 4TXCC049BC3 | 12 | 14.5 | Yes | Yes | 2011-01-21 |  | 0
FALSE | 4TTR6048B1 | 3695 | 3585939 | TRANE | 4TTR5048E1 | AC | Split System: Air-Cooled Condensing Unit, Coil with Blower | 4TTR5048E1 |  | 4TXCD061BC3 | 12 | 14.5 | Yes | Yes | 2011-01-21 |  | 0
FALSE | 4TTR6036B1 | 3674 | 3585956 | AMERICAN STANDARD, INC. | 4A7A5036E1 | AC | Split System: Air-Cooled Condensing Unit, Coil with Blower | 4TTR5036E1 |  | 4TXCB048BC3 | 12 | 14.5 | Yes | Yes | 2011-02-28 |  | 0
FALSE | 4TTR6036B1 | 3674 | 3585957 | AMERICAN STANDARD, INC. | 4A7A5036E1 | AC | Split System: Air-Cooled Condensing Unit, Coil with Blower | 4TTR5036E1 |  | 4TXCC037BC3 | 12 | 14.5 | Yes | Yes | 2011-02-28 |  | 0
FALSE | 4TTR6036B1 | 3674 | 3585962 | AMERICAN STANDARD, INC. | 4A7A5036E1 | AC | Split System: Air-Cooled Condensing Unit, Coil with Blower | 4TTR5036E1 |  | 4TXCC044BC3 | 12 | 14.5 | Yes | Yes | 2011-02-28 |  | 0
FALSE | 4TTR6042B1 | 3680 | 3585974 | AMERICAN STANDARD, INC. | 4A7A5042E1 | AC | Split System: Air-Cooled Condensing Unit, Coil with Blower | 4TTR5042E1 |  | 4TXCC049BC3 | 12 | 14.5 | Yes | Yes | 2011-02-28 |  | 0
FALSE | S4QD-024KC | 2686 | 3586460 | INTERTHERM | DS4BD-024KB | AC | Split System: Air-Cooled Condensing Unit, Coil with Blower | S4BD-024KB |  | C6B(A,H)-X24(C,U)-A | 12.5 | 14.5 | Yes | Yes | 2011-02-08 |  | 0
FALSE | S4QD-024KC | 2686 | 3586461 | INTERTHERM | DS4BD-024KB | AC | Split System: Air-Cooled Condensing Unit, Coil with Blower | S4BD-024KB |  | C6B(A,H)-X24(C,U)-B | 12.5 | 14.5 | Yes | Yes | 2011-02-08 |  | 0
FALSE | S4QD-024KC | 2686 | 3586462 | INTERTHERM | DS4BD-024KB | AC | Split System: Air-Cooled Condensing Unit, Coil with Blower | S4BD-024KB |  | C6B(A,H)-X24(C,U)-A | 12.5 | 14.5 | Yes | Yes | 2011-02-08 |  | 0
FALSE | S4QD-024KC | 2686 | 3586463 | INTERTHERM | DS4BD-024KB | AC | Split System: Air-Cooled Condensing Unit, Coil with Blower | S4BD-024KB |  | C6B(A,H)-X24(C,U)-B | 12.5 | 14.5 | Yes | Yes | 2011-02-08 |  | 0
FALSE | S4QD-030KC | 2692 | 3586492 | INTERTHERM | DS4BD-030KB | AC | Split System: Air-Cooled Condensing Unit, Coil with Blower | S4BD-030KB |  | C6B(A,H)-X30(C,U)-A | 12.5 | 14.5 | Yes | Yes | 2011-02-08 |  | 0
FALSE | S4QD-030KC | 2692 | 3586493 | INTERTHERM | DS4BD-030KB | AC | Split System: Air-Cooled Condensing Unit, Coil with Blower | S4BD-030KB |  | C6B(A,H)-X30(C,U)-B | 12.5 | 14.5 | Yes | Yes | 2011-02-08 |  | 0
FALSE | S4QD-030KC | 2692 | 3586494 | INTERTHERM | DS4BD-030KB | AC | Split System: Air-Cooled Condensing Unit, Coil with Blower | S4BD-030KB |  | C6B(A,H)-X30(C,U)-C | 12.5 | 14.5 | Yes | Yes | 2011-02-08 |  | 0
FALSE | S4QD-030KC | 2692 | 3586495 | INTERTHERM | DS4BD-030KB | AC | Split System: Air-Cooled Condensing Unit, Coil with Blower | S4BD-030KB |  | C6B(A,H)-X30(C,U)-A | 12.5 | 14.5 | Yes | Yes | 2011-02-08 |  | 0
FALSE | S4QD-030KC | 2692 | 3586496 | INTERTHERM | DS4BD-030KB | AC | Split System: Air-Cooled Condensing Unit, Coil with Blower | S4BD-030KB |  | C6B(A,H)-X30(C,U)-B | 12.5 | 14.5 | Yes | Yes | 2011-02-08 |  | 0
FALSE | S4QD-030KC | 2692 | 3586497 | INTERTHERM | DS4BD-030KB | AC | Split System: Air-Cooled Condensing Unit, Coil with Blower | S4BD-030KB |  | C6B(A,H)-X30(C,U)-C | 12.5 | 14.5 | Yes | Yes | 2011-02-08 |  | 0
FALSE | S4QD-024KC | 2686 | 3586885 | MILLER | DS4BD-024KB | AC | Split System: Air-Cooled Condensing Unit, Coil with Blower | S4BD-024KB |  | C6B(A,H)-X24(C,U)-A | 12.5 | 14.5 | Yes | Yes | 2011-02-08 |  | 0
FALSE | S4QD-024KC | 2686 | 3586886 | MILLER | DS4BD-024KB | AC | Split System: Air-Cooled Condensing Unit, Coil with Blower | S4BD-024KB |  | C6B(A,H)-X24(C,U)-B | 12.5 | 14.5 | Yes | Yes | 2011-02-08 |  | 0
FALSE | S4QD-024KC | 2686 | 3586887 | MILLER | DS4BD-024KB | AC | Split System: Air-Cooled Condensing Unit, Coil with Blower | S4BD-024KB |  | C6B(A,H)-X24(C,U)-A | 12.5 | 14.5 | Yes | Yes | 2011-02-08 |  | 0
FALSE | S4QD-024KC | 2686 | 3586888 | MILLER | DS4BD-024KB | AC | Split System: Air-Cooled Condensing Unit, Coil with Blower | S4BD-024KB |  | C6B(A,H)-X24(C,U)-B | 12.5 | 14.5 | Yes | Yes | 2011-02-08 |  | 0
FALSE | S4QD-030KC | 2692 | 3586917 | MILLER | DS4BD-030KB | AC | Split System: Air-Cooled Condensing Unit, Coil with Blower | S4BD-030KB |  | C6B(A,H)-X30(C,U)-A | 12.5 | 14.5 | Yes | Yes | 2011-02-08 |  | 0
FALSE | S4QD-030KC | 2692 | 3586918 | MILLER | DS4BD-030KB | AC | Split System: Air-Cooled Condensing Unit, Coil with Blower | S4BD-030KB |  | C6B(A,H)-X30(C,U)-B | 12.5 | 14.5 | Yes | Yes | 2011-02-08 |  | 0
FALSE | S4QD-030KC | 2692 | 3586919 | MILLER | DS4BD-030KB | AC | Split System: Air-Cooled Condensing Unit, Coil with Blower | S4BD-030KB |  | C6B(A,H)-X30(C,U)-C | 12.5 | 14.5 | Yes | Yes | 2011-02-08 |  | 0
FALSE | S4QD-030KC | 2692 | 3586920 | MILLER | DS4BD-030KB | AC | Split System: Air-Cooled Condensing Unit, Coil with Blower | S4BD-030KB |  | C6B(A,H)-X30(C,U)-A | 12.5 | 14.5 | Yes | Yes | 2011-02-08 |  | 0
FALSE | S4QD-030KC | 2692 | 3586921 | MILLER | DS4BD-030KB | AC | Split System: Air-Cooled Condensing Unit, Coil with Blower | S4BD-030KB |  | C6B(A,H)-X30(C,U)-B | 12.5 | 14.5 | Yes | Yes | 2011-02-08 |  | 0
FALSE | S4QD-030KC | 2692 | 3586922 | MILLER | DS4BD-030KB | AC | Split System: Air-Cooled Condensing Unit, Coil with Blower | S4BD-030KB |  | C6B(A,H)-X30(C,U)-C | 12.5 | 14.5 | Yes | Yes | 2011-02-08 |  | 0
FALSE | 14ACX-030-230-17 | 2250 | 3588641 | LENNOX INDUSTRIES, INC. | 14ACX-030-230-10 | AC | Split System: Air-Cooled Condensing Unit, Coil with Blower | 14ACX-030-230-10 |  | CR33-30/36+TDR+TXV | 12.5 | 15 | Yes | Yes | 2011-01-21 |  | 1
FALSE | 4TTX6030H1 | 3530 | 3589018 | TRANE | 4TTX5030A1 | AC | Split System: Air-Cooled Condensing Unit, Coil with Blower | 4TTX5030A1 |  | 4TXCB036BC3 | 12.5 | 15 | Yes | Yes | 2011-01-21 |  | 1
FALSE | 14AJM36 | 38 | 3589054 | RHEEM SALES COMPANY, INC. | 14AJM36 | AC | Split System: Air-Cooled Condensing Unit, Coil Alone | 14AJM36 |  | RCFN-H*3624 | 12.5 | 15 | Yes | Yes | 2011-01-21 |  | 1
FALSE | 14AJM36 | 38 | 3589070 | RHEEM SALES COMPANY, INC. | 14AJM36 | AC | Split System: Air-Cooled Condensing Unit, Coil with Blower | 14AJM36 |  | RCFN-H*3624 | 13 | 16 | Yes | Yes | 2011-01-21 |  | 2
FALSE | 14AJM36 | 38 | 3589071 | RHEEM SALES COMPANY, INC. | 14AJM36 | AC | Split System: Air-Cooled Condensing Unit, Coil with Blower | 14AJM36 |  | RCFN-H*3624 | 13 | 16 | Yes | Yes | 2011-01-21 |  | 2
FALSE | 14AJM36 | 38 | 3589072 | RHEEM SALES COMPANY, INC. | 14AJM36 | AC | Split System: Air-Cooled Condensing Unit, Coil with Blower | 14AJM36 |  | RCFN-H*3624 | 13 | 16 | Yes | Yes | 2011-01-21 |  | 2
FALSE | 14AJM36 | 38 | 3589073 | RHEEM SALES COMPANY, INC. | 14AJM36 | AC | Split System: Air-Cooled Condensing Unit, Coil with Blower | 14AJM36 |  | RHPN-HM3624+RCSN-H*3624 | 13 | 16 | Yes | Yes | 2011-01-21 |  | 2
FALSE | 14AJM42 | 4530 | 3589075 | RHEEM SALES COMPANY, INC. | 14AJM42 | AC | Split System: Air-Cooled Condensing Unit, Coil Alone | 14AJM42 |  | RCFN-H*4824 | 12.5 | 15 | Yes | Yes | 2011-01-21 |  | 1
FALSE | 4TTR6018B1 | 3489 | 3589184 | TRANE | 4TTR5018E1 | AC | Split System: Air-Cooled Condensing Unit, Coil Alone | 4TTR5018E1 |  | 4TXCB004CC3 | 12 | 14.5 | Yes | Yes | 2011-01-21 |  | 0
FALSE | 4TTR6024B1 | 3503 | 3589186 | TRANE | 4TTR5024E1 | AC | Split System: Air-Cooled Condensing Unit, Coil Alone | 4TTR5024E1 |  | 4TXCB004CC3 | 12 | 14.5 | Yes | Yes | 2011-01-21 |  | 0
FALSE | 4TTR6018B1 | 3489 | 3589196 | AMERICAN STANDARD, INC. | 4A7A5018E1 | AC | Split System: Air-Cooled Condensing Unit, Coil Alone | 4TTR5018E1 |  | 4TXCB004CC3 | 12 | 14.5 | Yes | Yes | 2011-02-28 |  | 0
FALSE | 4TTR6024B1 | 3503 | 3589198 | AMERICAN STANDARD, INC. | 4A7A5024E1 | AC | Split System: Air-Cooled Condensing Unit, Coil Alone | 4TTR5024E1 |  | 4TXCB004CC3 | 12 | 14.5 | Yes | Yes | 2011-02-28 |  | 0
FALSE | 14AJM36 | 38 | 3589236 | RUUD AIR CONDITIONING DIVISION | 14AJM36 | AC | Split System: Air-Cooled Condensing Unit, Coil Alone | 14AJM36 |  | RCFN-H*3624 | 12.5 | 15 | Yes | Yes | 2011-03-08 |  | 1
FALSE | 14AJM36 | 38 | 3589237 | WEATHERKING AIR CONDITIONING DIVISION | 14AJM36 | AC | Split System: Air-Cooled Condensing Unit, Coil Alone | 14AJM36 |  | RCFN-H*3624 | 12.5 | 15 | Yes | Yes | 2011-03-08 |  | 1
FALSE | 14AJM42 | 4530 | 3589402 | RUUD AIR CONDITIONING DIVISION | 14AJM42 | AC | Split System: Air-Cooled Condensing Unit, Coil with Blower | 14AJM42 |  | RCFN-H*4824 | 12.5 | 15 | Yes | Yes | 2011-03-08 |  | 1
FALSE | 14AJM42 | 4530 | 3589403 | RHEEM SALES COMPANY, INC. | 14AJM42 | AC | Split System: Air-Cooled Condensing Unit, Coil with Blower | 14AJM42 |  | RCFN-H*4824 | 12.5 | 15 | Yes | Yes | 2011-03-08 |  | 1
FALSE | 14AJM42 | 4530 | 3589404 | WEATHERKING AIR CONDITIONING DIVISION | 14AJM42 | AC | Split System: Air-Cooled Condensing Unit, Coil with Blower | 14AJM42 |  | RCFN-H*4824 | 12.5 | 15 | Yes | Yes | 2011-03-08 |  | 1
FALSE | 14AJM42 | 4530 | 3589405 | RUUD AIR CONDITIONING DIVISION | 14AJM42 | AC | Split System: Air-Cooled Condensing Unit, Coil with Blower | 14AJM42 |  | RCFN-H*4824 | 13 | 15.5 | Yes | Yes | 2011-03-08 |  | 1
FALSE | 14AJM42 | 4530 | 3589406 | RHEEM SALES COMPANY, INC. | 14AJM42 | AC | Split System: Air-Cooled Condensing Unit, Coil with Blower | 14AJM42 |  | RCFN-H*4824 | 13 | 15.5 | Yes | Yes | 2011-03-08 |  | 1
FALSE | 14AJM42 | 4530 | 3589407 | WEATHERKING AIR CONDITIONING DIVISION | 14AJM42 | AC | Split System: Air-Cooled Condensing Unit, Coil with Blower | 14AJM42 |  | RCFN-H*4824 | 13 | 15.5 | Yes | Yes | 2011-03-08 |  | 1
FALSE | 14AJM42 | 4530 | 3589408 | RUUD AIR CONDITIONING DIVISION | 14AJM42 | AC | Split System: Air-Cooled Condensing Unit, Coil with Blower | 14AJM42 |  | RHPN-HM3624+RCSN-H*3624 | 13 | 15.5 | Yes | Yes | 2011-03-08 |  | 1
FALSE | 14AJM42 | 4530 | 3589409 | WEATHERKING AIR CONDITIONING DIVISION | 14AJM42 | AC | Split System: Air-Cooled Condensing Unit, Coil with Blower | 14AJM42 |  | RHPN-HM3624+RCSN-H*3624 | 13 | 15.5 | Yes | Yes | 2011-03-08 |  | 1
FALSE | 14AJM48 | 58 | 3589410 | RUUD AIR CONDITIONING DIVISION | 14AJM48 | AC | Split System: Air-Cooled Condensing Unit, Coil Alone | 14AJM48 |  | RCFN-H*4824 | 12.5 | 15 | Yes | Yes | 2011-03-08 |  | 1
FALSE | 14ACX-036-230-15 | 2264 | 3603957 | LENNOX INDUSTRIES, INC. | 14ACX-036-230-10 | AC | Split System: Air-Cooled Condensing Unit, Coil with Blower | 14ACX-036-230-10 |  | C33-48+TDR+TXV | 12.5 | 15 | Yes | Yes | 2011-01-21 |  | 1
FALSE | 14ACX-036-230-15 | 2264 | 3603958 | LENNOX INDUSTRIES, INC. | 14ACX-036-230-10 | AC | Split System: Air-Cooled Condensing Unit, Coil with Blower | 14ACX-036-230-10 |  | CX34-44/48+TDR | 12.5 | 15 | Yes | Yes | 2011-01-21 |  | 1
FALSE | 4TTR6030B1 | 3522 | 3608015 | TRANE | 4TTR5030E1 | AC | Split System: Air-Cooled Condensing Unit, Coil with Blower | 4TTR5030E1 |  | 4TXCB004CC3 | 13 | 16 | Yes | Yes | 2011-01-21 |  | 2
FALSE | 4TTR6030B1 | 3522 | 3608017 | AMERICAN STANDARD, INC. | 4A7A5030E1 | AC | Split System: Air-Cooled Condensing Unit, Coil with Blower | 4TTR5030E1 |  | 4TXCB004CC3 | 13 | 16 | Yes | Yes | 2011-02-28 |  | 2
FALSE | S4BI-024K | 2602 | 3608725 | NORDYNE, LLC. | S4BI-024K | AC | Split System: Air-Cooled Condensing Unit, Coil with Blower | S4BI-024K |  | C6BH-I24C-B | 14.9 | 23 | Yes | Yes | 2011-02-08 |  | 3
FALSE | S4BI-036K | 2600 | 3608726 | NORDYNE, LLC. | S4BI-036K | AC | Split System: Air-Cooled Condensing Unit, Coil with Blower | S4BI-036K |  | C6BH-I36C-B | 13 | 20 | Yes | Yes | 2011-02-08 |  | 3
FALSE | S4BI-036K | 2600 | 3608727 | NORDYNE, LLC. | S4BI-036K | AC | Split System: Air-Cooled Condensing Unit, Coil with Blower | S4BI-036K |  | C6BH-I36C-C | 13.1 | 20.5 | Yes | Yes | 2011-02-08 |  | 3
FALSE | S4BI-048K | 2601 | 3608728 | NORDYNE, LLC. | S4BI-048K | AC | Split System: Air-Cooled Condensing Unit, Coil with Blower | S4BI-048K |  | C6BH-I48C-C | 12.2 | 21 | Yes | Yes | 2011-02-08 |  | 0
FALSE | S4BI-048K | 2601 | 3608729 | NORDYNE, LLC. | S4BI-048K | AC | Split System: Air-Cooled Condensing Unit, Coil with Blower | S4BI-048K |  | C6BH-I48C-D | 12.3 | 21 | Yes | Yes | 2011-02-08 |  | 0
FALSE | S4BI-024K | 2602 | 3608730 | NORDYNE, LLC. | S4BI-024K | AC | Split System: Air-Cooled Condensing Unit, Coil with Blower | S4BI-024K |  | C6BH-I24C-B | 14.9 | 23 | Yes | Yes | 2011-02-08 |  | 3
FALSE | S4BI-036K | 2600 | 3608731 | NORDYNE, LLC. | S4BI-036K | AC | Split System: Air-Cooled Condensing Unit, Coil with Blower | S4BI-036K |  | C6BH-I36C-B | 13 | 20 | Yes | Yes | 2011-02-08 |  | 3
FALSE | S4BI-036K | 2600 | 3608732 | NORDYNE, LLC. | S4BI-036K | AC | Split System: Air-Cooled Condensing Unit, Coil with Blower | S4BI-036K |  | C6BH-I36C-C | 13.1 | 20.5 | Yes | Yes | 2011-02-08 |  | 3
FALSE | S4BI-048K | 2601 | 3608733 | NORDYNE, LLC. | S4BI-048K | AC | Split System: Air-Cooled Condensing Unit, Coil with Blower | S4BI-048K |  | C6BH-I48C-C | 12.2 | 21 | Yes | Yes | 2011-02-08 |  | 0
FALSE | S4BI-048K | 2601 | 3608734 | NORDYNE, LLC. | S4BI-048K | AC | Split System: Air-Cooled Condensing Unit, Coil with Blower | S4BI-048K |  | C6BH-I48C-D | 12.3 | 21 | Yes | Yes | 2011-02-08 |  | 0
FALSE | S4BI-024K | 2602 | 3608735 | NORDYNE, LLC. | S4BI-024K | AC | Split System: Air-Cooled Condensing Unit, Coil with Blower | S4BI-024K |  | C6BH-I24C-B | 14.9 | 23 | Yes | Yes | 2011-02-08 |  | 3
FALSE | S4BI-036K | 2600 | 3608736 | NORDYNE, LLC. | S4BI-036K | AC | Split System: Air-Cooled Condensing Unit, Coil with Blower | S4BI-036K |  | C6BH-I36C-B | 13 | 20 | Yes | Yes | 2011-02-08 |  | 3
FALSE | S4BI-036K | 2600 | 3608737 | NORDYNE, LLC. | S4BI-036K | AC | Split System: Air-Cooled Condensing Unit, Coil with Blower | S4BI-036K |  | C6BH-I36C-C | 13.1 | 20.5 | Yes | Yes | 2011-02-08 |  | 3
FALSE | S4BI-048K | 2601 | 3608738 | NORDYNE, LLC. | S4BI-048K | AC | Split System: Air-Cooled Condensing Unit, Coil with Blower | S4BI-048K |  | C6BH-I48C-C | 12.2 | 21 | Yes | Yes | 2011-02-08 |  | 0
FALSE | S4BI-048K | 2601 | 3608739 | NORDYNE, LLC. | S4BI-048K | AC | Split System: Air-Cooled Condensing Unit, Coil with Blower | S4BI-048K |  | C6BH-I48C-D | 12.3 | 21 | Yes | Yes | 2011-02-08 |  | 0
FALSE | RASL-039JEC | 4503 | 3612806 | RHEEM SALES COMPANY, INC. | UASL-039JEC | AC | Split System: Air-Cooled Condensing Unit, Coil with Blower | RASL-039JEC |  | RCQD-3621 | 12 | 17 | Yes | Yes | 2011-03-08 |  | 0
FALSE | RASL-039JEC | 4503 | 3612807 | RHEEM SALES COMPANY, INC. | UASL-039JEC | AC | Split System: Air-Cooled Condensing Unit, Coil with Blower | RASL-039JEC |  | RCQD-3621 | 12 | 17 | Yes | Yes | 2011-03-08 |  | 0
FALSE | RASL-039JEC | 4503 | 3612812 | RHEEM SALES COMPANY, INC. | UASL-039JEC | AC | Split System: Air-Cooled Condensing Unit, Coil with Blower | RASL-039JEC |  | RCQD-3621 | 12 | 17 | Yes | Yes | 2011-03-08 |  | 0
FALSE | RASL-039JEC | 4503 | 3612813 | RHEEM SALES COMPANY, INC. | UASL-039JEC | AC | Split System: Air-Cooled Condensing Unit, Coil with Blower | RASL-039JEC |  | RCQD-3621 | 12 | 17 | Yes | Yes | 2011-03-08 |  | 0
FALSE | RASL-039JEC | 4503 | 3612816 | RHEEM SALES COMPANY, INC. | UASL-039JEC | AC | Split System: Air-Cooled Condensing Unit, Coil with Blower | RASL-039JEC |  | RCQD-3621 | 12.5 | 17.5 | Yes | Yes | 2011-03-08 |  | 1
FALSE | RASL-039JEC | 4503 | 3612817 | RHEEM SALES COMPANY, INC. | UASL-039JEC | AC | Split System: Air-Cooled Condensing Unit, Coil with Blower | RASL-039JEC |  | RCQD-3621 | 12.5 | 17.5 | Yes | Yes | 2011-03-08 |  | 1
FALSE | RASL-039JEC | 4503 | 3612818 | RHEEM SALES COMPANY, INC. | UASL-039JEC | AC | Split System: Air-Cooled Condensing Unit, Coil with Blower | RASL-039JEC |  | RCQD-3624 | 13 | 17.5 | Yes | Yes | 2011-03-08 |  | 2
FALSE | RASL-039JEC | 4503 | 3612819 | RHEEM SALES COMPANY, INC. | UASL-039JEC | AC | Split System: Air-Cooled Condensing Unit, Coil with Blower | RASL-039JEC |  | RCQD-3624 | 13 | 17.5 | Yes | Yes | 2011-03-08 |  | 2
FALSE | RASL-039JEC | 4503 | 3612822 | RHEEM SALES COMPANY, INC. | UASL-039JEC | AC | Split System: Air-Cooled Condensing Unit, Coil with Blower | RASL-039JEC |  | RCQD-3621 | 12.5 | 17.5 | Yes | Yes | 2011-03-08 |  | 1
FALSE | RASL-039JEC | 4503 | 3612823 | RHEEM SALES COMPANY, INC. | UASL-039JEC | AC | Split System: Air-Cooled Condensing Unit, Coil with Blower | RASL-039JEC |  | RCQD-3621 | 12.5 | 17.5 | Yes | Yes | 2011-03-08 |  | 1
FALSE | RASL-039JEC | 4503 | 3612824 | RHEEM SALES COMPANY, INC. | UASL-039JEC | AC | Split System: Air-Cooled Condensing Unit, Coil with Blower | RASL-039JEC |  | RCQD-3624 | 12.5 | 17.5 | Yes | Yes | 2011-03-08 |  | 1
FALSE | RASL-039JEC | 4503 | 3612825 | RHEEM SALES COMPANY, INC. | UASL-039JEC | AC | Split System: Air-Cooled Condensing Unit, Coil with Blower | RASL-039JEC |  | RCQD-3624 | 12.5 | 17.5 | Yes | Yes | 2011-03-08 |  | 1
FALSE | RASL-039JEC | 4503 | 3612826 | RHEEM SALES COMPANY, INC. | UASL-039JEC | AC | Split System: Air-Cooled Condensing Unit, Coil with Blower | RASL-039JEC |  | RCQD-3624 | 13 | 18 | Yes | Yes | 2011-03-08 |  | 3
FALSE | RASL-039JEC | 4503 | 3612827 | RHEEM SALES COMPANY, INC. | UASL-039JEC | AC | Split System: Air-Cooled Condensing Unit, Coil with Blower | RASL-039JEC |  | RCQD-3624 | 13 | 18 | Yes | Yes | 2011-03-08 |  | 3
FALSE | RASL-048JEC | 4507 | 3612864 | RHEEM SALES COMPANY, INC. | UASL-048JEC | AC | Split System: Air-Cooled Condensing Unit, Coil with Blower | RASL-048JEC |  | RCFN-H*4824 | 12 | 17.5 | Yes | Yes | 2011-03-08 |  | 0
FALSE | RASL-048JEC | 4507 | 3612865 | RHEEM SALES COMPANY, INC. | UASL-048JEC | AC | Split System: Air-Cooled Condensing Unit, Coil with Blower | RASL-048JEC |  | RCFN-H*4824 | 12 | 17.5 | Yes | Yes | 2011-03-08 |  | 0
FALSE | RASL-048JEC | 4507 | 3612870 | RHEEM SALES COMPANY, INC. | UASL-048JEC | AC | Split System: Air-Cooled Condensing Unit, Coil with Blower | RASL-048JEC |  | RCFN-H*4824 | 12 | 17 | Yes | Yes | 2011-03-08 |  | 0
FALSE | RASL-048JEC | 4507 | 3612871 | RHEEM SALES COMPANY, INC. | UASL-048JEC | AC | Split System: Air-Cooled Condensing Unit, Coil with Blower | RASL-048JEC |  | RCFN-H*4824 | 12 | 17 | Yes | Yes | 2011-03-08 |  | 0
FALSE | RASL-048JEC | 4507 | 3612888 | RHEEM SALES COMPANY, INC. | UASL-048JEC | AC | Split System: Air-Cooled Condensing Unit, Coil with Blower | RASL-048JEC |  | RCFN-H*4824 | 12 | 17.5 | Yes | Yes | 2011-03-08 |  | 0
FALSE | RASL-048JEC | 4507 | 3612889 | RHEEM SALES COMPANY, INC. | UASL-048JEC | AC | Split System: Air-Cooled Condensing Unit, Coil with Blower | RASL-048JEC |  | RCFN-H*4824 | 12 | 17.5 | Yes | Yes | 2011-03-08 |  | 0
FALSE | RASL-048JEC | 4507 | 3612890 | RHEEM SALES COMPANY, INC. | UASL-048JEC | AC | Split System: Air-Cooled Condensing Unit, Coil with Blower | RASL-048JEC |  | RCQD-4824 | 12 | 17 | Yes | Yes | 2011-03-08 |  | 0
FALSE | RASL-048JEC | 4507 | 3612891 | RHEEM SALES COMPANY, INC. | UASL-048JEC | AC | Split System: Air-Cooled Condensing Unit, Coil with Blower | RASL-048JEC |  | RCQD-4824 | 12 | 17 | Yes | Yes | 2011-03-08 |  | 0
FALSE | 14AJM30 | 4513 | 3620465 | RHEEM SALES COMPANY, INC. | 14AJM30 | AC | Split System: Air-Cooled Condensing Unit, Coil with Blower | 14AJM30 |  | RCFL-A*3621 | 13 | 15.5 | Yes | Yes | 2011-01-21 |  | 1
FALSE | 14AJM30 | 4513 | 3620466 | RHEEM SALES COMPANY, INC. | 14AJM30 | AC | Split System: Air-Cooled Condensing Unit, Coil with Blower | 14AJM30 |  | RCFL-A*3621 | 13 | 15.5 | Yes | Yes | 2011-01-21 |  | 1
FALSE | 14AJM30 | 4513 | 3620467 | RHEEM SALES COMPANY, INC. | 14AJM30 | AC | Split System: Air-Cooled Condensing Unit, Coil with Blower | 14AJM30 |  | RCFL-A*3621 | 13 | 15.5 | Yes | Yes | 2011-01-21 |  | 1
FALSE | 14AJM30 | 4513 | 3620468 | RHEEM SALES COMPANY, INC. | 14AJM30 | AC | Split System: Air-Cooled Condensing Unit, Coil with Blower | 14AJM30 |  | RCFL-A*3621 | 13 | 15.5 | Yes | Yes | 2011-01-21 |  | 1
FALSE | 14AJM30 | 4513 | 3620473 | RHEEM SALES COMPANY, INC. | 14AJM30 | AC | Split System: Air-Cooled Condensing Unit, Coil with Blower | 14AJM30 |  | RCFL-A*3621 | 13 | 15.5 | Yes | Yes | 2011-01-21 |  | 1
FALSE | 14AJM30 | 4513 | 3620476 | RHEEM SALES COMPANY, INC. | 14AJM30 | AC | Split System: Air-Cooled Condensing Unit, Coil with Blower | 14AJM30 |  | RCFL-H*3617 | 13 | 15.5 | Yes | Yes | 2011-01-21 |  | 1
FALSE | 14AJM30 | 4513 | 3620477 | RHEEM SALES COMPANY, INC. | 14AJM30 | AC | Split System: Air-Cooled Condensing Unit, Coil with Blower | 14AJM30 |  | RCFL-H*3617 | 13 | 15.5 | Yes | Yes | 2011-01-21 |  | 1
FALSE | 14AJM30 | 4513 | 3620478 | RHEEM SALES COMPANY, INC. | 14AJM30 | AC | Split System: Air-Cooled Condensing Unit, Coil with Blower | 14AJM30 |  | RCFL-H*3617 | 13 | 15.5 | Yes | Yes | 2011-01-21 |  | 1
FALSE | 14AJM30 | 4513 | 3620479 | RHEEM SALES COMPANY, INC. | 14AJM30 | AC | Split System: Air-Cooled Condensing Unit, Coil with Blower | 14AJM30 |  | RCFL-H*3617 | 13 | 15.5 | Yes | Yes | 2011-01-21 |  | 1
FALSE | 14AJM30 | 4513 | 3620484 | RHEEM SALES COMPANY, INC. | 14AJM30 | AC | Split System: Air-Cooled Condensing Unit, Coil with Blower | 14AJM30 |  | RCFL-H*3621 | 13 | 15.5 | Yes | Yes | 2011-01-21 |  | 1
FALSE | 14AJM30 | 4513 | 3620485 | RHEEM SALES COMPANY, INC. | 14AJM30 | AC | Split System: Air-Cooled Condensing Unit, Coil with Blower | 14AJM30 |  | RCFL-H*3621 | 13 | 15.5 | Yes | Yes | 2011-01-21 |  | 1
FALSE | 14AJM30 | 4513 | 3620486 | RHEEM SALES COMPANY, INC. | 14AJM30 | AC | Split System: Air-Cooled Condensing Unit, Coil with Blower | 14AJM30 |  | RCFL-H*3621 | 13 | 15.5 | Yes | Yes | 2011-01-21 |  | 1
FALSE | 14AJM30 | 4513 | 3620487 | RHEEM SALES COMPANY, INC. | 14AJM30 | AC | Split System: Air-Cooled Condensing Unit, Coil with Blower | 14AJM30 |  | RCFL-H*3621 | 13 | 15.5 | Yes | Yes | 2011-01-21 |  | 1
FALSE | 14AJM30 | 4513 | 3620488 | RHEEM SALES COMPANY, INC. | 14AJM30 | AC | Split System: Air-Cooled Condensing Unit, Coil with Blower | 14AJM30 |  | RCFL-H*3621 | 13 | 15.5 | Yes | Yes | 2011-01-21 |  | 1
FALSE | 14AJM30 | 4513 | 3620489 | RHEEM SALES COMPANY, INC. | 14AJM30 | AC | Split System: Air-Cooled Condensing Unit, Coil with Blower | 14AJM30 |  | RCFL-H*3621 | 13 | 15.5 | Yes | Yes | 2011-01-21 |  | 1
FALSE | 14AJM36 | 38 | 3620521 | RHEEM SALES COMPANY, INC. | 14AJM36 | AC | Split System: Air-Cooled Condensing Unit, Coil with Blower | 14AJM36 |  | RCFL-A*3621 | 13 | 15.5 | Yes | Yes | 2011-01-21 |  | 1
FALSE | 14AJM36 | 38 | 3620522 | RHEEM SALES COMPANY, INC. | 14AJM36 | AC | Split System: Air-Cooled Condensing Unit, Coil with Blower | 14AJM36 |  | RCFL-A*3621 | 12.5 | 15.1 | Yes | Yes | 2011-01-21 |  | 1
FALSE | 14AJM36 | 38 | 3620523 | RHEEM SALES COMPANY, INC. | 14AJM36 | AC | Split System: Air-Cooled Condensing Unit, Coil with Blower | 14AJM36 |  | RCFL-A*3621 | 12.5 | 15.1 | Yes | Yes | 2011-01-21 |  | 1
FALSE | 14AJM36 | 38 | 3620524 | RHEEM SALES COMPANY, INC. | 14AJM36 | AC | Split System: Air-Cooled Condensing Unit, Coil with Blower | 14AJM36 |  | RCFL-A*3621 | 12.5 | 15.1 | Yes | Yes | 2011-01-21 |  | 1
FALSE | 14AJM36 | 38 | 3620527 | RHEEM SALES COMPANY, INC. | 14AJM36 | AC | Split System: Air-Cooled Condensing Unit, Coil with Blower | 14AJM36 |  | RCFL-H*3617 | 12.5 | 15.1 | Yes | Yes | 2011-01-21 |  | 1
FALSE | 14AJM36 | 38 | 3620528 | RHEEM SALES COMPANY, INC. | 14AJM36 | AC | Split System: Air-Cooled Condensing Unit, Coil with Blower | 14AJM36 |  | RCFL-H*3617 | 12.5 | 15.1 | Yes | Yes | 2011-01-21 |  | 1
FALSE | 14AJM36 | 38 | 3620529 | RHEEM SALES COMPANY, INC. | 14AJM36 | AC | Split System: Air-Cooled Condensing Unit, Coil with Blower | 14AJM36 |  | RCFL-H*3617 | 12.5 | 15.1 | Yes | Yes | 2011-01-21 |  | 1
FALSE | 14AJM36 | 38 | 3620530 | RHEEM SALES COMPANY, INC. | 14AJM36 | AC | Split System: Air-Cooled Condensing Unit, Coil with Blower | 14AJM36 |  | RCFL-H*3617 | 12.5 | 15.1 | Yes | Yes | 2011-01-21 |  | 1
FALSE | 14AJM36 | 38 | 3620536 | RHEEM SALES COMPANY, INC. | 14AJM36 | AC | Split System: Air-Cooled Condensing Unit, Coil with Blower | 14AJM36 |  | RCFL-H*3621 | 12.5 | 15.1 | Yes | Yes | 2011-01-21 |  | 1
FALSE | 14AJM36 | 38 | 3620537 | RHEEM SALES COMPANY, INC. | 14AJM36 | AC | Split System: Air-Cooled Condensing Unit, Coil with Blower | 14AJM36 |  | RCFL-H*3621 | 12.5 | 15.1 | Yes | Yes | 2011-01-21 |  | 1
FALSE | 14AJM36 | 38 | 3620538 | RHEEM SALES COMPANY, INC. | 14AJM36 | AC | Split System: Air-Cooled Condensing Unit, Coil with Blower | 14AJM36 |  | RCFL-H*3621 | 13 | 15.5 | Yes | Yes | 2011-01-21 |  | 1
FALSE | 14AJM36 | 38 | 3620539 | RHEEM SALES COMPANY, INC. | 14AJM36 | AC | Split System: Air-Cooled Condensing Unit, Coil with Blower | 14AJM36 |  | RCFL-H*3621 | 12.5 | 15.1 | Yes | Yes | 2011-01-21 |  | 1
FALSE | 14AJM36 | 38 | 3620540 | RHEEM SALES COMPANY, INC. | 14AJM36 | AC | Split System: Air-Cooled Condensing Unit, Coil with Blower | 14AJM36 |  | RCFL-H*3621 | 12.5 | 15.1 | Yes | Yes | 2011-01-21 |  | 1
FALSE | 14AJM36 | 38 | 3620541 | RHEEM SALES COMPANY, INC. | 14AJM36 | AC | Split System: Air-Cooled Condensing Unit, Coil with Blower | 14AJM36 |  | RCFL-H*3621 | 12.5 | 15.1 | Yes | Yes | 2011-01-21 |  | 1
FALSE | 14AJM36 | 38 | 3620542 | RHEEM SALES COMPANY, INC. | 14AJM36 | AC | Split System: Air-Cooled Condensing Unit, Coil with Blower | 14AJM36 |  | RCFL-H*3621 | 13 | 15.5 | Yes | Yes | 2011-01-21 |  | 1
FALSE | 14AJM36 | 38 | 3620543 | RHEEM SALES COMPANY, INC. | 14AJM36 | AC | Split System: Air-Cooled Condensing Unit, Coil with Blower | 14AJM36 |  | RCFL-H*3621 | 12.5 | 15.1 | Yes | Yes | 2011-01-21 |  | 1
FALSE | 14AJM42 | 4530 | 3620577 | RHEEM SALES COMPANY, INC. | 14AJM42 | AC | Split System: Air-Cooled Condensing Unit, Coil with Blower | 14AJM42 |  | RCFL-H*4821 | 12 | 14.5 | Yes | Yes | 2011-01-21 |  | 0
FALSE | 14AJM42 | 4530 | 3620578 | RHEEM SALES COMPANY, INC. | 14AJM42 | AC | Split System: Air-Cooled Condensing Unit, Coil with Blower | 14AJM42 |  | RCFL-H*4821 | 12.5 | 15.1 | Yes | Yes | 2011-01-21 |  | 1
FALSE | 14AJM42 | 4530 | 3620579 | RHEEM SALES COMPANY, INC. | 14AJM42 | AC | Split System: Air-Cooled Condensing Unit, Coil with Blower | 14AJM42 |  | RCFL-H*4821 | 12.5 | 15.1 | Yes | Yes | 2011-01-21 |  | 1
FALSE | 14AJM42 | 4530 | 3620580 | RHEEM SALES COMPANY, INC. | 14AJM42 | AC | Split System: Air-Cooled Condensing Unit, Coil with Blower | 14AJM42 |  | RCFL-H*4821 | 12 | 14.5 | Yes | Yes | 2011-01-21 |  | 0
FALSE | 14AJM42 | 4530 | 3620581 | RHEEM SALES COMPANY, INC. | 14AJM42 | AC | Split System: Air-Cooled Condensing Unit, Coil with Blower | 14AJM42 |  | RCFL-H*4821 | 12 | 14.5 | Yes | Yes | 2011-01-21 |  | 0
FALSE | 14AJM42 | 4530 | 3620582 | RHEEM SALES COMPANY, INC. | 14AJM42 | AC | Split System: Air-Cooled Condensing Unit, Coil with Blower | 14AJM42 |  | RCFL-H*4821 | 12.5 | 15.1 | Yes | Yes | 2011-01-21 |  | 1
FALSE | 14AJM42 | 4530 | 3620583 | RHEEM SALES COMPANY, INC. | 14AJM42 | AC | Split System: Air-Cooled Condensing Unit, Coil with Blower | 14AJM42 |  | RCFL-H*4821 | 12.5 | 15.1 | Yes | Yes | 2011-01-21 |  | 1
FALSE | 14AJM42 | 4530 | 3620587 | RHEEM SALES COMPANY, INC. | 14AJM42 | AC | Split System: Air-Cooled Condensing Unit, Coil with Blower | 14AJM42 |  | RCFL-H*4824 | 12.5 | 15.1 | Yes | Yes | 2011-01-21 |  | 1
FALSE | 14AJM42 | 4530 | 3620588 | RHEEM SALES COMPANY, INC. | 14AJM42 | AC | Split System: Air-Cooled Condensing Unit, Coil with Blower | 14AJM42 |  | RCFL-H*4824 | 12.5 | 15.1 | Yes | Yes | 2011-01-21 |  | 1
FALSE | 14AJM42 | 4530 | 3620589 | RHEEM SALES COMPANY, INC. | 14AJM42 | AC | Split System: Air-Cooled Condensing Unit, Coil with Blower | 14AJM42 |  | RCFL-H*4824 | 13 | 15.5 | Yes | Yes | 2011-01-21 |  | 1
FALSE | 14AJM42 | 4530 | 3620590 | RHEEM SALES COMPANY, INC. | 14AJM42 | AC | Split System: Air-Cooled Condensing Unit, Coil with Blower | 14AJM42 |  | RCFL-H*4824 | 12.5 | 15.1 | Yes | Yes | 2011-01-21 |  | 1
FALSE | 14AJM42 | 4530 | 3620591 | RHEEM SALES COMPANY, INC. | 14AJM42 | AC | Split System: Air-Cooled Condensing Unit, Coil with Blower | 14AJM42 |  | RCFL-H*4824 | 12.5 | 15.1 | Yes | Yes | 2011-01-21 |  | 1
FALSE | 14AJM48 | 58 | 3620601 | RHEEM SALES COMPANY, INC. | 14AJM48 | AC | Split System: Air-Cooled Condensing Unit, Coil with Blower | 14AJM48 |  | RCFL-A*4821 | 12 | 14.5 | Yes | Yes | 2011-01-21 |  | 0
FALSE | 14AJM48 | 58 | 3620602 | RHEEM SALES COMPANY, INC. | 14AJM48 | AC | Split System: Air-Cooled Condensing Unit, Coil with Blower | 14AJM48 |  | RCFL-A*4821 | 12 | 14.5 | Yes | Yes | 2011-01-21 |  | 0
FALSE | 14AJM48 | 58 | 3620604 | RHEEM SALES COMPANY, INC. | 14AJM48 | AC | Split System: Air-Cooled Condensing Unit, Coil with Blower | 14AJM48 |  | RCFL-A*4824 | 12 | 14.5 | Yes | Yes | 2011-01-21 |  | 0
FALSE | 14AJM48 | 58 | 3620605 | RHEEM SALES COMPANY, INC. | 14AJM48 | AC | Split System: Air-Cooled Condensing Unit, Coil with Blower | 14AJM48 |  | RCFL-A*4824 | 12 | 14.5 | Yes | Yes | 2011-01-21 |  | 0
FALSE | 14AJM30 | 4513 | 3620771 | RUUD AIR CONDITIONING DIVISION | 14AJM30 | AC | Split System: Air-Cooled Condensing Unit, Coil with Blower | 14AJM30 |  | RCFL-H*3617 | 13 | 15.5 | Yes | Yes | 2011-03-08 |  | 1
FALSE | 14AJM30 | 4513 | 3620772 | RHEEM SALES COMPANY, INC. | 14AJM30 | AC | Split System: Air-Cooled Condensing Unit, Coil with Blower | 14AJM30 |  | RCFL-H*3617 | 13 | 15.5 | Yes | Yes | 2011-03-08 |  | 1
FALSE | 14AJM30 | 4513 | 3620773 | RUUD AIR CONDITIONING DIVISION | 14AJM30 | AC | Split System: Air-Cooled Condensing Unit, Coil with Blower | 14AJM30 |  | RCFL-H*3621 | 13 | 15.5 | Yes | Yes | 2011-03-08 |  | 1
FALSE | 14AJM30 | 4513 | 3620774 | RHEEM SALES COMPANY, INC. | 14AJM30 | AC | Split System: Air-Cooled Condensing Unit, Coil with Blower | 14AJM30 |  | RCFL-H*3621 | 13 | 15.5 | Yes | Yes | 2011-03-08 |  | 1
FALSE | 14AJM30 | 4513 | 3620779 | RUUD AIR CONDITIONING DIVISION | 14AJM30 | AC | Split System: Air-Cooled Condensing Unit, Coil with Blower | 14AJM30 |  | RCFL-H*3621 | 13 | 15.5 | Yes | Yes | 2011-03-08 |  | 1
FALSE | 14AJM30 | 4513 | 3620780 | RHEEM SALES COMPANY, INC. | 14AJM30 | AC | Split System: Air-Cooled Condensing Unit, Coil with Blower | 14AJM30 |  | RCFL-H*3621 | 13 | 15.5 | Yes | Yes | 2011-03-08 |  | 1
FALSE | 14AJM30 | 4513 | 3620785 | RUUD AIR CONDITIONING DIVISION | 14AJM30 | AC | Split System: Air-Cooled Condensing Unit, Coil with Blower | 14AJM30 |  | RCFL-H*3621 | 13 | 15.5 | Yes | Yes | 2011-03-08 |  | 1
FALSE | 14AJM30 | 4513 | 3620786 | RHEEM SALES COMPANY, INC. | 14AJM30 | AC | Split System: Air-Cooled Condensing Unit, Coil with Blower | 14AJM30 |  | RCFL-H*3621 | 13 | 15.5 | Yes | Yes | 2011-03-08 |  | 1
FALSE | 14AJM30 | 4513 | 3620795 | RUUD AIR CONDITIONING DIVISION | 14AJM30 | AC | Split System: Air-Cooled Condensing Unit, Coil with Blower | 14AJM30 |  | RCFL-A*3621 | 13 | 15.5 | Yes | Yes | 2011-03-08 |  | 1
FALSE | 14AJM30 | 4513 | 3620796 | RHEEM SALES COMPANY, INC. | 14AJM30 | AC | Split System: Air-Cooled Condensing Unit, Coil with Blower | 14AJM30 |  | RCFL-A*3621 | 13 | 15.5 | Yes | Yes | 2011-03-08 |  | 1
FALSE | 14AJM30 | 4513 | 3620797 | WEATHERKING AIR CONDITIONING DIVISION | 14AJM30 | AC | Split System: Air-Cooled Condensing Unit, Coil with Blower | 14AJM30 |  | RCFL-A*3621 | 13 | 15.5 | Yes | Yes | 2011-03-08 |  | 1
FALSE | 14AJM30 | 4513 | 3620798 | RUUD AIR CONDITIONING DIVISION | 14AJM30 | AC | Split System: Air-Cooled Condensing Unit, Coil with Blower | 14AJM30 |  | RCFL-H*3621 | 13 | 15.5 | Yes | Yes | 2011-03-08 |  | 1
FALSE | 14AJM30 | 4513 | 3620799 | RHEEM SALES COMPANY, INC. | 14AJM30 | AC | Split System: Air-Cooled Condensing Unit, Coil with Blower | 14AJM30 |  | RCFL-H*3621 | 13 | 15.5 | Yes | Yes | 2011-03-08 |  | 1
FALSE | 14AJM30 | 4513 | 3620800 | WEATHERKING AIR CONDITIONING DIVISION | 14AJM30 | AC | Split System: Air-Cooled Condensing Unit, Coil with Blower | 14AJM30 |  | RCFL-H*3621 | 13 | 15.5 | Yes | Yes | 2011-03-08 |  | 1
FALSE | 14AJM36 | 38 | 3620899 | RUUD AIR CONDITIONING DIVISION | 14AJM36 | AC | Split System: Air-Cooled Condensing Unit, Coil with Blower | 14AJM36 |  | RCFL-A*3621 | 12.5 | 15.1 | Yes | Yes | 2011-03-08 |  | 1
FALSE | 14AJM36 | 38 | 3620900 | RHEEM SALES COMPANY, INC. | 14AJM36 | AC | Split System: Air-Cooled Condensing Unit, Coil with Blower | 14AJM36 |  | RCFL-A*3621 | 12.5 | 15.1 | Yes | Yes | 2011-03-08 |  | 1
FALSE | 14AJM36 | 38 | 3620901 | WEATHERKING AIR CONDITIONING DIVISION | 14AJM36 | AC | Split System: Air-Cooled Condensing Unit, Coil with Blower | 14AJM36 |  | RCFL-A*3621 | 12.5 | 15.1 | Yes | Yes | 2011-03-08 |  | 1
FALSE | 14AJM42 | 4530 | 3620928 | RUUD AIR CONDITIONING DIVISION | 14AJM42 | AC | Split System: Air-Cooled Condensing Unit, Coil with Blower | 14AJM42 |  | RCFL-A*4821 | 12 | 14.5 | Yes | Yes | 2011-03-08 |  | 0
FALSE | 14AJM42 | 4530 | 3620929 | RHEEM SALES COMPANY, INC. | 14AJM42 | AC | Split System: Air-Cooled Condensing Unit, Coil with Blower | 14AJM42 |  | RCFL-A*4821 | 12 | 14.5 | Yes | Yes | 2011-03-08 |  | 0
FALSE | 14AJM42 | 4530 | 3620930 | RUUD AIR CONDITIONING DIVISION | 14AJM42 | AC | Split System: Air-Cooled Condensing Unit, Coil with Blower | 14AJM42 |  | RCFL-H*4821 | 12 | 14.5 | Yes | Yes | 2011-03-08 |  | 0
FALSE | 14AJM42 | 4530 | 3620931 | RHEEM SALES COMPANY, INC. | 14AJM42 | AC | Split System: Air-Cooled Condensing Unit, Coil with Blower | 14AJM42 |  | RCFL-H*4821 | 12 | 14.5 | Yes | Yes | 2011-03-08 |  | 0
FALSE | 14AJM42 | 4530 | 3620932 | RUUD AIR CONDITIONING DIVISION | 14AJM42 | AC | Split System: Air-Cooled Condensing Unit, Coil with Blower | 14AJM42 |  | RCFL-A*4821 | 12 | 14.5 | Yes | Yes | 2011-03-08 |  | 0
FALSE | 14AJM42 | 4530 | 3620933 | RHEEM SALES COMPANY, INC. | 14AJM42 | AC | Split System: Air-Cooled Condensing Unit, Coil with Blower | 14AJM42 |  | RCFL-A*4821 | 12 | 14.5 | Yes | Yes | 2011-03-08 |  | 0
FALSE | 14AJM42 | 4530 | 3620934 | RUUD AIR CONDITIONING DIVISION | 14AJM42 | AC | Split System: Air-Cooled Condensing Unit, Coil with Blower | 14AJM42 |  | RCFL-H*4821 | 12 | 14.5 | Yes | Yes | 2011-03-08 |  | 0
FALSE | 14AJM42 | 4530 | 3620935 | RHEEM SALES COMPANY, INC. | 14AJM42 | AC | Split System: Air-Cooled Condensing Unit, Coil with Blower | 14AJM42 |  | RCFL-H*4821 | 12 | 14.5 | Yes | Yes | 2011-03-08 |  | 0
FALSE | 14AJM42 | 4530 | 3620936 | RUUD AIR CONDITIONING DIVISION | 14AJM42 | AC | Split System: Air-Cooled Condensing Unit, Coil with Blower | 14AJM42 |  | RCFL-A*4821 | 12.5 | 15.1 | Yes | Yes | 2011-03-08 |  | 1
FALSE | 14AJM42 | 4530 | 3620937 | RHEEM SALES COMPANY, INC. | 14AJM42 | AC | Split System: Air-Cooled Condensing Unit, Coil with Blower | 14AJM42 |  | RCFL-A*4821 | 12.5 | 15.1 | Yes | Yes | 2011-03-08 |  | 1
FALSE | 14AJM42 | 4530 | 3620938 | RUUD AIR CONDITIONING DIVISION | 14AJM42 | AC | Split System: Air-Cooled Condensing Unit, Coil with Blower | 14AJM42 |  | RCFL-A*4824 | 12.5 | 15.1 | Yes | Yes | 2011-03-08 |  | 1
FALSE | 14AJM42 | 4530 | 3620939 | RHEEM SALES COMPANY, INC. | 14AJM42 | AC | Split System: Air-Cooled Condensing Unit, Coil with Blower | 14AJM42 |  | RCFL-A*4824 | 12.5 | 15.1 | Yes | Yes | 2011-03-08 |  | 1
FALSE | 14AJM42 | 4530 | 3620940 | RUUD AIR CONDITIONING DIVISION | 14AJM42 | AC | Split System: Air-Cooled Condensing Unit, Coil with Blower | 14AJM42 |  | RCFL-H*4821 | 12.5 | 15.1 | Yes | Yes | 2011-03-08 |  | 1
FALSE | 14AJM42 | 4530 | 3620941 | RHEEM SALES COMPANY, INC. | 14AJM42 | AC | Split System: Air-Cooled Condensing Unit, Coil with Blower | 14AJM42 |  | RCFL-H*4821 | 12.5 | 15.1 | Yes | Yes | 2011-03-08 |  | 1
FALSE | 14AJM42 | 4530 | 3620942 | RUUD AIR CONDITIONING DIVISION | 14AJM42 | AC | Split System: Air-Cooled Condensing Unit, Coil with Blower | 14AJM42 |  | RCFL-H*4824 | 12.5 | 15.1 | Yes | Yes | 2011-03-08 |  | 1
FALSE | 14AJM42 | 4530 | 3620943 | RHEEM SALES COMPANY, INC. | 14AJM42 | AC | Split System: Air-Cooled Condensing Unit, Coil with Blower | 14AJM42 |  | RCFL-H*4824 | 12.5 | 15.1 | Yes | Yes | 2011-03-08 |  | 1
FALSE | 14AJM48 | 58 | 3620992 | RUUD AIR CONDITIONING DIVISION | 14AJM48 | AC | Split System: Air-Cooled Condensing Unit, Coil with Blower | 14AJM48 |  | RCFL-H*4821 | 12 | 14.5 | Yes | Yes | 2011-03-08 |  | 0
FALSE | 14AJM48 | 58 | 3620993 | RHEEM SALES COMPANY, INC. | 14AJM48 | AC | Split System: Air-Cooled Condensing Unit, Coil with Blower | 14AJM48 |  | RCFL-H*4821 | 12 | 14.5 | Yes | Yes | 2011-03-08 |  | 0
FALSE | 14AJM48 | 58 | 3620994 | RUUD AIR CONDITIONING DIVISION | 14AJM48 | AC | Split System: Air-Cooled Condensing Unit, Coil with Blower | 14AJM48 |  | RCFL-H*4824 | 12 | 14.5 | Yes | Yes | 2011-03-08 |  | 0
FALSE | 14AJM48 | 58 | 3620995 | RHEEM SALES COMPANY, INC. | 14AJM48 | AC | Split System: Air-Cooled Condensing Unit, Coil with Blower | 14AJM48 |  | RCFL-H*4824 | 12 | 14.5 | Yes | Yes | 2011-03-08 |  | 0
FALSE | 14AJM48 | 58 | 3620996 | RUUD AIR CONDITIONING DIVISION | 14AJM48 | AC | Split System: Air-Cooled Condensing Unit, Coil with Blower | 14AJM48 |  | RCFL-H*4821 | 12 | 14.5 | Yes | Yes | 2011-03-08 |  | 0
FALSE | 14AJM48 | 58 | 3620997 | RHEEM SALES COMPANY, INC. | 14AJM48 | AC | Split System: Air-Cooled Condensing Unit, Coil with Blower | 14AJM48 |  | RCFL-H*4821 | 12 | 14.5 | Yes | Yes | 2011-03-08 |  | 0
FALSE | 14AJM48 | 58 | 3620998 | RUUD AIR CONDITIONING DIVISION | 14AJM48 | AC | Split System: Air-Cooled Condensing Unit, Coil with Blower | 14AJM48 |  | RCFL-H*4824 | 12 | 14.5 | Yes | Yes | 2011-03-08 |  | 0
FALSE | 14AJM48 | 58 | 3620999 | RHEEM SALES COMPANY, INC. | 14AJM48 | AC | Split System: Air-Cooled Condensing Unit, Coil with Blower | 14AJM48 |  | RCFL-H*4824 | 12 | 14.5 | Yes | Yes | 2011-03-08 |  | 0
FALSE | 14AJM48 | 58 | 3621000 | RUUD AIR CONDITIONING DIVISION | 14AJM48 | AC | Split System: Air-Cooled Condensing Unit, Coil with Blower | 14AJM48 |  | RCFL-H*4824 | 12 | 14.5 | Yes | Yes | 2011-03-08 |  | 0
FALSE | 14AJM48 | 58 | 3621001 | RHEEM SALES COMPANY, INC. | 14AJM48 | AC | Split System: Air-Cooled Condensing Unit, Coil with Blower | 14AJM48 |  | RCFL-H*4824 | 12 | 14.5 | Yes | Yes | 2011-03-08 |  | 0
FALSE | 14AJM48 | 58 | 3627028 | RHEEM SALES COMPANY, INC. | 14AJM48 | AC | Split System: Air-Cooled Condensing Unit, Coil with Blower | 14AJM48 |  | RCFL-H*4821 | 12.5 | 15 | Yes | Yes | 2011-01-21 |  | 1
FALSE | 14AJM48 | 58 | 3627029 | RHEEM SALES COMPANY, INC. | 14AJM48 | AC | Split System: Air-Cooled Condensing Unit, Coil with Blower | 14AJM48 |  | RCFL-H*4824 | 12.5 | 15 | Yes | Yes | 2011-01-21 |  | 1
FALSE | 14AJM48 | 58 | 3627030 | RHEEM SALES COMPANY, INC. | 14AJM48 | AC | Split System: Air-Cooled Condensing Unit, Coil with Blower | 14AJM48 |  | RCFL-H*4824 | 12.5 | 15 | Yes | Yes | 2011-01-21 |  | 1
FALSE | 14AJM48 | 58 | 3627031 | RHEEM SALES COMPANY, INC. | 14AJM48 | AC | Split System: Air-Cooled Condensing Unit, Coil with Blower | 14AJM48 |  | RCFL-H*4824 | 12 | 14.5 | Yes | Yes | 2011-01-21 |  | 0
FALSE | 14AJM48 | 58 | 3627032 | RHEEM SALES COMPANY, INC. | 14AJM48 | AC | Split System: Air-Cooled Condensing Unit, Coil with Blower | 14AJM48 |  | RCFL-H*4824 | 12.5 | 15 | Yes | Yes | 2011-01-21 |  | 1
FALSE | 14AJM48 | 58 | 3627033 | RHEEM SALES COMPANY, INC. | 14AJM48 | AC | Split System: Air-Cooled Condensing Unit, Coil with Blower | 14AJM48 |  | RCFL-H*4824 | 12.5 | 15 | Yes | Yes | 2011-01-21 |  | 1
FALSE | 14AJM48 | 58 | 3627034 | RUUD AIR CONDITIONING DIVISION | 14AJM48 | AC | Split System: Air-Cooled Condensing Unit, Coil with Blower | 14AJM48 |  | RCFL-A*4821 | 12.5 | 15 | Yes | Yes | 2011-03-08 |  | 1
FALSE | 14AJM48 | 58 | 3627035 | RHEEM SALES COMPANY, INC. | 14AJM48 | AC | Split System: Air-Cooled Condensing Unit, Coil with Blower | 14AJM48 |  | RCFL-A*4821 | 12.5 | 15 | Yes | Yes | 2011-03-08 |  | 1
FALSE | 14AJM48 | 58 | 3627036 | RUUD AIR CONDITIONING DIVISION | 14AJM48 | AC | Split System: Air-Cooled Condensing Unit, Coil with Blower | 14AJM48 |  | RCFL-H*4821 | 12.5 | 15 | Yes | Yes | 2011-03-08 |  | 1
FALSE | 14AJM48 | 58 | 3627037 | RHEEM SALES COMPANY, INC. | 14AJM48 | AC | Split System: Air-Cooled Condensing Unit, Coil with Blower | 14AJM48 |  | RCFL-H*4821 | 12.5 | 15 | Yes | Yes | 2011-03-08 |  | 1
FALSE | 14AJM48 | 58 | 3627038 | RUUD AIR CONDITIONING DIVISION | 14AJM48 | AC | Split System: Air-Cooled Condensing Unit, Coil with Blower | 14AJM48 |  | RCFL-H*4824 | 12.5 | 15 | Yes | Yes | 2011-03-08 |  | 1
FALSE | 14AJM48 | 58 | 3627039 | RHEEM SALES COMPANY, INC. | 14AJM48 | AC | Split System: Air-Cooled Condensing Unit, Coil with Blower | 14AJM48 |  | RCFL-H*4824 | 12.5 | 15 | Yes | Yes | 2011-03-08 |  | 1
FALSE | 14AJM48 | 58 | 3627040 | RUUD AIR CONDITIONING DIVISION | 14AJM48 | AC | Split System: Air-Cooled Condensing Unit, Coil with Blower | 14AJM48 |  | RCFL-H*4824 | 12.5 | 15 | Yes | Yes | 2011-03-08 |  | 1
FALSE | 14AJM48 | 58 | 3627041 | RHEEM SALES COMPANY, INC. | 14AJM48 | AC | Split System: Air-Cooled Condensing Unit, Coil with Blower | 14AJM48 |  | RCFL-H*4824 | 12.5 | 15 | Yes | Yes | 2011-03-08 |  | 1
FALSE | 14AJM48 | 58 | 3627042 | RUUD AIR CONDITIONING DIVISION | 14AJM48 | AC | Split System: Air-Cooled Condensing Unit, Coil with Blower | 14AJM48 |  | RCFL-A*4824 | 12 | 14.5 | Yes | Yes | 2011-03-08 |  | 0
FALSE | 14AJM48 | 58 | 3627043 | RHEEM SALES COMPANY, INC. | 14AJM48 | AC | Split System: Air-Cooled Condensing Unit, Coil with Blower | 14AJM48 |  | RCFL-A*4824 | 12 | 14.5 | Yes | Yes | 2011-03-08 |  | 0
FALSE | 14AJM48 | 58 | 3627044 | RUUD AIR CONDITIONING DIVISION | 14AJM48 | AC | Split System: Air-Cooled Condensing Unit, Coil with Blower | 14AJM48 |  | RCFL-H*4824 | 12 | 14.5 | Yes | Yes | 2011-03-08 |  | 0
FALSE | 14AJM48 | 58 | 3627045 | RHEEM SALES COMPANY, INC. | 14AJM48 | AC | Split System: Air-Cooled Condensing Unit, Coil with Blower | 14AJM48 |  | RCFL-H*4824 | 12 | 14.5 | Yes | Yes | 2011-03-08 |  | 0
FALSE | 14AJM48 | 58 | 3627046 | RUUD AIR CONDITIONING DIVISION | 14AJM48 | AC | Split System: Air-Cooled Condensing Unit, Coil with Blower | 14AJM48 |  | RCFL-A*4824 | 12.5 | 15 | Yes | Yes | 2011-03-08 |  | 1
FALSE | 14AJM48 | 58 | 3627047 | RHEEM SALES COMPANY, INC. | 14AJM48 | AC | Split System: Air-Cooled Condensing Unit, Coil with Blower | 14AJM48 |  | RCFL-A*4824 | 12.5 | 15 | Yes | Yes | 2011-03-08 |  | 1
FALSE | 14AJM48 | 58 | 3627048 | RUUD AIR CONDITIONING DIVISION | 14AJM48 | AC | Split System: Air-Cooled Condensing Unit, Coil with Blower | 14AJM48 |  | RCFL-H*4824 | 12.5 | 15 | Yes | Yes | 2011-03-08 |  | 1
FALSE | 14AJM48 | 58 | 3627049 | RHEEM SALES COMPANY, INC. | 14AJM48 | AC | Split System: Air-Cooled Condensing Unit, Coil with Blower | 14AJM48 |  | RCFL-H*4824 | 12.5 | 15 | Yes | Yes | 2011-03-08 |  | 1
FALSE | 14AJM48 | 58 | 3627050 | RUUD AIR CONDITIONING DIVISION | 14AJM48 | AC | Split System: Air-Cooled Condensing Unit, Coil with Blower | 14AJM48 |  | RCFL-A*4824 | 12.5 | 15 | Yes | Yes | 2011-03-08 |  | 1
FALSE | 14AJM48 | 58 | 3627051 | RHEEM SALES COMPANY, INC. | 14AJM48 | AC | Split System: Air-Cooled Condensing Unit, Coil with Blower | 14AJM48 |  | RCFL-A*4824 | 12.5 | 15 | Yes | Yes | 2011-03-08 |  | 1
FALSE | 14AJM48 | 58 | 3627052 | RUUD AIR CONDITIONING DIVISION | 14AJM48 | AC | Split System: Air-Cooled Condensing Unit, Coil with Blower | 14AJM48 |  | RCFL-H*4824 | 12.5 | 15 | Yes | Yes | 2011-03-08 |  | 1
FALSE | 14AJM48 | 58 | 3627053 | RHEEM SALES COMPANY, INC. | 14AJM48 | AC | Split System: Air-Cooled Condensing Unit, Coil with Blower | 14AJM48 |  | RCFL-H*4824 | 12.5 | 15 | Yes | Yes | 2011-03-08 |  | 1
FALSE | 14ACX-030-230-17 | 2250 | 3627569 | LENNOX INDUSTRIES, INC. | 14ACX-030-230-10 | AC | Split System: Air-Cooled Condensing Unit, Coil with Blower | 14ACX-030-230-10 |  | CBX32MV-024/030*+TDR | 12 | 14.5 | Yes | Yes | 2011-01-21 |  | 0
FALSE | 4TTX6018H1 | 3491 | 3628418 | TRANE | 4TTX5018A1 | AC | Split System: Air-Cooled Condensing Unit, Coil with Blower | 4TTX5018A1 |  | 4TXCB025BC3 | 13 | 16 | Yes | Yes | 2011-01-21 |  | 2
FALSE | 4TTX6018H1 | 3491 | 3628419 | AMERICAN STANDARD, INC. | 4A7A5018A1 | AC | Split System: Air-Cooled Condensing Unit, Coil with Blower | 4TTX5018A1 |  | 4TXCB025BC3 | 13 | 16 | Yes | Yes | 2011-02-28 |  | 2
FALSE | 14ACX-036-230-15 | 2264 | 3628426 | LENNOX INDUSTRIES, INC. | 14ACX-036-230-10 | AC | Split System: Air-Cooled Condensing Unit, Coil with Blower | 14ACX-036-230-10 |  | CR33-30/36+TDR+TXV | 12 | 14.5 | Yes | Yes | 2011-01-21 |  | 0
FALSE | 24ABC624A*030 | 807 | 3631725 | CARRIER AIR CONDITIONING | 24ABC624A**30 | AC | Split System: Air-Cooled Condensing Unit, Coil Alone | 24ABC624A**30 |  | CNPV*3117A**+TDR | 12 | 14.5 | Yes | Yes | 2011-01-21 |  | 0
FALSE | CA16NA060*0**A | 893 | 3631918 | CARRIER AIR CONDITIONING | 24ABC660A**30 | AC | Split System: Air-Cooled Condensing Unit, Coil Alone | 24ABC660A**30 |  | CNPV*6124A**+TDR | 12.5 | 15 | Yes | Yes | 2011-01-21 |  | 1
FALSE | 24ABC624A*030 | 807 | 3632611 | BRYANT HEATING AND COOLING SYSTEMS | 116BNA024****A | AC | Split System: Air-Cooled Condensing Unit, Coil Alone | 24ABC624A**30 |  | CNPV*3117A**+TDR | 12 | 14.5 | Yes | Yes | 2013-03-26 |  | 0
FALSE | 4TTX6036H1 | 3598 | 3634518 | TRANE | 4TTX5036A1 | AC | Split System: Air-Cooled Condensing Unit, Coil with Blower | 4TTX5036A1 |  | 4TXCB004CC3 | 12.4 | 14.75 | Yes | Yes | 2011-01-21 |  | 0
FALSE | 4TTX6036H1 | 3598 | 3634519 | TRANE | 4TTX5036A1 | AC | Split System: Air-Cooled Condensing Unit, Coil with Blower | 4TTX5036A1 |  | 4TXCC007CC3 | 12.5 | 15 | Yes | Yes | 2011-01-21 |  | 1
FALSE | CA16NA060*0**A | 893 | 3664601 | BRYANT HEATING AND COOLING SYSTEMS | 116BNA060****A | AC | Split System: Air-Cooled Condensing Unit, Coil Alone | 24ABC660A**30 |  | CNPV*6124A**+TDR | 12.5 | 15 | Yes | Yes | 2013-03-26 |  | 1
FALSE | 14ACX-030-230-17 | 2250 | 3665050 | LENNOX INDUSTRIES, INC. | 14ACX-030-230-11 | AC | Split System: Air-Cooled Condensing Unit, Coil with Blower | 14ACX-030-230-11 |  | CBX27UH-030-230*+TDR | 12.5 | 15 | Yes | Yes | 2011-01-21 |  | 1
FALSE | 14ACX-030-230-17 | 2250 | 3665070 | LENNOX INDUSTRIES, INC. | 14ACX-030-230-11 | AC | Split System: Air-Cooled Condensing Unit, Coil with Blower | 14ACX-030-230-11 |  | CH33-36B+TDR+TXV | 12.5 | 15 | Yes | Yes | 2011-01-21 |  | 1
FALSE | 14ACX-030-230-17 | 2250 | 3665071 | LENNOX INDUSTRIES, INC. | 14ACX-030-230-11 | AC | Split System: Air-Cooled Condensing Unit, Coil with Blower | 14ACX-030-230-11 |  | CH33-42+TDR+TXV | 12.5 | 15 | Yes | Yes | 2011-01-21 |  | 1
FALSE | 14ACX-030-230-17 | 2250 | 3665072 | LENNOX INDUSTRIES, INC. | 14ACX-030-230-11 | AC | Split System: Air-Cooled Condensing Unit, Coil with Blower | 14ACX-030-230-11 |  | CH33-42+TDR+TXV | 12.5 | 15 | Yes | Yes | 2011-01-21 |  | 1
FALSE | 14ACX-030-230-17 | 2250 | 3665073 | LENNOX INDUSTRIES, INC. | 14ACX-030-230-11 | AC | Split System: Air-Cooled Condensing Unit, Coil with Blower | 14ACX-030-230-11 |  | CH33-42+TDR+TXV | 12.5 | 15 | Yes | Yes | 2011-01-21 |  | 1
FALSE | 14ACX-030-230-17 | 2250 | 3665074 | LENNOX INDUSTRIES, INC. | 14ACX-030-230-11 | AC | Split System: Air-Cooled Condensing Unit, Coil with Blower | 14ACX-030-230-11 |  | CH33-42+TDR+TXV | 12.5 | 15 | Yes | Yes | 2011-01-21 |  | 1
FALSE | 14ACX-030-230-17 | 2250 | 3665075 | LENNOX INDUSTRIES, INC. | 14ACX-030-230-11 | AC | Split System: Air-Cooled Condensing Unit, Coil with Blower | 14ACX-030-230-11 |  | CH33-42+TDR+TXV | 12.7 | 15.5 | Yes | Yes | 2011-01-21 |  | 1
FALSE | 14ACX-030-230-17 | 2250 | 3665076 | LENNOX INDUSTRIES, INC. | 14ACX-030-230-11 | AC | Split System: Air-Cooled Condensing Unit, Coil with Blower | 14ACX-030-230-11 |  | CH33-43C+TDR+TXV | 12.5 | 15 | Yes | Yes | 2011-01-21 |  | 1
FALSE | 14ACX-030-230-17 | 2250 | 3665077 | LENNOX INDUSTRIES, INC. | 14ACX-030-230-11 | AC | Split System: Air-Cooled Condensing Unit, Coil with Blower | 14ACX-030-230-11 |  | CH33-43C+TDR+TXV | 12.5 | 15 | Yes | Yes | 2011-01-21 |  | 1
FALSE | 14ACX-030-230-17 | 2250 | 3665078 | LENNOX INDUSTRIES, INC. | 14ACX-030-230-11 | AC | Split System: Air-Cooled Condensing Unit, Coil with Blower | 14ACX-030-230-11 |  | CR33-24+TDR+TXV | 12.5 | 15 | Yes | Yes | 2011-01-21 |  | 1
FALSE | 14ACX-030-230-17 | 2250 | 3665080 | LENNOX INDUSTRIES, INC. | 14ACX-030-230-11 | AC | Split System: Air-Cooled Condensing Unit, Coil with Blower | 14ACX-030-230-11 |  | CR33-24+TDR+TXV | 12 | 14.5 | Yes | Yes | 2011-01-21 |  | 0
FALSE | 14ACX-030-230-17 | 2250 | 3665081 | LENNOX INDUSTRIES, INC. | 14ACX-030-230-11 | AC | Split System: Air-Cooled Condensing Unit, Coil with Blower | 14ACX-030-230-11 |  | CR33-24+TDR+TXV | 12 | 14.5 | Yes | Yes | 2011-01-21 |  | 0
FALSE | 14ACX-030-230-17 | 2250 | 3665082 | LENNOX INDUSTRIES, INC. | 14ACX-030-230-11 | AC | Split System: Air-Cooled Condensing Unit, Coil with Blower | 14ACX-030-230-11 |  | CR33-24+TDR+TXV | 12 | 14.5 | Yes | Yes | 2011-01-21 |  | 0
FALSE | 14ACX-030-230-17 | 2250 | 3665083 | LENNOX INDUSTRIES, INC. | 14ACX-030-230-11 | AC | Split System: Air-Cooled Condensing Unit, Coil with Blower | 14ACX-030-230-11 |  | CR33-30/36+TDR+TXV | 12.5 | 15 | Yes | Yes | 2011-01-21 |  | 1
FALSE | 14ACX-030-230-17 | 2250 | 3665084 | LENNOX INDUSTRIES, INC. | 14ACX-030-230-11 | AC | Split System: Air-Cooled Condensing Unit, Coil with Blower | 14ACX-030-230-11 |  | CR33-30/36+TDR+TXV | 12 | 14.5 | Yes | Yes | 2011-01-21 |  | 0
FALSE | 14ACX-030-230-17 | 2250 | 3665085 | LENNOX INDUSTRIES, INC. | 14ACX-030-230-11 | AC | Split System: Air-Cooled Condensing Unit, Coil with Blower | 14ACX-030-230-11 |  | CR33-30/36+TDR+TXV | 12.5 | 15 | Yes | Yes | 2011-01-21 |  | 1
FALSE | 14ACX-030-230-17 | 2250 | 3665086 | LENNOX INDUSTRIES, INC. | 14ACX-030-230-11 | AC | Split System: Air-Cooled Condensing Unit, Coil with Blower | 14ACX-030-230-11 |  | CR33-30/36+TDR+TXV | 12.5 | 15 | Yes | Yes | 2011-01-21 |  | 1
FALSE | 14ACX-030-230-17 | 2250 | 3665087 | LENNOX INDUSTRIES, INC. | 14ACX-030-230-11 | AC | Split System: Air-Cooled Condensing Unit, Coil with Blower | 14ACX-030-230-11 |  | CR33-30/36+TDR+TXV | 12.5 | 15 | Yes | Yes | 2011-01-21 |  | 1
FALSE | 14ACX-030-230-17 | 2250 | 3665088 | LENNOX INDUSTRIES, INC. | 14ACX-030-230-11 | AC | Split System: Air-Cooled Condensing Unit, Coil with Blower | 14ACX-030-230-11 |  | CX34-25+TDR | 12.5 | 15 | Yes | Yes | 2011-01-21 |  | 1
FALSE | 14ACX-030-230-17 | 2250 | 3665107 | LENNOX INDUSTRIES, INC. | 14ACX-030-230-11 | AC | Split System: Air-Cooled Condensing Unit, Coil with Blower | 14ACX-030-230-11 |  | CX34-43+TDR | 13 | 15.5 | Yes | Yes | 2011-01-21 |  | 1
FALSE | 14ACX-030-230-17 | 2250 | 3665108 | LENNOX INDUSTRIES, INC. | 14ACX-030-230-11 | AC | Split System: Air-Cooled Condensing Unit, Coil with Blower | 14ACX-030-230-11 |  | C33-25+TDR+TXV | 12.5 | 15 | Yes | Yes | 2011-01-21 |  | 1
FALSE | 14ACX-030-230-17 | 2250 | 3665109 | LENNOX INDUSTRIES, INC. | 14ACX-030-230-11 | AC | Split System: Air-Cooled Condensing Unit, Coil with Blower | 14ACX-030-230-11 |  | C33-25+TDR+TXV | 12.5 | 15 | Yes | Yes | 2011-01-21 |  | 1
FALSE | 14ACX-030-230-17 | 2250 | 3665110 | LENNOX INDUSTRIES, INC. | 14ACX-030-230-11 | AC | Split System: Air-Cooled Condensing Unit, Coil with Blower | 14ACX-030-230-11 |  | C33-25+TDR+TXV | 12 | 14.5 | Yes | Yes | 2011-01-21 |  | 0
FALSE | 14ACX-030-230-17 | 2250 | 3665111 | LENNOX INDUSTRIES, INC. | 14ACX-030-230-11 | AC | Split System: Air-Cooled Condensing Unit, Coil with Blower | 14ACX-030-230-11 |  | C33-25+TDR+TXV | 12.5 | 15 | Yes | Yes | 2011-01-21 |  | 1
FALSE | 14ACX-030-230-17 | 2250 | 3665112 | LENNOX INDUSTRIES, INC. | 14ACX-030-230-11 | AC | Split System: Air-Cooled Condensing Unit, Coil with Blower | 14ACX-030-230-11 |  | C33-25+TDR+TXV | 12.5 | 15 | Yes | Yes | 2011-01-21 |  | 1
FALSE | 14ACX-030-230-17 | 2250 | 3665113 | LENNOX INDUSTRIES, INC. | 14ACX-030-230-11 | AC | Split System: Air-Cooled Condensing Unit, Coil with Blower | 14ACX-030-230-11 |  | C33-25+TDR+TXV | 12.5 | 15 | Yes | Yes | 2011-01-21 |  | 1
FALSE | 14ACX-030-230-17 | 2250 | 3665114 | LENNOX INDUSTRIES, INC. | 14ACX-030-230-11 | AC | Split System: Air-Cooled Condensing Unit, Coil with Blower | 14ACX-030-230-11 |  | C33-30+TDR+TXV | 12 | 14.5 | Yes | Yes | 2011-01-21 |  | 0
FALSE | 14ACX-030-230-17 | 2250 | 3665115 | LENNOX INDUSTRIES, INC. | 14ACX-030-230-11 | AC | Split System: Air-Cooled Condensing Unit, Coil with Blower | 14ACX-030-230-11 |  | C33-30+TDR+TXV | 12.5 | 15 | Yes | Yes | 2011-01-21 |  | 1
FALSE | 14ACX-030-230-17 | 2250 | 3665117 | LENNOX INDUSTRIES, INC. | 14ACX-030-230-11 | AC | Split System: Air-Cooled Condensing Unit, Coil with Blower | 14ACX-030-230-11 |  | C33-30+TDR+TXV | 12 | 14.5 | Yes | Yes | 2011-01-21 |  | 0
FALSE | 14ACX-030-230-17 | 2250 | 3665118 | LENNOX INDUSTRIES, INC. | 14ACX-030-230-11 | AC | Split System: Air-Cooled Condensing Unit, Coil with Blower | 14ACX-030-230-11 |  | C33-30+TDR+TXV | 12 | 14.5 | Yes | Yes | 2011-01-21 |  | 0
FALSE | 14ACX-030-230-17 | 2250 | 3665119 | LENNOX INDUSTRIES, INC. | 14ACX-030-230-11 | AC | Split System: Air-Cooled Condensing Unit, Coil with Blower | 14ACX-030-230-11 |  | C33-30+TDR+TXV | 12 | 14.5 | Yes | Yes | 2011-01-21 |  | 0
FALSE | 14ACX-030-230-17 | 2250 | 3665120 | LENNOX INDUSTRIES, INC. | 14ACX-030-230-11 | AC | Split System: Air-Cooled Condensing Unit, Coil with Blower | 14ACX-030-230-11 |  | C33-31+TDR+TXV | 12.5 | 15 | Yes | Yes | 2011-01-21 |  | 1
FALSE | 14ACX-030-230-17 | 2250 | 3665121 | LENNOX INDUSTRIES, INC. | 14ACX-030-230-11 | AC | Split System: Air-Cooled Condensing Unit, Coil with Blower | 14ACX-030-230-11 |  | C33-31+TDR+TXV | 12.5 | 15 | Yes | Yes | 2011-01-21 |  | 1
FALSE | 14ACX-030-230-17 | 2250 | 3665122 | LENNOX INDUSTRIES, INC. | 14ACX-030-230-11 | AC | Split System: Air-Cooled Condensing Unit, Coil with Blower | 14ACX-030-230-11 |  | C33-31+TDR+TXV | 12.5 | 15 | Yes | Yes | 2011-01-21 |  | 1
FALSE | 14ACX-030-230-17 | 2250 | 3665123 | LENNOX INDUSTRIES, INC. | 14ACX-030-230-11 | AC | Split System: Air-Cooled Condensing Unit, Coil with Blower | 14ACX-030-230-11 |  | C33-31+TDR+TXV | 12.5 | 15 | Yes | Yes | 2011-01-21 |  | 1
FALSE | 14ACX-030-230-17 | 2250 | 3665124 | LENNOX INDUSTRIES, INC. | 14ACX-030-230-11 | AC | Split System: Air-Cooled Condensing Unit, Coil with Blower | 14ACX-030-230-11 |  | C33-31+TDR+TXV | 12.5 | 15 | Yes | Yes | 2011-01-21 |  | 1
FALSE | 14ACX-030-230-17 | 2250 | 3665125 | LENNOX INDUSTRIES, INC. | 14ACX-030-230-11 | AC | Split System: Air-Cooled Condensing Unit, Coil with Blower | 14ACX-030-230-11 |  | C33-31+TDR+TXV | 12.5 | 15 | Yes | Yes | 2011-01-21 |  | 1
FALSE | 14ACX-030-230-17 | 2250 | 3665143 | LENNOX INDUSTRIES, INC. | 14ACX-030-230-11 | AC | Split System: Air-Cooled Condensing Unit, Coil with Blower | 14ACX-030-230-11 |  | C33-42+TDR+TXV | 12.5 | 15 | Yes | Yes | 2011-01-21 |  | 1
FALSE | 14ACX-030-230-17 | 2250 | 3665144 | LENNOX INDUSTRIES, INC. | 14ACX-030-230-11 | AC | Split System: Air-Cooled Condensing Unit, Coil with Blower | 14ACX-030-230-11 |  | C33-43+TDR+TXV | 13 | 16 | Yes | Yes | 2011-01-21 |  | 2
FALSE | 14ACX-030-230-17 | 2250 | 3665145 | LENNOX INDUSTRIES, INC. | 14ACX-030-230-11 | AC | Split System: Air-Cooled Condensing Unit, Coil with Blower | 14ACX-030-230-11 |  | C33-43+TDR+TXV | 12.5 | 14.5 | Yes | Yes | 2011-01-21 |  | 0
FALSE | 14ACX-030-230-17 | 2250 | 3665146 | LENNOX INDUSTRIES, INC. | 14ACX-030-230-11 | AC | Split System: Air-Cooled Condensing Unit, Coil with Blower | 14ACX-030-230-11 |  | C33-43+TDR+TXV | 12.5 | 15 | Yes | Yes | 2011-01-21 |  | 1
FALSE | 14ACX-030-230-17 | 2250 | 3665147 | LENNOX INDUSTRIES, INC. | 14ACX-030-230-11 | AC | Split System: Air-Cooled Condensing Unit, Coil with Blower | 14ACX-030-230-11 |  | C33-43+TDR+TXV | 13.2 | 15.7 | Yes | Yes | 2011-01-21 |  | 1
FALSE | 14ACX-030-230-17 | 2250 | 3665148 | LENNOX INDUSTRIES, INC. | 14ACX-030-230-11 | AC | Split System: Air-Cooled Condensing Unit, Coil with Blower | 14ACX-030-230-11 |  | C33-43+TDR+TXV | 12.5 | 15 | Yes | Yes | 2011-01-21 |  | 1
FALSE | 14ACX-030-230-17 | 2250 | 3665149 | LENNOX INDUSTRIES, INC. | 14ACX-030-230-11 | AC | Split System: Air-Cooled Condensing Unit, Coil with Blower | 14ACX-030-230-11 |  | C33-43+TDR+TXV | 13 | 15.5 | Yes | Yes | 2011-01-21 |  | 1
FALSE | 14ACX-030-230-17 | 2250 | 3665150 | LENNOX INDUSTRIES, INC. | 14ACX-030-230-11 | AC | Split System: Air-Cooled Condensing Unit, Coil with Blower | 14ACX-030-230-11 |  | C33-43+TDR+TXV | 13 | 15.5 | Yes | Yes | 2011-01-21 |  | 1
FALSE | 14ACX-030-230-17 | 2250 | 3665153 | LENNOX INDUSTRIES, INC. | 14ACX-030-230-11 | AC | Split System: Air-Cooled Condensing Unit, Coil with Blower | 14ACX-030-230-11 |  | CB27UH-030-230*+TDR+TXV | 12.5 | 15 | Yes | Yes | 2011-01-21 |  | 1
FALSE | 14ACX-030-230-17 | 2250 | 3665154 | LENNOX INDUSTRIES, INC. | 14ACX-030-230-11 | AC | Split System: Air-Cooled Condensing Unit, Coil with Blower | 14ACX-030-230-11 |  | CB27UH-036-230*+TDR+TXV | 12.5 | 15 | Yes | Yes | 2011-01-21 |  | 1
FALSE | 14ACX-030-230-17 | 2250 | 3665158 | LENNOX INDUSTRIES, INC. | 14ACX-030-230-11 | AC | Split System: Air-Cooled Condensing Unit, Coil with Blower | 14ACX-030-230-11 |  | CB31MV-41*P+TDR+TXV | 12.5 | 15 | Yes | Yes | 2011-01-21 |  | 1
FALSE | 14ACX-030-230-17 | 2250 | 3665160 | LENNOX INDUSTRIES, INC. | 14ACX-030-230-11 | AC | Split System: Air-Cooled Condensing Unit, Coil with Blower | 14ACX-030-230-11 |  | CH33-31B+TDR+TXV | 12.5 | 15 | Yes | Yes | 2011-01-21 |  | 1
FALSE | 14ACX-030-230-17 | 2250 | 3665161 | LENNOX INDUSTRIES, INC. | 14ACX-030-230-11 | AC | Split System: Air-Cooled Condensing Unit, Coil with Blower | 14ACX-030-230-11 |  | CH33-31B+TDR+TXV | 12.5 | 15 | Yes | Yes | 2011-01-21 |  | 1
FALSE | 14ACX-030-230-17 | 2250 | 3665162 | LENNOX INDUSTRIES, INC. | 14ACX-030-230-11 | AC | Split System: Air-Cooled Condensing Unit, Coil with Blower | 14ACX-030-230-11 |  | CH33-31B+TDR+TXV | 12.5 | 15 | Yes | Yes | 2011-01-21 |  | 1
FALSE | 14ACX-030-230-17 | 2250 | 3665163 | LENNOX INDUSTRIES, INC. | 14ACX-030-230-11 | AC | Split System: Air-Cooled Condensing Unit, Coil with Blower | 14ACX-030-230-11 |  | CX34-31+TDR | 12.5 | 15 | Yes | Yes | 2011-01-21 |  | 1
FALSE | 14ACX-030-230-17 | 2250 | 3665164 | LENNOX INDUSTRIES, INC. | 14ACX-030-230-11 | AC | Split System: Air-Cooled Condensing Unit, Coil with Blower | 14ACX-030-230-11 |  | CX34-31+TDR | 12.5 | 16 | Yes | Yes | 2011-01-21 |  | 1
FALSE | 14ACX-030-230-17 | 2250 | 3665165 | LENNOX INDUSTRIES, INC. | 14ACX-030-230-11 | AC | Split System: Air-Cooled Condensing Unit, Coil with Blower | 14ACX-030-230-11 |  | CX34-31+TDR | 12.7 | 15.2 | Yes | Yes | 2011-01-21 |  | 1
FALSE | 14ACX-030-230-17 | 2250 | 3665166 | LENNOX INDUSTRIES, INC. | 14ACX-030-230-11 | AC | Split System: Air-Cooled Condensing Unit, Coil with Blower | 14ACX-030-230-11 |  | CX34-31+TDR | 12.5 | 15 | Yes | Yes | 2011-01-21 |  | 1
FALSE | 14ACX-030-230-17 | 2250 | 3665184 | LENNOX INDUSTRIES, INC. | 14ACX-030-230-11 | AC | Split System: Air-Cooled Condensing Unit, Coil with Blower | 14ACX-030-230-11 |  | CX34-42+TDR | 12.5 | 15 | Yes | Yes | 2011-01-21 |  | 1
FALSE | 14ACX-030-230-17 | 2250 | 3665185 | LENNOX INDUSTRIES, INC. | 14ACX-030-230-11 | AC | Split System: Air-Cooled Condensing Unit, Coil with Blower | 14ACX-030-230-11 |  | CBX40UHV-036*+TDR | 12.5 | 15 | Yes | Yes | 2011-01-21 |  | 1
FALSE | 14ACX-030-230-17 | 2250 | 3665186 | LENNOX INDUSTRIES, INC. | 14ACX-030-230-11 | AC | Split System: Air-Cooled Condensing Unit, Coil with Blower | 14ACX-030-230-11 |  | C33-30+TDR+TXV | 12.5 | 14.7 | Yes | Yes | 2011-01-21 |  | 0
FALSE | 14ACX-030-230-17 | 2250 | 3665187 | LENNOX INDUSTRIES, INC. | 14ACX-030-230-11 | AC | Split System: Air-Cooled Condensing Unit, Coil with Blower | 14ACX-030-230-11 |  | C33-30+TDR+TXV | 12.5 | 14.7 | Yes | Yes | 2011-01-21 |  | 0
FALSE | 14ACX-030-230-17 | 2250 | 3665188 | LENNOX INDUSTRIES, INC. | 14ACX-030-230-11 | AC | Split System: Air-Cooled Condensing Unit, Coil with Blower | 14ACX-030-230-11 |  | CX34-30+TDR | 12.5 | 14.7 | Yes | Yes | 2011-01-21 |  | 0
FALSE | 14ACX-030-230-17 | 2250 | 3665189 | LENNOX INDUSTRIES, INC. | 14ACX-030-230-11 | AC | Split System: Air-Cooled Condensing Unit, Coil with Blower | 14ACX-030-230-11 |  | CX34-30+TDR | 12.5 | 14.7 | Yes | Yes | 2011-01-21 |  | 0
FALSE | 14ACX-030-230-17 | 2250 | 3665190 | LENNOX INDUSTRIES, INC. | 14ACX-030-230-11 | AC | Split System: Air-Cooled Condensing Unit, Coil with Blower | 14ACX-030-230-11 |  | CH33-25+TDR+TXV | 12.5 | 15 | Yes | Yes | 2011-01-21 |  | 1
FALSE | 14ACX-030-230-17 | 2250 | 3665191 | LENNOX INDUSTRIES, INC. | 14ACX-030-230-11 | AC | Split System: Air-Cooled Condensing Unit, Coil with Blower | 14ACX-030-230-11 |  | CH33-25+TDR+TXV | 12.5 | 15 | Yes | Yes | 2011-01-21 |  | 1
FALSE | 14ACX-030-230-17 | 2250 | 3665192 | LENNOX INDUSTRIES, INC. | 14ACX-030-230-11 | AC | Split System: Air-Cooled Condensing Unit, Coil with Blower | 14ACX-030-230-11 |  | CR33-30/36+TDR+TXV | 12.5 | 15 | Yes | Yes | 2011-01-21 |  | 1
FALSE | 14ACX-030-230-17 | 2250 | 3665193 | LENNOX INDUSTRIES, INC. | 14ACX-030-230-11 | AC | Split System: Air-Cooled Condensing Unit, Coil with Blower | 14ACX-030-230-11 |  | CBX32MV-024/030*+TDR | 12 | 14.5 | Yes | Yes | 2011-01-21 |  | 0
FALSE | 14ACX-036-230-15 | 2264 | 3665222 | LENNOX INDUSTRIES, INC. | 14ACX-036-230-11 | AC | Split System: Air-Cooled Condensing Unit, Coil with Blower | 14ACX-036-230-11 |  | CX34-36+TDR | 12.5 | 15 | Yes | Yes | 2011-01-21 |  | 1
FALSE | 14ACX-036-230-15 | 2264 | 3665223 | LENNOX INDUSTRIES, INC. | 14ACX-036-230-11 | AC | Split System: Air-Cooled Condensing Unit, Coil with Blower | 14ACX-036-230-11 |  | CX34-36+TDR | 12 | 14.5 | Yes | Yes | 2011-01-21 |  | 0
FALSE | 14ACX-036-230-15 | 2264 | 3665224 | LENNOX INDUSTRIES, INC. | 14ACX-036-230-11 | AC | Split System: Air-Cooled Condensing Unit, Coil with Blower | 14ACX-036-230-11 |  | CX34-36+TDR | 12 | 14.5 | Yes | Yes | 2011-01-21 |  | 0
FALSE | 14ACX-036-230-15 | 2264 | 3665225 | LENNOX INDUSTRIES, INC. | 14ACX-036-230-11 | AC | Split System: Air-Cooled Condensing Unit, Coil with Blower | 14ACX-036-230-11 |  | CX34-38+TDR | 12 | 14.5 | Yes | Yes | 2011-01-21 |  | 0
FALSE | 14ACX-036-230-15 | 2264 | 3665226 | LENNOX INDUSTRIES, INC. | 14ACX-036-230-11 | AC | Split System: Air-Cooled Condensing Unit, Coil with Blower | 14ACX-036-230-11 |  | CX34-38+TDR | 12.5 | 15.2 | Yes | Yes | 2011-01-21 |  | 1
FALSE | 14ACX-036-230-15 | 2264 | 3665227 | LENNOX INDUSTRIES, INC. | 14ACX-036-230-11 | AC | Split System: Air-Cooled Condensing Unit, Coil with Blower | 14ACX-036-230-11 |  | CX34-38+TDR | 12 | 14.5 | Yes | Yes | 2011-01-21 |  | 0
FALSE | 14ACX-036-230-15 | 2264 | 3665228 | LENNOX INDUSTRIES, INC. | 14ACX-036-230-11 | AC | Split System: Air-Cooled Condensing Unit, Coil with Blower | 14ACX-036-230-11 |  | CX34-38+TDR | 12 | 14.5 | Yes | Yes | 2011-01-21 |  | 0
FALSE | 14ACX-036-230-15 | 2264 | 3665229 | LENNOX INDUSTRIES, INC. | 14ACX-036-230-11 | AC | Split System: Air-Cooled Condensing Unit, Coil with Blower | 14ACX-036-230-11 |  | CX34-38+TDR | 12 | 14.5 | Yes | Yes | 2011-01-21 |  | 0
FALSE | 14ACX-036-230-15 | 2264 | 3665247 | LENNOX INDUSTRIES, INC. | 14ACX-036-230-11 | AC | Split System: Air-Cooled Condensing Unit, Coil with Blower | 14ACX-036-230-11 |  | CX34-44/48+TDR | 12.5 | 14.5 | Yes | Yes | 2011-01-21 |  | 0
FALSE | 14ACX-036-230-15 | 2264 | 3665248 | LENNOX INDUSTRIES, INC. | 14ACX-036-230-11 | AC | Split System: Air-Cooled Condensing Unit, Coil with Blower | 14ACX-036-230-11 |  | CX34-44/48+TDR | 12.5 | 15 | Yes | Yes | 2011-01-21 |  | 1
FALSE | 14ACX-036-230-15 | 2264 | 3665249 | LENNOX INDUSTRIES, INC. | 14ACX-036-230-11 | AC | Split System: Air-Cooled Condensing Unit, Coil with Blower | 14ACX-036-230-11 |  | CX34-44/48+TDR | 12.5 | 15 | Yes | Yes | 2011-01-21 |  | 1
FALSE | 14ACX-036-230-15 | 2264 | 3665250 | LENNOX INDUSTRIES, INC. | 14ACX-036-230-11 | AC | Split System: Air-Cooled Condensing Unit, Coil with Blower | 14ACX-036-230-11 |  | CX34-44/48+TDR | 12.5 | 15 | Yes | Yes | 2011-01-21 |  | 1
FALSE | 14ACX-036-230-15 | 2264 | 3665251 | LENNOX INDUSTRIES, INC. | 14ACX-036-230-11 | AC | Split System: Air-Cooled Condensing Unit, Coil with Blower | 14ACX-036-230-11 |  | CX34-44/48+TDR | 12.5 | 15 | Yes | Yes | 2011-01-21 |  | 1
FALSE | 14ACX-036-230-15 | 2264 | 3665252 | LENNOX INDUSTRIES, INC. | 14ACX-036-230-11 | AC | Split System: Air-Cooled Condensing Unit, Coil with Blower | 14ACX-036-230-11 |  | CX34-49+TDR | 13 | 16 | Yes | Yes | 2011-01-21 |  | 2
FALSE | 14ACX-036-230-15 | 2264 | 3665253 | LENNOX INDUSTRIES, INC. | 14ACX-036-230-11 | AC | Split System: Air-Cooled Condensing Unit, Coil with Blower | 14ACX-036-230-11 |  | CX34-49+TDR | 12.5 | 15 | Yes | Yes | 2011-01-21 |  | 1
FALSE | 14ACX-036-230-15 | 2264 | 3665254 | LENNOX INDUSTRIES, INC. | 14ACX-036-230-11 | AC | Split System: Air-Cooled Condensing Unit, Coil with Blower | 14ACX-036-230-11 |  | CX34-49+TDR | 12.5 | 15 | Yes | Yes | 2011-01-21 |  | 1
FALSE | 14ACX-036-230-15 | 2264 | 3665255 | LENNOX INDUSTRIES, INC. | 14ACX-036-230-11 | AC | Split System: Air-Cooled Condensing Unit, Coil with Blower | 14ACX-036-230-11 |  | CX34-49+TDR | 12.5 | 15 | Yes | Yes | 2011-01-21 |  | 1
FALSE | 14ACX-036-230-15 | 2264 | 3665256 | LENNOX INDUSTRIES, INC. | 14ACX-036-230-11 | AC | Split System: Air-Cooled Condensing Unit, Coil with Blower | 14ACX-036-230-11 |  | CX34-50/60C+TDR | 12.5 | 15 | Yes | Yes | 2011-01-21 |  | 1
FALSE | 14ACX-036-230-15 | 2264 | 3665257 | LENNOX INDUSTRIES, INC. | 14ACX-036-230-11 | AC | Split System: Air-Cooled Condensing Unit, Coil with Blower | 14ACX-036-230-11 |  | CX34-50/60C+TDR | 12.5 | 15 | Yes | Yes | 2011-01-21 |  | 1
FALSE | 14ACX-036-230-15 | 2264 | 3665258 | LENNOX INDUSTRIES, INC. | 14ACX-036-230-11 | AC | Split System: Air-Cooled Condensing Unit, Coil with Blower | 14ACX-036-230-11 |  | CX34-50/60C+TDR | 12.5 | 15 | Yes | Yes | 2011-01-21 |  | 1
FALSE | 14ACX-036-230-15 | 2264 | 3665259 | LENNOX INDUSTRIES, INC. | 14ACX-036-230-11 | AC | Split System: Air-Cooled Condensing Unit, Coil with Blower | 14ACX-036-230-11 |  | CX34-50/60C+TDR | 12.5 | 15 | Yes | Yes | 2011-01-21 |  | 1
FALSE | 14ACX-036-230-15 | 2264 | 3665261 | LENNOX INDUSTRIES, INC. | 14ACX-036-230-11 | AC | Split System: Air-Cooled Condensing Unit, Coil with Blower | 14ACX-036-230-11 |  | C33-36+TDR+TXV | 12.5 | 15 | Yes | Yes | 2011-01-21 |  | 1
FALSE | 14ACX-036-230-15 | 2264 | 3665262 | LENNOX INDUSTRIES, INC. | 14ACX-036-230-11 | AC | Split System: Air-Cooled Condensing Unit, Coil with Blower | 14ACX-036-230-11 |  | C33-36+TDR+TXV | 12 | 14.5 | Yes | Yes | 2011-01-21 |  | 0
FALSE | 14ACX-036-230-15 | 2264 | 3665263 | LENNOX INDUSTRIES, INC. | 14ACX-036-230-11 | AC | Split System: Air-Cooled Condensing Unit, Coil with Blower | 14ACX-036-230-11 |  | C33-36+TDR+TXV | 12 | 14.5 | Yes | Yes | 2011-01-21 |  | 0
FALSE | 14ACX-036-230-15 | 2264 | 3665264 | LENNOX INDUSTRIES, INC. | 14ACX-036-230-11 | AC | Split System: Air-Cooled Condensing Unit, Coil with Blower | 14ACX-036-230-11 |  | C33-38+TDR+TXV | 12 | 14.5 | Yes | Yes | 2011-01-21 |  | 0
FALSE | 14ACX-036-230-15 | 2264 | 3665265 | LENNOX INDUSTRIES, INC. | 14ACX-036-230-11 | AC | Split System: Air-Cooled Condensing Unit, Coil with Blower | 14ACX-036-230-11 |  | C33-38+TDR+TXV | 12.5 | 15 | Yes | Yes | 2011-01-21 |  | 1
FALSE | 14ACX-036-230-15 | 2264 | 3665283 | LENNOX INDUSTRIES, INC. | 14ACX-036-230-11 | AC | Split System: Air-Cooled Condensing Unit, Coil with Blower | 14ACX-036-230-11 |  | C33-43+TDR+TXV | 12.5 | 15 | Yes | Yes | 2011-01-21 |  | 1
FALSE | 14ACX-036-230-15 | 2264 | 3665284 | LENNOX INDUSTRIES, INC. | 14ACX-036-230-11 | AC | Split System: Air-Cooled Condensing Unit, Coil with Blower | 14ACX-036-230-11 |  | C33-43+TDR+TXV | 12.5 | 15 | Yes | Yes | 2011-01-21 |  | 1
FALSE | 14ACX-036-230-15 | 2264 | 3665285 | LENNOX INDUSTRIES, INC. | 14ACX-036-230-11 | AC | Split System: Air-Cooled Condensing Unit, Coil with Blower | 14ACX-036-230-11 |  | C33-48+TDR+TXV | 12.5 | 15 | Yes | Yes | 2011-01-21 |  | 1
FALSE | 14ACX-036-230-15 | 2264 | 3665286 | LENNOX INDUSTRIES, INC. | 14ACX-036-230-11 | AC | Split System: Air-Cooled Condensing Unit, Coil with Blower | 14ACX-036-230-11 |  | C33-48+TDR+TXV | 12.5 | 14.5 | Yes | Yes | 2011-01-21 |  | 0
FALSE | 14ACX-036-230-15 | 2264 | 3665287 | LENNOX INDUSTRIES, INC. | 14ACX-036-230-11 | AC | Split System: Air-Cooled Condensing Unit, Coil with Blower | 14ACX-036-230-11 |  | C33-48+TDR+TXV | 12.5 | 15 | Yes | Yes | 2011-01-21 |  | 1
FALSE | 14ACX-036-230-15 | 2264 | 3665288 | LENNOX INDUSTRIES, INC. | 14ACX-036-230-11 | AC | Split System: Air-Cooled Condensing Unit, Coil with Blower | 14ACX-036-230-11 |  | C33-48+TDR+TXV | 12.5 | 15 | Yes | Yes | 2011-01-21 |  | 1
FALSE | 14ACX-036-230-15 | 2264 | 3665289 | LENNOX INDUSTRIES, INC. | 14ACX-036-230-11 | AC | Split System: Air-Cooled Condensing Unit, Coil with Blower | 14ACX-036-230-11 |  | C33-48+TDR+TXV | 12.5 | 15 | Yes | Yes | 2011-01-21 |  | 1
FALSE | 14ACX-036-230-15 | 2264 | 3665290 | LENNOX INDUSTRIES, INC. | 14ACX-036-230-11 | AC | Split System: Air-Cooled Condensing Unit, Coil with Blower | 14ACX-036-230-11 |  | C33-48+TDR+TXV | 12.5 | 15 | Yes | Yes | 2011-01-21 |  | 1
FALSE | 14ACX-036-230-15 | 2264 | 3665291 | LENNOX INDUSTRIES, INC. | 14ACX-036-230-11 | AC | Split System: Air-Cooled Condensing Unit, Coil with Blower | 14ACX-036-230-11 |  | C33-49+TDR+TXV | 13 | 16 | Yes | Yes | 2011-01-21 |  | 2
FALSE | 14ACX-036-230-15 | 2264 | 3665292 | LENNOX INDUSTRIES, INC. | 14ACX-036-230-11 | AC | Split System: Air-Cooled Condensing Unit, Coil with Blower | 14ACX-036-230-11 |  | C33-49+TDR+TXV | 12.5 | 15 | Yes | Yes | 2011-01-21 |  | 1
FALSE | 14ACX-036-230-15 | 2264 | 3665293 | LENNOX INDUSTRIES, INC. | 14ACX-036-230-11 | AC | Split System: Air-Cooled Condensing Unit, Coil with Blower | 14ACX-036-230-11 |  | C33-49+TDR+TXV | 12.5 | 15 | Yes | Yes | 2011-01-21 |  | 1
FALSE | 14ACX-036-230-15 | 2264 | 3665294 | LENNOX INDUSTRIES, INC. | 14ACX-036-230-11 | AC | Split System: Air-Cooled Condensing Unit, Coil with Blower | 14ACX-036-230-11 |  | C33-49+TDR+TXV | 13.2 | 15.7 | Yes | Yes | 2011-01-21 |  | 1
FALSE | 14ACX-036-230-15 | 2264 | 3665295 | LENNOX INDUSTRIES, INC. | 14ACX-036-230-11 | AC | Split System: Air-Cooled Condensing Unit, Coil with Blower | 14ACX-036-230-11 |  | C33-50/60C+TDR+TXV | 12.5 | 15 | Yes | Yes | 2011-01-21 |  | 1
FALSE | 14ACX-036-230-15 | 2264 | 3665296 | LENNOX INDUSTRIES, INC. | 14ACX-036-230-11 | AC | Split System: Air-Cooled Condensing Unit, Coil with Blower | 14ACX-036-230-11 |  | C33-50/60C+TDR+TXV | 12.5 | 15 | Yes | Yes | 2011-01-21 |  | 1
FALSE | 14ACX-036-230-15 | 2264 | 3665297 | LENNOX INDUSTRIES, INC. | 14ACX-036-230-11 | AC | Split System: Air-Cooled Condensing Unit, Coil with Blower | 14ACX-036-230-11 |  | C33-50/60C+TDR+TXV | 12.5 | 15 | Yes | Yes | 2011-01-21 |  | 1
FALSE | 14ACX-036-230-15 | 2264 | 3665298 | LENNOX INDUSTRIES, INC. | 14ACX-036-230-11 | AC | Split System: Air-Cooled Condensing Unit, Coil with Blower | 14ACX-036-230-11 |  | C33-50/60C+TDR+TXV | 12.5 | 15 | Yes | Yes | 2011-01-21 |  | 1
FALSE | 14ACX-036-230-15 | 2264 | 3665299 | LENNOX INDUSTRIES, INC. | 14ACX-036-230-11 | AC | Split System: Air-Cooled Condensing Unit, Coil with Blower | 14ACX-036-230-11 |  | CR33-30/36+TDR+TXV | 12.5 | 15 | Yes | Yes | 2011-01-21 |  | 1
FALSE | 14ACX-036-230-15 | 2264 | 3665301 | LENNOX INDUSTRIES, INC. | 14ACX-036-230-11 | AC | Split System: Air-Cooled Condensing Unit, Coil with Blower | 14ACX-036-230-11 |  | CR33-30/36+TDR+TXV | 12 | 14.5 | Yes | Yes | 2011-01-21 |  | 0
FALSE | 14ACX-036-230-15 | 2264 | 3665319 | LENNOX INDUSTRIES, INC. | 14ACX-036-230-11 | AC | Split System: Air-Cooled Condensing Unit, Coil with Blower | 14ACX-036-230-11 |  | CH33-48+TDR+TXV | 12.5 | 15 | Yes | Yes | 2011-01-21 |  | 1
FALSE | 14ACX-036-230-15 | 2264 | 3665320 | LENNOX INDUSTRIES, INC. | 14ACX-036-230-11 | AC | Split System: Air-Cooled Condensing Unit, Coil with Blower | 14ACX-036-230-11 |  | CH33-48+TDR+TXV | 12.5 | 15 | Yes | Yes | 2011-01-21 |  | 1
FALSE | 14ACX-036-230-15 | 2264 | 3665321 | LENNOX INDUSTRIES, INC. | 14ACX-036-230-11 | AC | Split System: Air-Cooled Condensing Unit, Coil with Blower | 14ACX-036-230-11 |  | CH33-48+TDR+TXV | 12.5 | 15 | Yes | Yes | 2011-01-21 |  | 1
FALSE | 14ACX-036-230-15 | 2264 | 3665322 | LENNOX INDUSTRIES, INC. | 14ACX-036-230-11 | AC | Split System: Air-Cooled Condensing Unit, Coil with Blower | 14ACX-036-230-11 |  | CH33-48+TDR+TXV | 12.5 | 15 | Yes | Yes | 2011-01-21 |  | 1
FALSE | 14ACX-036-230-15 | 2264 | 3665323 | LENNOX INDUSTRIES, INC. | 14ACX-036-230-11 | AC | Split System: Air-Cooled Condensing Unit, Coil with Blower | 14ACX-036-230-11 |  | CH23-41+TDR+TXV | 12.5 | 15 | Yes | Yes | 2011-01-21 |  | 1
FALSE | 14ACX-036-230-15 | 2264 | 3665324 | LENNOX INDUSTRIES, INC. | 14ACX-036-230-11 | AC | Split System: Air-Cooled Condensing Unit, Coil with Blower | 14ACX-036-230-11 |  | CH23-41+TDR+TXV | 12 | 14.5 | Yes | Yes | 2011-01-21 |  | 0
FALSE | 14ACX-036-230-15 | 2264 | 3665325 | LENNOX INDUSTRIES, INC. | 14ACX-036-230-11 | AC | Split System: Air-Cooled Condensing Unit, Coil with Blower | 14ACX-036-230-11 |  | CH23-41+TDR+TXV | 12 | 14.5 | Yes | Yes | 2011-01-21 |  | 0
FALSE | 14ACX-036-230-15 | 2264 | 3665326 | LENNOX INDUSTRIES, INC. | 14ACX-036-230-11 | AC | Split System: Air-Cooled Condensing Unit, Coil with Blower | 14ACX-036-230-11 |  | CH23-41+TDR+TXV | 12 | 14.5 | Yes | Yes | 2011-01-21 |  | 0
FALSE | 14ACX-036-230-15 | 2264 | 3665327 | LENNOX INDUSTRIES, INC. | 14ACX-036-230-11 | AC | Split System: Air-Cooled Condensing Unit, Coil with Blower | 14ACX-036-230-11 |  | CH23-51+TDR+TXV | 12.5 | 15 | Yes | Yes | 2011-01-21 |  | 1
FALSE | 14ACX-036-230-15 | 2264 | 3665328 | LENNOX INDUSTRIES, INC. | 14ACX-036-230-11 | AC | Split System: Air-Cooled Condensing Unit, Coil with Blower | 14ACX-036-230-11 |  | CH23-51+TDR+TXV | 12.5 | 14.5 | Yes | Yes | 2011-01-21 |  | 0
FALSE | 14ACX-036-230-15 | 2264 | 3665335 | LENNOX INDUSTRIES, INC. | 14ACX-036-230-11 | AC | Split System: Air-Cooled Condensing Unit, Coil with Blower | 14ACX-036-230-11 |  | CB31MV-51*P+TDR+TXV | 12.5 | 15 | Yes | Yes | 2011-01-21 |  | 1
FALSE | 14ACX-036-230-15 | 2264 | 3665341 | LENNOX INDUSTRIES, INC. | 14ACX-036-230-11 | AC | Split System: Air-Cooled Condensing Unit, Coil with Blower | 14ACX-036-230-11 |  | CBX32MV-048*+TDR | 13 | 16 | Yes | Yes | 2011-01-21 |  | 2
FALSE | 14ACX-036-230-15 | 2264 | 3665343 | LENNOX INDUSTRIES, INC. | 14ACX-036-230-11 | AC | Split System: Air-Cooled Condensing Unit, Coil with Blower | 14ACX-036-230-11 |  | CH33-44/48+TDR+TXV | 12.5 | 15 | Yes | Yes | 2011-01-21 |  | 1
FALSE | 14ACX-036-230-15 | 2264 | 3665344 | LENNOX INDUSTRIES, INC. | 14ACX-036-230-11 | AC | Split System: Air-Cooled Condensing Unit, Coil with Blower | 14ACX-036-230-11 |  | CH33-44/48+TDR+TXV | 12 | 14.5 | Yes | Yes | 2011-01-21 |  | 0
FALSE | 14ACX-036-230-15 | 2264 | 3665345 | LENNOX INDUSTRIES, INC. | 14ACX-036-230-11 | AC | Split System: Air-Cooled Condensing Unit, Coil with Blower | 14ACX-036-230-11 |  | CH33-44/48+TDR+TXV | 12.5 | 14.5 | Yes | Yes | 2011-01-21 |  | 0
FALSE | 14ACX-036-230-15 | 2264 | 3665346 | LENNOX INDUSTRIES, INC. | 14ACX-036-230-11 | AC | Split System: Air-Cooled Condensing Unit, Coil with Blower | 14ACX-036-230-11 |  | CH33-44/48+TDR+TXV | 12.5 | 14.5 | Yes | Yes | 2011-01-21 |  | 0
FALSE | 14ACX-036-230-15 | 2264 | 3665348 | LENNOX INDUSTRIES, INC. | 14ACX-036-230-11 | AC | Split System: Air-Cooled Condensing Unit, Coil with Blower | 14ACX-036-230-11 |  | CH33-36+TDR+TXV | 12.5 | 15 | Yes | Yes | 2011-01-21 |  | 1
FALSE | 14ACX-036-230-15 | 2264 | 3665349 | LENNOX INDUSTRIES, INC. | 14ACX-036-230-11 | AC | Split System: Air-Cooled Condensing Unit, Coil with Blower | 14ACX-036-230-11 |  | CH33-36+TDR+TXV | 12 | 14.5 | Yes | Yes | 2011-01-21 |  | 0
FALSE | 14ACX-036-230-15 | 2264 | 3665368 | LENNOX INDUSTRIES, INC. | 14ACX-036-230-11 | AC | Split System: Air-Cooled Condensing Unit, Coil with Blower | 14ACX-036-230-11 |  | CX34-49+TDR | 12.7 | 15.2 | Yes | Yes | 2011-01-21 |  | 1
FALSE | 14ACX-036-230-15 | 2264 | 3665369 | LENNOX INDUSTRIES, INC. | 14ACX-036-230-11 | AC | Split System: Air-Cooled Condensing Unit, Coil with Blower | 14ACX-036-230-11 |  | C33-49+TDR+TXV | 13 | 15.5 | Yes | Yes | 2011-01-21 |  | 1
FALSE | 14ACX-036-230-15 | 2264 | 3665370 | LENNOX INDUSTRIES, INC. | 14ACX-036-230-11 | AC | Split System: Air-Cooled Condensing Unit, Coil with Blower | 14ACX-036-230-11 |  | CX34-49+TDR | 12.5 | 15 | Yes | Yes | 2011-01-21 |  | 1
FALSE | 14ACX-036-230-15 | 2264 | 3665371 | LENNOX INDUSTRIES, INC. | 14ACX-036-230-11 | AC | Split System: Air-Cooled Condensing Unit, Coil with Blower | 14ACX-036-230-11 |  | C33-50/60C+TDR+TXV | 12.5 | 15 | Yes | Yes | 2011-01-21 |  | 1
FALSE | 14ACX-036-230-15 | 2264 | 3665372 | LENNOX INDUSTRIES, INC. | 14ACX-036-230-11 | AC | Split System: Air-Cooled Condensing Unit, Coil with Blower | 14ACX-036-230-11 |  | CX34-50/60C+TDR | 12.5 | 15 | Yes | Yes | 2011-01-21 |  | 1
FALSE | 14ACX-036-230-15 | 2264 | 3665373 | LENNOX INDUSTRIES, INC. | 14ACX-036-230-11 | AC | Split System: Air-Cooled Condensing Unit, Coil with Blower | 14ACX-036-230-11 |  | CB27UH-036-230*+TDR+TXV | 12.5 | 15 | Yes | Yes | 2011-01-21 |  | 1
FALSE | 14ACX-036-230-15 | 2264 | 3665374 | LENNOX INDUSTRIES, INC. | 14ACX-036-230-11 | AC | Split System: Air-Cooled Condensing Unit, Coil with Blower | 14ACX-036-230-11 |  | CB27UH-042-230*+TDR+TXV | 12.5 | 15 | Yes | Yes | 2011-01-21 |  | 1
FALSE | 14ACX-036-230-15 | 2264 | 3665375 | LENNOX INDUSTRIES, INC. | 14ACX-036-230-11 | AC | Split System: Air-Cooled Condensing Unit, Coil with Blower | 14ACX-036-230-11 |  | C33-48+TDR+TXV | 12.5 | 15 | Yes | Yes | 2011-01-21 |  | 1
FALSE | 14ACX-036-230-15 | 2264 | 3665376 | LENNOX INDUSTRIES, INC. | 14ACX-036-230-11 | AC | Split System: Air-Cooled Condensing Unit, Coil with Blower | 14ACX-036-230-11 |  | CX34-44/48+TDR | 12.5 | 15 | Yes | Yes | 2011-01-21 |  | 1
FALSE | 14ACX-036-230-15 | 2264 | 3665379 | LENNOX INDUSTRIES, INC. | 14ACX-036-230-11 | AC | Split System: Air-Cooled Condensing Unit, Coil with Blower | 14ACX-036-230-11 |  | CH33-43C+TDR+TXV | 12.5 | 15 | Yes | Yes | 2011-01-21 |  | 1
FALSE | 14ACX-036-230-15 | 2264 | 3665380 | LENNOX INDUSTRIES, INC. | 14ACX-036-230-11 | AC | Split System: Air-Cooled Condensing Unit, Coil with Blower | 14ACX-036-230-11 |  | CH33-43C+TDR+TXV | 12.5 | 15 | Yes | Yes | 2011-01-21 |  | 1
FALSE | 14ACX-036-230-15 | 2264 | 3665381 | LENNOX INDUSTRIES, INC. | 14ACX-036-230-11 | AC | Split System: Air-Cooled Condensing Unit, Coil with Blower | 14ACX-036-230-11 |  | C33-38+TDR+TXV | 12 | 14.5 | Yes | Yes | 2011-01-21 |  | 0
FALSE | 14ACX-036-230-15 | 2264 | 3665382 | LENNOX INDUSTRIES, INC. | 14ACX-036-230-11 | AC | Split System: Air-Cooled Condensing Unit, Coil with Blower | 14ACX-036-230-11 |  | C33-43+TDR+TXV | 12.5 | 15 | Yes | Yes | 2011-01-21 |  | 1
FALSE | 14ACX-036-230-15 | 2264 | 3665383 | LENNOX INDUSTRIES, INC. | 14ACX-036-230-11 | AC | Split System: Air-Cooled Condensing Unit, Coil with Blower | 14ACX-036-230-11 |  | CX34-38+TDR | 12 | 14.5 | Yes | Yes | 2011-01-21 |  | 0
FALSE | 14ACX-036-230-15 | 2264 | 3665384 | LENNOX INDUSTRIES, INC. | 14ACX-036-230-11 | AC | Split System: Air-Cooled Condensing Unit, Coil with Blower | 14ACX-036-230-11 |  | CX34-43+TDR | 12.5 | 15 | Yes | Yes | 2011-01-21 |  | 1
FALSE | 14ACX-036-230-15 | 2264 | 3665385 | LENNOX INDUSTRIES, INC. | 14ACX-036-230-11 | AC | Split System: Air-Cooled Condensing Unit, Coil with Blower | 14ACX-036-230-11 |  | C33-44C+TDR+TXV | 12.5 | 15 | Yes | Yes | 2011-01-21 |  | 1
FALSE | 14ACX-036-230-15 | 2264 | 3665386 | LENNOX INDUSTRIES, INC. | 14ACX-036-230-11 | AC | Split System: Air-Cooled Condensing Unit, Coil with Blower | 14ACX-036-230-11 |  | C33-43+TDR+TXV | 12.5 | 15 | Yes | Yes | 2011-01-21 |  | 1
FALSE | 14ACX-036-230-15 | 2264 | 3665387 | LENNOX INDUSTRIES, INC. | 14ACX-036-230-11 | AC | Split System: Air-Cooled Condensing Unit, Coil with Blower | 14ACX-036-230-11 |  | CX34-43+TDR | 12.5 | 15 | Yes | Yes | 2011-01-21 |  | 1
FALSE | 14ACX-036-230-15 | 2264 | 3665405 | LENNOX INDUSTRIES, INC. | 14ACX-036-230-11 | AC | Split System: Air-Cooled Condensing Unit, Coil with Blower | 14ACX-036-230-11 |  | CH33-31+TDR+TXV | 12 | 14.5 | Yes | Yes | 2011-01-21 |  | 0
FALSE | 14ACX-036-230-15 | 2264 | 3665406 | LENNOX INDUSTRIES, INC. | 14ACX-036-230-11 | AC | Split System: Air-Cooled Condensing Unit, Coil with Blower | 14ACX-036-230-11 |  | CH33-43+TDR+TXV | 12.5 | 15 | Yes | Yes | 2011-01-21 |  | 1
FALSE | 14ACX-036-230-15 | 2264 | 3665407 | LENNOX INDUSTRIES, INC. | 14ACX-036-230-11 | AC | Split System: Air-Cooled Condensing Unit, Coil with Blower | 14ACX-036-230-11 |  | CH23-41+TDR+TXV | 12 | 14.5 | Yes | Yes | 2011-01-21 |  | 0
FALSE | 14ACX-036-230-15 | 2264 | 3665408 | LENNOX INDUSTRIES, INC. | 14ACX-036-230-11 | AC | Split System: Air-Cooled Condensing Unit, Coil with Blower | 14ACX-036-230-11 |  | CH23-51+TDR+TXV | 12.5 | 15 | Yes | Yes | 2011-01-21 |  | 1
FALSE | 14ACX-036-230-15 | 2264 | 3665409 | LENNOX INDUSTRIES, INC. | 14ACX-036-230-11 | AC | Split System: Air-Cooled Condensing Unit, Coil with Blower | 14ACX-036-230-11 |  | CH33-44/48+TDR+TXV | 12.5 | 14.5 | Yes | Yes | 2011-01-21 |  | 0
FALSE | 14ACX-036-230-15 | 2264 | 3665410 | LENNOX INDUSTRIES, INC. | 14ACX-036-230-11 | AC | Split System: Air-Cooled Condensing Unit, Coil with Blower | 14ACX-036-230-11 |  | CH33-36+TDR+TXV | 12 | 14.5 | Yes | Yes | 2011-01-21 |  | 0
FALSE | 14ACX-036-230-15 | 2264 | 3665413 | LENNOX INDUSTRIES, INC. | 14ACX-036-230-11 | AC | Split System: Air-Cooled Condensing Unit, Coil with Blower | 14ACX-036-230-11 |  | CH33-43C+TDR+TXV | 12.5 | 15 | Yes | Yes | 2011-01-21 |  | 1
FALSE | 14ACX-036-230-15 | 2264 | 3665414 | LENNOX INDUSTRIES, INC. | 14ACX-036-230-11 | AC | Split System: Air-Cooled Condensing Unit, Coil with Blower | 14ACX-036-230-11 |  | C33-43+TDR+TXV | 12.5 | 15 | Yes | Yes | 2011-01-21 |  | 1
FALSE | 14ACX-036-230-15 | 2264 | 3665415 | LENNOX INDUSTRIES, INC. | 14ACX-036-230-11 | AC | Split System: Air-Cooled Condensing Unit, Coil with Blower | 14ACX-036-230-11 |  | CX34-43+TDR | 12.5 | 15 | Yes | Yes | 2011-01-21 |  | 1
FALSE | 14ACX-036-230-15 | 2264 | 3665416 | LENNOX INDUSTRIES, INC. | 14ACX-036-230-11 | AC | Split System: Air-Cooled Condensing Unit, Coil with Blower | 14ACX-036-230-11 |  | C33-49+TDR+TXV | 12.7 | 15.2 | Yes | Yes | 2011-01-21 |  | 1
FALSE | 14ACX-036-230-15 | 2264 | 3665417 | LENNOX INDUSTRIES, INC. | 14ACX-036-230-11 | AC | Split System: Air-Cooled Condensing Unit, Coil with Blower | 14ACX-036-230-11 |  | CX34-49+TDR | 12.7 | 15.2 | Yes | Yes | 2011-01-21 |  | 1
FALSE | 14ACX-036-230-15 | 2264 | 3665418 | LENNOX INDUSTRIES, INC. | 14ACX-036-230-11 | AC | Split System: Air-Cooled Condensing Unit, Coil with Blower | 14ACX-036-230-11 |  | CX34-43+TDR | 12.5 | 15 | Yes | Yes | 2011-01-21 |  | 1
FALSE | 14ACX-036-230-15 | 2264 | 3665419 | LENNOX INDUSTRIES, INC. | 14ACX-036-230-11 | AC | Split System: Air-Cooled Condensing Unit, Coil with Blower | 14ACX-036-230-11 |  | CX34-44/48+TDR | 12.5 | 15 | Yes | Yes | 2011-01-21 |  | 1
FALSE | 14ACX-036-230-15 | 2264 | 3665420 | LENNOX INDUSTRIES, INC. | 14ACX-036-230-11 | AC | Split System: Air-Cooled Condensing Unit, Coil with Blower | 14ACX-036-230-11 |  | CX34-49+TDR | 12.5 | 15 | Yes | Yes | 2011-01-21 |  | 1
FALSE | 14ACX-036-230-15 | 2264 | 3665421 | LENNOX INDUSTRIES, INC. | 14ACX-036-230-11 | AC | Split System: Air-Cooled Condensing Unit, Coil with Blower | 14ACX-036-230-11 |  | CX34-50/60C+TDR | 12.5 | 15 | Yes | Yes | 2011-01-21 |  | 1
FALSE | 14ACX-036-230-15 | 2264 | 3665422 | LENNOX INDUSTRIES, INC. | 14ACX-036-230-11 | AC | Split System: Air-Cooled Condensing Unit, Coil with Blower | 14ACX-036-230-11 |  | C33-43+TDR+TXV | 12.5 | 15 | Yes | Yes | 2011-01-21 |  | 1
FALSE | 14ACX-036-230-15 | 2264 | 3665423 | LENNOX INDUSTRIES, INC. | 14ACX-036-230-11 | AC | Split System: Air-Cooled Condensing Unit, Coil with Blower | 14ACX-036-230-11 |  | C33-48+TDR+TXV | 12.5 | 15 | Yes | Yes | 2011-01-21 |  | 1
FALSE | 14ACX-036-230-15 | 2264 | 3665424 | LENNOX INDUSTRIES, INC. | 14ACX-036-230-11 | AC | Split System: Air-Cooled Condensing Unit, Coil with Blower | 14ACX-036-230-11 |  | C33-49+TDR+TXV | 12.5 | 15 | Yes | Yes | 2011-01-21 |  | 1
FALSE | 14ACX-036-230-15 | 2264 | 3665443 | LENNOX INDUSTRIES, INC. | 14ACX-036-230-11 | AC | Split System: Air-Cooled Condensing Unit, Coil with Blower | 14ACX-036-230-11 |  | CH23-51+TDR+TXV | 12.5 | 15 | Yes | Yes | 2011-01-21 |  | 1
FALSE | 14ACX-036-230-15 | 2264 | 3665444 | LENNOX INDUSTRIES, INC. | 14ACX-036-230-11 | AC | Split System: Air-Cooled Condensing Unit, Coil with Blower | 14ACX-036-230-11 |  | CH23-51+TDR+TXV | 12.5 | 15 | Yes | Yes | 2011-01-21 |  | 1
FALSE | 14ACX-036-230-15 | 2264 | 3665445 | LENNOX INDUSTRIES, INC. | 14ACX-036-230-11 | AC | Split System: Air-Cooled Condensing Unit, Coil with Blower | 14ACX-036-230-11 |  | CBX32MV-036*+TDR | 12.5 | 15 | Yes | Yes | 2011-01-21 |  | 1
FALSE | 14ACX-036-230-15 | 2264 | 3665446 | LENNOX INDUSTRIES, INC. | 14ACX-036-230-11 | AC | Split System: Air-Cooled Condensing Unit, Coil with Blower | 14ACX-036-230-11 |  | CB31MV-41*P+TDR+TXV | 12.5 | 15 | Yes | Yes | 2011-01-21 |  | 1
FALSE | 14ACX-036-230-15 | 2264 | 3665447 | LENNOX INDUSTRIES, INC. | 14ACX-036-230-11 | AC | Split System: Air-Cooled Condensing Unit, Coil with Blower | 14ACX-036-230-11 |  | CH33-36+TDR+TXV | 12 | 14.5 | Yes | Yes | 2011-01-21 |  | 0
FALSE | 14ACX-036-230-15 | 2264 | 3665448 | LENNOX INDUSTRIES, INC. | 14ACX-036-230-11 | AC | Split System: Air-Cooled Condensing Unit, Coil with Blower | 14ACX-036-230-11 |  | CBX40UHV-036*+TDR | 12.5 | 15 | Yes | Yes | 2011-01-21 |  | 1
FALSE | 14ACX-036-230-15 | 2264 | 3665449 | LENNOX INDUSTRIES, INC. | 14ACX-036-230-11 | AC | Split System: Air-Cooled Condensing Unit, Coil with Blower | 14ACX-036-230-11 |  | CBX40UHV-042*+TDR | 12.5 | 15 | Yes | Yes | 2011-01-21 |  | 1
FALSE | 14ACX-036-230-15 | 2264 | 3665450 | LENNOX INDUSTRIES, INC. | 14ACX-036-230-11 | AC | Split System: Air-Cooled Condensing Unit, Coil with Blower | 14ACX-036-230-11 |  | CBX40UHV-048*+TDR | 13 | 16 | Yes | Yes | 2011-01-21 |  | 2
FALSE | 14ACX-036-230-15 | 2264 | 3665451 | LENNOX INDUSTRIES, INC. | 14ACX-036-230-11 | AC | Split System: Air-Cooled Condensing Unit, Coil with Blower | 14ACX-036-230-11 |  | C33-48+TDR+TXV | 12.5 | 15 | Yes | Yes | 2011-01-21 |  | 1
FALSE | 14ACX-036-230-15 | 2264 | 3665452 | LENNOX INDUSTRIES, INC. | 14ACX-036-230-11 | AC | Split System: Air-Cooled Condensing Unit, Coil with Blower | 14ACX-036-230-11 |  | CX34-44/48+TDR | 12.5 | 15 | Yes | Yes | 2011-01-21 |  | 1
FALSE | 14ACX-036-230-15 | 2264 | 3665453 | LENNOX INDUSTRIES, INC. | 14ACX-036-230-11 | AC | Split System: Air-Cooled Condensing Unit, Coil with Blower | 14ACX-036-230-11 |  | CR33-30/36+TDR+TXV | 12 | 14.5 | Yes | Yes | 2011-01-21 |  | 0
FALSE | TSA042H4N4*Y | 2280 | 3665485 | LENNOX INDUSTRIES, INC. | 14ACX-042-230-11 | AC | Split System: Air-Cooled Condensing Unit, Coil with Blower | 14ACX-042-230-11 |  | CX34-38+TDR | 12 | 14.5 | Yes | Yes | 2011-01-21 |  | 0
FALSE | TSA042H4N4*Y | 2280 | 3665491 | LENNOX INDUSTRIES, INC. | 14ACX-042-230-11 | AC | Split System: Air-Cooled Condensing Unit, Coil with Blower | 14ACX-042-230-11 |  | CX34-43+TDR | 12 | 14.5 | Yes | Yes | 2011-01-21 |  | 0
FALSE | TSA042H4N4*Y | 2280 | 3665494 | LENNOX INDUSTRIES, INC. | 14ACX-042-230-11 | AC | Split System: Air-Cooled Condensing Unit, Coil with Blower | 14ACX-042-230-11 |  | CX34-43+TDR | 12.5 | 15 | Yes | Yes | 2011-01-21 |  | 1
FALSE | TSA042H4N4*Y | 2280 | 3665495 | LENNOX INDUSTRIES, INC. | 14ACX-042-230-11 | AC | Split System: Air-Cooled Condensing Unit, Coil with Blower | 14ACX-042-230-11 |  | CX34-43+TDR | 12.5 | 15 | Yes | Yes | 2011-01-21 |  | 1
FALSE | TSA042H4N4*Y | 2280 | 3665496 | LENNOX INDUSTRIES, INC. | 14ACX-042-230-11 | AC | Split System: Air-Cooled Condensing Unit, Coil with Blower | 14ACX-042-230-11 |  | CX34-43+TDR | 12.5 | 14.5 | Yes | Yes | 2011-01-21 |  | 0
FALSE | TSA042H4N4*Y | 2280 | 3665497 | LENNOX INDUSTRIES, INC. | 14ACX-042-230-11 | AC | Split System: Air-Cooled Condensing Unit, Coil with Blower | 14ACX-042-230-11 |  | CX34-43+TDR | 12.5 | 15 | Yes | Yes | 2011-01-21 |  | 1
FALSE | TSA042H4N4*Y | 2280 | 3665498 | LENNOX INDUSTRIES, INC. | 14ACX-042-230-11 | AC | Split System: Air-Cooled Condensing Unit, Coil with Blower | 14ACX-042-230-11 |  | CX34-43+TDR | 12.5 | 14.5 | Yes | Yes | 2011-01-21 |  | 0
FALSE | TSA042H4N4*Y | 2280 | 3665519 | LENNOX INDUSTRIES, INC. | 14ACX-042-230-11 | AC | Split System: Air-Cooled Condensing Unit, Coil with Blower | 14ACX-042-230-11 |  | CX34-62C+TDR | 12.5 | 15 | Yes | Yes | 2011-01-21 |  | 1
FALSE | TSA042H4N4*Y | 2280 | 3665520 | LENNOX INDUSTRIES, INC. | 14ACX-042-230-11 | AC | Split System: Air-Cooled Condensing Unit, Coil with Blower | 14ACX-042-230-11 |  | CX34-62C+TDR | 12.5 | 15 | Yes | Yes | 2011-01-21 |  | 1
FALSE | TSA042H4N4*Y | 2280 | 3665527 | LENNOX INDUSTRIES, INC. | 14ACX-042-230-11 | AC | Split System: Air-Cooled Condensing Unit, Coil with Blower | 14ACX-042-230-11 |  | C33-38+TDR+TXV | 12 | 14.5 | Yes | Yes | 2011-01-21 |  | 0
FALSE | TSA042H4N4*Y | 2280 | 3665533 | LENNOX INDUSTRIES, INC. | 14ACX-042-230-11 | AC | Split System: Air-Cooled Condensing Unit, Coil with Blower | 14ACX-042-230-11 |  | C33-43+TDR+TXV | 12 | 14.5 | Yes | Yes | 2011-01-21 |  | 0
FALSE | TSA042H4N4*Y | 2280 | 3665536 | LENNOX INDUSTRIES, INC. | 14ACX-042-230-11 | AC | Split System: Air-Cooled Condensing Unit, Coil with Blower | 14ACX-042-230-11 |  | C33-43+TDR+TXV | 12.5 | 15 | Yes | Yes | 2011-01-21 |  | 1
FALSE | TSA042H4N4*Y | 2280 | 3665537 | LENNOX INDUSTRIES, INC. | 14ACX-042-230-11 | AC | Split System: Air-Cooled Condensing Unit, Coil with Blower | 14ACX-042-230-11 |  | C33-43+TDR+TXV | 12.5 | 15 | Yes | Yes | 2011-01-21 |  | 1
FALSE | TSA042H4N4*Y | 2280 | 3665538 | LENNOX INDUSTRIES, INC. | 14ACX-042-230-11 | AC | Split System: Air-Cooled Condensing Unit, Coil with Blower | 14ACX-042-230-11 |  | C33-43+TDR+TXV | 12.5 | 14.5 | Yes | Yes | 2011-01-21 |  | 0
FALSE | TSA042H4N4*Y | 2280 | 3665539 | LENNOX INDUSTRIES, INC. | 14ACX-042-230-11 | AC | Split System: Air-Cooled Condensing Unit, Coil with Blower | 14ACX-042-230-11 |  | C33-43+TDR+TXV | 12.5 | 15 | Yes | Yes | 2011-01-21 |  | 1
FALSE | TSA042H4N4*Y | 2280 | 3665540 | LENNOX INDUSTRIES, INC. | 14ACX-042-230-11 | AC | Split System: Air-Cooled Condensing Unit, Coil with Blower | 14ACX-042-230-11 |  | C33-43+TDR+TXV | 12.5 | 14.5 | Yes | Yes | 2011-01-21 |  | 0
FALSE | TSA042H4N4*Y | 2280 | 3665541 | LENNOX INDUSTRIES, INC. | 14ACX-042-230-11 | AC | Split System: Air-Cooled Condensing Unit, Coil with Blower | 14ACX-042-230-11 |  | C33-48+TDR+TXV | 12.5 | 14.5 | Yes | Yes | 2011-01-21 |  | 0
FALSE | TSA042H4N4*Y | 2280 | 3665542 | LENNOX INDUSTRIES, INC. | 14ACX-042-230-11 | AC | Split System: Air-Cooled Condensing Unit, Coil with Blower | 14ACX-042-230-11 |  | C33-48+TDR+TXV | 12 | 14.5 | Yes | Yes | 2011-01-21 |  | 0
FALSE | TSA042H4N4*Y | 2280 | 3665543 | LENNOX INDUSTRIES, INC. | 14ACX-042-230-11 | AC | Split System: Air-Cooled Condensing Unit, Coil with Blower | 14ACX-042-230-11 |  | C33-48+TDR+TXV | 12 | 14.5 | Yes | Yes | 2011-01-21 |  | 0
FALSE | TSA042H4N4*Y | 2280 | 3665544 | LENNOX INDUSTRIES, INC. | 14ACX-042-230-11 | AC | Split System: Air-Cooled Condensing Unit, Coil with Blower | 14ACX-042-230-11 |  | C33-48+TDR+TXV | 12 | 14.5 | Yes | Yes | 2011-01-21 |  | 0
FALSE | TSA042H4N4*Y | 2280 | 3665546 | LENNOX INDUSTRIES, INC. | 14ACX-042-230-11 | AC | Split System: Air-Cooled Condensing Unit, Coil with Blower | 14ACX-042-230-11 |  | C33-48+TDR+TXV | 12 | 14.5 | Yes | Yes | 2011-01-21 |  | 0
FALSE | TSA042H4N4*Y | 2280 | 3665547 | LENNOX INDUSTRIES, INC. | 14ACX-042-230-11 | AC | Split System: Air-Cooled Condensing Unit, Coil with Blower | 14ACX-042-230-11 |  | C33-49+TDR+TXV | 12.5 | 15 | Yes | Yes | 2011-01-21 |  | 1
FALSE | TSA042H4N4*Y | 2280 | 3665548 | LENNOX INDUSTRIES, INC. | 14ACX-042-230-11 | AC | Split System: Air-Cooled Condensing Unit, Coil with Blower | 14ACX-042-230-11 |  | C33-49+TDR+TXV | 12.5 | 15 | Yes | Yes | 2011-01-21 |  | 1
FALSE | TSA042H4N4*Y | 2280 | 3665549 | LENNOX INDUSTRIES, INC. | 14ACX-042-230-11 | AC | Split System: Air-Cooled Condensing Unit, Coil with Blower | 14ACX-042-230-11 |  | C33-49+TDR+TXV | 12.5 | 15 | Yes | Yes | 2011-01-21 |  | 1
FALSE | TSA042H4N4*Y | 2280 | 3665550 | LENNOX INDUSTRIES, INC. | 14ACX-042-230-11 | AC | Split System: Air-Cooled Condensing Unit, Coil with Blower | 14ACX-042-230-11 |  | C33-49+TDR+TXV | 12.5 | 15 | Yes | Yes | 2011-01-21 |  | 1
FALSE | TSA042H4N4*Y | 2280 | 3665569 | LENNOX INDUSTRIES, INC. | 14ACX-042-230-11 | AC | Split System: Air-Cooled Condensing Unit, Coil with Blower | 14ACX-042-230-11 |  | CR33-50/60+TDR+TXV | 12 | 14.5 | Yes | Yes | 2011-01-21 |  | 0
FALSE | TSA042H4N4*Y | 2280 | 3665570 | LENNOX INDUSTRIES, INC. | 14ACX-042-230-11 | AC | Split System: Air-Cooled Condensing Unit, Coil with Blower | 14ACX-042-230-11 |  | CR33-50/60+TDR+TXV | 12.5 | 14.5 | Yes | Yes | 2011-01-21 |  | 0
FALSE | TSA042H4N4*Y | 2280 | 3665571 | LENNOX INDUSTRIES, INC. | 14ACX-042-230-11 | AC | Split System: Air-Cooled Condensing Unit, Coil with Blower | 14ACX-042-230-11 |  | CR33-60+TDR+TXV | 12.5 | 15 | Yes | Yes | 2011-01-21 |  | 1
FALSE | TSA042H4N4*Y | 2280 | 3665572 | LENNOX INDUSTRIES, INC. | 14ACX-042-230-11 | AC | Split System: Air-Cooled Condensing Unit, Coil with Blower | 14ACX-042-230-11 |  | CR33-60+TDR+TXV | 12.5 | 15 | Yes | Yes | 2011-01-21 |  | 1
FALSE | TSA042H4N4*Y | 2280 | 3665573 | LENNOX INDUSTRIES, INC. | 14ACX-042-230-11 | AC | Split System: Air-Cooled Condensing Unit, Coil with Blower | 14ACX-042-230-11 |  | CH33-43+TDR+TXV | 12.5 | 15 | Yes | Yes | 2011-01-21 |  | 1
FALSE | TSA042H4N4*Y | 2280 | 3665574 | LENNOX INDUSTRIES, INC. | 14ACX-042-230-11 | AC | Split System: Air-Cooled Condensing Unit, Coil with Blower | 14ACX-042-230-11 |  | CH33-43+TDR+TXV | 12.5 | 15 | Yes | Yes | 2011-01-21 |  | 1
FALSE | TSA042H4N4*Y | 2280 | 3665575 | LENNOX INDUSTRIES, INC. | 14ACX-042-230-11 | AC | Split System: Air-Cooled Condensing Unit, Coil with Blower | 14ACX-042-230-11 |  | CH33-43+TDR+TXV | 12.5 | 15 | Yes | Yes | 2011-01-21 |  | 1
FALSE | TSA042H4N4*Y | 2280 | 3665576 | LENNOX INDUSTRIES, INC. | 14ACX-042-230-11 | AC | Split System: Air-Cooled Condensing Unit, Coil with Blower | 14ACX-042-230-11 |  | CH33-43+TDR+TXV | 12.5 | 15 | Yes | Yes | 2011-01-21 |  | 1
FALSE | TSA042H4N4*Y | 2280 | 3665577 | LENNOX INDUSTRIES, INC. | 14ACX-042-230-11 | AC | Split System: Air-Cooled Condensing Unit, Coil with Blower | 14ACX-042-230-11 |  | CH33-43+TDR+TXV | 12.5 | 14.5 | Yes | Yes | 2011-01-21 |  | 0
FALSE | TSA042H4N4*Y | 2280 | 3665578 | LENNOX INDUSTRIES, INC. | 14ACX-042-230-11 | AC | Split System: Air-Cooled Condensing Unit, Coil with Blower | 14ACX-042-230-11 |  | CH33-43+TDR+TXV | 12.5 | 15 | Yes | Yes | 2011-01-21 |  | 1
FALSE | TSA042H4N4*Y | 2280 | 3665579 | LENNOX INDUSTRIES, INC. | 14ACX-042-230-11 | AC | Split System: Air-Cooled Condensing Unit, Coil with Blower | 14ACX-042-230-11 |  | CH33-48+TDR+TXV | 12.5 | 15 | Yes | Yes | 2011-01-21 |  | 1
FALSE | TSA042H4N4*Y | 2280 | 3665580 | LENNOX INDUSTRIES, INC. | 14ACX-042-230-11 | AC | Split System: Air-Cooled Condensing Unit, Coil with Blower | 14ACX-042-230-11 |  | CH33-48+TDR+TXV | 12.5 | 14.5 | Yes | Yes | 2011-01-21 |  | 0
FALSE | TSA042H4N4*Y | 2280 | 3665582 | LENNOX INDUSTRIES, INC. | 14ACX-042-230-11 | AC | Split System: Air-Cooled Condensing Unit, Coil with Blower | 14ACX-042-230-11 |  | CH33-48+TDR+TXV | 12 | 14.5 | Yes | Yes | 2011-01-21 |  | 0
FALSE | TSA042H4N4*Y | 2280 | 3665583 | LENNOX INDUSTRIES, INC. | 14ACX-042-230-11 | AC | Split System: Air-Cooled Condensing Unit, Coil with Blower | 14ACX-042-230-11 |  | CH33-49+TDR+TXV | 12.5 | 15 | Yes | Yes | 2011-01-21 |  | 1
FALSE | TSA042H4N4*Y | 2280 | 3665584 | LENNOX INDUSTRIES, INC. | 14ACX-042-230-11 | AC | Split System: Air-Cooled Condensing Unit, Coil with Blower | 14ACX-042-230-11 |  | CH33-49+TDR+TXV | 12.5 | 15 | Yes | Yes | 2011-01-21 |  | 1
FALSE | TSA042H4N4*Y | 2280 | 3665585 | LENNOX INDUSTRIES, INC. | 14ACX-042-230-11 | AC | Split System: Air-Cooled Condensing Unit, Coil with Blower | 14ACX-042-230-11 |  | CH33-49+TDR+TXV | 12.5 | 15 | Yes | Yes | 2011-01-21 |  | 1
FALSE | TSA042H4N4*Y | 2280 | 3665586 | LENNOX INDUSTRIES, INC. | 14ACX-042-230-11 | AC | Split System: Air-Cooled Condensing Unit, Coil with Blower | 14ACX-042-230-11 |  | CH33-49+TDR+TXV | 12.5 | 15 | Yes | Yes | 2011-01-21 |  | 1
FALSE | TSA042H4N4*Y | 2280 | 3665587 | LENNOX INDUSTRIES, INC. | 14ACX-042-230-11 | AC | Split System: Air-Cooled Condensing Unit, Coil with Blower | 14ACX-042-230-11 |  | CH33-49+TDR+TXV | 12 | 14.5 | Yes | Yes | 2011-01-21 |  | 0
FALSE | TSA042H4N4*Y | 2280 | 3665623 | LENNOX INDUSTRIES, INC. | 14ACX-042-230-11 | AC | Split System: Air-Cooled Condensing Unit, Coil with Blower | 14ACX-042-230-11 |  | C33-43+TDR+TXV | 12.5 | 15 | Yes | Yes | 2011-01-21 |  | 1
FALSE | TSA042H4N4*Y | 2280 | 3665624 | LENNOX INDUSTRIES, INC. | 14ACX-042-230-11 | AC | Split System: Air-Cooled Condensing Unit, Coil with Blower | 14ACX-042-230-11 |  | C33-48+TDR+TXV | 12 | 14.5 | Yes | Yes | 2011-01-21 |  | 0
FALSE | TSA042H4N4*Y | 2280 | 3665625 | LENNOX INDUSTRIES, INC. | 14ACX-042-230-11 | AC | Split System: Air-Cooled Condensing Unit, Coil with Blower | 14ACX-042-230-11 |  | C33-49+TDR+TXV | 12.5 | 15 | Yes | Yes | 2011-01-21 |  | 1
FALSE | TSA042H4N4*Y | 2280 | 3665626 | LENNOX INDUSTRIES, INC. | 14ACX-042-230-11 | AC | Split System: Air-Cooled Condensing Unit, Coil with Blower | 14ACX-042-230-11 |  | C33-50/60C+TDR+TXV | 12.5 | 14.5 | Yes | Yes | 2011-01-21 |  | 0
FALSE | TSA042H4N4*Y | 2280 | 3665627 | LENNOX INDUSTRIES, INC. | 14ACX-042-230-11 | AC | Split System: Air-Cooled Condensing Unit, Coil with Blower | 14ACX-042-230-11 |  | C33-62C+TDR+TXV | 12.5 | 15 | Yes | Yes | 2011-01-21 |  | 1
FALSE | TSA042H4N4*Y | 2280 | 3665628 | LENNOX INDUSTRIES, INC. | 14ACX-042-230-11 | AC | Split System: Air-Cooled Condensing Unit, Coil with Blower | 14ACX-042-230-11 |  | CR33-50/60+TDR+TXV | 12.5 | 14.5 | Yes | Yes | 2011-01-21 |  | 0
FALSE | TSA042H4N4*Y | 2280 | 3665629 | LENNOX INDUSTRIES, INC. | 14ACX-042-230-11 | AC | Split System: Air-Cooled Condensing Unit, Coil with Blower | 14ACX-042-230-11 |  | CH33-43+TDR+TXV | 12.5 | 15 | Yes | Yes | 2011-01-21 |  | 1
FALSE | TSA042H4N4*Y | 2280 | 3665630 | LENNOX INDUSTRIES, INC. | 14ACX-042-230-11 | AC | Split System: Air-Cooled Condensing Unit, Coil with Blower | 14ACX-042-230-11 |  | CH33-49+TDR+TXV | 12.5 | 15 | Yes | Yes | 2011-01-21 |  | 1
FALSE | TSA042H4N4*Y | 2280 | 3665631 | LENNOX INDUSTRIES, INC. | 14ACX-042-230-11 | AC | Split System: Air-Cooled Condensing Unit, Coil with Blower | 14ACX-042-230-11 |  | CH33-50/60C+TDR+TXV | 12.5 | 15 | Yes | Yes | 2011-01-21 |  | 1
FALSE | TSA042H4N4*Y | 2280 | 3665632 | LENNOX INDUSTRIES, INC. | 14ACX-042-230-11 | AC | Split System: Air-Cooled Condensing Unit, Coil with Blower | 14ACX-042-230-11 |  | CR33-60+TDR+TXV | 12.5 | 15 | Yes | Yes | 2011-01-21 |  | 1
FALSE | TSA042H4N4*Y | 2280 | 3665633 | LENNOX INDUSTRIES, INC. | 14ACX-042-230-11 | AC | Split System: Air-Cooled Condensing Unit, Coil with Blower | 14ACX-042-230-11 |  | CH33-49+TDR+TXV | 12.5 | 15 | Yes | Yes | 2011-01-21 |  | 1
FALSE | TSA042H4N4*Y | 2280 | 3665634 | LENNOX INDUSTRIES, INC. | 14ACX-042-230-11 | AC | Split System: Air-Cooled Condensing Unit, Coil with Blower | 14ACX-042-230-11 |  | CH33-50/60C+TDR+TXV | 12 | 14.5 | Yes | Yes | 2011-01-21 |  | 0
FALSE | TSA042H4N4*Y | 2280 | 3665635 | LENNOX INDUSTRIES, INC. | 14ACX-042-230-11 | AC | Split System: Air-Cooled Condensing Unit, Coil with Blower | 14ACX-042-230-11 |  | C33-60D+TDR+TXV | 12.5 | 15 | Yes | Yes | 2011-01-21 |  | 1
FALSE | TSA042H4N4*Y | 2280 | 3665636 | LENNOX INDUSTRIES, INC. | 14ACX-042-230-11 | AC | Split System: Air-Cooled Condensing Unit, Coil with Blower | 14ACX-042-230-11 |  | CX34-60D+TDR | 12.5 | 15 | Yes | Yes | 2011-01-21 |  | 1
FALSE | TSA042H4N4*Y | 2280 | 3665637 | LENNOX INDUSTRIES, INC. | 14ACX-042-230-11 | AC | Split System: Air-Cooled Condensing Unit, Coil with Blower | 14ACX-042-230-11 |  | C33-49+TDR+TXV | 12.5 | 15 | Yes | Yes | 2011-01-21 |  | 1
FALSE | TSA042H4N4*Y | 2280 | 3665638 | LENNOX INDUSTRIES, INC. | 14ACX-042-230-11 | AC | Split System: Air-Cooled Condensing Unit, Coil with Blower | 14ACX-042-230-11 |  | CX34-49+TDR | 12.5 | 15.2 | Yes | Yes | 2011-01-21 |  | 1
FALSE | TSA042H4N4*Y | 2280 | 3665639 | LENNOX INDUSTRIES, INC. | 14ACX-042-230-11 | AC | Split System: Air-Cooled Condensing Unit, Coil with Blower | 14ACX-042-230-11 |  | CX34-62C+TDR | 12.5 | 15 | Yes | Yes | 2011-01-21 |  | 1
FALSE | TSA042H4N4*Y | 2280 | 3665640 | LENNOX INDUSTRIES, INC. | 14ACX-042-230-11 | AC | Split System: Air-Cooled Condensing Unit, Coil with Blower | 14ACX-042-230-11 |  | CX34-62C+TDR | 12.5 | 15 | Yes | Yes | 2011-01-21 |  | 1
FALSE | XC14-048-230-08 | 2298 | 3665689 | LENNOX INDUSTRIES, INC. | 14ACX-048-230-11 | AC | Split System: Air-Cooled Condensing Unit, Coil with Blower | 14ACX-048-230-11 |  | CX34-62C+TDR | 12.5 | 15 | Yes | Yes | 2011-01-21 |  | 1
FALSE | XC14-048-230-08 | 2298 | 3665690 | LENNOX INDUSTRIES, INC. | 14ACX-048-230-11 | AC | Split System: Air-Cooled Condensing Unit, Coil with Blower | 14ACX-048-230-11 |  | CX34-62C+TDR | 12.5 | 15 | Yes | Yes | 2011-01-21 |  | 1
FALSE | XC14-048-230-08 | 2298 | 3665691 | LENNOX INDUSTRIES, INC. | 14ACX-048-230-11 | AC | Split System: Air-Cooled Condensing Unit, Coil with Blower | 14ACX-048-230-11 |  | CX34-62C+TDR | 12 | 14.5 | Yes | Yes | 2011-01-21 |  | 0
FALSE | XC14-048-230-08 | 2298 | 3665692 | LENNOX INDUSTRIES, INC. | 14ACX-048-230-11 | AC | Split System: Air-Cooled Condensing Unit, Coil with Blower | 14ACX-048-230-11 |  | CX34-62C+TDR | 12 | 14.5 | Yes | Yes | 2011-01-21 |  | 0
FALSE | XC14-048-230-08 | 2298 | 3665693 | LENNOX INDUSTRIES, INC. | 14ACX-048-230-11 | AC | Split System: Air-Cooled Condensing Unit, Coil with Blower | 14ACX-048-230-11 |  | CX34-60D+TDR | 12.5 | 15 | Yes | Yes | 2011-01-21 |  | 1
FALSE | XC14-048-230-08 | 2298 | 3665694 | LENNOX INDUSTRIES, INC. | 14ACX-048-230-11 | AC | Split System: Air-Cooled Condensing Unit, Coil with Blower | 14ACX-048-230-11 |  | CR33-60+TDR+TXV | 12 | 14.5 | Yes | Yes | 2011-01-21 |  | 0
FALSE | XC14-048-230-08 | 2298 | 3665695 | LENNOX INDUSTRIES, INC. | 14ACX-048-230-11 | AC | Split System: Air-Cooled Condensing Unit, Coil with Blower | 14ACX-048-230-11 |  | CX34-62D+TDR | 12.5 | 15 | Yes | Yes | 2011-01-21 |  | 1
FALSE | XC14-048-230-08 | 2298 | 3665696 | LENNOX INDUSTRIES, INC. | 14ACX-048-230-11 | AC | Split System: Air-Cooled Condensing Unit, Coil with Blower | 14ACX-048-230-11 |  | CX34-62D+TDR | 12.5 | 15 | Yes | Yes | 2011-01-21 |  | 1
FALSE | XC14-048-230-08 | 2298 | 3665703 | LENNOX INDUSTRIES, INC. | 14ACX-048-230-11 | AC | Split System: Air-Cooled Condensing Unit, Coil with Blower | 14ACX-048-230-11 |  | C33-43+TDR+TXV | 12 | 14.5 | Yes | Yes | 2011-01-21 |  | 0
FALSE | XC14-048-230-08 | 2298 | 3665704 | LENNOX INDUSTRIES, INC. | 14ACX-048-230-11 | AC | Split System: Air-Cooled Condensing Unit, Coil with Blower | 14ACX-048-230-11 |  | C33-43+TDR+TXV | 12 | 14.5 | Yes | Yes | 2011-01-21 |  | 0
FALSE | XC14-048-230-08 | 2298 | 3665705 | LENNOX INDUSTRIES, INC. | 14ACX-048-230-11 | AC | Split System: Air-Cooled Condensing Unit, Coil with Blower | 14ACX-048-230-11 |  | C33-43+TDR+TXV | 12 | 14.5 | Yes | Yes | 2011-01-21 |  | 0
FALSE | XC14-048-230-08 | 2298 | 3665706 | LENNOX INDUSTRIES, INC. | 14ACX-048-230-11 | AC | Split System: Air-Cooled Condensing Unit, Coil with Blower | 14ACX-048-230-11 |  | C33-43+TDR+TXV | 12 | 14.5 | Yes | Yes | 2011-01-21 |  | 0
FALSE | XC14-048-230-08 | 2298 | 3665709 | LENNOX INDUSTRIES, INC. | 14ACX-048-230-11 | AC | Split System: Air-Cooled Condensing Unit, Coil with Blower | 14ACX-048-230-11 |  | C33-49+TDR+TXV | 12 | 14.5 | Yes | Yes | 2011-01-21 |  | 0
FALSE | XC14-048-230-08 | 2298 | 3665710 | LENNOX INDUSTRIES, INC. | 14ACX-048-230-11 | AC | Split System: Air-Cooled Condensing Unit, Coil with Blower | 14ACX-048-230-11 |  | C33-49+TDR+TXV | 12 | 14.5 | Yes | Yes | 2011-01-21 |  | 0
FALSE | XC14-048-230-08 | 2298 | 3665711 | LENNOX INDUSTRIES, INC. | 14ACX-048-230-11 | AC | Split System: Air-Cooled Condensing Unit, Coil with Blower | 14ACX-048-230-11 |  | C33-49+TDR+TXV | 12 | 14.5 | Yes | Yes | 2011-01-21 |  | 0
FALSE | XC14-048-230-08 | 2298 | 3665712 | LENNOX INDUSTRIES, INC. | 14ACX-048-230-11 | AC | Split System: Air-Cooled Condensing Unit, Coil with Blower | 14ACX-048-230-11 |  | C33-49+TDR+TXV | 12 | 14.5 | Yes | Yes | 2011-01-21 |  | 0
FALSE | XC14-048-230-08 | 2298 | 3665713 | LENNOX INDUSTRIES, INC. | 14ACX-048-230-11 | AC | Split System: Air-Cooled Condensing Unit, Coil with Blower | 14ACX-048-230-11 |  | C33-62C+TDR+TXV | 12.5 | 15 | Yes | Yes | 2011-01-21 |  | 1
FALSE | XC14-048-230-08 | 2298 | 3665714 | LENNOX INDUSTRIES, INC. | 14ACX-048-230-11 | AC | Split System: Air-Cooled Condensing Unit, Coil with Blower | 14ACX-048-230-11 |  | C33-62C+TDR+TXV | 12.5 | 15 | Yes | Yes | 2011-01-21 |  | 1
FALSE | XC14-048-230-08 | 2298 | 3665750 | LENNOX INDUSTRIES, INC. | 14ACX-048-230-11 | AC | Split System: Air-Cooled Condensing Unit, Coil with Blower | 14ACX-048-230-11 |  | CH33-50/60C+TDR+TXV | 12 | 14.5 | Yes | Yes | 2011-01-21 |  | 0
FALSE | XC14-048-230-08 | 2298 | 3665751 | LENNOX INDUSTRIES, INC. | 14ACX-048-230-11 | AC | Split System: Air-Cooled Condensing Unit, Coil with Blower | 14ACX-048-230-11 |  | CH33-50/60C+TDR+TXV | 12 | 14.5 | Yes | Yes | 2011-01-21 |  | 0
FALSE | XC14-048-230-08 | 2298 | 3665752 | LENNOX INDUSTRIES, INC. | 14ACX-048-230-11 | AC | Split System: Air-Cooled Condensing Unit, Coil with Blower | 14ACX-048-230-11 |  | CH33-50/60C+TDR+TXV | 12 | 14.5 | Yes | Yes | 2011-01-21 |  | 0
FALSE | XC14-048-230-08 | 2298 | 3665753 | LENNOX INDUSTRIES, INC. | 14ACX-048-230-11 | AC | Split System: Air-Cooled Condensing Unit, Coil with Blower | 14ACX-048-230-11 |  | CH33-50/60C+TDR+TXV | 12 | 14.5 | Yes | Yes | 2011-01-21 |  | 0
FALSE | XC14-048-230-08 | 2298 | 3665755 | LENNOX INDUSTRIES, INC. | 14ACX-048-230-11 | AC | Split System: Air-Cooled Condensing Unit, Coil with Blower | 14ACX-048-230-11 |  | CH33-60D+TDR+TXV | 12.5 | 15 | Yes | Yes | 2011-01-21 |  | 1
FALSE | XC14-048-230-08 | 2298 | 3665756 | LENNOX INDUSTRIES, INC. | 14ACX-048-230-11 | AC | Split System: Air-Cooled Condensing Unit, Coil with Blower | 14ACX-048-230-11 |  | CH33-60D+TDR+TXV | 12 | 14.5 | Yes | Yes | 2011-01-21 |  | 0
FALSE | XC14-048-230-08 | 2298 | 3665757 | LENNOX INDUSTRIES, INC. | 14ACX-048-230-11 | AC | Split System: Air-Cooled Condensing Unit, Coil with Blower | 14ACX-048-230-11 |  | CH33-62D+TDR+TXV | 12.5 | 15 | Yes | Yes | 2011-01-21 |  | 1
FALSE | XC14-048-230-08 | 2298 | 3665758 | LENNOX INDUSTRIES, INC. | 14ACX-048-230-11 | AC | Split System: Air-Cooled Condensing Unit, Coil with Blower | 14ACX-048-230-11 |  | CH33-62D+TDR+TXV | 12 | 14.5 | Yes | Yes | 2011-01-21 |  | 0
FALSE | XC14-048-230-08 | 2298 | 3665759 | LENNOX INDUSTRIES, INC. | 14ACX-048-230-11 | AC | Split System: Air-Cooled Condensing Unit, Coil with Blower | 14ACX-048-230-11 |  | CH33-62D+TDR+TXV | 12 | 14.5 | Yes | Yes | 2011-01-21 |  | 0
FALSE | XC14-048-230-08 | 2298 | 3665760 | LENNOX INDUSTRIES, INC. | 14ACX-048-230-11 | AC | Split System: Air-Cooled Condensing Unit, Coil with Blower | 14ACX-048-230-11 |  | CH33-62D+TDR+TXV | 12 | 14.5 | Yes | Yes | 2011-01-21 |  | 0
FALSE | XC14-048-230-08 | 2298 | 3665761 | LENNOX INDUSTRIES, INC. | 14ACX-048-230-11 | AC | Split System: Air-Cooled Condensing Unit, Coil with Blower | 14ACX-048-230-11 |  | CH33-62D+TDR+TXV | 12 | 14.5 | Yes | Yes | 2011-01-21 |  | 0
FALSE | XC14-048-230-08 | 2298 | 3665763 | LENNOX INDUSTRIES, INC. | 14ACX-048-230-11 | AC | Split System: Air-Cooled Condensing Unit, Coil with Blower | 14ACX-048-230-11 |  | CH33-62D+TDR+TXV | 12 | 14.5 | Yes | Yes | 2011-01-21 |  | 0
FALSE | XC14-048-230-08 | 2298 | 3665764 | LENNOX INDUSTRIES, INC. | 14ACX-048-230-11 | AC | Split System: Air-Cooled Condensing Unit, Coil with Blower | 14ACX-048-230-11 |  | CH33-62D+TDR+TXV | 12 | 14.5 | Yes | Yes | 2011-01-21 |  | 0
FALSE | XC14-048-230-08 | 2298 | 3665765 | LENNOX INDUSTRIES, INC. | 14ACX-048-230-11 | AC | Split System: Air-Cooled Condensing Unit, Coil with Blower | 14ACX-048-230-11 |  | CH23-68+TDR+TXV | 12.5 | 15 | Yes | Yes | 2011-01-21 |  | 1
FALSE | XC14-048-230-08 | 2298 | 3665766 | LENNOX INDUSTRIES, INC. | 14ACX-048-230-11 | AC | Split System: Air-Cooled Condensing Unit, Coil with Blower | 14ACX-048-230-11 |  | CH23-68+TDR+TXV | 12.5 | 15 | Yes | Yes | 2011-01-21 |  | 1
FALSE | XC14-048-230-08 | 2298 | 3665771 | LENNOX INDUSTRIES, INC. | 14ACX-048-230-11 | AC | Split System: Air-Cooled Condensing Unit, Coil with Blower | 14ACX-048-230-11 |  | CBX32MV-048*+TDR | 12 | 14.5 | Yes | Yes | 2011-01-21 |  | 0
FALSE | XC14-048-230-08 | 2298 | 3665775 | LENNOX INDUSTRIES, INC. | 14ACX-048-230-11 | AC | Split System: Air-Cooled Condensing Unit, Coil with Blower | 14ACX-048-230-11 |  | CB31MV-51*P+TDR+TXV | 12 | 14.5 | Yes | Yes | 2011-01-21 |  | 0
FALSE | XC14-048-230-08 | 2298 | 3665776 | LENNOX INDUSTRIES, INC. | 14ACX-048-230-11 | AC | Split System: Air-Cooled Condensing Unit, Coil with Blower | 14ACX-048-230-11 |  | CB31MV-65*P+TDR+TXV | 12 | 14.5 | Yes | Yes | 2011-01-21 |  | 0
FALSE | XC14-048-230-08 | 2298 | 3665818 | LENNOX INDUSTRIES, INC. | 14ACX-048-230-11 | AC | Split System: Air-Cooled Condensing Unit, Coil with Blower | 14ACX-048-230-11 |  | CR33-60+TDR+TXV | 12 | 14.5 | Yes | Yes | 2011-01-21 |  | 0
FALSE | XC14-048-230-08 | 2298 | 3665819 | LENNOX INDUSTRIES, INC. | 14ACX-048-230-11 | AC | Split System: Air-Cooled Condensing Unit, Coil with Blower | 14ACX-048-230-11 |  | CX34-62D+TDR | 12.5 | 15 | Yes | Yes | 2011-01-21 |  | 1
FALSE | XC14-048-230-08 | 2298 | 3665820 | LENNOX INDUSTRIES, INC. | 14ACX-048-230-11 | AC | Split System: Air-Cooled Condensing Unit, Coil with Blower | 14ACX-048-230-11 |  | C33-62D+TDR+TXV | 12.5 | 15 | Yes | Yes | 2011-01-21 |  | 1
FALSE | XC14-048-230-08 | 2298 | 3665821 | LENNOX INDUSTRIES, INC. | 14ACX-048-230-11 | AC | Split System: Air-Cooled Condensing Unit, Coil with Blower | 14ACX-048-230-11 |  | CH33-60D+TDR+TXV | 12 | 14.5 | Yes | Yes | 2011-01-21 |  | 0
FALSE | XC14-048-230-08 | 2298 | 3665822 | LENNOX INDUSTRIES, INC. | 14ACX-048-230-11 | AC | Split System: Air-Cooled Condensing Unit, Coil with Blower | 14ACX-048-230-11 |  | CH33-62D+TDR+TXV | 12 | 14.5 | Yes | Yes | 2011-01-21 |  | 0
FALSE | XC14-048-230-08 | 2298 | 3665823 | LENNOX INDUSTRIES, INC. | 14ACX-048-230-11 | AC | Split System: Air-Cooled Condensing Unit, Coil with Blower | 14ACX-048-230-11 |  | CH23-68+TDR+TXV | 12.5 | 15 | Yes | Yes | 2011-01-21 |  | 1
FALSE | XC14-048-230-08 | 2298 | 3665824 | LENNOX INDUSTRIES, INC. | 14ACX-048-230-11 | AC | Split System: Air-Cooled Condensing Unit, Coil with Blower | 14ACX-048-230-11 |  | CX34-49+TDR | 12.5 | 15 | Yes | Yes | 2011-01-21 |  | 1
FALSE | XC14-048-230-08 | 2298 | 3665825 | LENNOX INDUSTRIES, INC. | 14ACX-048-230-11 | AC | Split System: Air-Cooled Condensing Unit, Coil with Blower | 14ACX-048-230-11 |  | CX34-49+TDR | 12.5 | 15 | Yes | Yes | 2011-01-21 |  | 1
FALSE | XC14-048-230-08 | 2298 | 3665826 | LENNOX INDUSTRIES, INC. | 14ACX-048-230-11 | AC | Split System: Air-Cooled Condensing Unit, Coil with Blower | 14ACX-048-230-11 |  | CX34-62C+TDR | 12.5 | 15 | Yes | Yes | 2011-01-21 |  | 1
FALSE | XC14-048-230-08 | 2298 | 3665827 | LENNOX INDUSTRIES, INC. | 14ACX-048-230-11 | AC | Split System: Air-Cooled Condensing Unit, Coil with Blower | 14ACX-048-230-11 |  | C33-49+TDR+TXV | 12.5 | 15 | Yes | Yes | 2011-01-21 |  | 1
FALSE | XC14-048-230-08 | 2298 | 3665828 | LENNOX INDUSTRIES, INC. | 14ACX-048-230-11 | AC | Split System: Air-Cooled Condensing Unit, Coil with Blower | 14ACX-048-230-11 |  | C33-49+TDR+TXV | 12.5 | 15 | Yes | Yes | 2011-01-21 |  | 1
FALSE | XC14-048-230-08 | 2298 | 3665829 | LENNOX INDUSTRIES, INC. | 14ACX-048-230-11 | AC | Split System: Air-Cooled Condensing Unit, Coil with Blower | 14ACX-048-230-11 |  | C33-62C+TDR+TXV | 12.5 | 15 | Yes | Yes | 2011-01-21 |  | 1
FALSE | XC14-048-230-08 | 2298 | 3665830 | LENNOX INDUSTRIES, INC. | 14ACX-048-230-11 | AC | Split System: Air-Cooled Condensing Unit, Coil with Blower | 14ACX-048-230-11 |  | CBX40UHV-048*+TDR | 12 | 14.5 | Yes | Yes | 2011-01-21 |  | 0
FALSE | XC14-048-230-08 | 2298 | 3665831 | LENNOX INDUSTRIES, INC. | 14ACX-048-230-11 | AC | Split System: Air-Cooled Condensing Unit, Coil with Blower | 14ACX-048-230-11 |  | CBX40UHV-060*+TDR | 12 | 14.5 | Yes | Yes | 2011-01-21 |  | 0
FALSE | XC14-060-230-** | 2308 | 3665850 | LENNOX INDUSTRIES, INC. | 14ACX-060-230-11 | AC | Split System: Air-Cooled Condensing Unit, Coil with Blower | 14ACX-060-230-11 |  | CX34-62D+TDR | 12 | 14.5 | Yes | Yes | 2011-01-21 |  | 0
FALSE | XC14-060-230-** | 2308 | 3665851 | LENNOX INDUSTRIES, INC. | 14ACX-060-230-11 | AC | Split System: Air-Cooled Condensing Unit, Coil with Blower | 14ACX-060-230-11 |  | C33-60D+TDR+TXV | 12 | 14.5 | Yes | Yes | 2011-01-21 |  | 0
FALSE | XC14-060-230-** | 2308 | 3665852 | LENNOX INDUSTRIES, INC. | 14ACX-060-230-11 | AC | Split System: Air-Cooled Condensing Unit, Coil with Blower | 14ACX-060-230-11 |  | C33-62D+TDR+TXV | 12 | 14.5 | Yes | Yes | 2011-01-21 |  | 0
FALSE | XC14-060-230-** | 2308 | 3665855 | LENNOX INDUSTRIES, INC. | 14ACX-060-230-11 | AC | Split System: Air-Cooled Condensing Unit, Coil with Blower | 14ACX-060-230-11 |  | CH33-62D+TDR+TXV | 12 | 14.5 | Yes | Yes | 2011-01-21 |  | 0
FALSE | XC14-060-230-** | 2308 | 3665896 | LENNOX INDUSTRIES, INC. | 14ACX-060-230-11 | AC | Split System: Air-Cooled Condensing Unit, Coil with Blower | 14ACX-060-230-11 |  | CH33-49+TDR+TXV | 12 | 14.5 | Yes | Yes | 2011-01-21 |  | 0
FALSE | XC14-060-230-** | 2308 | 3665901 | LENNOX INDUSTRIES, INC. | 14ACX-060-230-11 | AC | Split System: Air-Cooled Condensing Unit, Coil with Blower | 14ACX-060-230-11 |  | CH33-60D+TDR+TXV | 12 | 14.5 | Yes | Yes | 2011-01-21 |  | 0
FALSE | XC14-060-230-** | 2308 | 3665903 | LENNOX INDUSTRIES, INC. | 14ACX-060-230-11 | AC | Split System: Air-Cooled Condensing Unit, Coil with Blower | 14ACX-060-230-11 |  | CH33-62D+TDR+TXV | 12 | 14.5 | Yes | Yes | 2011-01-21 |  | 0
FALSE | XC14-060-230-** | 2308 | 3665904 | LENNOX INDUSTRIES, INC. | 14ACX-060-230-11 | AC | Split System: Air-Cooled Condensing Unit, Coil with Blower | 14ACX-060-230-11 |  | CH33-62D+TDR+TXV | 12 | 14.5 | Yes | Yes | 2011-01-21 |  | 0
FALSE | XC14-060-230-** | 2308 | 3665908 | LENNOX INDUSTRIES, INC. | 14ACX-060-230-11 | AC | Split System: Air-Cooled Condensing Unit, Coil with Blower | 14ACX-060-230-11 |  | CH23-68+TDR+TXV | 12.5 | 15 | Yes | Yes | 2011-01-21 |  | 1
FALSE | XC14-060-230-** | 2308 | 3665909 | LENNOX INDUSTRIES, INC. | 14ACX-060-230-11 | AC | Split System: Air-Cooled Condensing Unit, Coil with Blower | 14ACX-060-230-11 |  | CH23-68+TDR+TXV | 12 | 14.5 | Yes | Yes | 2011-01-21 |  | 0
FALSE | XC14-060-230-** | 2308 | 3665922 | LENNOX INDUSTRIES, INC. | 14ACX-060-230-11 | AC | Split System: Air-Cooled Condensing Unit, Coil with Blower | 14ACX-060-230-11 |  | CBX32MV-068+TDR | 12 | 14.5 | Yes | Yes | 2011-01-21 |  | 0
FALSE | XC14-060-230-** | 2308 | 3665926 | LENNOX INDUSTRIES, INC. | 14ACX-060-230-11 | AC | Split System: Air-Cooled Condensing Unit, Coil with Blower | 14ACX-060-230-11 |  | C33-62C+TDR+TXV | 12 | 14.5 | Yes | Yes | 2011-01-21 |  | 0
FALSE | XC14-060-230-** | 2308 | 3665927 | LENNOX INDUSTRIES, INC. | 14ACX-060-230-11 | AC | Split System: Air-Cooled Condensing Unit, Coil with Blower | 14ACX-060-230-11 |  | CX34-62C+TDR | 12 | 14.5 | Yes | Yes | 2011-01-21 |  | 0
FALSE | XC14-060-230-** | 2308 | 3665930 | LENNOX INDUSTRIES, INC. | 14ACX-060-230-11 | AC | Split System: Air-Cooled Condensing Unit, Coil with Blower | 14ACX-060-230-11 |  | CX34-62C+TDR | 12 | 14.5 | Yes | Yes | 2011-01-21 |  | 0
FALSE | XC14-060-230-** | 2308 | 3665933 | LENNOX INDUSTRIES, INC. | 14ACX-060-230-11 | AC | Split System: Air-Cooled Condensing Unit, Coil with Blower | 14ACX-060-230-11 |  | C33-62C+TDR+TXV | 12 | 14.5 | Yes | Yes | 2011-01-21 |  | 0
FALSE | XC14-060-230-** | 2308 | 3665936 | LENNOX INDUSTRIES, INC. | 14ACX-060-230-11 | AC | Split System: Air-Cooled Condensing Unit, Coil with Blower | 14ACX-060-230-11 |  | CX34-60D+TDR | 12 | 14.5 | Yes | Yes | 2011-01-21 |  | 0
FALSE | 14ACX-030-230-17 | 2250 | 3666062 | LENNOX INDUSTRIES, INC. | 14ACX-030-230*11 | AC | Split System: Air-Cooled Condensing Unit, Coil with Blower | 14ACX-030-230*11 |  | C33-42* | 12.5 | 15 | Yes | Yes | 2011-01-21 |  | 1
FALSE | 14ACX-030-230-17 | 2250 | 3666066 | LENNOX INDUSTRIES, INC. | 14ACX-030-230*11 | AC | Split System: Air-Cooled Condensing Unit, Coil with Blower | 14ACX-030-230*11 |  | C33-43* | 12.5 | 15 | Yes | Yes | 2011-01-21 |  | 1
FALSE | 14ACX-030-230-17 | 2250 | 3666067 | LENNOX INDUSTRIES, INC. | 14ACX-030-230*11 | AC | Split System: Air-Cooled Condensing Unit, Coil with Blower | 14ACX-030-230*11 |  | C33-43* | 12.5 | 14.5 | Yes | Yes | 2011-01-21 |  | 0
FALSE | 14ACX-030-230-17 | 2250 | 3666068 | LENNOX INDUSTRIES, INC. | 14ACX-030-230*11 | AC | Split System: Air-Cooled Condensing Unit, Coil with Blower | 14ACX-030-230*11 |  | C33-43* | 12.5 | 15 | Yes | Yes | 2011-01-21 |  | 1
FALSE | 14ACX-030-230-17 | 2250 | 3666069 | LENNOX INDUSTRIES, INC. | 14ACX-030-230*11 | AC | Split System: Air-Cooled Condensing Unit, Coil with Blower | 14ACX-030-230*11 |  | C33-43* | 12.5 | 15 | Yes | Yes | 2011-01-21 |  | 1
FALSE | 14ACX-030-230-17 | 2250 | 3666070 | LENNOX INDUSTRIES, INC. | 14ACX-030-230*11 | AC | Split System: Air-Cooled Condensing Unit, Coil with Blower | 14ACX-030-230*11 |  | CR33-30/36* | 12.5 | 15 | Yes | Yes | 2011-01-21 |  | 1
FALSE | 14ACX-030-230-17 | 2250 | 3666072 | LENNOX INDUSTRIES, INC. | 14ACX-030-230*11 | AC | Split System: Air-Cooled Condensing Unit, Coil with Blower | 14ACX-030-230*11 |  | CR33-30/36* | 12.5 | 15 | Yes | Yes | 2011-01-21 |  | 1
FALSE | 14ACX-030-230-17 | 2250 | 3666073 | LENNOX INDUSTRIES, INC. | 14ACX-030-230*11 | AC | Split System: Air-Cooled Condensing Unit, Coil with Blower | 14ACX-030-230*11 |  | CR33-30/36* | 12.5 | 15 | Yes | Yes | 2011-01-21 |  | 1
FALSE | 14ACX-030-230-17 | 2250 | 3666078 | LENNOX INDUSTRIES, INC. | 14ACX-030-230*11 | AC | Split System: Air-Cooled Condensing Unit, Coil with Blower | 14ACX-030-230*11 |  | C33-25* | 12.5 | 14.5 | Yes | Yes | 2011-01-21 |  | 0
FALSE | 14ACX-030-230-17 | 2250 | 3666079 | LENNOX INDUSTRIES, INC. | 14ACX-030-230*11 | AC | Split System: Air-Cooled Condensing Unit, Coil with Blower | 14ACX-030-230*11 |  | C33-25* | 12.5 | 15 | Yes | Yes | 2011-01-21 |  | 1
FALSE | 14ACX-030-230-17 | 2250 | 3666081 | LENNOX INDUSTRIES, INC. | 14ACX-030-230*11 | AC | Split System: Air-Cooled Condensing Unit, Coil with Blower | 14ACX-030-230*11 |  | C33-25* | 12.5 | 14.5 | Yes | Yes | 2011-01-21 |  | 0
FALSE | 14ACX-030-230-17 | 2250 | 3666087 | LENNOX INDUSTRIES, INC. | 14ACX-030-230*11 | AC | Split System: Air-Cooled Condensing Unit, Coil with Blower | 14ACX-030-230*11 |  | C33-31* | 12.5 | 15 | Yes | Yes | 2011-01-21 |  | 1
FALSE | 14ACX-030-230-17 | 2250 | 3666088 | LENNOX INDUSTRIES, INC. | 14ACX-030-230*11 | AC | Split System: Air-Cooled Condensing Unit, Coil with Blower | 14ACX-030-230*11 |  | C33-31* | 12.5 | 15 | Yes | Yes | 2011-01-21 |  | 1
FALSE | 14ACX-030-230-17 | 2250 | 3666091 | LENNOX INDUSTRIES, INC. | 14ACX-030-230*11 | AC | Split System: Air-Cooled Condensing Unit, Coil with Blower | 14ACX-030-230*11 |  | CH33-25A* | 12.5 | 14.5 | Yes | Yes | 2011-01-21 |  | 0
FALSE | 14ACX-030-230-17 | 2250 | 3666092 | LENNOX INDUSTRIES, INC. | 14ACX-030-230*11 | AC | Split System: Air-Cooled Condensing Unit, Coil with Blower | 14ACX-030-230*11 |  | CH33-25B* | 12.5 | 15 | Yes | Yes | 2011-01-21 |  | 1
FALSE | 14ACX-030-230-17 | 2250 | 3666094 | LENNOX INDUSTRIES, INC. | 14ACX-030-230*11 | AC | Split System: Air-Cooled Condensing Unit, Coil with Blower | 14ACX-030-230*11 |  | CH33-25B* | 12.5 | 14.5 | Yes | Yes | 2011-01-21 |  | 0
FALSE | 14ACX-030-230-17 | 2250 | 3666095 | LENNOX INDUSTRIES, INC. | 14ACX-030-230*11 | AC | Split System: Air-Cooled Condensing Unit, Coil with Blower | 14ACX-030-230*11 |  | CH33-25B* | 12.5 | 14.5 | Yes | Yes | 2011-01-21 |  | 0
FALSE | 14ACX-030-230-17 | 2250 | 3666096 | LENNOX INDUSTRIES, INC. | 14ACX-030-230*11 | AC | Split System: Air-Cooled Condensing Unit, Coil with Blower | 14ACX-030-230*11 |  | CH33-31A* | 12.5 | 15 | Yes | Yes | 2011-01-21 |  | 1
FALSE | 14ACX-030-230-17 | 2250 | 3666097 | LENNOX INDUSTRIES, INC. | 14ACX-030-230*11 | AC | Split System: Air-Cooled Condensing Unit, Coil with Blower | 14ACX-030-230*11 |  | CH33-31B* | 12.5 | 15 | Yes | Yes | 2011-01-21 |  | 1
FALSE | 14ACX-030-230-17 | 2250 | 3666122 | LENNOX INDUSTRIES, INC. | 14ACX-030-230*11 | AC | Split System: Air-Cooled Condensing Unit, Coil with Blower | 14ACX-030-230*11 |  | CH33-42* | 12.5 | 15 | Yes | Yes | 2011-01-21 |  | 1
FALSE | 14ACX-036-230-15 | 2264 | 3666146 | LENNOX INDUSTRIES, INC. | 14ACX-036-230*11 | AC | Split System: Air-Cooled Condensing Unit, Coil with Blower | 14ACX-036-230*11 |  | C33-38 | 12.5 | 15 | Yes | Yes | 2011-01-21 |  | 1
FALSE | 14ACX-036-230-15 | 2264 | 3666151 | LENNOX INDUSTRIES, INC. | 14ACX-036-230*11 | AC | Split System: Air-Cooled Condensing Unit, Coil with Blower | 14ACX-036-230*11 |  | C33-31* | 12.5 | 14.5 | Yes | Yes | 2011-01-21 |  | 0
FALSE | 14ACX-036-230-15 | 2264 | 3666155 | LENNOX INDUSTRIES, INC. | 14ACX-036-230*11 | AC | Split System: Air-Cooled Condensing Unit, Coil with Blower | 14ACX-036-230*11 |  | C33-42* | 12.5 | 14.5 | Yes | Yes | 2011-01-21 |  | 0
FALSE | 14ACX-036-230-15 | 2264 | 3666159 | LENNOX INDUSTRIES, INC. | 14ACX-036-230*11 | AC | Split System: Air-Cooled Condensing Unit, Coil with Blower | 14ACX-036-230*11 |  | C33-43* | 12.5 | 15 | Yes | Yes | 2011-01-21 |  | 1
FALSE | 14ACX-036-230-15 | 2264 | 3666160 | LENNOX INDUSTRIES, INC. | 14ACX-036-230*11 | AC | Split System: Air-Cooled Condensing Unit, Coil with Blower | 14ACX-036-230*11 |  | C33-43* | 12.5 | 14.5 | Yes | Yes | 2011-01-21 |  | 0
FALSE | 14ACX-036-230-15 | 2264 | 3666161 | LENNOX INDUSTRIES, INC. | 14ACX-036-230*11 | AC | Split System: Air-Cooled Condensing Unit, Coil with Blower | 14ACX-036-230*11 |  | C33-43* | 12.5 | 14.5 | Yes | Yes | 2011-01-21 |  | 0
FALSE | 14ACX-036-230-15 | 2264 | 3666162 | LENNOX INDUSTRIES, INC. | 14ACX-036-230*11 | AC | Split System: Air-Cooled Condensing Unit, Coil with Blower | 14ACX-036-230*11 |  | C33-43* | 12.5 | 14.5 | Yes | Yes | 2011-01-21 |  | 0
FALSE | 14ACX-036-230-15 | 2264 | 3666163 | LENNOX INDUSTRIES, INC. | 14ACX-036-230*11 | AC | Split System: Air-Cooled Condensing Unit, Coil with Blower | 14ACX-036-230*11 |  | C33-43* | 12.5 | 15 | Yes | Yes | 2011-01-21 |  | 1
FALSE | 14ACX-036-230-15 | 2264 | 3666164 | LENNOX INDUSTRIES, INC. | 14ACX-036-230*11 | AC | Split System: Air-Cooled Condensing Unit, Coil with Blower | 14ACX-036-230*11 |  | C33-43* | 12.5 | 15 | Yes | Yes | 2011-01-21 |  | 1
FALSE | 14ACX-036-230-15 | 2264 | 3666165 | LENNOX INDUSTRIES, INC. | 14ACX-036-230*11 | AC | Split System: Air-Cooled Condensing Unit, Coil with Blower | 14ACX-036-230*11 |  | C33-43* | 12.5 | 15 | Yes | Yes | 2011-01-21 |  | 1
FALSE | 14ACX-036-230-15 | 2264 | 3666166 | LENNOX INDUSTRIES, INC. | 14ACX-036-230*11 | AC | Split System: Air-Cooled Condensing Unit, Coil with Blower | 14ACX-036-230*11 |  | C33-43* | 12.5 | 15 | Yes | Yes | 2011-01-21 |  | 1
FALSE | 14ACX-036-230-15 | 2264 | 3666167 | LENNOX INDUSTRIES, INC. | 14ACX-036-230*11 | AC | Split System: Air-Cooled Condensing Unit, Coil with Blower | 14ACX-036-230*11 |  | C33-48* | 12.5 | 15 | Yes | Yes | 2011-01-21 |  | 1
FALSE | 14ACX-036-230-15 | 2264 | 3666171 | LENNOX INDUSTRIES, INC. | 14ACX-036-230*11 | AC | Split System: Air-Cooled Condensing Unit, Coil with Blower | 14ACX-036-230*11 |  | C33-49* | 12.5 | 15 | Yes | Yes | 2011-01-21 |  | 1
FALSE | 14ACX-036-230-15 | 2264 | 3666172 | LENNOX INDUSTRIES, INC. | 14ACX-036-230*11 | AC | Split System: Air-Cooled Condensing Unit, Coil with Blower | 14ACX-036-230*11 |  | C33-49* | 12.5 | 15 | Yes | Yes | 2011-01-21 |  | 1
FALSE | 14ACX-036-230-15 | 2264 | 3666173 | LENNOX INDUSTRIES, INC. | 14ACX-036-230*11 | AC | Split System: Air-Cooled Condensing Unit, Coil with Blower | 14ACX-036-230*11 |  | C33-49* | 12.5 | 15 | Yes | Yes | 2011-01-21 |  | 1
FALSE | 14ACX-036-230-15 | 2264 | 3666174 | LENNOX INDUSTRIES, INC. | 14ACX-036-230*11 | AC | Split System: Air-Cooled Condensing Unit, Coil with Blower | 14ACX-036-230*11 |  | C33-49* | 12.5 | 15 | Yes | Yes | 2011-01-21 |  | 1
FALSE | 14ACX-036-230-15 | 2264 | 3666175 | LENNOX INDUSTRIES, INC. | 14ACX-036-230*11 | AC | Split System: Air-Cooled Condensing Unit, Coil with Blower | 14ACX-036-230*11 |  | C33-50/60C* | 12.5 | 15 | Yes | Yes | 2011-01-21 |  | 1
FALSE | 14ACX-036-230-15 | 2264 | 3666176 | LENNOX INDUSTRIES, INC. | 14ACX-036-230*11 | AC | Split System: Air-Cooled Condensing Unit, Coil with Blower | 14ACX-036-230*11 |  | C33-50/60C* | 12.5 | 15 | Yes | Yes | 2011-01-21 |  | 1
FALSE | 14ACX-036-230-15 | 2264 | 3666214 | LENNOX INDUSTRIES, INC. | 14ACX-036-230*11 | AC | Split System: Air-Cooled Condensing Unit, Coil with Blower | 14ACX-036-230*11 |  | CH33-48 | 12.5 | 15 | Yes | Yes | 2011-01-21 |  | 1
FALSE | 14ACX-036-230-15 | 2264 | 3666215 | LENNOX INDUSTRIES, INC. | 14ACX-036-230*11 | AC | Split System: Air-Cooled Condensing Unit, Coil with Blower | 14ACX-036-230*11 |  | CH33-48 | 12.5 | 15 | Yes | Yes | 2011-01-21 |  | 1
FALSE | 14ACX-036-230-15 | 2264 | 3666216 | LENNOX INDUSTRIES, INC. | 14ACX-036-230*11 | AC | Split System: Air-Cooled Condensing Unit, Coil with Blower | 14ACX-036-230*11 |  | CH33-48 | 12.5 | 15 | Yes | Yes | 2011-01-21 |  | 1
FALSE | 14ACX-036-230-15 | 2264 | 3666217 | LENNOX INDUSTRIES, INC. | 14ACX-036-230*11 | AC | Split System: Air-Cooled Condensing Unit, Coil with Blower | 14ACX-036-230*11 |  | CH33-48 | 12.5 | 15 | Yes | Yes | 2011-01-21 |  | 1
FALSE | 14ACX-036-230-15 | 2264 | 3666222 | LENNOX INDUSTRIES, INC. | 14ACX-036-230*11 | AC | Split System: Air-Cooled Condensing Unit, Coil with Blower | 14ACX-036-230*11 |  | C33-43* | 12.5 | 14.5 | Yes | Yes | 2011-01-21 |  | 0
FALSE | 14ACX-036-230-15 | 2264 | 3666228 | LENNOX INDUSTRIES, INC. | 14ACX-036-230*11 | AC | Split System: Air-Cooled Condensing Unit, Coil with Blower | 14ACX-036-230*11 |  | CH33-43B* | 12.5 | 14.5 | Yes | Yes | 2011-01-21 |  | 0
FALSE | 14ACX-036-230-15 | 2264 | 3666232 | LENNOX INDUSTRIES, INC. | 14ACX-036-230*11 | AC | Split System: Air-Cooled Condensing Unit, Coil with Blower | 14ACX-036-230*11 |  | C33-43* | 12.5 | 15 | Yes | Yes | 2011-01-21 |  | 1
FALSE | 14ACX-036-230-15 | 2264 | 3666233 | LENNOX INDUSTRIES, INC. | 14ACX-036-230*11 | AC | Split System: Air-Cooled Condensing Unit, Coil with Blower | 14ACX-036-230*11 |  | C33-49* | 12.5 | 15 | Yes | Yes | 2011-01-21 |  | 1
FALSE | 14ACX-036-230-15 | 2264 | 3666234 | LENNOX INDUSTRIES, INC. | 14ACX-036-230*11 | AC | Split System: Air-Cooled Condensing Unit, Coil with Blower | 14ACX-036-230*11 |  | C33-50/60C* | 12.5 | 15 | Yes | Yes | 2011-01-21 |  | 1
FALSE | 14ACX-036-230-15 | 2264 | 3666235 | LENNOX INDUSTRIES, INC. | 14ACX-036-230*11 | AC | Split System: Air-Cooled Condensing Unit, Coil with Blower | 14ACX-036-230*11 |  | CH33-43B* | 12.5 | 15 | Yes | Yes | 2011-01-21 |  | 1
FALSE | 14ACX-036-230-15 | 2264 | 3666236 | LENNOX INDUSTRIES, INC. | 14ACX-036-230*11 | AC | Split System: Air-Cooled Condensing Unit, Coil with Blower | 14ACX-036-230*11 |  | CH33-48 | 12.5 | 15 | Yes | Yes | 2011-01-21 |  | 1
FALSE | TSA042H4N4*Y | 2280 | 3666267 | LENNOX INDUSTRIES, INC. | 14ACX-042-230*11 | AC | Split System: Air-Cooled Condensing Unit, Coil with Blower | 14ACX-042-230*11 |  | C33-43* | 12.5 | 15 | Yes | Yes | 2011-01-21 |  | 1
FALSE | TSA042H4N4*Y | 2280 | 3666268 | LENNOX INDUSTRIES, INC. | 14ACX-042-230*11 | AC | Split System: Air-Cooled Condensing Unit, Coil with Blower | 14ACX-042-230*11 |  | C33-43* | 12.5 | 14.5 | Yes | Yes | 2011-01-21 |  | 0
FALSE | TSA042H4N4*Y | 2280 | 3666269 | LENNOX INDUSTRIES, INC. | 14ACX-042-230*11 | AC | Split System: Air-Cooled Condensing Unit, Coil with Blower | 14ACX-042-230*11 |  | C33-43* | 12.5 | 14.5 | Yes | Yes | 2011-01-21 |  | 0
FALSE | TSA042H4N4*Y | 2280 | 3666270 | LENNOX INDUSTRIES, INC. | 14ACX-042-230*11 | AC | Split System: Air-Cooled Condensing Unit, Coil with Blower | 14ACX-042-230*11 |  | C33-43* | 12.5 | 14.5 | Yes | Yes | 2011-01-21 |  | 0
FALSE | TSA042H4N4*Y | 2280 | 3666272 | LENNOX INDUSTRIES, INC. | 14ACX-042-230*11 | AC | Split System: Air-Cooled Condensing Unit, Coil with Blower | 14ACX-042-230*11 |  | C33-43* | 12.5 | 14.5 | Yes | Yes | 2011-01-21 |  | 0
FALSE | TSA042H4N4*Y | 2280 | 3666279 | LENNOX INDUSTRIES, INC. | 14ACX-042-230*11 | AC | Split System: Air-Cooled Condensing Unit, Coil with Blower | 14ACX-042-230*11 |  | C33-49* | 12.5 | 15 | Yes | Yes | 2011-01-21 |  | 1
FALSE | TSA042H4N4*Y | 2280 | 3666280 | LENNOX INDUSTRIES, INC. | 14ACX-042-230*11 | AC | Split System: Air-Cooled Condensing Unit, Coil with Blower | 14ACX-042-230*11 |  | C33-49* | 12.5 | 15 | Yes | Yes | 2011-01-21 |  | 1
FALSE | TSA042H4N4*Y | 2280 | 3666281 | LENNOX INDUSTRIES, INC. | 14ACX-042-230*11 | AC | Split System: Air-Cooled Condensing Unit, Coil with Blower | 14ACX-042-230*11 |  | C33-49* | 12.5 | 15 | Yes | Yes | 2011-01-21 |  | 1
FALSE | TSA042H4N4*Y | 2280 | 3666312 | LENNOX INDUSTRIES, INC. | 14ACX-042-230*11 | AC | Split System: Air-Cooled Condensing Unit, Coil with Blower | 14ACX-042-230*11 |  | CH33-49* | 12.5 | 15 | Yes | Yes | 2011-01-21 |  | 1
FALSE | TSA042H4N4*Y | 2280 | 3666313 | LENNOX INDUSTRIES, INC. | 14ACX-042-230*11 | AC | Split System: Air-Cooled Condensing Unit, Coil with Blower | 14ACX-042-230*11 |  | CH33-49* | 12.5 | 14.5 | Yes | Yes | 2011-01-21 |  | 0
FALSE | TSA042H4N4*Y | 2280 | 3666314 | LENNOX INDUSTRIES, INC. | 14ACX-042-230*11 | AC | Split System: Air-Cooled Condensing Unit, Coil with Blower | 14ACX-042-230*11 |  | CH33-49* | 12.5 | 14.5 | Yes | Yes | 2011-01-21 |  | 0
FALSE | TSA042H4N4*Y | 2280 | 3666315 | LENNOX INDUSTRIES, INC. | 14ACX-042-230*11 | AC | Split System: Air-Cooled Condensing Unit, Coil with Blower | 14ACX-042-230*11 |  | CH33-49* | 12.5 | 14.5 | Yes | Yes | 2011-01-21 |  | 0
FALSE | TSA042H4N4*Y | 2280 | 3666317 | LENNOX INDUSTRIES, INC. | 14ACX-042-230*11 | AC | Split System: Air-Cooled Condensing Unit, Coil with Blower | 14ACX-042-230*11 |  | CH33-49* | 12.5 | 14.5 | Yes | Yes | 2011-01-21 |  | 0
FALSE | TSA042H4N4*Y | 2280 | 3666318 | LENNOX INDUSTRIES, INC. | 14ACX-042-230*11 | AC | Split System: Air-Cooled Condensing Unit, Coil with Blower | 14ACX-042-230*11 |  | CH33-50/60C* | 12.5 | 15 | Yes | Yes | 2011-01-21 |  | 1
FALSE | TSA042H4N4*Y | 2280 | 3666319 | LENNOX INDUSTRIES, INC. | 14ACX-042-230*11 | AC | Split System: Air-Cooled Condensing Unit, Coil with Blower | 14ACX-042-230*11 |  | CH33-50/60C* | 12.5 | 14.5 | Yes | Yes | 2011-01-21 |  | 0
FALSE | TSA042H4N4*Y | 2280 | 3666320 | LENNOX INDUSTRIES, INC. | 14ACX-042-230*11 | AC | Split System: Air-Cooled Condensing Unit, Coil with Blower | 14ACX-042-230*11 |  | CH33-50/60C* | 12.5 | 14.5 | Yes | Yes | 2011-01-21 |  | 0
FALSE | TSA042H4N4*Y | 2280 | 3666321 | LENNOX INDUSTRIES, INC. | 14ACX-042-230*11 | AC | Split System: Air-Cooled Condensing Unit, Coil with Blower | 14ACX-042-230*11 |  | CH33-50/60C* | 12.5 | 14.5 | Yes | Yes | 2011-01-21 |  | 0
FALSE | TSA042H4N4*Y | 2280 | 3666323 | LENNOX INDUSTRIES, INC. | 14ACX-042-230*11 | AC | Split System: Air-Cooled Condensing Unit, Coil with Blower | 14ACX-042-230*11 |  | CH33-50/60C* | 12.5 | 14.5 | Yes | Yes | 2011-01-21 |  | 0
FALSE | TSA042H4N4*Y | 2280 | 3666324 | LENNOX INDUSTRIES, INC. | 14ACX-042-230*11 | AC | Split System: Air-Cooled Condensing Unit, Coil with Blower | 14ACX-042-230*11 |  | C33-62C | 12.5 | 15 | Yes | Yes | 2011-01-21 |  | 1
FALSE | TSA042H4N4*Y | 2280 | 3666325 | LENNOX INDUSTRIES, INC. | 14ACX-042-230*11 | AC | Split System: Air-Cooled Condensing Unit, Coil with Blower | 14ACX-042-230*11 |  | C33-62C | 12.5 | 15 | Yes | Yes | 2011-01-21 |  | 1
FALSE | TSA042H4N4*Y | 2280 | 3666326 | LENNOX INDUSTRIES, INC. | 14ACX-042-230*11 | AC | Split System: Air-Cooled Condensing Unit, Coil with Blower | 14ACX-042-230*11 |  | C33-62C | 12.5 | 15 | Yes | Yes | 2011-01-21 |  | 1
FALSE | TSA042H4N4*Y | 2280 | 3666327 | LENNOX INDUSTRIES, INC. | 14ACX-042-230*11 | AC | Split System: Air-Cooled Condensing Unit, Coil with Blower | 14ACX-042-230*11 |  | C33-62C | 12.5 | 15 | Yes | Yes | 2011-01-21 |  | 1
FALSE | TSA042H4N4*Y | 2280 | 3666328 | LENNOX INDUSTRIES, INC. | 14ACX-042-230*11 | AC | Split System: Air-Cooled Condensing Unit, Coil with Blower | 14ACX-042-230*11 |  | C33-62C | 12.5 | 15 | Yes | Yes | 2011-01-21 |  | 1
FALSE | TSA042H4N4*Y | 2280 | 3666329 | LENNOX INDUSTRIES, INC. | 14ACX-042-230*11 | AC | Split System: Air-Cooled Condensing Unit, Coil with Blower | 14ACX-042-230*11 |  | C33-62C | 12.5 | 15 | Yes | Yes | 2011-01-21 |  | 1
FALSE | TSA042H4N4*Y | 2280 | 3666334 | LENNOX INDUSTRIES, INC. | 14ACX-042-230*11 | AC | Split System: Air-Cooled Condensing Unit, Coil with Blower | 14ACX-042-230*11 |  | C33-43* | 12.5 | 14.5 | Yes | Yes | 2011-01-21 |  | 0
FALSE | TSA042H4N4*Y | 2280 | 3666336 | LENNOX INDUSTRIES, INC. | 14ACX-042-230*11 | AC | Split System: Air-Cooled Condensing Unit, Coil with Blower | 14ACX-042-230*11 |  | C33-49* | 12.5 | 15 | Yes | Yes | 2011-01-21 |  | 1
FALSE | TSA042H4N4*Y | 2280 | 3666339 | LENNOX INDUSTRIES, INC. | 14ACX-042-230*11 | AC | Split System: Air-Cooled Condensing Unit, Coil with Blower | 14ACX-042-230*11 |  | CH33-43* | 12.5 | 14.5 | Yes | Yes | 2011-01-21 |  | 0
FALSE | XC14-048-230-08 | 2298 | 3666448 | LENNOX INDUSTRIES, INC. | 14ACX-048-230*11 | AC | Split System: Air-Cooled Condensing Unit, Coil with Blower | 14ACX-048-230*11 |  | C33-62C | 12 | 14.5 | Yes | Yes | 2011-01-21 |  | 0
FALSE | XC14-048-230-08 | 2298 | 3666461 | LENNOX INDUSTRIES, INC. | 14ACX-048-230*11 | AC | Split System: Air-Cooled Condensing Unit, Coil with Blower | 14ACX-048-230*11 |  | CH23-68* | 12.5 | 15 | Yes | Yes | 2011-01-21 |  | 1
FALSE | XC14-048-230-08 | 2298 | 3666462 | LENNOX INDUSTRIES, INC. | 14ACX-048-230*11 | AC | Split System: Air-Cooled Condensing Unit, Coil with Blower | 14ACX-048-230*11 |  | C33-62D | 12 | 14.5 | Yes | Yes | 2011-01-21 |  | 0
FALSE | XC14-060-230-** | 2308 | 3666486 | LENNOX INDUSTRIES, INC. | 14ACX-060-230*11 | AC | Split System: Air-Cooled Condensing Unit, Coil with Blower | 14ACX-060-230*11 |  | C33-60D* | 12 | 14.5 | Yes | Yes | 2011-01-21 |  | 0
FALSE | XC14-060-230-** | 2308 | 3666492 | LENNOX INDUSTRIES, INC. | 14ACX-060-230*11 | AC | Split System: Air-Cooled Condensing Unit, Coil with Blower | 14ACX-060-230*11 |  | C33-62C | 12 | 14.5 | Yes | Yes | 2011-01-21 |  | 0
FALSE | XC14-060-230-** | 2308 | 3666493 | LENNOX INDUSTRIES, INC. | 14ACX-060-230*11 | AC | Split System: Air-Cooled Condensing Unit, Coil with Blower | 14ACX-060-230*11 |  | C33-62D | 12 | 14.5 | Yes | Yes | 2011-01-21 |  | 0
FALSE | XC14-060-230-** | 2308 | 3666506 | LENNOX INDUSTRIES, INC. | 14ACX-060-230*11 | AC | Split System: Air-Cooled Condensing Unit, Coil with Blower | 14ACX-060-230*11 |  | CH23-68* | 12 | 14.5 | Yes | Yes | 2011-01-21 |  | 0
FALSE | 4TTR6024B1 | 3503 | 3688235 | TRANE | 4TTR5024E1 | AC | Split System: Air-Cooled Condensing Unit, Coil with Blower | 4TTR5024E1 |  | 4TEE3F39A1 | 14 | 16.75 | Yes | Yes | 2011-01-21 |  | 2
FALSE | 4TTR6024B1 | 3503 | 3688236 | AMERICAN STANDARD, INC. | 4A7A5024E1 | AC | Split System: Air-Cooled Condensing Unit, Coil with Blower | 4TTR5024E1 |  | 4TEE3F39A1 | 14 | 16.75 | Yes | Yes | 2011-02-28 |  | 2
FALSE | S4BI-024K | 2602 | 3734816 | MAYTAG | PSA4BI024K | AC | Split System: Air-Cooled Condensing Unit, Coil with Blower | S4BI-024K |  | B4VM-E24K-B | 15 | 24.5 | Yes | Yes | 2011-02-08 |  | 3
FALSE | S4BI-036K | 2600 | 3734817 | MAYTAG | PSA4BI036K | AC | Split System: Air-Cooled Condensing Unit, Coil with Blower | S4BI-036K |  | B4VM-E36K-B | 14 | 22 | Yes | Yes | 2011-02-08 |  | 3
FALSE | S4BI-048K | 2601 | 3734818 | MAYTAG | PSA4BI048K | AC | Split System: Air-Cooled Condensing Unit, Coil with Blower | S4BI-048K |  | B4VM-E48K-C | 13 | 22 | Yes | Yes | 2011-02-08 |  | 3
FALSE | YCJD18S41S1 | 3740 | 3740150 | YORK BY JOHNSON CONTROLS | TCGD18S41S3 | AC | Split System: Air-Cooled Condensing Unit, Coil with Blower | TCGD18S41S3 |  | AHX18 | 12 | 14.5 | Yes | Yes | 2011-01-21 |  | 0
FALSE | YCJD18S41S1 | 3740 | 3740151 | YORK BY JOHNSON CONTROLS | TCGD18S41S3 | AC | Split System: Air-Cooled Condensing Unit, Coil with Blower | TCGD18S41S3 |  | F6FP018 | 12 | 14.5 | Yes | Yes | 2011-01-21 |  | 0
FALSE | YCJD24S41S1 | 3826 | 3740158 | YORK BY JOHNSON CONTROLS | TCGD24S41S3 | AC | Split System: Air-Cooled Condensing Unit, Coil with Blower | TCGD24S41S3 |  | AHX30 | 12 | 14.5 | Yes | Yes | 2011-01-21 |  | 0
FALSE | YCJD24S41S1 | 3826 | 3740159 | YORK BY JOHNSON CONTROLS | TCGD24S41S3 | AC | Split System: Air-Cooled Condensing Unit, Coil with Blower | TCGD24S41S3 |  | AHX36 | 12 | 14.5 | Yes | Yes | 2011-01-21 |  | 0
FALSE | YCJD18S41S1 | 3740 | 3740253 | YORK BY JOHNSON CONTROLS | TCGD18S41S3 | AC | Split System: Air-Cooled Condensing Unit, Coil with Blower | TCGD18S41S3 |  | AHX18+TXV | 12 | 14.5 | Yes | Yes | 2011-01-21 |  | 0
FALSE | YCJD18S41S1 | 3740 | 3740254 | YORK BY JOHNSON CONTROLS | TCGD18S41S3 | AC | Split System: Air-Cooled Condensing Unit, Coil with Blower | TCGD18S41S3 |  | F6FP018+TXV | 12 | 14.5 | Yes | Yes | 2011-01-21 |  | 0
FALSE | YCJD24S41S1 | 3826 | 3740261 | YORK BY JOHNSON CONTROLS | TCGD24S41S3 | AC | Split System: Air-Cooled Condensing Unit, Coil with Blower | TCGD24S41S3 |  | AHX30+TXV | 12 | 14.5 | Yes | Yes | 2011-01-21 |  | 0
FALSE | YCJD24S41S1 | 3826 | 3740262 | YORK BY JOHNSON CONTROLS | TCGD24S41S3 | AC | Split System: Air-Cooled Condensing Unit, Coil with Blower | TCGD24S41S3 |  | AHX36+TXV | 12 | 14.5 | Yes | Yes | 2011-01-21 |  | 0
FALSE | TCHD18S41S3 | 3868 | 3742702 | YORK BY JOHNSON CONTROLS | TCHD18S41S3 | AC | Split System: Air-Cooled Condensing Unit, Coil with Blower | TCHD18S41S3 |  | AHX30+TXV | 12 | 14.5 | Yes | Yes | 2011-01-21 |  | 0
FALSE | TCHD30S44S3 | 3873 | 3743084 | YORK BY JOHNSON CONTROLS | TCHD30S41S3 | AC | Split System: Air-Cooled Condensing Unit, Coil with Blower | TCHD30S41S3 |  | AHX30+TXV | 12.5 | 14.5 | Yes | Yes | 2011-01-21 |  | 0
FALSE | TCHD30S44S3 | 3873 | 3743085 | YORK BY JOHNSON CONTROLS | TCHD30S41S3 | AC | Split System: Air-Cooled Condensing Unit, Coil with Blower | TCHD30S41S3 |  | AHX36+TXV | 13.25 | 15.25 | Yes | Yes | 2011-01-21 |  | 1
FALSE | TCHD30S44S3 | 3873 | 3743086 | YORK BY JOHNSON CONTROLS | TCHD30S41S3 | AC | Split System: Air-Cooled Condensing Unit, Coil with Blower | TCHD30S41S3 |  | AHX42+TXV | 13.75 | 15.5 | Yes | Yes | 2011-01-21 |  | 1
FALSE | TCHD30S44S3 | 3873 | 3743087 | YORK BY JOHNSON CONTROLS | TCHD30S41S3 | AC | Split System: Air-Cooled Condensing Unit, Coil with Blower | TCHD30S41S3 |  | AHX48+TXV | 13.75 | 15.5 | Yes | Yes | 2011-01-21 |  | 1
FALSE | TCHD30S44S3 | 3873 | 3743089 | YORK BY JOHNSON CONTROLS | TCHD30S41S3 | AC | Split System: Air-Cooled Condensing Unit, Coil with Blower | TCHD30S41S3 |  | F6FP036+TXV | 12.75 | 14.5 | Yes | Yes | 2011-01-21 |  | 0
FALSE | TCHD30S44S3 | 3873 | 3743090 | YORK BY JOHNSON CONTROLS | TCHD30S41S3 | AC | Split System: Air-Cooled Condensing Unit, Coil with Blower | TCHD30S41S3 |  | F6FP042+TXV | 13.5 | 15.25 | Yes | Yes | 2011-01-21 |  | 1
FALSE | TCHD30S44S3 | 3873 | 3743091 | YORK BY JOHNSON CONTROLS | TCHD30S41S3 | AC | Split System: Air-Cooled Condensing Unit, Coil with Blower | TCHD30S41S3 |  | F6FP048+TXV | 12.5 | 14.5 | Yes | Yes | 2011-01-21 |  | 0
FALSE | TCHD30S44S3 | 3873 | 3743164 | YORK BY JOHNSON CONTROLS | TCHD30S43S3 | AC | Split System: Air-Cooled Condensing Unit, Coil with Blower | TCHD30S43S3 |  | FC/MC/PC35C+TXV | 13 | 15 | Yes | Yes | 2015-03-20 |  | 1
FALSE | TCHD30S44S3 | 3873 | 3743165 | YORK BY JOHNSON CONTROLS | TCHD30S43S3 | AC | Split System: Air-Cooled Condensing Unit, Coil with Blower | TCHD30S43S3 |  | FC/MC/PC35C+TXV | 13.1 | 15 | Yes | Yes | 2015-03-20 |  | 1
FALSE | TCHD30S44S3 | 3873 | 3743166 | YORK BY JOHNSON CONTROLS | TCHD30S43S3 | AC | Split System: Air-Cooled Condensing Unit, Coil with Blower | TCHD30S43S3 |  | FC/MC/PC35C+TXV | 13.1 | 15 | Yes | Yes | 2015-03-20 |  | 1
FALSE | TCHD30S44S3 | 3873 | 3743174 | YORK BY JOHNSON CONTROLS | TCHD30S43S3 | AC | Split System: Air-Cooled Condensing Unit, Coil with Blower | TCHD30S43S3 |  | FC/MC/PC37A+TXV | 12.8 | 14.5 | Yes | Yes | 2015-03-20 |  | 0
FALSE | TCHD30S44S3 | 3873 | 3743175 | YORK BY JOHNSON CONTROLS | TCHD30S43S3 | AC | Split System: Air-Cooled Condensing Unit, Coil with Blower | TCHD30S43S3 |  | FC/MC/PC43B+TXV | 13.2 | 15 | Yes | Yes | 2015-03-20 |  | 1
FALSE | TCHD30S44S3 | 3873 | 3743176 | YORK BY JOHNSON CONTROLS | TCHD30S43S3 | AC | Split System: Air-Cooled Condensing Unit, Coil with Blower | TCHD30S43S3 |  | FC/MC/PC43B+TXV | 12.85 | 14.5 | Yes | Yes | 2015-03-20 |  | 0
FALSE | TCHD30S44S3 | 3873 | 3743177 | YORK BY JOHNSON CONTROLS | TCHD30S43S3 | AC | Split System: Air-Cooled Condensing Unit, Coil with Blower | TCHD30S43S3 |  | FC/MC/PC43C+TXV | 13.6 | 15.35 | Yes | Yes | 2015-03-20 |  | 1
FALSE | TCHD30S44S3 | 3873 | 3743178 | YORK BY JOHNSON CONTROLS | TCHD30S43S3 | AC | Split System: Air-Cooled Condensing Unit, Coil with Blower | TCHD30S43S3 |  | FC/MC/PC43C+TXV | 13.65 | 15.4 | Yes | Yes | 2015-03-20 |  | 1
FALSE | TCHD30S44S3 | 3873 | 3743179 | YORK BY JOHNSON CONTROLS | TCHD30S43S3 | AC | Split System: Air-Cooled Condensing Unit, Coil with Blower | TCHD30S43S3 |  | FC/MC/PC43C+TXV | 13.15 | 14.8 | Yes | Yes | 2015-03-20 |  | 0
FALSE | TCHD30S44S3 | 3873 | 3743180 | YORK BY JOHNSON CONTROLS | TCHD30S43S3 | AC | Split System: Air-Cooled Condensing Unit, Coil with Blower | TCHD30S43S3 |  | FC/MC/PC43C+TXV | 13.45 | 15.2 | Yes | Yes | 2015-03-20 |  | 1
FALSE | TCHD30S44S3 | 3873 | 3743182 | YORK BY JOHNSON CONTROLS | TCHD30S43S3 | AC | Split System: Air-Cooled Condensing Unit, Coil with Blower | TCHD30S43S3 |  | FC/MC35B+MV12B+TXV | 13.2 | 15 | Yes | Yes | 2015-03-20 |  | 1
FALSE | TCHD30S44S3 | 3873 | 3743183 | YORK BY JOHNSON CONTROLS | TCHD30S43S3 | AC | Split System: Air-Cooled Condensing Unit, Coil with Blower | TCHD30S43S3 |  | FC/MC35C+MV16C+TXV | 13.25 | 15 | Yes | Yes | 2015-03-20 |  | 1
FALSE | TCHD30S44S3 | 3873 | 3743186 | YORK BY JOHNSON CONTROLS | TCHD30S43S3 | AC | Split System: Air-Cooled Condensing Unit, Coil with Blower | TCHD30S43S3 |  | FC/MC43B+MV12B+TXV | 13.35 | 15.15 | Yes | Yes | 2015-03-20 |  | 1
FALSE | TCHD30S44S3 | 3873 | 3743187 | YORK BY JOHNSON CONTROLS | TCHD30S43S3 | AC | Split System: Air-Cooled Condensing Unit, Coil with Blower | TCHD30S43S3 |  | FC/MC43C+MV16C+TXV | 13.5 | 15.35 | Yes | Yes | 2015-03-20 |  | 1
FALSE | TCHD30S44S3 | 3873 | 3743188 | YORK BY JOHNSON CONTROLS | TCHD30S43S3 | AC | Split System: Air-Cooled Condensing Unit, Coil with Blower | TCHD30S43S3 |  | FC/MC48C+MV16C+TXV | 13.7 | 15.5 | Yes | Yes | 2015-03-20 |  | 1
FALSE | TCHD30S44S3 | 3873 | 3743197 | YORK BY JOHNSON CONTROLS | TCHD30S43S3 | AC | Split System: Air-Cooled Condensing Unit, Coil with Blower | TCHD30S43S3 |  | HD36+TXV | 13 | 14.65 | Yes | Yes | 2015-03-20 |  | 0
FALSE | TCHD30S44S3 | 3873 | 3743198 | YORK BY JOHNSON CONTROLS | TCHD30S43S3 | AC | Split System: Air-Cooled Condensing Unit, Coil with Blower | TCHD30S43S3 |  | HD36+TXV | 13.05 | 14.8 | Yes | Yes | 2015-03-20 |  | 0
FALSE | TCHD30S44S3 | 3873 | 3743199 | YORK BY JOHNSON CONTROLS | TCHD30S43S3 | AC | Split System: Air-Cooled Condensing Unit, Coil with Blower | TCHD30S43S3 |  | HD36+TXV | 13.25 | 15 | Yes | Yes | 2015-03-20 |  | 1
FALSE | TCHD30S44S3 | 3873 | 3743260 | YORK BY JOHNSON CONTROLS | TCHD30S43S3 | AC | Split System: Air-Cooled Condensing Unit, Coil with Blower | TCHD30S43S3 |  | AHX30+TXV | 12.5 | 14.5 | Yes | Yes | 2011-01-21 |  | 0
FALSE | TCHD30S44S3 | 3873 | 3743261 | YORK BY JOHNSON CONTROLS | TCHD30S43S3 | AC | Split System: Air-Cooled Condensing Unit, Coil with Blower | TCHD30S43S3 |  | AHX36+TXV | 13.25 | 15.25 | Yes | Yes | 2011-01-21 |  | 1
FALSE | TCHD30S44S3 | 3873 | 3743262 | YORK BY JOHNSON CONTROLS | TCHD30S43S3 | AC | Split System: Air-Cooled Condensing Unit, Coil with Blower | TCHD30S43S3 |  | AHX42+TXV | 13.75 | 15.5 | Yes | Yes | 2011-01-21 |  | 1
FALSE | TCHD30S44S3 | 3873 | 3743263 | YORK BY JOHNSON CONTROLS | TCHD30S43S3 | AC | Split System: Air-Cooled Condensing Unit, Coil with Blower | TCHD30S43S3 |  | AHX48+TXV | 13.75 | 15.5 | Yes | Yes | 2011-01-21 |  | 1
FALSE | TCHD30S44S3 | 3873 | 3743265 | YORK BY JOHNSON CONTROLS | TCHD30S43S3 | AC | Split System: Air-Cooled Condensing Unit, Coil with Blower | TCHD30S43S3 |  | F6FP036+TXV | 12.75 | 14.5 | Yes | Yes | 2011-01-21 |  | 0
FALSE | TCHD30S44S3 | 3873 | 3743266 | YORK BY JOHNSON CONTROLS | TCHD30S43S3 | AC | Split System: Air-Cooled Condensing Unit, Coil with Blower | TCHD30S43S3 |  | F6FP042+TXV | 13.5 | 15.25 | Yes | Yes | 2011-01-21 |  | 1
FALSE | TCHD30S44S3 | 3873 | 3743267 | YORK BY JOHNSON CONTROLS | TCHD30S43S3 | AC | Split System: Air-Cooled Condensing Unit, Coil with Blower | TCHD30S43S3 |  | F6FP048+TXV | 12.5 | 14.5 | Yes | Yes | 2011-01-21 |  | 0
FALSE | TCHD30S44S3 | 3873 | 3743271 | YORK BY JOHNSON CONTROLS | TCHD30S43S3 | AC | Split System: Air-Cooled Condensing Unit, Coil with Blower | TCHD30S43S3 |  | FC/MC/PC35C+TXV | 13.15 | 15 | Yes | Yes | 2015-03-20 |  | 1
FALSE | TCHD30S44S3 | 3873 | 3743272 | YORK BY JOHNSON CONTROLS | TCHD30S43S3 | AC | Split System: Air-Cooled Condensing Unit, Coil with Blower | TCHD30S43S3 |  | FC/MC/PC35C+TXV | 13 | 15 | Yes | Yes | 2015-03-20 |  | 1
FALSE | TCHD30S44S3 | 3873 | 3743277 | YORK BY JOHNSON CONTROLS | TCHD30S43S3 | AC | Split System: Air-Cooled Condensing Unit, Coil with Blower | TCHD30S43S3 |  | FC/MC/PC37A+TXV | 12.8 | 14.5 | Yes | Yes | 2015-03-20 |  | 0
FALSE | TCHD30S44S3 | 3873 | 3743278 | YORK BY JOHNSON CONTROLS | TCHD30S43S3 | AC | Split System: Air-Cooled Condensing Unit, Coil with Blower | TCHD30S43S3 |  | FC/MC/PC43B+TXV | 13.2 | 15 | Yes | Yes | 2015-03-20 |  | 1
FALSE | TCHD30S44S3 | 3873 | 3743279 | YORK BY JOHNSON CONTROLS | TCHD30S43S3 | AC | Split System: Air-Cooled Condensing Unit, Coil with Blower | TCHD30S43S3 |  | FC/MC/PC43C+TXV | 13.6 | 15.35 | Yes | Yes | 2015-03-20 |  | 1
FALSE | TCHD30S44S3 | 3873 | 3743280 | YORK BY JOHNSON CONTROLS | TCHD30S43S3 | AC | Split System: Air-Cooled Condensing Unit, Coil with Blower | TCHD30S43S3 |  | FC/MC/PC43C+TXV | 13.65 | 15.4 | Yes | Yes | 2015-03-20 |  | 1
FALSE | TCHD30S44S3 | 3873 | 3743286 | YORK BY JOHNSON CONTROLS | TCHD30S43S3 | AC | Split System: Air-Cooled Condensing Unit, Coil with Blower | TCHD30S43S3 |  | HD36+TXV | 13 | 14.65 | Yes | Yes | 2015-03-20 |  | 0
FALSE | TCHD30S44S3 | 3873 | 3743287 | YORK BY JOHNSON CONTROLS | TCHD30S43S3 | AC | Split System: Air-Cooled Condensing Unit, Coil with Blower | TCHD30S43S3 |  | HD36+TXV | 13.05 | 14.8 | Yes | Yes | 2015-03-20 |  | 0
FALSE | TCHD30S44S3 | 3873 | 3743342 | YORK BY JOHNSON CONTROLS | TCHD30S44S3 | AC | Split System: Air-Cooled Condensing Unit, Coil with Blower | TCHD30S44S3 |  | FC/MC43B+MV12B+TXV | 13.35 | 15.15 | Yes | Yes | 2015-03-20 |  | 1
FALSE | TCHD30S44S3 | 3873 | 3743343 | YORK BY JOHNSON CONTROLS | TCHD30S44S3 | AC | Split System: Air-Cooled Condensing Unit, Coil with Blower | TCHD30S44S3 |  | FC/MC43C+MV16C+TXV | 13.5 | 15.35 | Yes | Yes | 2015-03-20 |  | 1
FALSE | TCHD30S44S3 | 3873 | 3743344 | YORK BY JOHNSON CONTROLS | TCHD30S44S3 | AC | Split System: Air-Cooled Condensing Unit, Coil with Blower | TCHD30S44S3 |  | FC/MC48C+MV16C+TXV | 13.7 | 15.5 | Yes | Yes | 2015-03-20 |  | 1
FALSE | TCHD30S44S3 | 3873 | 3743353 | YORK BY JOHNSON CONTROLS | TCHD30S44S3 | AC | Split System: Air-Cooled Condensing Unit, Coil with Blower | TCHD30S44S3 |  | HD36+TXV | 13 | 14.65 | Yes | Yes | 2015-03-20 |  | 0
FALSE | TCHD30S44S3 | 3873 | 3743354 | YORK BY JOHNSON CONTROLS | TCHD30S44S3 | AC | Split System: Air-Cooled Condensing Unit, Coil with Blower | TCHD30S44S3 |  | HD36+TXV | 13.05 | 14.8 | Yes | Yes | 2015-03-20 |  | 0
FALSE | TCHD30S44S3 | 3873 | 3743355 | YORK BY JOHNSON CONTROLS | TCHD30S44S3 | AC | Split System: Air-Cooled Condensing Unit, Coil with Blower | TCHD30S44S3 |  | HD36+TXV | 13.25 | 15 | Yes | Yes | 2015-03-20 |  | 1
FALSE | TCHD30S44S3 | 3873 | 3743356 | YORK BY JOHNSON CONTROLS | TCHD30S44S3 | AC | Split System: Air-Cooled Condensing Unit, Coil with Blower | TCHD30S44S3 |  | HD36+TXV | 12.85 | 14.6 | Yes | Yes | 2015-03-20 |  | 0
FALSE | TCHD30S44S3 | 3873 | 3743357 | YORK BY JOHNSON CONTROLS | TCHD30S44S3 | AC | Split System: Air-Cooled Condensing Unit, Coil with Blower | TCHD30S44S3 |  | HD36+TXV | 13.05 | 14.85 | Yes | Yes | 2015-03-20 |  | 0
FALSE | TCHD30S44S3 | 3873 | 3743358 | YORK BY JOHNSON CONTROLS | TCHD30S44S3 | AC | Split System: Air-Cooled Condensing Unit, Coil with Blower | TCHD30S44S3 |  | HD36+TXV | 13 | 14.65 | Yes | Yes | 2015-03-20 |  | 0
FALSE | TCHD30S44S3 | 3873 | 3743426 | YORK BY JOHNSON CONTROLS | TCHD30S44S3 | AC | Split System: Air-Cooled Condensing Unit, Coil with Blower | TCHD30S44S3 |  | FC/MC/PC43B+TXV | 13.2 | 15 | Yes | Yes | 2015-03-20 |  | 1
FALSE | TCHD30S44S3 | 3873 | 3743427 | YORK BY JOHNSON CONTROLS | TCHD30S44S3 | AC | Split System: Air-Cooled Condensing Unit, Coil with Blower | TCHD30S44S3 |  | FC/MC/PC43C+TXV | 13.6 | 15.35 | Yes | Yes | 2015-03-20 |  | 1
FALSE | TCHD30S44S3 | 3873 | 3743428 | YORK BY JOHNSON CONTROLS | TCHD30S44S3 | AC | Split System: Air-Cooled Condensing Unit, Coil with Blower | TCHD30S44S3 |  | FC/MC/PC43C+TXV | 13.65 | 15.4 | Yes | Yes | 2015-03-20 |  | 1
FALSE | TCHD30S44S3 | 3873 | 3743434 | YORK BY JOHNSON CONTROLS | TCHD30S44S3 | AC | Split System: Air-Cooled Condensing Unit, Coil with Blower | TCHD30S44S3 |  | HD36+TXV | 13 | 14.65 | Yes | Yes | 2015-03-20 |  | 0
FALSE | TCHD30S44S3 | 3873 | 3743435 | YORK BY JOHNSON CONTROLS | TCHD30S44S3 | AC | Split System: Air-Cooled Condensing Unit, Coil with Blower | TCHD30S44S3 |  | HD36+TXV | 13.05 | 14.8 | Yes | Yes | 2015-03-20 |  | 0
FALSE | TCHD30S44S3 | 3873 | 3743436 | YORK BY JOHNSON CONTROLS | TCHD30S44S3 | AC | Split System: Air-Cooled Condensing Unit, Coil with Blower | TCHD30S44S3 |  | HD36+TXV | 13.25 | 15 | Yes | Yes | 2015-03-20 |  | 1
FALSE | TCHD30S44S3 | 3873 | 3743446 | YORK BY JOHNSON CONTROLS | TCHD30S44S3 | AC | Split System: Air-Cooled Condensing Unit, Coil with Blower | TCHD30S44S3 |  | FC/MC/PC35C+TXV | 13.15 | 15 | Yes | Yes | 2015-03-20 |  | 1
FALSE | TCHD30S44S3 | 3873 | 3743447 | YORK BY JOHNSON CONTROLS | TCHD30S44S3 | AC | Split System: Air-Cooled Condensing Unit, Coil with Blower | TCHD30S44S3 |  | FC/MC/PC35C+TXV | 13 | 15 | Yes | Yes | 2015-03-20 |  | 1
FALSE | TCHD30S44S3 | 3873 | 3743451 | YORK BY JOHNSON CONTROLS | TCHD30S44S3 | AC | Split System: Air-Cooled Condensing Unit, Coil with Blower | TCHD30S44S3 |  | FC/MC/PC35B+TXV | 12.75 | 14.5 | Yes | Yes | 2015-03-20 |  | 0
FALSE | TCHD36S44S3 | 3844 | 3743760 | YORK BY JOHNSON CONTROLS | TCHD36S43S3 | AC | Split System: Air-Cooled Condensing Unit, Coil with Blower | TCHD36S43S3 |  | F*FV060+TXV | 12.45 | 14.55 | Yes | Yes | 2011-01-21 |  | 0
FALSE | TCHD36S44S3 | 3844 | 3743761 | YORK BY JOHNSON CONTROLS | TCHD36S43S3 | AC | Split System: Air-Cooled Condensing Unit, Coil with Blower | TCHD36S43S3 |  | F5FP048+TXV | 13 | 15.2 | Yes | Yes | 2011-01-21 |  | 1
FALSE | TCHD36S44S3 | 3844 | 3743779 | YORK BY JOHNSON CONTROLS | TCHD36S43S3 | AC | Split System: Air-Cooled Condensing Unit, Coil with Blower | TCHD36S43S3 |  | FC/MC/PC43C+TXV | 12.5 | 14.6 | Yes | Yes | 2015-03-20 |  | 0
FALSE | TCHD36S44S3 | 3844 | 3743816 | YORK BY JOHNSON CONTROLS | TCHD36S43S3 | AC | Split System: Air-Cooled Condensing Unit, Coil with Blower | TCHD36S43S3 |  | HD48+TXV | 12.85 | 15 | Yes | Yes | 2015-03-20 |  | 1
FALSE | TCHD36S44S3 | 3844 | 3743823 | YORK BY JOHNSON CONTROLS | TCHD36S43S3 | AC | Split System: Air-Cooled Condensing Unit, Coil with Blower | TCHD36S43S3 |  | UC48C+TXV | 12.45 | 14.55 | Yes | Yes | 2015-03-20 |  | 0
FALSE | TCHD36S44S3 | 3844 | 3743824 | YORK BY JOHNSON CONTROLS | TCHD36S43S3 | AC | Split System: Air-Cooled Condensing Unit, Coil with Blower | TCHD36S43S3 |  | UC48C+TXV | 12.6 | 14.75 | Yes | Yes | 2015-03-20 |  | 0
FALSE | TCHD36S44S3 | 3844 | 3743914 | YORK BY JOHNSON CONTROLS | TCHD36S43S3 | AC | Split System: Air-Cooled Condensing Unit, Coil with Blower | TCHD36S43S3 |  | HD48+TXV | 13.05 | 15.2 | Yes | Yes | 2015-03-20 |  | 1
FALSE | TCHD36S44S3 | 3844 | 3743918 | YORK BY JOHNSON CONTROLS | TCHD36S43S3 | AC | Split System: Air-Cooled Condensing Unit, Coil with Blower | TCHD36S43S3 |  | UC48C+TXV | 12.45 | 14.55 | Yes | Yes | 2015-03-20 |  | 0
FALSE | TCHD36S44S3 | 3844 | 3743919 | YORK BY JOHNSON CONTROLS | TCHD36S43S3 | AC | Split System: Air-Cooled Condensing Unit, Coil with Blower | TCHD36S43S3 |  | UC48C+TXV | 12.6 | 14.75 | Yes | Yes | 2015-03-20 |  | 0
FALSE | TCHD36S44S3 | 3844 | 3743937 | YORK BY JOHNSON CONTROLS | TCHD36S44S3 | AC | Split System: Air-Cooled Condensing Unit, Coil with Blower | TCHD36S44S3 |  | F*FV060+TXV | 12.45 | 14.55 | Yes | Yes | 2011-01-21 |  | 0
FALSE | TCHD36S44S3 | 3844 | 3743938 | YORK BY JOHNSON CONTROLS | TCHD36S44S3 | AC | Split System: Air-Cooled Condensing Unit, Coil with Blower | TCHD36S44S3 |  | F5FP048+TXV | 13 | 15.2 | Yes | Yes | 2011-01-21 |  | 1
FALSE | TCHD36S44S3 | 3844 | 3743956 | YORK BY JOHNSON CONTROLS | TCHD36S44S3 | AC | Split System: Air-Cooled Condensing Unit, Coil with Blower | TCHD36S44S3 |  | FC/MC/PC43C+TXV | 12.5 | 14.6 | Yes | Yes | 2015-03-20 |  | 0
FALSE | TCHD36S44S3 | 3844 | 3743957 | YORK BY JOHNSON CONTROLS | TCHD36S44S3 | AC | Split System: Air-Cooled Condensing Unit, Coil with Blower | TCHD36S44S3 |  | FC/MC/PC43C+TXV | 12.5 | 14.8 | Yes | Yes | 2015-03-20 |  | 0
FALSE | TCHD36S44S3 | 3844 | 3743959 | YORK BY JOHNSON CONTROLS | TCHD36S44S3 | AC | Split System: Air-Cooled Condensing Unit, Coil with Blower | TCHD36S44S3 |  | FC/MC/PC43C+TXV | 12.6 | 14.65 | Yes | Yes | 2015-03-20 |  | 0
FALSE | TCHD36S44S3 | 3844 | 3743960 | YORK BY JOHNSON CONTROLS | TCHD36S44S3 | AC | Split System: Air-Cooled Condensing Unit, Coil with Blower | TCHD36S44S3 |  | FC/MC/PC48C+TXV | 13 | 15.1 | Yes | Yes | 2015-03-20 |  | 1
FALSE | TCHD36S44S3 | 3844 | 3743961 | YORK BY JOHNSON CONTROLS | TCHD36S44S3 | AC | Split System: Air-Cooled Condensing Unit, Coil with Blower | TCHD36S44S3 |  | FC/MC/PC48C+TXV | 13.1 | 15.35 | Yes | Yes | 2015-03-20 |  | 1
FALSE | TCHD36S44S3 | 3844 | 3743962 | YORK BY JOHNSON CONTROLS | TCHD36S44S3 | AC | Split System: Air-Cooled Condensing Unit, Coil with Blower | TCHD36S44S3 |  | FC/MC/PC48C+TXV | 12.8 | 14.85 | Yes | Yes | 2015-03-20 |  | 0
FALSE | TCHD36S44S3 | 3844 | 3743963 | YORK BY JOHNSON CONTROLS | TCHD36S44S3 | AC | Split System: Air-Cooled Condensing Unit, Coil with Blower | TCHD36S44S3 |  | FC/MC/PC48C+TXV | 12.55 | 14.55 | Yes | Yes | 2015-03-20 |  | 0
FALSE | TCHD36S44S3 | 3844 | 3744061 | YORK BY JOHNSON CONTROLS | TCHD36S44S3 | AC | Split System: Air-Cooled Condensing Unit, Coil with Blower | TCHD36S44S3 |  | AHX36+TXV | 12.5 | 14.75 | Yes | Yes | 2011-01-21 |  | 0
FALSE | TCHD36S44S3 | 3844 | 3744062 | YORK BY JOHNSON CONTROLS | TCHD36S44S3 | AC | Split System: Air-Cooled Condensing Unit, Coil with Blower | TCHD36S44S3 |  | AHX42+TXV | 12.75 | 15.25 | Yes | Yes | 2011-01-21 |  | 1
FALSE | TCHD36S44S3 | 3844 | 3744063 | YORK BY JOHNSON CONTROLS | TCHD36S44S3 | AC | Split System: Air-Cooled Condensing Unit, Coil with Blower | TCHD36S44S3 |  | AHX48+TXV | 12.75 | 15.25 | Yes | Yes | 2011-01-21 |  | 1
FALSE | RASL-039JEC | 4503 | 3763831 | RHEEM SALES COMPANY, INC. | RASL-039JEC | AC | Split System: Air-Cooled Condensing Unit, Coil with Blower | RASL-039JEC |  | RCFN-H*3624 | 13 | 18 | Yes | Yes | 2011-01-21 |  | 3
FALSE | RASL-039JEC | 4503 | 3763832 | RHEEM SALES COMPANY, INC. | RASL-039JEC | AC | Split System: Air-Cooled Condensing Unit, Coil with Blower | RASL-039JEC |  | RCFN-H*3624 | 13 | 18 | Yes | Yes | 2011-01-21 |  | 3
FALSE | RASL-039JEC | 4503 | 3763833 | RHEEM SALES COMPANY, INC. | RASL-039JEC | AC | Split System: Air-Cooled Condensing Unit, Coil with Blower | RASL-039JEC |  | RCFN-H*3624 | 13.5 | 18.5 | Yes | Yes | 2011-01-21 |  | 3
FALSE | RASL-048JEC | 4507 | 3763838 | RHEEM SALES COMPANY, INC. | RASL-048JEC | AC | Split System: Air-Cooled Condensing Unit, Coil with Blower | RASL-048JEC |  | RCFN-H*4824 | 12 | 16.5 | Yes | Yes | 2011-01-21 |  | 0
TRUE | RASL-039JEC | 4503 | 3763847 | RHEEM SALES COMPANY, INC. | RASL-039JEC | AC | Split System: Air-Cooled Condensing Unit, Coil with Blower | RASL-039JEC |  | RHPN-HM3624+RCSN-H*3624 | 13.5 | 19.5 | Yes | Yes | 2011-01-21 |  | 3
TRUE | TCGF30S41S3 | 3875 | 3766584 | YORK BY JOHNSON CONTROLS | TCGF30S41S3 | AC | Split System: Air-Cooled Condensing Unit, Coil Alone | TCGF30S41S3 |  | FC/MC/PC43+TXV | 12.3 | 14.5 | Yes | Yes | 2011-01-21 |  | 0
TRUE | TCGF36S41S3 | 3877 | 3766594 | YORK BY JOHNSON CONTROLS | TCGF36S41S3 | AC | Split System: Air-Cooled Condensing Unit, Coil Alone | TCGF36S41S3 |  | FC/MC/PC43+TXV | 12.3 | 14.5 | Yes | Yes | 2011-01-21 |  | 0
TRUE | TCGF42S41S3 | 3881 | 3766601 | YORK BY JOHNSON CONTROLS | TCGF42S41S3 | AC | Split System: Air-Cooled Condensing Unit, Coil Alone | TCGF42S41S3 |  | FC/MC/PC48+TXV | 12 | 14.5 | Yes | Yes | 2011-01-21 |  | 0
FALSE | YCJF36S41S1 | 3877 | 3766646 | YORK BY JOHNSON CONTROLS | TCGF36S41S3 | AC | Split System: Air-Cooled Condensing Unit, Coil with Blower | TCGF36S41S3 |  | F*FV060+TXV | 13 | 15.5 | Yes | Yes | 2011-01-21 |  | 1
FALSE | YCJF36S41S1 | 3877 | 3766647 | YORK BY JOHNSON CONTROLS | TCGF36S41S3 | AC | Split System: Air-Cooled Condensing Unit, Coil with Blower | TCGF36S41S3 |  | F5FP048+TXV | 13.5 | 16.25 | Yes | Yes | 2011-01-21 |  | 2
FALSE | YCJF36S41S1 | 3877 | 3766648 | YORK BY JOHNSON CONTROLS | TCGF36S41S3 | AC | Split System: Air-Cooled Condensing Unit, Coil with Blower | TCGF36S41S3 |  | F5FP060+TXV | 12.75 | 15.25 | Yes | Yes | 2011-01-21 |  | 1
FALSE | YCJF42S41S1 | 3881 | 3766659 | YORK BY JOHNSON CONTROLS | TCGF42S41S3 | AC | Split System: Air-Cooled Condensing Unit, Coil with Blower | TCGF42S41S3 |  | F*FV060+TXV | 12.5 | 14.75 | Yes | Yes | 2011-01-21 |  | 0
FALSE | YCJF42S41S1 | 3881 | 3766660 | YORK BY JOHNSON CONTROLS | TCGF42S41S3 | AC | Split System: Air-Cooled Condensing Unit, Coil with Blower | TCGF42S41S3 |  | F5FP048+TXV | 13 | 15.5 | Yes | Yes | 2011-01-21 |  | 1
FALSE | YCJF42S41S1 | 3881 | 3766661 | YORK BY JOHNSON CONTROLS | TCGF42S41S3 | AC | Split System: Air-Cooled Condensing Unit, Coil with Blower | TCGF42S41S3 |  | F5FP060+TXV | 12.5 | 14.75 | Yes | Yes | 2011-01-21 |  | 0
FALSE | YCJF42S41S1 | 3881 | 3766892 | YORK BY JOHNSON CONTROLS | TCGF42S41S3 | AC | Split System: Air-Cooled Condensing Unit, Coil with Blower | TCGF42S41S3 |  | AHX42+TXV | 13 | 16 | Yes | Yes | 2011-01-21 |  | 2
FALSE | YCJF42S41S1 | 3881 | 3766893 | YORK BY JOHNSON CONTROLS | TCGF42S41S3 | AC | Split System: Air-Cooled Condensing Unit, Coil with Blower | TCGF42S41S3 |  | AHX48+TXV | 13 | 16 | Yes | Yes | 2011-01-21 |  | 2
FALSE | YCJF42S41S1 | 3881 | 3766894 | YORK BY JOHNSON CONTROLS | TCGF42S41S3 | AC | Split System: Air-Cooled Condensing Unit, Coil with Blower | TCGF42S41S3 |  | AHX60+TXV | 13 | 15.75 | Yes | Yes | 2011-01-21 |  | 1
FALSE | YCJF42S41S1 | 3881 | 3766895 | YORK BY JOHNSON CONTROLS | TCGF42S41S3 | AC | Split System: Air-Cooled Condensing Unit, Coil with Blower | TCGF42S41S3 |  | F6FP042+TXV | 12.5 | 15 | Yes | Yes | 2011-01-21 |  | 1
FALSE | YCJF42S41S1 | 3881 | 3766896 | YORK BY JOHNSON CONTROLS | TCGF42S41S3 | AC | Split System: Air-Cooled Condensing Unit, Coil with Blower | TCGF42S41S3 |  | F6FP048+TXV | 12.75 | 15 | Yes | Yes | 2011-01-21 |  | 1
FALSE | YCJF42S41S1 | 3881 | 3766897 | YORK BY JOHNSON CONTROLS | TCGF42S41S3 | AC | Split System: Air-Cooled Condensing Unit, Coil with Blower | TCGF42S41S3 |  | F6FP060+TXV | 13 | 15.5 | Yes | Yes | 2011-01-21 |  | 1
FALSE | YCJF24S41S1 | 3872 | 3766925 | YORK BY JOHNSON CONTROLS | TCGF24S41S3 | AC | Split System: Air-Cooled Condensing Unit, Coil with Blower | TCGF24S41S3 |  | F6FP030+TXV | 13.1 | 15.6 | Yes | Yes | 2011-01-21 |  | 1
FALSE | YCJF30S41S1 | 3875 | 3766947 | YORK BY JOHNSON CONTROLS | TCGF30S41S3 | AC | Split System: Air-Cooled Condensing Unit, Coil with Blower | TCGF30S41S3 |  | AHX30+TXV | 13 | 15.25 | Yes | Yes | 2011-01-21 |  | 1
FALSE | YCJF30S41S1 | 3875 | 3766948 | YORK BY JOHNSON CONTROLS | TCGF30S41S3 | AC | Split System: Air-Cooled Condensing Unit, Coil with Blower | TCGF30S41S3 |  | AHX36+TXV | 13 | 16.25 | Yes | Yes | 2011-01-21 |  | 2
FALSE | YCJF30S41S1 | 3875 | 3766949 | YORK BY JOHNSON CONTROLS | TCGF30S41S3 | AC | Split System: Air-Cooled Condensing Unit, Coil with Blower | TCGF30S41S3 |  | AHX42+TXV | 13.25 | 16.5 | Yes | Yes | 2011-01-21 |  | 2
FALSE | YCJF30S41S1 | 3875 | 3766950 | YORK BY JOHNSON CONTROLS | TCGF30S41S3 | AC | Split System: Air-Cooled Condensing Unit, Coil with Blower | TCGF30S41S3 |  | AHX48+TXV | 13.25 | 16.5 | Yes | Yes | 2011-01-21 |  | 2
FALSE | YCJF36S41S1 | 3877 | 3766977 | YORK BY JOHNSON CONTROLS | TCGF36S41S3 | AC | Split System: Air-Cooled Condensing Unit, Coil with Blower | TCGF36S41S3 |  | AHX48+TXV | 13 | 16.25 | Yes | Yes | 2011-01-21 |  | 2
FALSE | YCJF36S41S1 | 3877 | 3766978 | YORK BY JOHNSON CONTROLS | TCGF36S41S3 | AC | Split System: Air-Cooled Condensing Unit, Coil with Blower | TCGF36S41S3 |  | AHX60+TXV | 13 | 16.25 | Yes | Yes | 2011-01-21 |  | 2
FALSE | YCJF36S41S1 | 3877 | 3766979 | YORK BY JOHNSON CONTROLS | TCGF36S41S3 | AC | Split System: Air-Cooled Condensing Unit, Coil with Blower | TCGF36S41S3 |  | F6FP036+TXV | 12.5 | 15 | Yes | Yes | 2011-01-21 |  | 1
FALSE | YCJF36S41S1 | 3877 | 3766980 | YORK BY JOHNSON CONTROLS | TCGF36S41S3 | AC | Split System: Air-Cooled Condensing Unit, Coil with Blower | TCGF36S41S3 |  | F6FP042+TXV | 13 | 15.75 | Yes | Yes | 2011-01-21 |  | 1
FALSE | YCJF36S41S1 | 3877 | 3766981 | YORK BY JOHNSON CONTROLS | TCGF36S41S3 | AC | Split System: Air-Cooled Condensing Unit, Coil with Blower | TCGF36S41S3 |  | F6FP048+TXV | 12.75 | 15.25 | Yes | Yes | 2011-01-21 |  | 1
FALSE | YCJF36S41S1 | 3877 | 3766982 | YORK BY JOHNSON CONTROLS | TCGF36S41S3 | AC | Split System: Air-Cooled Condensing Unit, Coil with Blower | TCGF36S41S3 |  | F6FP060+TXV | 13 | 16 | Yes | Yes | 2011-01-21 |  | 2
FALSE | YCJF24S41S1 | 3872 | 3767090 | YORK BY JOHNSON CONTROLS | TCGF24S41S3 | AC | Split System: Air-Cooled Condensing Unit, Coil with Blower | TCGF24S41S3 |  | AHX30+TXV | 13.25 | 16 | Yes | Yes | 2011-01-21 |  | 2
FALSE | YCJD30S44S3 | 3827 | 3767963 | COLEMAN BY JOHNSON CONTROLS | TCJD30S44S3 | AC | Split System: Air-Cooled Condensing Unit, Coil with Blower | YCJD30S44S3 |  | AHX36 | 12 | 14.5 | Yes | Yes | 2011-02-28 |  | 0
FALSE | YCJD30S44S3 | 3827 | 3768117 | LUXAIRE BY JOHNSON CONTROLS | TCJD30S43S3 | AC | Split System: Air-Cooled Condensing Unit, Coil with Blower | YCJD30S43S3 |  | AHX36 | 12 | 14.5 | Yes | Yes | 2011-02-28 |  | 0
FALSE | YCJD30S44S3 | 3827 | 3767835 | COLEMAN BY JOHNSON CONTROLS | TCJD30S43S3 | AC | Split System: Air-Cooled Condensing Unit, Coil with Blower | YCJD30S43S3 |  | AHX36+TXV | 12 | 14.5 | Yes | Yes | 2011-02-28 |  | 0
FALSE | YCJD30S44S3 | 3827 | 3768187 | LUXAIRE BY JOHNSON CONTROLS | TCJD30S44S3 | AC | Split System: Air-Cooled Condensing Unit, Coil with Blower | YCJD30S44S3 |  | AHX36+TXV | 12 | 14.5 | Yes | Yes | 2011-02-28 |  | 0
FALSE | YCJD30S44S3 | 3827 | 3768691 | FRASER-JOHNSTON BY JOHNSON CONTROLS | TCJD30S44S3 | AC | Split System: Air-Cooled Condensing Unit, Coil with Blower | YCJD30S44S3 |  | AHX36+TXV | 12 | 14.5 | Yes | Yes | 2011-02-28 |  | 0
FALSE | YCJD30S44S3 | 3827 | 3768865 | FRASER-JOHNSTON BY JOHNSON CONTROLS | TCJD30S43S3 | AC | Split System: Air-Cooled Condensing Unit, Coil with Blower | YCJD30S43S3 |  | AHX36+TXV | 12 | 14.5 | Yes | Yes | 2011-02-28 |  | 0
FALSE | YCJD30S44S3 | 3827 | 3768993 | FRASER-JOHNSTON BY JOHNSON CONTROLS | TCJD30S44S3 | AC | Split System: Air-Cooled Condensing Unit, Coil with Blower | YCJD30S44S3 |  | AHX36 | 12 | 14.5 | Yes | Yes | 2011-02-28 |  | 0
FALSE | YCJD24S41S1 | 3826 | 3769306 | COLEMAN BY JOHNSON CONTROLS | TCGD24S41S3 | AC | Split System: Air-Cooled Condensing Unit, Coil with Blower | TCGD24S41S3 |  | AHX30 | 12 | 14.5 | Yes | Yes | 2011-02-28 |  | 0
FALSE | YCJD18S41S1 | 3740 | 3769187 | COLEMAN BY JOHNSON CONTROLS | TCGD18S41S3 | AC | Split System: Air-Cooled Condensing Unit, Coil with Blower | TCGD18S41S3 |  | F6FP018 | 12 | 14.5 | Yes | Yes | 2011-02-28 |  | 0
FALSE | YCJD30S44S3 | 3827 | 3769566 | COLEMAN BY JOHNSON CONTROLS | TCGD30S41S3 | AC | Split System: Air-Cooled Condensing Unit, Coil with Blower | TCGD30S41S3 |  | AHX36 | 12 | 14.5 | Yes | Yes | 2011-02-28 |  | 0
FALSE | YCJD18S41S1 | 3740 | 3769580 | COLEMAN BY JOHNSON CONTROLS | TCGD18S41S3 | AC | Split System: Air-Cooled Condensing Unit, Coil with Blower | TCGD18S41S3 |  | F6FP018+TXV | 12 | 14.5 | Yes | Yes | 2011-02-28 |  | 0
FALSE | YCJD18S41S1 | 3740 | 3769560 | COLEMAN BY JOHNSON CONTROLS | TCGD18S41S3 | AC | Split System: Air-Cooled Condensing Unit, Coil with Blower | TCGD18S41S3 |  | AHX18 | 12 | 14.5 | Yes | Yes | 2011-02-28 |  | 0
FALSE | YCJD18S41S1 | 3740 | 3769690 | COLEMAN BY JOHNSON CONTROLS | TCGD18S41S3 | AC | Split System: Air-Cooled Condensing Unit, Coil with Blower | TCGD18S41S3 |  | AHX18+TXV | 12 | 14.5 | Yes | Yes | 2011-02-28 |  | 0
FALSE | YCJD24S41S1 | 3826 | 3769692 | COLEMAN BY JOHNSON CONTROLS | TCGD24S41S3 | AC | Split System: Air-Cooled Condensing Unit, Coil with Blower | TCGD24S41S3 |  | AHX30+TXV | 12 | 14.5 | Yes | Yes | 2011-02-28 |  | 0
FALSE | YCJD24S41S1 | 3826 | 3769693 | COLEMAN BY JOHNSON CONTROLS | TCGD24S41S3 | AC | Split System: Air-Cooled Condensing Unit, Coil with Blower | TCGD24S41S3 |  | AHX36+TXV | 12 | 14.5 | Yes | Yes | 2011-02-28 |  | 0
FALSE | YCJD30S44S3 | 3827 | 3769881 | COLEMAN BY JOHNSON CONTROLS | TCGD30S41S3 | AC | Split System: Air-Cooled Condensing Unit, Coil with Blower | TCGD30S41S3 |  | AHX36+TXV | 12 | 14.5 | Yes | Yes | 2011-02-28 |  | 0
FALSE | YCJD18S41S1 | 3740 | 3771371 | DAYTON ELECTRIC MANUFACTURING COMPANY BY JOHNSON CONTROLS | GCGD18S41S3 | AC | Split System: Air-Cooled Condensing Unit, Coil with Blower | TCGD18S41S3 |  | F6FP018 | 12 | 14.5 | Yes | Yes | 2011-02-28 |  | 0
FALSE | YCJD24S41S1 | 3826 | 3771461 | DAYTON ELECTRIC MANUFACTURING COMPANY BY JOHNSON CONTROLS | GCGD24S41S3 | AC | Split System: Air-Cooled Condensing Unit, Coil with Blower | TCGD24S41S3 |  | AHX30 | 12 | 14.5 | Yes | Yes | 2011-02-28 |  | 0
FALSE | YCJD30S44S3 | 3827 | 3771883 | DAYTON ELECTRIC MANUFACTURING COMPANY BY JOHNSON CONTROLS | GCGD30S41S3 | AC | Split System: Air-Cooled Condensing Unit, Coil with Blower | TCGD30S41S3 |  | AHX36+TXV | 12 | 14.5 | Yes | Yes | 2011-02-28 |  | 0
FALSE | YCJD18S41S1 | 3740 | 3771961 | FRASER-JOHNSTON BY JOHNSON CONTROLS | TCGD18S41S3 | AC | Split System: Air-Cooled Condensing Unit, Coil with Blower | TCGD18S41S3 |  | F6FP018 | 12 | 14.5 | Yes | Yes | 2011-02-28 |  | 0
FALSE | YCJD18S41S1 | 3740 | 3772075 | EVCON BY JOHNSON CONTROLS | GCGD18S41S3 | AC | Split System: Air-Cooled Condensing Unit, Coil with Blower | TCGD18S41S3 |  | F6FP018 | 12 | 14.5 | Yes | Yes | 2011-02-28 |  | 0
FALSE | YCJD24S41S1 | 3826 | 3772165 | EVCON BY JOHNSON CONTROLS | GCGD24S41S3 | AC | Split System: Air-Cooled Condensing Unit, Coil with Blower | TCGD24S41S3 |  | AHX30 | 12 | 14.5 | Yes | Yes | 2011-02-28 |  | 0
FALSE | YCJD24S41S1 | 3826 | 3772297 | EVCON BY JOHNSON CONTROLS | GCGD24S41S3 | AC | Split System: Air-Cooled Condensing Unit, Coil with Blower | TCGD24S41S3 |  | AHX36 | 12 | 14.5 | Yes | Yes | 2011-02-28 |  | 0
FALSE | YCJD18S41S1 | 3740 | 3772341 | EVCON BY JOHNSON CONTROLS | GCGD18S41S3 | AC | Split System: Air-Cooled Condensing Unit, Coil with Blower | TCGD18S41S3 |  | AHX18 | 12 | 14.5 | Yes | Yes | 2011-02-28 |  | 0
FALSE | YCJD30S44S3 | 3827 | 3772347 | EVCON BY JOHNSON CONTROLS | GCGD30S41S3 | AC | Split System: Air-Cooled Condensing Unit, Coil with Blower | TCGD30S41S3 |  | AHX36 | 12 | 14.5 | Yes | Yes | 2011-02-28 |  | 0
FALSE | YCJD18S41S1 | 3740 | 3772361 | EVCON BY JOHNSON CONTROLS | GCGD18S41S3 | AC | Split System: Air-Cooled Condensing Unit, Coil with Blower | TCGD18S41S3 |  | F6FP018+TXV | 12 | 14.5 | Yes | Yes | 2011-02-28 |  | 0
FALSE | YCJD18S41S1 | 3740 | 3772442 | EVCON BY JOHNSON CONTROLS | GCGD18S41S3 | AC | Split System: Air-Cooled Condensing Unit, Coil with Blower | TCGD18S41S3 |  | AHX18+TXV | 12 | 14.5 | Yes | Yes | 2011-02-28 |  | 0
FALSE | YCJD24S41S1 | 3826 | 3772444 | EVCON BY JOHNSON CONTROLS | GCGD24S41S3 | AC | Split System: Air-Cooled Condensing Unit, Coil with Blower | TCGD24S41S3 |  | AHX30+TXV | 12 | 14.5 | Yes | Yes | 2011-02-28 |  | 0
FALSE | YCJD24S41S1 | 3826 | 3772445 | EVCON BY JOHNSON CONTROLS | GCGD24S41S3 | AC | Split System: Air-Cooled Condensing Unit, Coil with Blower | TCGD24S41S3 |  | AHX36+TXV | 12 | 14.5 | Yes | Yes | 2011-02-28 |  | 0
FALSE | YCJD30S44S3 | 3827 | 3773294 | FRASER-JOHNSTON BY JOHNSON CONTROLS | TCGD30S41S3 | AC | Split System: Air-Cooled Condensing Unit, Coil with Blower | TCGD30S41S3 |  | AHX36+TXV | 12 | 14.5 | Yes | Yes | 2011-02-28 |  | 0
FALSE | YCJF36S41S1 | 3877 | 3773356 | COLEMAN BY JOHNSON CONTROLS | TCGF36S41S3 | AC | Split System: Air-Cooled Condensing Unit, Coil with Blower | TCGF36S41S3 |  | AHP36+TXV | 12.5 | 15 | Yes | Yes | 2011-02-28 |  | 1
FALSE | YCJF36S41S1 | 3877 | 3773357 | COLEMAN BY JOHNSON CONTROLS | TCGF36S41S3 | AC | Split System: Air-Cooled Condensing Unit, Coil with Blower | TCGF36S41S3 |  | F5FP048+TXV | 13.5 | 16.25 | Yes | Yes | 2011-02-28 |  | 2
FALSE | YCJF42S41S1 | 3881 | 3773485 | COLEMAN BY JOHNSON CONTROLS | TCGF42S41S3 | AC | Split System: Air-Cooled Condensing Unit, Coil with Blower | TCGF42S41S3 |  | AHX42+TXV | 13 | 16 | Yes | Yes | 2011-02-28 |  | 2
FALSE | YCJF42S41S1 | 3881 | 3773486 | COLEMAN BY JOHNSON CONTROLS | TCGF42S41S3 | AC | Split System: Air-Cooled Condensing Unit, Coil with Blower | TCGF42S41S3 |  | F6FP060+TXV | 13 | 15.5 | Yes | Yes | 2011-02-28 |  | 1
FALSE | YCJF30S41S1 | 3875 | 3773494 | COLEMAN BY JOHNSON CONTROLS | TCGF30S41S3 | AC | Split System: Air-Cooled Condensing Unit, Coil with Blower | TCGF30S41S3 |  | AHX48+TXV | 13.25 | 16.5 | Yes | Yes | 2011-02-28 |  | 2
FALSE | YCJF36S41S1 | 3877 | 3773498 | COLEMAN BY JOHNSON CONTROLS | TCGF36S41S3 | AC | Split System: Air-Cooled Condensing Unit, Coil with Blower | TCGF36S41S3 |  | AHX36+TXV | 13 | 16 | Yes | Yes | 2011-02-28 |  | 2
FALSE | YCJF36S41S1 | 3877 | 3773594 | COLEMAN BY JOHNSON CONTROLS | TCGF36S41S3 | AC | Split System: Air-Cooled Condensing Unit, Coil with Blower | TCGF36S41S3 |  | F5FP060+TXV | 12.75 | 15.25 | Yes | Yes | 2011-02-28 |  | 1
FALSE | YCJF42S41S1 | 3881 | 3773596 | COLEMAN BY JOHNSON CONTROLS | TCGF42S41S3 | AC | Split System: Air-Cooled Condensing Unit, Coil with Blower | TCGF42S41S3 |  | F*FV060+TXV | 12.5 | 14.75 | Yes | Yes | 2011-02-28 |  | 0
FALSE | YCJF36S41S1 | 3877 | 3773636 | COLEMAN BY JOHNSON CONTROLS | TCGF36S41S3 | AC | Split System: Air-Cooled Condensing Unit, Coil with Blower | TCGF36S41S3 |  | F6FP036+TXV | 12.5 | 15 | Yes | Yes | 2011-02-28 |  | 1
TRUE | TCGF36S41S3 | 3877 | 3773691 | COLEMAN BY JOHNSON CONTROLS | TCGF36S41S3 | AC | Split System: Air-Cooled Condensing Unit, Coil Alone | TCGF36S41S3 |  | FC/MC/PC43+TXV | 12.3 | 14.5 | Yes | Yes | 2011-02-28 |  | 0
FALSE | YCJF42S41S1 | 3881 | 3773698 | COLEMAN BY JOHNSON CONTROLS | TCGF42S41S3 | AC | Split System: Air-Cooled Condensing Unit, Coil with Blower | TCGF42S41S3 |  | F5FP048+TXV | 13 | 15.5 | Yes | Yes | 2011-02-28 |  | 1
TRUE | TCGF42S41S3 | 3881 | 3773711 | COLEMAN BY JOHNSON CONTROLS | TCGF42S41S3 | AC | Split System: Air-Cooled Condensing Unit, Coil Alone | TCGF42S41S3 |  | FC/MC/PC48+TXV | 12 | 14.5 | Yes | Yes | 2011-02-28 |  | 0
TRUE | TCGF24S41S3 | 3872 | 3773806 | COLEMAN BY JOHNSON CONTROLS | TCGF24S41S3 | AC | Split System: Air-Cooled Condensing Unit, Coil Alone | TCGF24S41S3 |  | FC/MC/PC32+TXV | 12.3 | 14.5 | Yes | Yes | 2011-02-28 |  | 0
TRUE | TCGF48S41S3 | 3846 | 3773809 | COLEMAN BY JOHNSON CONTROLS | TCGF48S41S3 | AC | Split System: Air-Cooled Condensing Unit, Coil Alone | TCGF48S41S3 |  | FC/MC/PC60+TXV | 12.35 | 14.5 | Yes | Yes | 2011-02-28 |  | 0
TRUE | TCGF30S41S3 | 3875 | 3773810 | COLEMAN BY JOHNSON CONTROLS | TCGF30S41S3 | AC | Split System: Air-Cooled Condensing Unit, Coil Alone | TCGF30S41S3 |  | FC/MC/PC43+TXV | 12.3 | 14.5 | Yes | Yes | 2011-02-28 |  | 0
FALSE | YCJF30S41S1 | 3875 | 3773760 | COLEMAN BY JOHNSON CONTROLS | TCGF30S41S3 | AC | Split System: Air-Cooled Condensing Unit, Coil with Blower | TCGF30S41S3 |  | AHX36+TXV | 13 | 16.25 | Yes | Yes | 2011-02-28 |  | 2
FALSE | YCJF36S41S1 | 3877 | 3773766 | COLEMAN BY JOHNSON CONTROLS | TCGF36S41S3 | AC | Split System: Air-Cooled Condensing Unit, Coil with Blower | TCGF36S41S3 |  | F6FP042+TXV | 13 | 15.75 | Yes | Yes | 2011-02-28 |  | 1
FALSE | YCJF36S41S1 | 3877 | 3773820 | COLEMAN BY JOHNSON CONTROLS | TCGF36S41S3 | AC | Split System: Air-Cooled Condensing Unit, Coil with Blower | TCGF36S41S3 |  | F*FV060+TXV | 13 | 15.5 | Yes | Yes | 2011-02-28 |  | 1
FALSE | YCJF42S41S1 | 3881 | 3773915 | COLEMAN BY JOHNSON CONTROLS | TCGF42S41S3 | AC | Split System: Air-Cooled Condensing Unit, Coil with Blower | TCGF42S41S3 |  | AHX60+TXV | 13 | 15.75 | Yes | Yes | 2011-02-28 |  | 1
FALSE | YCJF42S41S1 | 3881 | 3773916 | COLEMAN BY JOHNSON CONTROLS | TCGF42S41S3 | AC | Split System: Air-Cooled Condensing Unit, Coil with Blower | TCGF42S41S3 |  | F6FP048+TXV | 12.75 | 15 | Yes | Yes | 2011-02-28 |  | 1
FALSE | YCJF24S41S1 | 3872 | 3773935 | COLEMAN BY JOHNSON CONTROLS | TCGF24S41S3 | AC | Split System: Air-Cooled Condensing Unit, Coil with Blower | TCGF24S41S3 |  | AHX30+TXV | 13.25 | 16 | Yes | Yes | 2011-02-28 |  | 2
FALSE | YCJF30S41S1 | 3875 | 3774013 | COLEMAN BY JOHNSON CONTROLS | TCGF30S41S3 | AC | Split System: Air-Cooled Condensing Unit, Coil with Blower | TCGF30S41S3 |  | AHX30+TXV | 13 | 15.25 | Yes | Yes | 2011-02-28 |  | 1
FALSE | YCJF42S41S1 | 3881 | 3773985 | COLEMAN BY JOHNSON CONTROLS | TCGF42S41S3 | AC | Split System: Air-Cooled Condensing Unit, Coil with Blower | TCGF42S41S3 |  | F5FP060+TXV | 12.5 | 14.75 | Yes | Yes | 2011-02-28 |  | 0
FALSE | YCJF36S41S1 | 3877 | 3774077 | COLEMAN BY JOHNSON CONTROLS | TCGF36S41S3 | AC | Split System: Air-Cooled Condensing Unit, Coil with Blower | TCGF36S41S3 |  | AHX48+TXV | 13 | 16.25 | Yes | Yes | 2011-02-28 |  | 2
FALSE | YCJF42S41S1 | 3881 | 3775293 | FRASER-JOHNSTON BY JOHNSON CONTROLS | TCGF42S41S3 | AC | Split System: Air-Cooled Condensing Unit, Coil with Blower | TCGF42S41S3 |  | AHX42+TXV | 13 | 16 | Yes | Yes | 2011-02-28 |  | 2
FALSE | YCJF42S41S1 | 3881 | 3775294 | FRASER-JOHNSTON BY JOHNSON CONTROLS | TCGF42S41S3 | AC | Split System: Air-Cooled Condensing Unit, Coil with Blower | TCGF42S41S3 |  | F6FP060+TXV | 13 | 15.5 | Yes | Yes | 2011-02-28 |  | 1
FALSE | YCJF30S41S1 | 3875 | 3775296 | FRASER-JOHNSTON BY JOHNSON CONTROLS | TCGF30S41S3 | AC | Split System: Air-Cooled Condensing Unit, Coil with Blower | TCGF30S41S3 |  | AHX48+TXV | 13.25 | 16.5 | Yes | Yes | 2011-02-28 |  | 2
FALSE | YCJF36S41S1 | 3877 | 3775297 | FRASER-JOHNSTON BY JOHNSON CONTROLS | TCGF36S41S3 | AC | Split System: Air-Cooled Condensing Unit, Coil with Blower | TCGF36S41S3 |  | AHX36+TXV | 13 | 16 | Yes | Yes | 2011-02-28 |  | 2
FALSE | YCJF36S41S1 | 3877 | 3775328 | FRASER-JOHNSTON BY JOHNSON CONTROLS | TCGF36S41S3 | AC | Split System: Air-Cooled Condensing Unit, Coil with Blower | TCGF36S41S3 |  | F5FP060+TXV | 12.75 | 15.25 | Yes | Yes | 2011-02-28 |  | 1
FALSE | YCJF42S41S1 | 3881 | 3775330 | FRASER-JOHNSTON BY JOHNSON CONTROLS | TCGF42S41S3 | AC | Split System: Air-Cooled Condensing Unit, Coil with Blower | TCGF42S41S3 |  | F*FV060+TXV | 12.5 | 14.75 | Yes | Yes | 2011-02-28 |  | 0
FALSE | YCJF36S41S1 | 3877 | 3775332 | FRASER-JOHNSTON BY JOHNSON CONTROLS | TCGF36S41S3 | AC | Split System: Air-Cooled Condensing Unit, Coil with Blower | TCGF36S41S3 |  | AHX60+TXV | 13 | 16.25 | Yes | Yes | 2011-02-28 |  | 2
FALSE | YCJF36S41S1 | 3877 | 3775333 | FRASER-JOHNSTON BY JOHNSON CONTROLS | TCGF36S41S3 | AC | Split System: Air-Cooled Condensing Unit, Coil with Blower | TCGF36S41S3 |  | F6FP036+TXV | 12.5 | 15 | Yes | Yes | 2011-02-28 |  | 1
TRUE | TCGF36S41S3 | 3877 | 3775344 | FRASER-JOHNSTON BY JOHNSON CONTROLS | TCGF36S41S3 | AC | Split System: Air-Cooled Condensing Unit, Coil Alone | TCGF36S41S3 |  | FC/MC/PC43+TXV | 12.3 | 14.5 | Yes | Yes | 2011-02-28 |  | 0
FALSE | YCJF42S41S1 | 3881 | 3775351 | FRASER-JOHNSTON BY JOHNSON CONTROLS | TCGF42S41S3 | AC | Split System: Air-Cooled Condensing Unit, Coil with Blower | TCGF42S41S3 |  | F5FP048+TXV | 13 | 15.5 | Yes | Yes | 2011-02-28 |  | 1
FALSE | YCJF30S41S1 | 3875 | 3775413 | FRASER-JOHNSTON BY JOHNSON CONTROLS | TCGF30S41S3 | AC | Split System: Air-Cooled Condensing Unit, Coil with Blower | TCGF30S41S3 |  | AHX30+TXV | 13 | 15.25 | Yes | Yes | 2011-02-28 |  | 1
FALSE | YCJF30S41S1 | 3875 | 3775415 | FRASER-JOHNSTON BY JOHNSON CONTROLS | TCGF30S41S3 | AC | Split System: Air-Cooled Condensing Unit, Coil with Blower | TCGF30S41S3 |  | AHX42+TXV | 13.25 | 16.5 | Yes | Yes | 2011-02-28 |  | 2
FALSE | YCJF30S41S1 | 3875 | 3775416 | FRASER-JOHNSTON BY JOHNSON CONTROLS | TCGF30S41S3 | AC | Split System: Air-Cooled Condensing Unit, Coil with Blower | TCGF30S41S3 |  | F6FP030+TXV | 12.5 | 14.75 | Yes | Yes | 2011-02-28 |  | 0
FALSE | YCJF36S41S1 | 3877 | 3775417 | FRASER-JOHNSTON BY JOHNSON CONTROLS | TCGF36S41S3 | AC | Split System: Air-Cooled Condensing Unit, Coil with Blower | TCGF36S41S3 |  | AHX42+TXV | 13 | 16.25 | Yes | Yes | 2011-02-28 |  | 2
FALSE | YCJF36S41S1 | 3877 | 3775418 | FRASER-JOHNSTON BY JOHNSON CONTROLS | TCGF36S41S3 | AC | Split System: Air-Cooled Condensing Unit, Coil with Blower | TCGF36S41S3 |  | AHX48+TXV | 13 | 16.25 | Yes | Yes | 2011-02-28 |  | 2
TRUE | CZE04811 | 3897 | 3775794 | COLEMAN BY JOHNSON CONTROLS | AC5B048F3 | AC | Split System: Air-Cooled Condensing Unit, Coil with Blower | CZE04811 |  | FC/MC60D+MV20D+TXV | 12.5 | 15.5 | Yes | Yes | 2011-02-28 |  | 1
TRUE | CZE03611 | 3895 | 3775815 | COLEMAN BY JOHNSON CONTROLS | AC5B036F3 | AC | Split System: Air-Cooled Condensing Unit, Coil with Blower | CZE03611 |  | FC/MC48C+MV16C+TXV | 12.5 | 15.5 | Yes | Yes | 2011-02-28 |  | 1
TRUE | CZE02411 | 3891 | 3775961 | COLEMAN BY JOHNSON CONTROLS | AC5B024F3 | AC | Split System: Air-Cooled Condensing Unit, Coil with Blower | CZE02411 |  | FC/MC36B+MV12B+TXV | 12.5 | 15 | Yes | Yes | 2011-02-28 |  | 1
TRUE | CZE04811 | 3897 | 3776256 | LUXAIRE BY JOHNSON CONTROLS | AL5B048F3 | AC | Split System: Air-Cooled Condensing Unit, Coil with Blower | CZE04811 |  | FC/MC60D+MV20D+TXV | 12.5 | 15.5 | Yes | Yes | 2011-02-28 |  | 1
TRUE | CZE03611 | 3895 | 3776277 | LUXAIRE BY JOHNSON CONTROLS | AL5B036F3 | AC | Split System: Air-Cooled Condensing Unit, Coil with Blower | CZE03611 |  | FC/MC48C+MV16C+TXV | 12.5 | 15.5 | Yes | Yes | 2011-02-28 |  | 1
TRUE | CZE02411 | 3891 | 3776423 | LUXAIRE BY JOHNSON CONTROLS | AL5B024F3 | AC | Split System: Air-Cooled Condensing Unit, Coil with Blower | CZE02411 |  | FC/MC36B+MV12B+TXV | 12.5 | 15 | Yes | Yes | 2011-02-28 |  | 1
TRUE | CZH03611 | 3894 | 3776834 | COLEMAN BY JOHNSON CONTROLS | AC8B036F3 | AC | Split System: Air-Cooled Condensing Unit, Coil with Blower | CZH03611 |  | FC/MC62D+MV12D+TXV | 14.25 | 18.5 | Yes | Yes | 2011-02-28 |  | 3
TRUE | CZH06011 | 3899 | 3777226 | LUXAIRE BY JOHNSON CONTROLS | AL8B060F3 | AC | Split System: Air-Cooled Condensing Unit, Coil with Blower | CZH06011 |  | FC/MC62D+MV20D+TXV | 12 | 16 | Yes | Yes | 2011-02-28 |  | 0
TRUE | CZH04811 | 3896 | 3777232 | LUXAIRE BY JOHNSON CONTROLS | AL8B048F3 | AC | Split System: Air-Cooled Condensing Unit, Coil with Blower | CZH04811 |  | FC/MC62D+MV20D+TXV | 12.5 | 17 | Yes | Yes | 2011-02-28 |  | 1
TRUE | CZH02411 | 3892 | 3777487 | LUXAIRE BY JOHNSON CONTROLS | AL8B024F3 | AC | Split System: Air-Cooled Condensing Unit, Coil with Blower | CZH02411 |  | FC/MC48D+MV12D+TXV | 14.45 | 18 | Yes | Yes | 2011-02-28 |  | 3
FALSE | TCHD30S44S3 | 3873 | 3777642 | COLEMAN BY JOHNSON CONTROLS | TCHD30S43S3 | AC | Split System: Air-Cooled Condensing Unit, Coil with Blower | TCHD30S43S3 |  | FC/MC/PC43C+TXV | 13.65 | 15.4 | Yes | Yes | 2015-03-20 |  | 1
FALSE | TCHD30S44S3 | 3873 | 3777644 | COLEMAN BY JOHNSON CONTROLS | TCHD30S43S3 | AC | Split System: Air-Cooled Condensing Unit, Coil with Blower | TCHD30S43S3 |  | FC/MC43B+MV12B+TXV | 13.35 | 15.15 | Yes | Yes | 2015-03-20 |  | 1
FALSE | TCHD30S44S3 | 3873 | 3777645 | COLEMAN BY JOHNSON CONTROLS | TCHD30S43S3 | AC | Split System: Air-Cooled Condensing Unit, Coil with Blower | TCHD30S43S3 |  | FC/MC48C+MV16C+TXV | 13.7 | 15.5 | Yes | Yes | 2015-03-20 |  | 1
FALSE | TCHD30S44S3 | 3873 | 3777646 | COLEMAN BY JOHNSON CONTROLS | TCHD30S43S3 | AC | Split System: Air-Cooled Condensing Unit, Coil with Blower | TCHD30S43S3 |  | HD36+TXV | 13.25 | 15 | Yes | Yes | 2015-03-20 |  | 1
FALSE | TCHD30S44S3 | 3873 | 3777651 | COLEMAN BY JOHNSON CONTROLS | TCHD30S43S3 | AC | Split System: Air-Cooled Condensing Unit, Coil with Blower | TCHD30S43S3 |  | AHX36+TXV | 13.25 | 15.25 | Yes | Yes | 2011-02-28 |  | 1
FALSE | TCHD30S44S3 | 3873 | 3777652 | COLEMAN BY JOHNSON CONTROLS | TCHD30S43S3 | AC | Split System: Air-Cooled Condensing Unit, Coil with Blower | TCHD30S43S3 |  | F6FP042+TXV | 13.5 | 15.25 | Yes | Yes | 2011-02-28 |  | 1
FALSE | TCHD30S44S3 | 3873 | 3777653 | COLEMAN BY JOHNSON CONTROLS | TCHD30S43S3 | AC | Split System: Air-Cooled Condensing Unit, Coil with Blower | TCHD30S43S3 |  | FC/MC/PC37A+TXV | 12.8 | 14.5 | Yes | Yes | 2015-03-20 |  | 0
FALSE | TCHD30S44S3 | 3873 | 3777654 | COLEMAN BY JOHNSON CONTROLS | TCHD30S43S3 | AC | Split System: Air-Cooled Condensing Unit, Coil with Blower | TCHD30S43S3 |  | FC/MC/PC43B+TXV | 13.2 | 15 | Yes | Yes | 2015-03-20 |  | 1
FALSE | TCHD30S44S3 | 3873 | 3777657 | COLEMAN BY JOHNSON CONTROLS | TCHD30S43S3 | AC | Split System: Air-Cooled Condensing Unit, Coil with Blower | TCHD30S43S3 |  | FC/MC/PC35B+TXV | 12.75 | 14.5 | Yes | Yes | 2015-03-20 |  | 0
FALSE | TCHD30S44S3 | 3873 | 3777660 | COLEMAN BY JOHNSON CONTROLS | TCHD30S44S3 | AC | Split System: Air-Cooled Condensing Unit, Coil with Blower | TCHD30S44S3 |  | FC/MC/PC43C+TXV | 13.45 | 15.2 | Yes | Yes | 2015-03-20 |  | 1
FALSE | TCHD30S44S3 | 3873 | 3777664 | COLEMAN BY JOHNSON CONTROLS | TCHD30S44S3 | AC | Split System: Air-Cooled Condensing Unit, Coil with Blower | TCHD30S44S3 |  | HD36+TXV | 13 | 14.65 | Yes | Yes | 2015-03-20 |  | 0
FALSE | TCHD30S44S3 | 3873 | 3777672 | COLEMAN BY JOHNSON CONTROLS | TCHD30S44S3 | AC | Split System: Air-Cooled Condensing Unit, Coil with Blower | TCHD30S44S3 |  | FC/MC/PC43C+TXV | 13.6 | 15.35 | Yes | Yes | 2015-03-20 |  | 1
FALSE | TCHD36S44S3 | 3844 | 3777687 | COLEMAN BY JOHNSON CONTROLS | TCHD36S41S3 | AC | Split System: Air-Cooled Condensing Unit, Coil with Blower | TCHD36S41S3 |  | F*FV060+TXV | 12.45 | 14.55 | Yes | Yes | 2011-02-28 |  | 0
FALSE | TCHD30S44S3 | 3873 | 3777730 | COLEMAN BY JOHNSON CONTROLS | TCHD30S41S3 | AC | Split System: Air-Cooled Condensing Unit, Coil with Blower | TCHD30S41S3 |  | F6FP042+TXV | 13.5 | 15.25 | Yes | Yes | 2011-02-28 |  | 1
FALSE | TCHD36S44S3 | 3844 | 3777837 | COLEMAN BY JOHNSON CONTROLS | TCHD36S43S3 | AC | Split System: Air-Cooled Condensing Unit, Coil with Blower | TCHD36S43S3 |  | FC/MC/PC48C+TXV | 13 | 15.1 | Yes | Yes | 2015-03-20 |  | 1
FALSE | TCHD36S44S3 | 3844 | 3777841 | COLEMAN BY JOHNSON CONTROLS | TCHD36S43S3 | AC | Split System: Air-Cooled Condensing Unit, Coil with Blower | TCHD36S43S3 |  | HD48+TXV | 13 | 15 | Yes | Yes | 2015-03-20 |  | 1
FALSE | TCHD36S44S3 | 3844 | 3777850 | COLEMAN BY JOHNSON CONTROLS | TCHD36S44S3 | AC | Split System: Air-Cooled Condensing Unit, Coil with Blower | TCHD36S44S3 |  | FC/MC43C+MV16C+TXV | 13 | 15 | Yes | Yes | 2015-03-20 |  | 1
FALSE | TCHD36S44S3 | 3844 | 3777852 | COLEMAN BY JOHNSON CONTROLS | TCHD36S44S3 | AC | Split System: Air-Cooled Condensing Unit, Coil with Blower | TCHD36S44S3 |  | HD48+TXV | 13 | 15 | Yes | Yes | 2015-03-20 |  | 1
FALSE | TCHD36S44S3 | 3844 | 3777862 | COLEMAN BY JOHNSON CONTROLS | TCHD36S44S3 | AC | Split System: Air-Cooled Condensing Unit, Coil with Blower | TCHD36S44S3 |  | AHX48+TXV | 12.75 | 15.25 | Yes | Yes | 2011-02-28 |  | 1
FALSE | TCHD36S44S3 | 3844 | 3777865 | COLEMAN BY JOHNSON CONTROLS | TCHD36S44S3 | AC | Split System: Air-Cooled Condensing Unit, Coil with Blower | TCHD36S44S3 |  | HD48+TXV | 12.45 | 14.5 | Yes | Yes | 2015-03-20 |  | 0
FALSE | TCHD36S44S3 | 3844 | 3777792 | COLEMAN BY JOHNSON CONTROLS | TCHD36S41S3 | AC | Split System: Air-Cooled Condensing Unit, Coil with Blower | TCHD36S41S3 |  | F5FP048+TXV | 13 | 15.2 | Yes | Yes | 2011-02-28 |  | 1
FALSE | TCHD36S44S3 | 3844 | 3777805 | COLEMAN BY JOHNSON CONTROLS | TCHD36S43S3 | AC | Split System: Air-Cooled Condensing Unit, Coil with Blower | TCHD36S43S3 |  | F5FP048+TXV | 13 | 15.2 | Yes | Yes | 2011-02-28 |  | 1
FALSE | TCHD36S44S3 | 3844 | 3777825 | COLEMAN BY JOHNSON CONTROLS | TCHD36S43S3 | AC | Split System: Air-Cooled Condensing Unit, Coil with Blower | TCHD36S43S3 |  | HD48+TXV | 12.7 | 14.7 | Yes | Yes | 2015-03-20 |  | 0
FALSE | TCHD36S44S3 | 3844 | 3777833 | COLEMAN BY JOHNSON CONTROLS | TCHD36S43S3 | AC | Split System: Air-Cooled Condensing Unit, Coil with Blower | TCHD36S43S3 |  | AHX36+TXV | 12.5 | 14.75 | Yes | Yes | 2011-02-28 |  | 0
FALSE | TCHD36S44S3 | 3844 | 3777836 | COLEMAN BY JOHNSON CONTROLS | TCHD36S43S3 | AC | Split System: Air-Cooled Condensing Unit, Coil with Blower | TCHD36S43S3 |  | FC/MC/PC43C+TXV | 12.5 | 14.8 | Yes | Yes | 2015-03-20 |  | 0
FALSE | TCHD30S44S3 | 3873 | 3777964 | COLEMAN BY JOHNSON CONTROLS | TCHD30S41S3 | AC | Split System: Air-Cooled Condensing Unit, Coil with Blower | TCHD30S41S3 |  | F6FP048+TXV | 12.5 | 14.5 | Yes | Yes | 2011-02-28 |  | 0
FALSE | TCHD30S44S3 | 3873 | 3777973 | COLEMAN BY JOHNSON CONTROLS | TCHD30S43S3 | AC | Split System: Air-Cooled Condensing Unit, Coil with Blower | TCHD30S43S3 |  | FC/MC/PC35C+TXV | 13.1 | 15 | Yes | Yes | 2015-03-20 |  | 1
FALSE | TCHD30S44S3 | 3873 | 3777977 | COLEMAN BY JOHNSON CONTROLS | TCHD30S43S3 | AC | Split System: Air-Cooled Condensing Unit, Coil with Blower | TCHD30S43S3 |  | FC/MC35B+MV12B+TXV | 13.2 | 15 | Yes | Yes | 2015-03-20 |  | 1
FALSE | TCHD30S44S3 | 3873 | 3778194 | COLEMAN BY JOHNSON CONTROLS | TCHD30S41S3 | AC | Split System: Air-Cooled Condensing Unit, Coil with Blower | TCHD30S41S3 |  | AHX48+TXV | 13.75 | 15.5 | Yes | Yes | 2011-02-28 |  | 1
FALSE | TCHD36S44S3 | 3844 | 3778042 | COLEMAN BY JOHNSON CONTROLS | TCHD36S43S3 | AC | Split System: Air-Cooled Condensing Unit, Coil with Blower | TCHD36S43S3 |  | FC/MC/PC48C+TXV | 13.1 | 15.35 | Yes | Yes | 2015-03-20 |  | 1
FALSE | TCHD36S44S3 | 3844 | 3778044 | COLEMAN BY JOHNSON CONTROLS | TCHD36S43S3 | AC | Split System: Air-Cooled Condensing Unit, Coil with Blower | TCHD36S43S3 |  | FC/MC48C+MV16C+TXV | 13.1 | 15.25 | Yes | Yes | 2015-03-20 |  | 1
FALSE | TCHD36S44S3 | 3844 | 3778047 | COLEMAN BY JOHNSON CONTROLS | TCHD36S43S3 | AC | Split System: Air-Cooled Condensing Unit, Coil with Blower | TCHD36S43S3 |  | HD48+TXV | 13.05 | 15.2 | Yes | Yes | 2015-03-20 |  | 1
FALSE | TCHD36S44S3 | 3844 | 3778065 | COLEMAN BY JOHNSON CONTROLS | TCHD36S44S3 | AC | Split System: Air-Cooled Condensing Unit, Coil with Blower | TCHD36S44S3 |  | FC/MC/PC43C+TXV | 12.6 | 14.65 | Yes | Yes | 2015-03-20 |  | 0
FALSE | TCHD36S44S3 | 3844 | 3778066 | COLEMAN BY JOHNSON CONTROLS | TCHD36S44S3 | AC | Split System: Air-Cooled Condensing Unit, Coil with Blower | TCHD36S44S3 |  | FC/MC/PC48C+TXV | 12.8 | 14.85 | Yes | Yes | 2015-03-20 |  | 0
FALSE | TCHD36S44S3 | 3844 | 3778070 | COLEMAN BY JOHNSON CONTROLS | TCHD36S44S3 | AC | Split System: Air-Cooled Condensing Unit, Coil with Blower | TCHD36S44S3 |  | HD48+TXV | 12.45 | 14.5 | Yes | Yes | 2015-03-20 |  | 0
FALSE | TCHD36S44S3 | 3844 | 3778071 | COLEMAN BY JOHNSON CONTROLS | TCHD36S44S3 | AC | Split System: Air-Cooled Condensing Unit, Coil with Blower | TCHD36S44S3 |  | HD48+TXV | 12.7 | 14.7 | Yes | Yes | 2015-03-20 |  | 0
FALSE | TCHD36S44S3 | 3844 | 3778080 | COLEMAN BY JOHNSON CONTROLS | TCHD36S44S3 | AC | Split System: Air-Cooled Condensing Unit, Coil with Blower | TCHD36S44S3 |  | FC/MC/PC43C+TXV | 12.5 | 14.8 | Yes | Yes | 2015-03-20 |  | 0
FALSE | TCHD36S44S3 | 3844 | 3778081 | COLEMAN BY JOHNSON CONTROLS | TCHD36S44S3 | AC | Split System: Air-Cooled Condensing Unit, Coil with Blower | TCHD36S44S3 |  | FC/MC/PC48C+TXV | 13 | 15.1 | Yes | Yes | 2015-03-20 |  | 1
FALSE | TCHD30S44S3 | 3873 | 3778212 | COLEMAN BY JOHNSON CONTROLS | TCHD30S43S3 | AC | Split System: Air-Cooled Condensing Unit, Coil with Blower | TCHD30S43S3 |  | FC/MC/PC35C+TXV | 13 | 15 | Yes | Yes | 2015-03-20 |  | 1
FALSE | TCHD30S44S3 | 3873 | 3778220 | COLEMAN BY JOHNSON CONTROLS | TCHD30S44S3 | AC | Split System: Air-Cooled Condensing Unit, Coil with Blower | TCHD30S44S3 |  | FC/MC/PC37A+TXV | 12.8 | 14.5 | Yes | Yes | 2015-03-20 |  | 0
FALSE | TCHD30S44S3 | 3873 | 3778221 | COLEMAN BY JOHNSON CONTROLS | TCHD30S44S3 | AC | Split System: Air-Cooled Condensing Unit, Coil with Blower | TCHD30S44S3 |  | FC/MC48C+MV16C+TXV | 13.7 | 15.5 | Yes | Yes | 2015-03-20 |  | 1
FALSE | TCHD30S44S3 | 3873 | 3778222 | COLEMAN BY JOHNSON CONTROLS | TCHD30S44S3 | AC | Split System: Air-Cooled Condensing Unit, Coil with Blower | TCHD30S44S3 |  | HD36+TXV | 13.05 | 14.8 | Yes | Yes | 2015-03-20 |  | 0
FALSE | TCHD30S44S3 | 3873 | 3778223 | COLEMAN BY JOHNSON CONTROLS | TCHD30S44S3 | AC | Split System: Air-Cooled Condensing Unit, Coil with Blower | TCHD30S44S3 |  | HD36+TXV | 13.25 | 15 | Yes | Yes | 2015-03-20 |  | 1
FALSE | TCHD30S44S3 | 3873 | 3778224 | COLEMAN BY JOHNSON CONTROLS | TCHD30S44S3 | AC | Split System: Air-Cooled Condensing Unit, Coil with Blower | TCHD30S44S3 |  | HD36+TXV | 13.05 | 14.85 | Yes | Yes | 2015-03-20 |  | 0
FALSE | TCHD30S44S3 | 3873 | 3778234 | COLEMAN BY JOHNSON CONTROLS | TCHD30S44S3 | AC | Split System: Air-Cooled Condensing Unit, Coil with Blower | TCHD30S44S3 |  | AHX36+TXV | 13.25 | 15.25 | Yes | Yes | 2011-02-28 |  | 1
FALSE | TCHD30S44S3 | 3873 | 3778236 | COLEMAN BY JOHNSON CONTROLS | TCHD30S44S3 | AC | Split System: Air-Cooled Condensing Unit, Coil with Blower | TCHD30S44S3 |  | HD36+TXV | 13.05 | 14.8 | Yes | Yes | 2015-03-20 |  | 0
FALSE | TCHD36S44S3 | 3844 | 3778382 | COLEMAN BY JOHNSON CONTROLS | TCHD36S44S3 | AC | Split System: Air-Cooled Condensing Unit, Coil with Blower | TCHD36S44S3 |  | FC/MC43B+MV12B+TXV | 12.5 | 14.5 | Yes | Yes | 2015-03-20 |  | 0
FALSE | TCHD36S44S3 | 3844 | 3778383 | COLEMAN BY JOHNSON CONTROLS | TCHD36S44S3 | AC | Split System: Air-Cooled Condensing Unit, Coil with Blower | TCHD36S44S3 |  | UC48C+TXV | 12.45 | 14.55 | Yes | Yes | 2015-03-20 |  | 0
FALSE | TCHD36S44S3 | 3844 | 3778389 | COLEMAN BY JOHNSON CONTROLS | TCHD36S43S3 | AC | Split System: Air-Cooled Condensing Unit, Coil with Blower | TCHD36S43S3 |  | FC/MC48D+MV12D+TXV | 13 | 15 | Yes | Yes | 2015-03-20 |  | 1
FALSE | TCHD36S44S3 | 3844 | 3778398 | COLEMAN BY JOHNSON CONTROLS | TCHD36S43S3 | AC | Split System: Air-Cooled Condensing Unit, Coil with Blower | TCHD36S43S3 |  | AHX60+TXV | 12.75 | 15 | Yes | Yes | 2011-02-28 |  | 1
FALSE | TCHD36S44S3 | 3844 | 3778399 | COLEMAN BY JOHNSON CONTROLS | TCHD36S43S3 | AC | Split System: Air-Cooled Condensing Unit, Coil with Blower | TCHD36S43S3 |  | HD48+TXV | 12.45 | 14.5 | Yes | Yes | 2015-03-20 |  | 0
FALSE | TCHD36S44S3 | 3844 | 3778400 | COLEMAN BY JOHNSON CONTROLS | TCHD36S43S3 | AC | Split System: Air-Cooled Condensing Unit, Coil with Blower | TCHD36S43S3 |  | HD48+TXV | 13.05 | 15.2 | Yes | Yes | 2015-03-20 |  | 1
FALSE | TCHD36S44S3 | 3844 | 3778408 | COLEMAN BY JOHNSON CONTROLS | TCHD36S44S3 | AC | Split System: Air-Cooled Condensing Unit, Coil with Blower | TCHD36S44S3 |  | FC/MC/PC48C+TXV | 13.1 | 15.35 | Yes | Yes | 2015-03-20 |  | 1
FALSE | TCHD36S44S3 | 3844 | 3778409 | COLEMAN BY JOHNSON CONTROLS | TCHD36S44S3 | AC | Split System: Air-Cooled Condensing Unit, Coil with Blower | TCHD36S44S3 |  | FC/MC48D+MV12D+TXV | 13 | 15 | Yes | Yes | 2015-03-20 |  | 1
FALSE | TCHD36S44S3 | 3844 | 3778420 | COLEMAN BY JOHNSON CONTROLS | TCHD36S44S3 | AC | Split System: Air-Cooled Condensing Unit, Coil with Blower | TCHD36S44S3 |  | HD48+TXV | 13.05 | 15.2 | Yes | Yes | 2015-03-20 |  | 1
FALSE | TCHD36S44S3 | 3844 | 3778363 | COLEMAN BY JOHNSON CONTROLS | TCHD36S43S3 | AC | Split System: Air-Cooled Condensing Unit, Coil with Blower | TCHD36S43S3 |  | FC/MC/PC48C+TXV | 13 | 15.1 | Yes | Yes | 2015-03-20 |  | 1
FALSE | TCHD36S44S3 | 3844 | 3778365 | COLEMAN BY JOHNSON CONTROLS | TCHD36S43S3 | AC | Split System: Air-Cooled Condensing Unit, Coil with Blower | TCHD36S43S3 |  | HD48+TXV | 13 | 15 | Yes | Yes | 2015-03-20 |  | 1
FALSE | TCHD36S44S3 | 3844 | 3778374 | COLEMAN BY JOHNSON CONTROLS | TCHD36S43S3 | AC | Split System: Air-Cooled Condensing Unit, Coil with Blower | TCHD36S43S3 |  | UC48C+TXV | 12.45 | 14.55 | Yes | Yes | 2015-03-20 |  | 0
FALSE | TCHD36S44S3 | 3844 | 3778380 | COLEMAN BY JOHNSON CONTROLS | TCHD36S44S3 | AC | Split System: Air-Cooled Condensing Unit, Coil with Blower | TCHD36S44S3 |  | FC/MC/PC43C+TXV | 12.5 | 14.6 | Yes | Yes | 2015-03-20 |  | 0
FALSE | TCHD36S44S3 | 3844 | 3778381 | COLEMAN BY JOHNSON CONTROLS | TCHD36S44S3 | AC | Split System: Air-Cooled Condensing Unit, Coil with Blower | TCHD36S44S3 |  | FC/MC/PC43C+TXV | 12.5 | 14.8 | Yes | Yes | 2015-03-20 |  | 0
FALSE | TCHD30S44S3 | 3873 | 3778611 | COLEMAN BY JOHNSON CONTROLS | TCHD30S44S3 | AC | Split System: Air-Cooled Condensing Unit, Coil with Blower | TCHD30S44S3 |  | FC/MC/PC43B+TXV | 13.2 | 15 | Yes | Yes | 2015-03-20 |  | 1
FALSE | TCHD30S44S3 | 3873 | 3778613 | COLEMAN BY JOHNSON CONTROLS | TCHD30S44S3 | AC | Split System: Air-Cooled Condensing Unit, Coil with Blower | TCHD30S44S3 |  | FC/MC/PC35C+TXV | 13.15 | 15 | Yes | Yes | 2015-03-20 |  | 1
FALSE | TCHD30S44S3 | 3873 | 3778614 | COLEMAN BY JOHNSON CONTROLS | TCHD30S44S3 | AC | Split System: Air-Cooled Condensing Unit, Coil with Blower | TCHD30S44S3 |  | FC/MC/PC35C+TXV | 13 | 15 | Yes | Yes | 2015-03-20 |  | 1
FALSE | TCHD30S44S3 | 3873 | 3778575 | COLEMAN BY JOHNSON CONTROLS | TCHD30S43S3 | AC | Split System: Air-Cooled Condensing Unit, Coil with Blower | TCHD30S43S3 |  | FC/MC/PC35C+TXV | 13.1 | 15 | Yes | Yes | 2015-03-20 |  | 1
FALSE | TCHD30S44S3 | 3873 | 3778576 | COLEMAN BY JOHNSON CONTROLS | TCHD30S43S3 | AC | Split System: Air-Cooled Condensing Unit, Coil with Blower | TCHD30S43S3 |  | FC/MC/PC43C+TXV | 13.6 | 15.35 | Yes | Yes | 2015-03-20 |  | 1
FALSE | TCHD30S44S3 | 3873 | 3778589 | COLEMAN BY JOHNSON CONTROLS | TCHD30S43S3 | AC | Split System: Air-Cooled Condensing Unit, Coil with Blower | TCHD30S43S3 |  | AHX42+TXV | 13.75 | 15.5 | Yes | Yes | 2011-02-28 |  | 1
FALSE | TCHD30S44S3 | 3873 | 3778590 | COLEMAN BY JOHNSON CONTROLS | TCHD30S43S3 | AC | Split System: Air-Cooled Condensing Unit, Coil with Blower | TCHD30S43S3 |  | AHX48+TXV | 13.75 | 15.5 | Yes | Yes | 2011-02-28 |  | 1
FALSE | TCHD30S44S3 | 3873 | 3778601 | COLEMAN BY JOHNSON CONTROLS | TCHD30S44S3 | AC | Split System: Air-Cooled Condensing Unit, Coil with Blower | TCHD30S44S3 |  | FC/MC35C+MV16C+TXV | 13.25 | 15 | Yes | Yes | 2015-03-20 |  | 1
FALSE | TCHD30S44S3 | 3873 | 3778716 | COLEMAN BY JOHNSON CONTROLS | TCHD30S41S3 | AC | Split System: Air-Cooled Condensing Unit, Coil with Blower | TCHD30S41S3 |  | AHX42+TXV | 13.75 | 15.5 | Yes | Yes | 2011-02-28 |  | 1
FALSE | TCHD30S44S3 | 3873 | 3778861 | COLEMAN BY JOHNSON CONTROLS | TCHD30S43S3 | AC | Split System: Air-Cooled Condensing Unit, Coil with Blower | TCHD30S43S3 |  | F6FP036+TXV | 12.75 | 14.5 | Yes | Yes | 2011-02-28 |  | 0
FALSE | TCHD30S44S3 | 3873 | 3778863 | COLEMAN BY JOHNSON CONTROLS | TCHD30S43S3 | AC | Split System: Air-Cooled Condensing Unit, Coil with Blower | TCHD30S43S3 |  | HD36+TXV | 13.25 | 15 | Yes | Yes | 2015-03-20 |  | 1
FALSE | TCHD30S44S3 | 3873 | 3778865 | COLEMAN BY JOHNSON CONTROLS | TCHD30S44S3 | AC | Split System: Air-Cooled Condensing Unit, Coil with Blower | TCHD30S44S3 |  | FC/MC/PC35C+TXV | 13.1 | 15 | Yes | Yes | 2015-03-20 |  | 1
FALSE | TCHD30S44S3 | 3873 | 3778866 | COLEMAN BY JOHNSON CONTROLS | TCHD30S44S3 | AC | Split System: Air-Cooled Condensing Unit, Coil with Blower | TCHD30S44S3 |  | FC/MC/PC35C+TXV | 13.1 | 15 | Yes | Yes | 2015-03-20 |  | 1
FALSE | TCHD30S44S3 | 3873 | 3778868 | COLEMAN BY JOHNSON CONTROLS | TCHD30S44S3 | AC | Split System: Air-Cooled Condensing Unit, Coil with Blower | TCHD30S44S3 |  | FC/MC/PC43B+TXV | 12.85 | 14.5 | Yes | Yes | 2015-03-20 |  | 0
FALSE | TCHD30S44S3 | 3873 | 3778870 | COLEMAN BY JOHNSON CONTROLS | TCHD30S44S3 | AC | Split System: Air-Cooled Condensing Unit, Coil with Blower | TCHD30S44S3 |  | FC/MC43C+MV16C+TXV | 13.5 | 15.35 | Yes | Yes | 2015-03-20 |  | 1
FALSE | TCHD30S44S3 | 3873 | 3778871 | COLEMAN BY JOHNSON CONTROLS | TCHD30S44S3 | AC | Split System: Air-Cooled Condensing Unit, Coil with Blower | TCHD30S44S3 |  | HD36+TXV | 12.85 | 14.6 | Yes | Yes | 2015-03-20 |  | 0
FALSE | TCHD30S44S3 | 3873 | 3778876 | COLEMAN BY JOHNSON CONTROLS | TCHD30S44S3 | AC | Split System: Air-Cooled Condensing Unit, Coil with Blower | TCHD30S44S3 |  | AHX30+TXV | 12.5 | 14.5 | Yes | Yes | 2011-02-28 |  | 0
FALSE | TCHD30S44S3 | 3873 | 3778877 | COLEMAN BY JOHNSON CONTROLS | TCHD30S44S3 | AC | Split System: Air-Cooled Condensing Unit, Coil with Blower | TCHD30S44S3 |  | AHX48+TXV | 13.75 | 15.5 | Yes | Yes | 2011-02-28 |  | 1
FALSE | TCHD30S44S3 | 3873 | 3778878 | COLEMAN BY JOHNSON CONTROLS | TCHD30S44S3 | AC | Split System: Air-Cooled Condensing Unit, Coil with Blower | TCHD30S44S3 |  | FC/MC/PC43C+TXV | 13.65 | 15.4 | Yes | Yes | 2015-03-20 |  | 1
FALSE | TCHD30S44S3 | 3873 | 3778882 | COLEMAN BY JOHNSON CONTROLS | TCHD30S44S3 | AC | Split System: Air-Cooled Condensing Unit, Coil with Blower | TCHD30S44S3 |  | FC/MC/PC35B+TXV | 12.75 | 14.5 | Yes | Yes | 2015-03-20 |  | 0
FALSE | TCHD36S44S3 | 3844 | 3778773 | COLEMAN BY JOHNSON CONTROLS | TCHD36S43S3 | AC | Split System: Air-Cooled Condensing Unit, Coil with Blower | TCHD36S43S3 |  | UC48C+TXV | 12.45 | 14.55 | Yes | Yes | 2015-03-20 |  | 0
FALSE | TCHD36S44S3 | 3844 | 3778788 | COLEMAN BY JOHNSON CONTROLS | TCHD36S44S3 | AC | Split System: Air-Cooled Condensing Unit, Coil with Blower | TCHD36S44S3 |  | HD48+TXV | 13.05 | 15.2 | Yes | Yes | 2015-03-20 |  | 1
FALSE | TCHD36S44S3 | 3844 | 3778805 | COLEMAN BY JOHNSON CONTROLS | TCHD36S44S3 | AC | Split System: Air-Cooled Condensing Unit, Coil with Blower | TCHD36S44S3 |  | HD48+TXV | 13 | 15 | Yes | Yes | 2015-03-20 |  | 1
FALSE | TCHD36S44S3 | 3844 | 3778902 | COLEMAN BY JOHNSON CONTROLS | TCHD36S41S3 | AC | Split System: Air-Cooled Condensing Unit, Coil with Blower | TCHD36S41S3 |  | AHX36+TXV | 12.5 | 14.75 | Yes | Yes | 2011-02-28 |  | 0
FALSE | TCHD36S44S3 | 3844 | 3778903 | COLEMAN BY JOHNSON CONTROLS | TCHD36S41S3 | AC | Split System: Air-Cooled Condensing Unit, Coil with Blower | TCHD36S41S3 |  | AHX42+TXV | 12.75 | 15.25 | Yes | Yes | 2011-02-28 |  | 1
FALSE | TCHD36S44S3 | 3844 | 3778904 | COLEMAN BY JOHNSON CONTROLS | TCHD36S41S3 | AC | Split System: Air-Cooled Condensing Unit, Coil with Blower | TCHD36S41S3 |  | AHX60+TXV | 12.75 | 15 | Yes | Yes | 2011-02-28 |  | 1
FALSE | TCHD36S44S3 | 3844 | 3778914 | COLEMAN BY JOHNSON CONTROLS | TCHD36S43S3 | AC | Split System: Air-Cooled Condensing Unit, Coil with Blower | TCHD36S43S3 |  | F*FV060+TXV | 12.45 | 14.55 | Yes | Yes | 2011-02-28 |  | 0
FALSE | TCHD36S44S3 | 3844 | 3778922 | COLEMAN BY JOHNSON CONTROLS | TCHD36S43S3 | AC | Split System: Air-Cooled Condensing Unit, Coil with Blower | TCHD36S43S3 |  | HD48+TXV | 12.85 | 15 | Yes | Yes | 2015-03-20 |  | 1
FALSE | TCHD36S44S3 | 3844 | 3778929 | COLEMAN BY JOHNSON CONTROLS | TCHD36S43S3 | AC | Split System: Air-Cooled Condensing Unit, Coil with Blower | TCHD36S43S3 |  | AHX48+TXV | 12.75 | 15.25 | Yes | Yes | 2011-02-28 |  | 1
FALSE | TCHD30S44S3 | 3873 | 3779060 | COLEMAN BY JOHNSON CONTROLS | TCHD30S44S3 | AC | Split System: Air-Cooled Condensing Unit, Coil with Blower | TCHD30S44S3 |  | FC/MC/PC35B+TXV | 12.75 | 14.5 | Yes | Yes | 2015-03-20 |  | 0
FALSE | TCHD30S44S3 | 3873 | 3779061 | COLEMAN BY JOHNSON CONTROLS | TCHD30S44S3 | AC | Split System: Air-Cooled Condensing Unit, Coil with Blower | TCHD30S44S3 |  | FC/MC/PC35C+TXV | 13.15 | 15 | Yes | Yes | 2015-03-20 |  | 1
FALSE | TCHD30S44S3 | 3873 | 3779062 | COLEMAN BY JOHNSON CONTROLS | TCHD30S44S3 | AC | Split System: Air-Cooled Condensing Unit, Coil with Blower | TCHD30S44S3 |  | FC/MC43B+MV12B+TXV | 13.35 | 15.15 | Yes | Yes | 2015-03-20 |  | 1
FALSE | TCHD30S44S3 | 3873 | 3779063 | COLEMAN BY JOHNSON CONTROLS | TCHD30S44S3 | AC | Split System: Air-Cooled Condensing Unit, Coil with Blower | TCHD30S44S3 |  | HD36+TXV | 13 | 14.65 | Yes | Yes | 2015-03-20 |  | 0
FALSE | TCHD30S44S3 | 3873 | 3779070 | COLEMAN BY JOHNSON CONTROLS | TCHD30S44S3 | AC | Split System: Air-Cooled Condensing Unit, Coil with Blower | TCHD30S44S3 |  | F6FP042+TXV | 13.5 | 15.25 | Yes | Yes | 2011-02-28 |  | 1
FALSE | TCHD36S44S3 | 3844 | 3779091 | COLEMAN BY JOHNSON CONTROLS | TCHD36S44S3 | AC | Split System: Air-Cooled Condensing Unit, Coil with Blower | TCHD36S44S3 |  | FC/MC/PC43C+TXV | 12.5 | 14.6 | Yes | Yes | 2015-03-20 |  | 0
FALSE | TCHD36S44S3 | 3844 | 3779092 | COLEMAN BY JOHNSON CONTROLS | TCHD36S44S3 | AC | Split System: Air-Cooled Condensing Unit, Coil with Blower | TCHD36S44S3 |  | FC/MC/PC48C+TXV | 13.1 | 15.35 | Yes | Yes | 2015-03-20 |  | 1
FALSE | TCHD30S44S3 | 3873 | 3779027 | COLEMAN BY JOHNSON CONTROLS | TCHD30S41S3 | AC | Split System: Air-Cooled Condensing Unit, Coil with Blower | TCHD30S41S3 |  | F6FP036+TXV | 12.75 | 14.5 | Yes | Yes | 2011-02-28 |  | 0
FALSE | TCHD30S44S3 | 3873 | 3779040 | COLEMAN BY JOHNSON CONTROLS | TCHD30S43S3 | AC | Split System: Air-Cooled Condensing Unit, Coil with Blower | TCHD30S43S3 |  | FC/MC/PC37A+TXV | 12.8 | 14.5 | Yes | Yes | 2015-03-20 |  | 0
FALSE | TCHD30S44S3 | 3873 | 3779041 | COLEMAN BY JOHNSON CONTROLS | TCHD30S43S3 | AC | Split System: Air-Cooled Condensing Unit, Coil with Blower | TCHD30S43S3 |  | FC/MC/PC43C+TXV | 13.15 | 14.8 | Yes | Yes | 2015-03-20 |  | 0
FALSE | TCHD30S44S3 | 3873 | 3779043 | COLEMAN BY JOHNSON CONTROLS | TCHD30S43S3 | AC | Split System: Air-Cooled Condensing Unit, Coil with Blower | TCHD30S43S3 |  | FC/MC43C+MV16C+TXV | 13.5 | 15.35 | Yes | Yes | 2015-03-20 |  | 1
FALSE | TCHD30S44S3 | 3873 | 3779046 | COLEMAN BY JOHNSON CONTROLS | TCHD30S43S3 | AC | Split System: Air-Cooled Condensing Unit, Coil with Blower | TCHD30S43S3 |  | HD36+TXV | 12.85 | 14.6 | Yes | Yes | 2015-03-20 |  | 0
FALSE | TCHD30S44S3 | 3873 | 3779047 | COLEMAN BY JOHNSON CONTROLS | TCHD30S43S3 | AC | Split System: Air-Cooled Condensing Unit, Coil with Blower | TCHD30S43S3 |  | HD36+TXV | 13 | 14.65 | Yes | Yes | 2015-03-20 |  | 0
FALSE | TCHD30S44S3 | 3873 | 3779053 | COLEMAN BY JOHNSON CONTROLS | TCHD30S43S3 | AC | Split System: Air-Cooled Condensing Unit, Coil with Blower | TCHD30S43S3 |  | HD36+TXV | 13 | 14.65 | Yes | Yes | 2015-03-20 |  | 0
FALSE | TCHD36S44S3 | 3844 | 3779148 | COLEMAN BY JOHNSON CONTROLS | TCHD36S43S3 | AC | Split System: Air-Cooled Condensing Unit, Coil with Blower | TCHD36S43S3 |  | FC/MC/PC43C+TXV | 12.6 | 14.65 | Yes | Yes | 2015-03-20 |  | 0
FALSE | TCHD36S44S3 | 3844 | 3779149 | COLEMAN BY JOHNSON CONTROLS | TCHD36S43S3 | AC | Split System: Air-Cooled Condensing Unit, Coil with Blower | TCHD36S43S3 |  | FC/MC/PC48C+TXV | 12.55 | 14.55 | Yes | Yes | 2015-03-20 |  | 0
FALSE | TCHD36S44S3 | 3844 | 3779150 | COLEMAN BY JOHNSON CONTROLS | TCHD36S43S3 | AC | Split System: Air-Cooled Condensing Unit, Coil with Blower | TCHD36S43S3 |  | FC/MC/PC48D+TXV | 13 | 15 | Yes | Yes | 2015-03-20 |  | 1
FALSE | TCHD36S44S3 | 3844 | 3779152 | COLEMAN BY JOHNSON CONTROLS | TCHD36S43S3 | AC | Split System: Air-Cooled Condensing Unit, Coil with Blower | TCHD36S43S3 |  | FC/MC43B+MV12B+TXV | 12.5 | 14.5 | Yes | Yes | 2015-03-20 |  | 0
FALSE | TCHD36S44S3 | 3844 | 3779154 | COLEMAN BY JOHNSON CONTROLS | TCHD36S43S3 | AC | Split System: Air-Cooled Condensing Unit, Coil with Blower | TCHD36S43S3 |  | UC48C+TXV | 12.6 | 14.75 | Yes | Yes | 2015-03-20 |  | 0
FALSE | TCHD36S44S3 | 3844 | 3779164 | COLEMAN BY JOHNSON CONTROLS | TCHD36S43S3 | AC | Split System: Air-Cooled Condensing Unit, Coil with Blower | TCHD36S43S3 |  | F6FP042+TXV | 12.5 | 14.75 | Yes | Yes | 2011-02-28 |  | 0
FALSE | TCHD36S44S3 | 3844 | 3779167 | COLEMAN BY JOHNSON CONTROLS | TCHD36S43S3 | AC | Split System: Air-Cooled Condensing Unit, Coil with Blower | TCHD36S43S3 |  | UC48C+TXV | 12.6 | 14.75 | Yes | Yes | 2015-03-20 |  | 0
FALSE | TCHD36S44S3 | 3844 | 3779177 | COLEMAN BY JOHNSON CONTROLS | TCHD36S44S3 | AC | Split System: Air-Cooled Condensing Unit, Coil with Blower | TCHD36S44S3 |  | UC48C+TXV | 12.6 | 14.75 | Yes | Yes | 2015-03-20 |  | 0
FALSE | TCHD36S44S3 | 3844 | 3779185 | COLEMAN BY JOHNSON CONTROLS | TCHD36S44S3 | AC | Split System: Air-Cooled Condensing Unit, Coil with Blower | TCHD36S44S3 |  | F6FP042+TXV | 12.5 | 14.75 | Yes | Yes | 2011-02-28 |  | 0
FALSE | TCHD36S44S3 | 3844 | 3779186 | COLEMAN BY JOHNSON CONTROLS | TCHD36S44S3 | AC | Split System: Air-Cooled Condensing Unit, Coil with Blower | TCHD36S44S3 |  | F6FP060+TXV | 12.75 | 15 | Yes | Yes | 2011-02-28 |  | 1
FALSE | TCHD36S44S3 | 3844 | 3779190 | COLEMAN BY JOHNSON CONTROLS | TCHD36S44S3 | AC | Split System: Air-Cooled Condensing Unit, Coil with Blower | TCHD36S44S3 |  | UC48C+TXV | 12.6 | 14.75 | Yes | Yes | 2015-03-20 |  | 0
FALSE | TCHD30S44S3 | 3873 | 3779381 | LUXAIRE BY JOHNSON CONTROLS | TCHD30S43S3 | AC | Split System: Air-Cooled Condensing Unit, Coil with Blower | TCHD30S43S3 |  | FC/MC/PC43C+TXV | 13.65 | 15.4 | Yes | Yes | 2015-03-20 |  | 1
FALSE | TCHD30S44S3 | 3873 | 3779383 | LUXAIRE BY JOHNSON CONTROLS | TCHD30S43S3 | AC | Split System: Air-Cooled Condensing Unit, Coil with Blower | TCHD30S43S3 |  | FC/MC43B+MV12B+TXV | 13.35 | 15.15 | Yes | Yes | 2015-03-20 |  | 1
FALSE | TCHD30S44S3 | 3873 | 3779384 | LUXAIRE BY JOHNSON CONTROLS | TCHD30S43S3 | AC | Split System: Air-Cooled Condensing Unit, Coil with Blower | TCHD30S43S3 |  | FC/MC48C+MV16C+TXV | 13.7 | 15.5 | Yes | Yes | 2015-03-20 |  | 1
FALSE | TCHD30S44S3 | 3873 | 3779385 | LUXAIRE BY JOHNSON CONTROLS | TCHD30S43S3 | AC | Split System: Air-Cooled Condensing Unit, Coil with Blower | TCHD30S43S3 |  | HD36+TXV | 13.25 | 15 | Yes | Yes | 2015-03-20 |  | 1
FALSE | TCHD30S44S3 | 3873 | 3779390 | LUXAIRE BY JOHNSON CONTROLS | TCHD30S43S3 | AC | Split System: Air-Cooled Condensing Unit, Coil with Blower | TCHD30S43S3 |  | AHX36+TXV | 13.25 | 15.25 | Yes | Yes | 2011-02-28 |  | 1
FALSE | TCHD30S44S3 | 3873 | 3779391 | LUXAIRE BY JOHNSON CONTROLS | TCHD30S43S3 | AC | Split System: Air-Cooled Condensing Unit, Coil with Blower | TCHD30S43S3 |  | F6FP042+TXV | 13.5 | 15.25 | Yes | Yes | 2011-02-28 |  | 1
FALSE | TCHD30S44S3 | 3873 | 3779392 | LUXAIRE BY JOHNSON CONTROLS | TCHD30S43S3 | AC | Split System: Air-Cooled Condensing Unit, Coil with Blower | TCHD30S43S3 |  | FC/MC/PC37A+TXV | 12.8 | 14.5 | Yes | Yes | 2015-03-20 |  | 0
FALSE | TCHD30S44S3 | 3873 | 3779393 | LUXAIRE BY JOHNSON CONTROLS | TCHD30S43S3 | AC | Split System: Air-Cooled Condensing Unit, Coil with Blower | TCHD30S43S3 |  | FC/MC/PC43B+TXV | 13.2 | 15 | Yes | Yes | 2015-03-20 |  | 1
FALSE | TCHD30S44S3 | 3873 | 3779396 | LUXAIRE BY JOHNSON CONTROLS | TCHD30S43S3 | AC | Split System: Air-Cooled Condensing Unit, Coil with Blower | TCHD30S43S3 |  | FC/MC/PC35B+TXV | 12.75 | 14.5 | Yes | Yes | 2015-03-20 |  | 0
FALSE | TCHD30S44S3 | 3873 | 3779399 | LUXAIRE BY JOHNSON CONTROLS | TCHD30S44S3 | AC | Split System: Air-Cooled Condensing Unit, Coil with Blower | TCHD30S44S3 |  | FC/MC/PC43C+TXV | 13.45 | 15.2 | Yes | Yes | 2015-03-20 |  | 1
FALSE | TCHD30S44S3 | 3873 | 3779403 | LUXAIRE BY JOHNSON CONTROLS | TCHD30S44S3 | AC | Split System: Air-Cooled Condensing Unit, Coil with Blower | TCHD30S44S3 |  | HD36+TXV | 13 | 14.65 | Yes | Yes | 2015-03-20 |  | 0
FALSE | TCHD30S44S3 | 3873 | 3779411 | LUXAIRE BY JOHNSON CONTROLS | TCHD30S44S3 | AC | Split System: Air-Cooled Condensing Unit, Coil with Blower | TCHD30S44S3 |  | FC/MC/PC43C+TXV | 13.6 | 15.35 | Yes | Yes | 2015-03-20 |  | 1
FALSE | TCHD36S44S3 | 3844 | 3779426 | LUXAIRE BY JOHNSON CONTROLS | TCHD36S41S3 | AC | Split System: Air-Cooled Condensing Unit, Coil with Blower | TCHD36S41S3 |  | F*FV060+TXV | 12.45 | 14.55 | Yes | Yes | 2011-02-28 |  | 0
FALSE | TCHD36S44S3 | 3844 | 3779575 | LUXAIRE BY JOHNSON CONTROLS | TCHD36S43S3 | AC | Split System: Air-Cooled Condensing Unit, Coil with Blower | TCHD36S43S3 |  | FC/MC/PC43C+TXV | 12.5 | 14.8 | Yes | Yes | 2015-03-20 |  | 0
FALSE | TCHD36S44S3 | 3844 | 3779576 | LUXAIRE BY JOHNSON CONTROLS | TCHD36S43S3 | AC | Split System: Air-Cooled Condensing Unit, Coil with Blower | TCHD36S43S3 |  | FC/MC/PC48C+TXV | 13 | 15.1 | Yes | Yes | 2015-03-20 |  | 1
FALSE | TCHD36S44S3 | 3844 | 3779580 | LUXAIRE BY JOHNSON CONTROLS | TCHD36S43S3 | AC | Split System: Air-Cooled Condensing Unit, Coil with Blower | TCHD36S43S3 |  | HD48+TXV | 13 | 15 | Yes | Yes | 2015-03-20 |  | 1
FALSE | TCHD36S44S3 | 3844 | 3779589 | LUXAIRE BY JOHNSON CONTROLS | TCHD36S44S3 | AC | Split System: Air-Cooled Condensing Unit, Coil with Blower | TCHD36S44S3 |  | FC/MC43C+MV16C+TXV | 13 | 15 | Yes | Yes | 2015-03-20 |  | 1
FALSE | TCHD36S44S3 | 3844 | 3779591 | LUXAIRE BY JOHNSON CONTROLS | TCHD36S44S3 | AC | Split System: Air-Cooled Condensing Unit, Coil with Blower | TCHD36S44S3 |  | HD48+TXV | 13 | 15 | Yes | Yes | 2015-03-20 |  | 1
FALSE | TCHD36S44S3 | 3844 | 3779601 | LUXAIRE BY JOHNSON CONTROLS | TCHD36S44S3 | AC | Split System: Air-Cooled Condensing Unit, Coil with Blower | TCHD36S44S3 |  | AHX48+TXV | 12.75 | 15.25 | Yes | Yes | 2011-02-28 |  | 1
FALSE | TCHD36S44S3 | 3844 | 3779604 | LUXAIRE BY JOHNSON CONTROLS | TCHD36S44S3 | AC | Split System: Air-Cooled Condensing Unit, Coil with Blower | TCHD36S44S3 |  | HD48+TXV | 12.45 | 14.5 | Yes | Yes | 2015-03-20 |  | 0
FALSE | TCHD30S44S3 | 3873 | 3779513 | LUXAIRE BY JOHNSON CONTROLS | TCHD30S44S3 | AC | Split System: Air-Cooled Condensing Unit, Coil with Blower | TCHD30S44S3 |  | F6FP036+TXV | 12.75 | 14.5 | Yes | Yes | 2011-02-28 |  | 0
FALSE | TCHD30S44S3 | 3873 | 3779514 | LUXAIRE BY JOHNSON CONTROLS | TCHD30S44S3 | AC | Split System: Air-Cooled Condensing Unit, Coil with Blower | TCHD30S44S3 |  | FC/MC/PC37A+TXV | 12.8 | 14.5 | Yes | Yes | 2015-03-20 |  | 0
FALSE | TCHD30S44S3 | 3873 | 3779516 | LUXAIRE BY JOHNSON CONTROLS | TCHD30S44S3 | AC | Split System: Air-Cooled Condensing Unit, Coil with Blower | TCHD30S44S3 |  | HD36+TXV | 13 | 14.65 | Yes | Yes | 2015-03-20 |  | 0
FALSE | TCHD36S44S3 | 3844 | 3779531 | LUXAIRE BY JOHNSON CONTROLS | TCHD36S41S3 | AC | Split System: Air-Cooled Condensing Unit, Coil with Blower | TCHD36S41S3 |  | F5FP048+TXV | 13 | 15.2 | Yes | Yes | 2011-02-28 |  | 1
FALSE | TCHD36S44S3 | 3844 | 3779544 | LUXAIRE BY JOHNSON CONTROLS | TCHD36S43S3 | AC | Split System: Air-Cooled Condensing Unit, Coil with Blower | TCHD36S43S3 |  | F5FP048+TXV | 13 | 15.2 | Yes | Yes | 2011-02-28 |  | 1
FALSE | TCHD36S44S3 | 3844 | 3779564 | LUXAIRE BY JOHNSON CONTROLS | TCHD36S43S3 | AC | Split System: Air-Cooled Condensing Unit, Coil with Blower | TCHD36S43S3 |  | HD48+TXV | 12.7 | 14.7 | Yes | Yes | 2015-03-20 |  | 0
FALSE | TCHD36S44S3 | 3844 | 3779572 | LUXAIRE BY JOHNSON CONTROLS | TCHD36S43S3 | AC | Split System: Air-Cooled Condensing Unit, Coil with Blower | TCHD36S43S3 |  | AHX36+TXV | 12.5 | 14.75 | Yes | Yes | 2011-02-28 |  | 0
FALSE | TCHD30S44S3 | 3873 | 3779703 | LUXAIRE BY JOHNSON CONTROLS | TCHD30S41S3 | AC | Split System: Air-Cooled Condensing Unit, Coil with Blower | TCHD30S41S3 |  | F6FP048+TXV | 12.5 | 14.5 | Yes | Yes | 2011-02-28 |  | 0
FALSE | TCHD30S44S3 | 3873 | 3779712 | LUXAIRE BY JOHNSON CONTROLS | TCHD30S43S3 | AC | Split System: Air-Cooled Condensing Unit, Coil with Blower | TCHD30S43S3 |  | FC/MC/PC35C+TXV | 13.1 | 15 | Yes | Yes | 2015-03-20 |  | 1
FALSE | TCHD30S44S3 | 3873 | 3779716 | LUXAIRE BY JOHNSON CONTROLS | TCHD30S43S3 | AC | Split System: Air-Cooled Condensing Unit, Coil with Blower | TCHD30S43S3 |  | FC/MC35B+MV12B+TXV | 13.2 | 15 | Yes | Yes | 2015-03-20 |  | 1
FALSE | TCHD30S44S3 | 3873 | 3779933 | LUXAIRE BY JOHNSON CONTROLS | TCHD30S41S3 | AC | Split System: Air-Cooled Condensing Unit, Coil with Blower | TCHD30S41S3 |  | AHX48+TXV | 13.75 | 15.5 | Yes | Yes | 2011-02-28 |  | 1
FALSE | TCHD36S44S3 | 3844 | 3779781 | LUXAIRE BY JOHNSON CONTROLS | TCHD36S43S3 | AC | Split System: Air-Cooled Condensing Unit, Coil with Blower | TCHD36S43S3 |  | FC/MC/PC48C+TXV | 13.1 | 15.35 | Yes | Yes | 2015-03-20 |  | 1
FALSE | TCHD36S44S3 | 3844 | 3779783 | LUXAIRE BY JOHNSON CONTROLS | TCHD36S43S3 | AC | Split System: Air-Cooled Condensing Unit, Coil with Blower | TCHD36S43S3 |  | FC/MC48C+MV16C+TXV | 13.1 | 15.25 | Yes | Yes | 2015-03-20 |  | 1
FALSE | TCHD36S44S3 | 3844 | 3779786 | LUXAIRE BY JOHNSON CONTROLS | TCHD36S43S3 | AC | Split System: Air-Cooled Condensing Unit, Coil with Blower | TCHD36S43S3 |  | HD48+TXV | 13.05 | 15.2 | Yes | Yes | 2015-03-20 |  | 1
FALSE | TCHD36S44S3 | 3844 | 3779804 | LUXAIRE BY JOHNSON CONTROLS | TCHD36S44S3 | AC | Split System: Air-Cooled Condensing Unit, Coil with Blower | TCHD36S44S3 |  | FC/MC/PC43C+TXV | 12.6 | 14.65 | Yes | Yes | 2015-03-20 |  | 0
FALSE | TCHD36S44S3 | 3844 | 3779805 | LUXAIRE BY JOHNSON CONTROLS | TCHD36S44S3 | AC | Split System: Air-Cooled Condensing Unit, Coil with Blower | TCHD36S44S3 |  | FC/MC/PC48C+TXV | 12.8 | 14.85 | Yes | Yes | 2015-03-20 |  | 0
FALSE | TCHD36S44S3 | 3844 | 3779809 | LUXAIRE BY JOHNSON CONTROLS | TCHD36S44S3 | AC | Split System: Air-Cooled Condensing Unit, Coil with Blower | TCHD36S44S3 |  | HD48+TXV | 12.45 | 14.5 | Yes | Yes | 2015-03-20 |  | 0
FALSE | TCHD36S44S3 | 3844 | 3779810 | LUXAIRE BY JOHNSON CONTROLS | TCHD36S44S3 | AC | Split System: Air-Cooled Condensing Unit, Coil with Blower | TCHD36S44S3 |  | HD48+TXV | 12.7 | 14.7 | Yes | Yes | 2015-03-20 |  | 0
FALSE | TCHD36S44S3 | 3844 | 3779819 | LUXAIRE BY JOHNSON CONTROLS | TCHD36S44S3 | AC | Split System: Air-Cooled Condensing Unit, Coil with Blower | TCHD36S44S3 |  | FC/MC/PC43C+TXV | 12.5 | 14.8 | Yes | Yes | 2015-03-20 |  | 0
FALSE | TCHD36S44S3 | 3844 | 3779820 | LUXAIRE BY JOHNSON CONTROLS | TCHD36S44S3 | AC | Split System: Air-Cooled Condensing Unit, Coil with Blower | TCHD36S44S3 |  | FC/MC/PC48C+TXV | 13 | 15.1 | Yes | Yes | 2015-03-20 |  | 1
FALSE | TCHD30S44S3 | 3873 | 3779951 | LUXAIRE BY JOHNSON CONTROLS | TCHD30S43S3 | AC | Split System: Air-Cooled Condensing Unit, Coil with Blower | TCHD30S43S3 |  | FC/MC/PC35C+TXV | 13 | 15 | Yes | Yes | 2015-03-20 |  | 1
FALSE | TCHD30S44S3 | 3873 | 3779959 | LUXAIRE BY JOHNSON CONTROLS | TCHD30S44S3 | AC | Split System: Air-Cooled Condensing Unit, Coil with Blower | TCHD30S44S3 |  | FC/MC/PC37A+TXV | 12.8 | 14.5 | Yes | Yes | 2015-03-20 |  | 0
FALSE | TCHD30S44S3 | 3873 | 3779960 | LUXAIRE BY JOHNSON CONTROLS | TCHD30S44S3 | AC | Split System: Air-Cooled Condensing Unit, Coil with Blower | TCHD30S44S3 |  | FC/MC48C+MV16C+TXV | 13.7 | 15.5 | Yes | Yes | 2015-03-20 |  | 1
FALSE | TCHD30S44S3 | 3873 | 3779961 | LUXAIRE BY JOHNSON CONTROLS | TCHD30S44S3 | AC | Split System: Air-Cooled Condensing Unit, Coil with Blower | TCHD30S44S3 |  | HD36+TXV | 13.05 | 14.8 | Yes | Yes | 2015-03-20 |  | 0
FALSE | TCHD30S44S3 | 3873 | 3779962 | LUXAIRE BY JOHNSON CONTROLS | TCHD30S44S3 | AC | Split System: Air-Cooled Condensing Unit, Coil with Blower | TCHD30S44S3 |  | HD36+TXV | 13.25 | 15 | Yes | Yes | 2015-03-20 |  | 1
FALSE | TCHD30S44S3 | 3873 | 3779963 | LUXAIRE BY JOHNSON CONTROLS | TCHD30S44S3 | AC | Split System: Air-Cooled Condensing Unit, Coil with Blower | TCHD30S44S3 |  | HD36+TXV | 13.05 | 14.85 | Yes | Yes | 2015-03-20 |  | 0
FALSE | TCHD30S44S3 | 3873 | 3779973 | LUXAIRE BY JOHNSON CONTROLS | TCHD30S44S3 | AC | Split System: Air-Cooled Condensing Unit, Coil with Blower | TCHD30S44S3 |  | AHX36+TXV | 13.25 | 15.25 | Yes | Yes | 2011-02-28 |  | 1
FALSE | TCHD30S44S3 | 3873 | 3779975 | LUXAIRE BY JOHNSON CONTROLS | TCHD30S44S3 | AC | Split System: Air-Cooled Condensing Unit, Coil with Blower | TCHD30S44S3 |  | HD36+TXV | 13.05 | 14.8 | Yes | Yes | 2015-03-20 |  | 0
FALSE | TCHD36S44S3 | 3844 | 3780128 | LUXAIRE BY JOHNSON CONTROLS | TCHD36S43S3 | AC | Split System: Air-Cooled Condensing Unit, Coil with Blower | TCHD36S43S3 |  | FC/MC48D+MV12D+TXV | 13 | 15 | Yes | Yes | 2015-03-20 |  | 1
FALSE | TCHD36S44S3 | 3844 | 3780137 | LUXAIRE BY JOHNSON CONTROLS | TCHD36S43S3 | AC | Split System: Air-Cooled Condensing Unit, Coil with Blower | TCHD36S43S3 |  | AHX60+TXV | 12.75 | 15 | Yes | Yes | 2011-02-28 |  | 1
FALSE | TCHD36S44S3 | 3844 | 3780138 | LUXAIRE BY JOHNSON CONTROLS | TCHD36S43S3 | AC | Split System: Air-Cooled Condensing Unit, Coil with Blower | TCHD36S43S3 |  | HD48+TXV | 12.45 | 14.5 | Yes | Yes | 2015-03-20 |  | 0
FALSE | TCHD36S44S3 | 3844 | 3780139 | LUXAIRE BY JOHNSON CONTROLS | TCHD36S43S3 | AC | Split System: Air-Cooled Condensing Unit, Coil with Blower | TCHD36S43S3 |  | HD48+TXV | 13.05 | 15.2 | Yes | Yes | 2015-03-20 |  | 1
FALSE | TCHD36S44S3 | 3844 | 3780147 | LUXAIRE BY JOHNSON CONTROLS | TCHD36S44S3 | AC | Split System: Air-Cooled Condensing Unit, Coil with Blower | TCHD36S44S3 |  | FC/MC/PC48C+TXV | 13.1 | 15.35 | Yes | Yes | 2015-03-20 |  | 1
FALSE | TCHD36S44S3 | 3844 | 3780148 | LUXAIRE BY JOHNSON CONTROLS | TCHD36S44S3 | AC | Split System: Air-Cooled Condensing Unit, Coil with Blower | TCHD36S44S3 |  | FC/MC48D+MV12D+TXV | 13 | 15 | Yes | Yes | 2015-03-20 |  | 1
FALSE | TCHD36S44S3 | 3844 | 3780159 | LUXAIRE BY JOHNSON CONTROLS | TCHD36S44S3 | AC | Split System: Air-Cooled Condensing Unit, Coil with Blower | TCHD36S44S3 |  | HD48+TXV | 13.05 | 15.2 | Yes | Yes | 2015-03-20 |  | 1
FALSE | TCHD36S44S3 | 3844 | 3780102 | LUXAIRE BY JOHNSON CONTROLS | TCHD36S43S3 | AC | Split System: Air-Cooled Condensing Unit, Coil with Blower | TCHD36S43S3 |  | FC/MC/PC48C+TXV | 13 | 15.1 | Yes | Yes | 2015-03-20 |  | 1
FALSE | TCHD36S44S3 | 3844 | 3780104 | LUXAIRE BY JOHNSON CONTROLS | TCHD36S43S3 | AC | Split System: Air-Cooled Condensing Unit, Coil with Blower | TCHD36S43S3 |  | HD48+TXV | 13 | 15 | Yes | Yes | 2015-03-20 |  | 1
FALSE | TCHD36S44S3 | 3844 | 3780113 | LUXAIRE BY JOHNSON CONTROLS | TCHD36S43S3 | AC | Split System: Air-Cooled Condensing Unit, Coil with Blower | TCHD36S43S3 |  | UC48C+TXV | 12.45 | 14.55 | Yes | Yes | 2015-03-20 |  | 0
FALSE | TCHD36S44S3 | 3844 | 3780119 | LUXAIRE BY JOHNSON CONTROLS | TCHD36S44S3 | AC | Split System: Air-Cooled Condensing Unit, Coil with Blower | TCHD36S44S3 |  | FC/MC/PC43C+TXV | 12.5 | 14.6 | Yes | Yes | 2015-03-20 |  | 0
FALSE | TCHD36S44S3 | 3844 | 3780120 | LUXAIRE BY JOHNSON CONTROLS | TCHD36S44S3 | AC | Split System: Air-Cooled Condensing Unit, Coil with Blower | TCHD36S44S3 |  | FC/MC/PC43C+TXV | 12.5 | 14.8 | Yes | Yes | 2015-03-20 |  | 0
FALSE | TCHD36S44S3 | 3844 | 3780121 | LUXAIRE BY JOHNSON CONTROLS | TCHD36S44S3 | AC | Split System: Air-Cooled Condensing Unit, Coil with Blower | TCHD36S44S3 |  | FC/MC43B+MV12B+TXV | 12.5 | 14.5 | Yes | Yes | 2015-03-20 |  | 0
FALSE | TCHD36S44S3 | 3844 | 3780122 | LUXAIRE BY JOHNSON CONTROLS | TCHD36S44S3 | AC | Split System: Air-Cooled Condensing Unit, Coil with Blower | TCHD36S44S3 |  | UC48C+TXV | 12.45 | 14.55 | Yes | Yes | 2015-03-20 |  | 0
FALSE | TCHD30S44S3 | 3873 | 3780314 | LUXAIRE BY JOHNSON CONTROLS | TCHD30S43S3 | AC | Split System: Air-Cooled Condensing Unit, Coil with Blower | TCHD30S43S3 |  | FC/MC/PC35C+TXV | 13.1 | 15 | Yes | Yes | 2015-03-20 |  | 1
FALSE | TCHD30S44S3 | 3873 | 3780315 | LUXAIRE BY JOHNSON CONTROLS | TCHD30S43S3 | AC | Split System: Air-Cooled Condensing Unit, Coil with Blower | TCHD30S43S3 |  | FC/MC/PC43C+TXV | 13.6 | 15.35 | Yes | Yes | 2015-03-20 |  | 1
FALSE | TCHD30S44S3 | 3873 | 3780328 | LUXAIRE BY JOHNSON CONTROLS | TCHD30S43S3 | AC | Split System: Air-Cooled Condensing Unit, Coil with Blower | TCHD30S43S3 |  | AHX42+TXV | 13.75 | 15.5 | Yes | Yes | 2011-02-28 |  | 1
FALSE | TCHD30S44S3 | 3873 | 3780329 | LUXAIRE BY JOHNSON CONTROLS | TCHD30S43S3 | AC | Split System: Air-Cooled Condensing Unit, Coil with Blower | TCHD30S43S3 |  | AHX48+TXV | 13.75 | 15.5 | Yes | Yes | 2011-02-28 |  | 1
FALSE | TCHD30S44S3 | 3873 | 3780340 | LUXAIRE BY JOHNSON CONTROLS | TCHD30S44S3 | AC | Split System: Air-Cooled Condensing Unit, Coil with Blower | TCHD30S44S3 |  | FC/MC35C+MV16C+TXV | 13.25 | 15 | Yes | Yes | 2015-03-20 |  | 1
FALSE | TCHD30S44S3 | 3873 | 3780350 | LUXAIRE BY JOHNSON CONTROLS | TCHD30S44S3 | AC | Split System: Air-Cooled Condensing Unit, Coil with Blower | TCHD30S44S3 |  | FC/MC/PC43B+TXV | 13.2 | 15 | Yes | Yes | 2015-03-20 |  | 1
FALSE | TCHD30S44S3 | 3873 | 3780352 | LUXAIRE BY JOHNSON CONTROLS | TCHD30S44S3 | AC | Split System: Air-Cooled Condensing Unit, Coil with Blower | TCHD30S44S3 |  | FC/MC/PC35C+TXV | 13.15 | 15 | Yes | Yes | 2015-03-20 |  | 1
FALSE | TCHD30S44S3 | 3873 | 3780353 | LUXAIRE BY JOHNSON CONTROLS | TCHD30S44S3 | AC | Split System: Air-Cooled Condensing Unit, Coil with Blower | TCHD30S44S3 |  | FC/MC/PC35C+TXV | 13 | 15 | Yes | Yes | 2015-03-20 |  | 1
FALSE | TCHD30S44S3 | 3873 | 3780455 | LUXAIRE BY JOHNSON CONTROLS | TCHD30S41S3 | AC | Split System: Air-Cooled Condensing Unit, Coil with Blower | TCHD30S41S3 |  | AHX42+TXV | 13.75 | 15.5 | Yes | Yes | 2011-02-28 |  | 1
FALSE | TCHD30S44S3 | 3873 | 3780467 | LUXAIRE BY JOHNSON CONTROLS | TCHD30S43S3 | AC | Split System: Air-Cooled Condensing Unit, Coil with Blower | TCHD30S43S3 |  | FC/MC/PC35C+TXV | 13 | 15 | Yes | Yes | 2015-03-20 |  | 1
FALSE | TCHD30S44S3 | 3873 | 3780469 | LUXAIRE BY JOHNSON CONTROLS | TCHD30S43S3 | AC | Split System: Air-Cooled Condensing Unit, Coil with Blower | TCHD30S43S3 |  | FC/MC/PC43B+TXV | 13.2 | 15 | Yes | Yes | 2015-03-20 |  | 1
FALSE | TCHD30S44S3 | 3873 | 3780470 | LUXAIRE BY JOHNSON CONTROLS | TCHD30S43S3 | AC | Split System: Air-Cooled Condensing Unit, Coil with Blower | TCHD30S43S3 |  | FC/MC35C+MV16C+TXV | 13.25 | 15 | Yes | Yes | 2015-03-20 |  | 1
FALSE | TCHD30S44S3 | 3873 | 3780616 | LUXAIRE BY JOHNSON CONTROLS | TCHD30S44S3 | AC | Split System: Air-Cooled Condensing Unit, Coil with Blower | TCHD30S44S3 |  | AHX48+TXV | 13.75 | 15.5 | Yes | Yes | 2011-02-28 |  | 1
FALSE | TCHD30S44S3 | 3873 | 3780617 | LUXAIRE BY JOHNSON CONTROLS | TCHD30S44S3 | AC | Split System: Air-Cooled Condensing Unit, Coil with Blower | TCHD30S44S3 |  | FC/MC/PC43C+TXV | 13.65 | 15.4 | Yes | Yes | 2015-03-20 |  | 1
FALSE | TCHD30S44S3 | 3873 | 3780621 | LUXAIRE BY JOHNSON CONTROLS | TCHD30S44S3 | AC | Split System: Air-Cooled Condensing Unit, Coil with Blower | TCHD30S44S3 |  | FC/MC/PC35B+TXV | 12.75 | 14.5 | Yes | Yes | 2015-03-20 |  | 0
FALSE | TCHD36S44S3 | 3844 | 3780641 | LUXAIRE BY JOHNSON CONTROLS | TCHD36S41S3 | AC | Split System: Air-Cooled Condensing Unit, Coil with Blower | TCHD36S41S3 |  | AHX36+TXV | 12.5 | 14.75 | Yes | Yes | 2011-02-28 |  | 0
FALSE | TCHD36S44S3 | 3844 | 3780642 | LUXAIRE BY JOHNSON CONTROLS | TCHD36S41S3 | AC | Split System: Air-Cooled Condensing Unit, Coil with Blower | TCHD36S41S3 |  | AHX42+TXV | 12.75 | 15.25 | Yes | Yes | 2011-02-28 |  | 1
FALSE | TCHD36S44S3 | 3844 | 3780643 | LUXAIRE BY JOHNSON CONTROLS | TCHD36S41S3 | AC | Split System: Air-Cooled Condensing Unit, Coil with Blower | TCHD36S41S3 |  | AHX60+TXV | 12.75 | 15 | Yes | Yes | 2011-02-28 |  | 1
FALSE | TCHD36S44S3 | 3844 | 3780653 | LUXAIRE BY JOHNSON CONTROLS | TCHD36S43S3 | AC | Split System: Air-Cooled Condensing Unit, Coil with Blower | TCHD36S43S3 |  | F*FV060+TXV | 12.45 | 14.55 | Yes | Yes | 2011-02-28 |  | 0
FALSE | TCHD36S44S3 | 3844 | 3780661 | LUXAIRE BY JOHNSON CONTROLS | TCHD36S43S3 | AC | Split System: Air-Cooled Condensing Unit, Coil with Blower | TCHD36S43S3 |  | HD48+TXV | 12.85 | 15 | Yes | Yes | 2015-03-20 |  | 1
FALSE | TCHD36S44S3 | 3844 | 3780544 | LUXAIRE BY JOHNSON CONTROLS | TCHD36S44S3 | AC | Split System: Air-Cooled Condensing Unit, Coil with Blower | TCHD36S44S3 |  | HD48+TXV | 13 | 15 | Yes | Yes | 2015-03-20 |  | 1
FALSE | TCHD30S44S3 | 3873 | 3780600 | LUXAIRE BY JOHNSON CONTROLS | TCHD30S43S3 | AC | Split System: Air-Cooled Condensing Unit, Coil with Blower | TCHD30S43S3 |  | F6FP036+TXV | 12.75 | 14.5 | Yes | Yes | 2011-02-28 |  | 0
FALSE | TCHD30S44S3 | 3873 | 3780602 | LUXAIRE BY JOHNSON CONTROLS | TCHD30S43S3 | AC | Split System: Air-Cooled Condensing Unit, Coil with Blower | TCHD30S43S3 |  | HD36+TXV | 13.25 | 15 | Yes | Yes | 2015-03-20 |  | 1
FALSE | TCHD30S44S3 | 3873 | 3780604 | LUXAIRE BY JOHNSON CONTROLS | TCHD30S44S3 | AC | Split System: Air-Cooled Condensing Unit, Coil with Blower | TCHD30S44S3 |  | FC/MC/PC35C+TXV | 13.1 | 15 | Yes | Yes | 2015-03-20 |  | 1
FALSE | TCHD30S44S3 | 3873 | 3780605 | LUXAIRE BY JOHNSON CONTROLS | TCHD30S44S3 | AC | Split System: Air-Cooled Condensing Unit, Coil with Blower | TCHD30S44S3 |  | FC/MC/PC35C+TXV | 13.1 | 15 | Yes | Yes | 2015-03-20 |  | 1
FALSE | TCHD30S44S3 | 3873 | 3780607 | LUXAIRE BY JOHNSON CONTROLS | TCHD30S44S3 | AC | Split System: Air-Cooled Condensing Unit, Coil with Blower | TCHD30S44S3 |  | FC/MC/PC43B+TXV | 12.85 | 14.5 | Yes | Yes | 2015-03-20 |  | 0
FALSE | TCHD30S44S3 | 3873 | 3780609 | LUXAIRE BY JOHNSON CONTROLS | TCHD30S44S3 | AC | Split System: Air-Cooled Condensing Unit, Coil with Blower | TCHD30S44S3 |  | FC/MC43C+MV16C+TXV | 13.5 | 15.35 | Yes | Yes | 2015-03-20 |  | 1
FALSE | TCHD30S44S3 | 3873 | 3780610 | LUXAIRE BY JOHNSON CONTROLS | TCHD30S44S3 | AC | Split System: Air-Cooled Condensing Unit, Coil with Blower | TCHD30S44S3 |  | HD36+TXV | 12.85 | 14.6 | Yes | Yes | 2015-03-20 |  | 0
FALSE | TCHD30S44S3 | 3873 | 3780615 | LUXAIRE BY JOHNSON CONTROLS | TCHD30S44S3 | AC | Split System: Air-Cooled Condensing Unit, Coil with Blower | TCHD30S44S3 |  | AHX30+TXV | 12.5 | 14.5 | Yes | Yes | 2011-02-28 |  | 0
FALSE | TCHD36S44S3 | 3844 | 3780668 | LUXAIRE BY JOHNSON CONTROLS | TCHD36S43S3 | AC | Split System: Air-Cooled Condensing Unit, Coil with Blower | TCHD36S43S3 |  | AHX48+TXV | 12.75 | 15.25 | Yes | Yes | 2011-02-28 |  | 1
FALSE | TCHD36S44S3 | 3844 | 3780688 | LUXAIRE BY JOHNSON CONTROLS | TCHD36S44S3 | AC | Split System: Air-Cooled Condensing Unit, Coil with Blower | TCHD36S44S3 |  | AHX36+TXV | 12.5 | 14.75 | Yes | Yes | 2011-02-28 |  | 0
FALSE | TCHD36S44S3 | 3844 | 3780689 | LUXAIRE BY JOHNSON CONTROLS | TCHD36S44S3 | AC | Split System: Air-Cooled Condensing Unit, Coil with Blower | TCHD36S44S3 |  | AHX42+TXV | 12.75 | 15.25 | Yes | Yes | 2011-02-28 |  | 1
FALSE | TCHD36S44S3 | 3844 | 3780690 | LUXAIRE BY JOHNSON CONTROLS | TCHD36S44S3 | AC | Split System: Air-Cooled Condensing Unit, Coil with Blower | TCHD36S44S3 |  | AHX60+TXV | 12.75 | 15 | Yes | Yes | 2011-02-28 |  | 1
FALSE | TCHD36S44S3 | 3844 | 3780694 | LUXAIRE BY JOHNSON CONTROLS | TCHD36S44S3 | AC | Split System: Air-Cooled Condensing Unit, Coil with Blower | TCHD36S44S3 |  | UC48C+TXV | 12.45 | 14.55 | Yes | Yes | 2015-03-20 |  | 0
FALSE | TCHD18S41S3 | 3868 | 3780722 | LUXAIRE BY JOHNSON CONTROLS | TCHD18S41S3 | AC | Split System: Air-Cooled Condensing Unit, Coil with Blower | TCHD18S41S3 |  | AHX30+TXV | 12 | 14.5 | Yes | Yes | 2011-02-28 |  | 0
FALSE | TCHD36S44S3 | 3844 | 3780831 | LUXAIRE BY JOHNSON CONTROLS | TCHD36S44S3 | AC | Split System: Air-Cooled Condensing Unit, Coil with Blower | TCHD36S44S3 |  | FC/MC/PC48C+TXV | 13.1 | 15.35 | Yes | Yes | 2015-03-20 |  | 1
FALSE | TCHD36S44S3 | 3844 | 3780887 | LUXAIRE BY JOHNSON CONTROLS | TCHD36S43S3 | AC | Split System: Air-Cooled Condensing Unit, Coil with Blower | TCHD36S43S3 |  | FC/MC/PC43C+TXV | 12.6 | 14.65 | Yes | Yes | 2015-03-20 |  | 0
FALSE | TCHD36S44S3 | 3844 | 3780888 | LUXAIRE BY JOHNSON CONTROLS | TCHD36S43S3 | AC | Split System: Air-Cooled Condensing Unit, Coil with Blower | TCHD36S43S3 |  | FC/MC/PC48C+TXV | 12.55 | 14.55 | Yes | Yes | 2015-03-20 |  | 0
FALSE | TCHD36S44S3 | 3844 | 3780889 | LUXAIRE BY JOHNSON CONTROLS | TCHD36S43S3 | AC | Split System: Air-Cooled Condensing Unit, Coil with Blower | TCHD36S43S3 |  | FC/MC/PC48D+TXV | 13 | 15 | Yes | Yes | 2015-03-20 |  | 1
FALSE | TCHD36S44S3 | 3844 | 3780891 | LUXAIRE BY JOHNSON CONTROLS | TCHD36S43S3 | AC | Split System: Air-Cooled Condensing Unit, Coil with Blower | TCHD36S43S3 |  | FC/MC43B+MV12B+TXV | 12.5 | 14.5 | Yes | Yes | 2015-03-20 |  | 0
FALSE | TCHD36S44S3 | 3844 | 3780893 | LUXAIRE BY JOHNSON CONTROLS | TCHD36S43S3 | AC | Split System: Air-Cooled Condensing Unit, Coil with Blower | TCHD36S43S3 |  | UC48C+TXV | 12.6 | 14.75 | Yes | Yes | 2015-03-20 |  | 0
FALSE | TCHD36S44S3 | 3844 | 3780903 | LUXAIRE BY JOHNSON CONTROLS | TCHD36S43S3 | AC | Split System: Air-Cooled Condensing Unit, Coil with Blower | TCHD36S43S3 |  | F6FP042+TXV | 12.5 | 14.75 | Yes | Yes | 2011-02-28 |  | 0
FALSE | TCHD36S44S3 | 3844 | 3780906 | LUXAIRE BY JOHNSON CONTROLS | TCHD36S43S3 | AC | Split System: Air-Cooled Condensing Unit, Coil with Blower | TCHD36S43S3 |  | UC48C+TXV | 12.6 | 14.75 | Yes | Yes | 2015-03-20 |  | 0
FALSE | TCHD36S44S3 | 3844 | 3780916 | LUXAIRE BY JOHNSON CONTROLS | TCHD36S44S3 | AC | Split System: Air-Cooled Condensing Unit, Coil with Blower | TCHD36S44S3 |  | UC48C+TXV | 12.6 | 14.75 | Yes | Yes | 2015-03-20 |  | 0
FALSE | TCHD36S44S3 | 3844 | 3780924 | LUXAIRE BY JOHNSON CONTROLS | TCHD36S44S3 | AC | Split System: Air-Cooled Condensing Unit, Coil with Blower | TCHD36S44S3 |  | F6FP042+TXV | 12.5 | 14.75 | Yes | Yes | 2011-02-28 |  | 0
FALSE | TCHD36S44S3 | 3844 | 3780925 | LUXAIRE BY JOHNSON CONTROLS | TCHD36S44S3 | AC | Split System: Air-Cooled Condensing Unit, Coil with Blower | TCHD36S44S3 |  | F6FP060+TXV | 12.75 | 15 | Yes | Yes | 2011-02-28 |  | 1
FALSE | TCHD30S44S3 | 3873 | 3780792 | LUXAIRE BY JOHNSON CONTROLS | TCHD30S43S3 | AC | Split System: Air-Cooled Condensing Unit, Coil with Blower | TCHD30S43S3 |  | HD36+TXV | 13 | 14.65 | Yes | Yes | 2015-03-20 |  | 0
FALSE | TCHD30S44S3 | 3873 | 3780799 | LUXAIRE BY JOHNSON CONTROLS | TCHD30S44S3 | AC | Split System: Air-Cooled Condensing Unit, Coil with Blower | TCHD30S44S3 |  | FC/MC/PC35B+TXV | 12.75 | 14.5 | Yes | Yes | 2015-03-20 |  | 0
FALSE | TCHD30S44S3 | 3873 | 3780800 | LUXAIRE BY JOHNSON CONTROLS | TCHD30S44S3 | AC | Split System: Air-Cooled Condensing Unit, Coil with Blower | TCHD30S44S3 |  | FC/MC/PC35C+TXV | 13.15 | 15 | Yes | Yes | 2015-03-20 |  | 1
FALSE | TCHD30S44S3 | 3873 | 3780801 | LUXAIRE BY JOHNSON CONTROLS | TCHD30S44S3 | AC | Split System: Air-Cooled Condensing Unit, Coil with Blower | TCHD30S44S3 |  | FC/MC43B+MV12B+TXV | 13.35 | 15.15 | Yes | Yes | 2015-03-20 |  | 1
FALSE | TCHD30S44S3 | 3873 | 3780802 | LUXAIRE BY JOHNSON CONTROLS | TCHD30S44S3 | AC | Split System: Air-Cooled Condensing Unit, Coil with Blower | TCHD30S44S3 |  | HD36+TXV | 13 | 14.65 | Yes | Yes | 2015-03-20 |  | 0
FALSE | TCHD30S44S3 | 3873 | 3780809 | LUXAIRE BY JOHNSON CONTROLS | TCHD30S44S3 | AC | Split System: Air-Cooled Condensing Unit, Coil with Blower | TCHD30S44S3 |  | F6FP042+TXV | 13.5 | 15.25 | Yes | Yes | 2011-02-28 |  | 1
FALSE | TCHD36S44S3 | 3844 | 3780830 | LUXAIRE BY JOHNSON CONTROLS | TCHD36S44S3 | AC | Split System: Air-Cooled Condensing Unit, Coil with Blower | TCHD36S44S3 |  | FC/MC/PC43C+TXV | 12.5 | 14.6 | Yes | Yes | 2015-03-20 |  | 0
FALSE | TCHD36S44S3 | 3844 | 3780929 | LUXAIRE BY JOHNSON CONTROLS | TCHD36S44S3 | AC | Split System: Air-Cooled Condensing Unit, Coil with Blower | TCHD36S44S3 |  | UC48C+TXV | 12.6 | 14.75 | Yes | Yes | 2015-03-20 |  | 0
FALSE | TCHD30S44S3 | 3873 | 3780989 | LUXAIRE BY JOHNSON CONTROLS | TCHD30S41S3 | AC | Split System: Air-Cooled Condensing Unit, Coil with Blower | TCHD30S41S3 |  | AHX30+TXV | 12.5 | 14.5 | Yes | Yes | 2011-02-28 |  | 0
FALSE | TCHD30S44S3 | 3873 | 3780990 | LUXAIRE BY JOHNSON CONTROLS | TCHD30S41S3 | AC | Split System: Air-Cooled Condensing Unit, Coil with Blower | TCHD30S41S3 |  | AHX36+TXV | 13.25 | 15.25 | Yes | Yes | 2011-02-28 |  | 1
FALSE | TCHD30S44S3 | 3873 | 3780999 | LUXAIRE BY JOHNSON CONTROLS | TCHD30S43S3 | AC | Split System: Air-Cooled Condensing Unit, Coil with Blower | TCHD30S43S3 |  | FC/MC/PC35B+TXV | 12.75 | 14.5 | Yes | Yes | 2015-03-20 |  | 0
FALSE | TCHD30S44S3 | 3873 | 3781000 | LUXAIRE BY JOHNSON CONTROLS | TCHD30S43S3 | AC | Split System: Air-Cooled Condensing Unit, Coil with Blower | TCHD30S43S3 |  | FC/MC/PC35C+TXV | 13.15 | 15 | Yes | Yes | 2015-03-20 |  | 1
FALSE | TCHD30S44S3 | 3873 | 3781002 | LUXAIRE BY JOHNSON CONTROLS | TCHD30S43S3 | AC | Split System: Air-Cooled Condensing Unit, Coil with Blower | TCHD30S43S3 |  | HD36+TXV | 13.05 | 14.8 | Yes | Yes | 2015-03-20 |  | 0
FALSE | TCHD30S44S3 | 3873 | 3781003 | LUXAIRE BY JOHNSON CONTROLS | TCHD30S43S3 | AC | Split System: Air-Cooled Condensing Unit, Coil with Blower | TCHD30S43S3 |  | HD36+TXV | 13.05 | 14.85 | Yes | Yes | 2015-03-20 |  | 0
FALSE | TCHD30S44S3 | 3873 | 3781007 | LUXAIRE BY JOHNSON CONTROLS | TCHD30S43S3 | AC | Split System: Air-Cooled Condensing Unit, Coil with Blower | TCHD30S43S3 |  | F6FP048+TXV | 12.5 | 14.5 | Yes | Yes | 2011-02-28 |  | 0
FALSE | TCHD30S44S3 | 3873 | 3781008 | LUXAIRE BY JOHNSON CONTROLS | TCHD30S43S3 | AC | Split System: Air-Cooled Condensing Unit, Coil with Blower | TCHD30S43S3 |  | FC/MC/PC35C+TXV | 13.15 | 15 | Yes | Yes | 2015-03-20 |  | 1
FALSE | TCHD30S44S3 | 3873 | 3781010 | LUXAIRE BY JOHNSON CONTROLS | TCHD30S43S3 | AC | Split System: Air-Cooled Condensing Unit, Coil with Blower | TCHD30S43S3 |  | FC/MC/PC43C+TXV | 13.65 | 15.4 | Yes | Yes | 2015-03-20 |  | 1
FALSE | TCHD30S44S3 | 3873 | 3781016 | LUXAIRE BY JOHNSON CONTROLS | TCHD30S44S3 | AC | Split System: Air-Cooled Condensing Unit, Coil with Blower | TCHD30S44S3 |  | FC/MC/PC43C+TXV | 13.6 | 15.35 | Yes | Yes | 2015-03-20 |  | 1
FALSE | TCHD30S44S3 | 3873 | 3781017 | LUXAIRE BY JOHNSON CONTROLS | TCHD30S44S3 | AC | Split System: Air-Cooled Condensing Unit, Coil with Blower | TCHD30S44S3 |  | FC/MC/PC43C+TXV | 13.65 | 15.4 | Yes | Yes | 2015-03-20 |  | 1
FALSE | TCHD30S44S3 | 3873 | 3781018 | LUXAIRE BY JOHNSON CONTROLS | TCHD30S44S3 | AC | Split System: Air-Cooled Condensing Unit, Coil with Blower | TCHD30S44S3 |  | FC/MC/PC43C+TXV | 13.15 | 14.8 | Yes | Yes | 2015-03-20 |  | 0
FALSE | TCHD30S44S3 | 3873 | 3781966 | FRASER-JOHNSTON BY JOHNSON CONTROLS | TCHD30S44S3 | AC | Split System: Air-Cooled Condensing Unit, Coil with Blower | TCHD30S44S3 |  | FC/MC/PC43B+TXV | 13.2 | 15 | Yes | Yes | 2015-03-20 |  | 1
FALSE | TCHD30S44S3 | 3873 | 3781974 | FRASER-JOHNSTON BY JOHNSON CONTROLS | TCHD30S44S3 | AC | Split System: Air-Cooled Condensing Unit, Coil with Blower | TCHD30S44S3 |  | FC/MC/PC35B+TXV | 12.75 | 14.5 | Yes | Yes | 2015-03-20 |  | 0
FALSE | TCHD30S44S3 | 3873 | 3781981 | FRASER-JOHNSTON BY JOHNSON CONTROLS | TCHD30S43S3 | AC | Split System: Air-Cooled Condensing Unit, Coil with Blower | TCHD30S43S3 |  | HD36+TXV | 13 | 14.65 | Yes | Yes | 2015-03-20 |  | 0
FALSE | TCHD30S44S3 | 3873 | 3781992 | FRASER-JOHNSTON BY JOHNSON CONTROLS | TCHD30S44S3 | AC | Split System: Air-Cooled Condensing Unit, Coil with Blower | TCHD30S44S3 |  | FC/MC/PC43C+TXV | 13.6 | 15.35 | Yes | Yes | 2015-03-20 |  | 1
FALSE | TCHD30S44S3 | 3873 | 3781995 | FRASER-JOHNSTON BY JOHNSON CONTROLS | TCHD30S43S3 | AC | Split System: Air-Cooled Condensing Unit, Coil with Blower | TCHD30S43S3 |  | FC/MC/PC43C+TXV | 13.6 | 15.35 | Yes | Yes | 2015-03-20 |  | 1
FALSE | TCHD36S44S3 | 3844 | 3782000 | FRASER-JOHNSTON BY JOHNSON CONTROLS | TCHD36S43S3 | AC | Split System: Air-Cooled Condensing Unit, Coil with Blower | TCHD36S43S3 |  | FC/MC/PC48C+TXV | 13 | 15.1 | Yes | Yes | 2015-03-20 |  | 1
FALSE | TCHD36S44S3 | 3844 | 3782002 | FRASER-JOHNSTON BY JOHNSON CONTROLS | TCHD36S43S3 | AC | Split System: Air-Cooled Condensing Unit, Coil with Blower | TCHD36S43S3 |  | HD48+TXV | 13 | 15 | Yes | Yes | 2015-03-20 |  | 1
FALSE | TCHD30S44S3 | 3873 | 3782012 | FRASER-JOHNSTON BY JOHNSON CONTROLS | TCHD30S43S3 | AC | Split System: Air-Cooled Condensing Unit, Coil with Blower | TCHD30S43S3 |  | HD36+TXV | 13.05 | 14.8 | Yes | Yes | 2015-03-20 |  | 0
FALSE | TCHD36S44S3 | 3844 | 3782018 | FRASER-JOHNSTON BY JOHNSON CONTROLS | TCHD36S44S3 | AC | Split System: Air-Cooled Condensing Unit, Coil with Blower | TCHD36S44S3 |  | FC/MC/PC48C+TXV | 13 | 15.1 | Yes | Yes | 2015-03-20 |  | 1
FALSE | TCHD30S44S3 | 3873 | 3782025 | FRASER-JOHNSTON BY JOHNSON CONTROLS | TCHD30S44S3 | AC | Split System: Air-Cooled Condensing Unit, Coil with Blower | TCHD30S44S3 |  | HD36+TXV | 13.05 | 14.8 | Yes | Yes | 2015-03-20 |  | 0
FALSE | TCHD36S44S3 | 3844 | 3782027 | FRASER-JOHNSTON BY JOHNSON CONTROLS | TCHD36S43S3 | AC | Split System: Air-Cooled Condensing Unit, Coil with Blower | TCHD36S43S3 |  | FC/MC/PC43C+TXV | 12.5 | 14.6 | Yes | Yes | 2015-03-20 |  | 0
FALSE | TCHD36S44S3 | 3844 | 3782034 | FRASER-JOHNSTON BY JOHNSON CONTROLS | TCHD36S43S3 | AC | Split System: Air-Cooled Condensing Unit, Coil with Blower | TCHD36S43S3 |  | UC48C+TXV | 12.45 | 14.55 | Yes | Yes | 2015-03-20 |  | 0
FALSE | TCHD30S44S3 | 3873 | 3782041 | FRASER-JOHNSTON BY JOHNSON CONTROLS | TCHD30S44S3 | AC | Split System: Air-Cooled Condensing Unit, Coil with Blower | TCHD30S44S3 |  | FC/MC/PC35C+TXV | 13.15 | 15 | Yes | Yes | 2015-03-20 |  | 1
FALSE | TCHD36S44S3 | 3844 | 3782047 | FRASER-JOHNSTON BY JOHNSON CONTROLS | TCHD36S44S3 | AC | Split System: Air-Cooled Condensing Unit, Coil with Blower | TCHD36S44S3 |  | HD48+TXV | 13 | 15 | Yes | Yes | 2015-03-20 |  | 1
FALSE | TCHD36S44S3 | 3844 | 3782051 | FRASER-JOHNSTON BY JOHNSON CONTROLS | TCHD36S44S3 | AC | Split System: Air-Cooled Condensing Unit, Coil with Blower | TCHD36S44S3 |  | UC48C+TXV | 12.45 | 14.55 | Yes | Yes | 2015-03-20 |  | 0
FALSE | TCHD36S44S3 | 3844 | 3782053 | FRASER-JOHNSTON BY JOHNSON CONTROLS | TCHD36S44S3 | AC | Split System: Air-Cooled Condensing Unit, Coil with Blower | TCHD36S44S3 |  | FC/MC/PC43C+TXV | 12.5 | 14.6 | Yes | Yes | 2015-03-20 |  | 0
FALSE | TCHD30S44S3 | 3873 | 3782814 | FRASER-JOHNSTON BY JOHNSON CONTROLS | TCHD30S43S3 | AC | Split System: Air-Cooled Condensing Unit, Coil with Blower | TCHD30S43S3 |  | FC/MC43B+MV12B+TXV | 13.35 | 15.15 | Yes | Yes | 2015-03-20 |  | 1
FALSE | TCHD30S44S3 | 3873 | 3782816 | FRASER-JOHNSTON BY JOHNSON CONTROLS | TCHD30S43S3 | AC | Split System: Air-Cooled Condensing Unit, Coil with Blower | TCHD30S43S3 |  | FC/MC48C+MV16C+TXV | 13.7 | 15.5 | Yes | Yes | 2015-03-20 |  | 1
FALSE | TCHD30S44S3 | 3873 | 3782817 | FRASER-JOHNSTON BY JOHNSON CONTROLS | TCHD30S43S3 | AC | Split System: Air-Cooled Condensing Unit, Coil with Blower | TCHD30S43S3 |  | AHX36+TXV | 13.25 | 15.25 | Yes | Yes | 2011-02-28 |  | 1
FALSE | TCHD30S44S3 | 3873 | 3782818 | FRASER-JOHNSTON BY JOHNSON CONTROLS | TCHD30S43S3 | AC | Split System: Air-Cooled Condensing Unit, Coil with Blower | TCHD30S43S3 |  | F6FP042+TXV | 13.5 | 15.25 | Yes | Yes | 2011-02-28 |  | 1
FALSE | TCHD36S44S3 | 3844 | 3782828 | FRASER-JOHNSTON BY JOHNSON CONTROLS | TCHD36S41S3 | AC | Split System: Air-Cooled Condensing Unit, Coil with Blower | TCHD36S41S3 |  | F*FV060+TXV | 12.45 | 14.55 | Yes | Yes | 2011-02-28 |  | 0
FALSE | TCHD30S44S3 | 3873 | 3782834 | FRASER-JOHNSTON BY JOHNSON CONTROLS | TCHD30S41S3 | AC | Split System: Air-Cooled Condensing Unit, Coil with Blower | TCHD30S41S3 |  | F6FP042+TXV | 13.5 | 15.25 | Yes | Yes | 2011-02-28 |  | 1
FALSE | TCHD30S44S3 | 3873 | 3782839 | FRASER-JOHNSTON BY JOHNSON CONTROLS | TCHD30S44S3 | AC | Split System: Air-Cooled Condensing Unit, Coil with Blower | TCHD30S44S3 |  | FC/MC35B+MV12B+TXV | 13.2 | 15 | Yes | Yes | 2015-03-20 |  | 1
FALSE | TCHD30S44S3 | 3873 | 3782840 | FRASER-JOHNSTON BY JOHNSON CONTROLS | TCHD30S44S3 | AC | Split System: Air-Cooled Condensing Unit, Coil with Blower | TCHD30S44S3 |  | F6FP036+TXV | 12.75 | 14.5 | Yes | Yes | 2011-02-28 |  | 0
FALSE | TCHD36S44S3 | 3844 | 3782844 | FRASER-JOHNSTON BY JOHNSON CONTROLS | TCHD36S41S3 | AC | Split System: Air-Cooled Condensing Unit, Coil with Blower | TCHD36S41S3 |  | F5FP048+TXV | 13 | 15.2 | Yes | Yes | 2011-02-28 |  | 1
FALSE | TCHD36S44S3 | 3844 | 3782847 | FRASER-JOHNSTON BY JOHNSON CONTROLS | TCHD36S43S3 | AC | Split System: Air-Cooled Condensing Unit, Coil with Blower | TCHD36S43S3 |  | F5FP048+TXV | 13 | 15.2 | Yes | Yes | 2011-02-28 |  | 1
FALSE | TCHD36S44S3 | 3844 | 3782850 | FRASER-JOHNSTON BY JOHNSON CONTROLS | TCHD36S43S3 | AC | Split System: Air-Cooled Condensing Unit, Coil with Blower | TCHD36S43S3 |  | AHX36+TXV | 12.5 | 14.75 | Yes | Yes | 2011-02-28 |  | 0
FALSE | TCHD36S44S3 | 3844 | 3782855 | FRASER-JOHNSTON BY JOHNSON CONTROLS | TCHD36S44S3 | AC | Split System: Air-Cooled Condensing Unit, Coil with Blower | TCHD36S44S3 |  | FC/MC43C+MV16C+TXV | 13 | 15 | Yes | Yes | 2015-03-20 |  | 1
FALSE | TCHD36S44S3 | 3844 | 3782856 | FRASER-JOHNSTON BY JOHNSON CONTROLS | TCHD36S44S3 | AC | Split System: Air-Cooled Condensing Unit, Coil with Blower | TCHD36S44S3 |  | AHX48+TXV | 12.75 | 15.25 | Yes | Yes | 2011-02-28 |  | 1
FALSE | TCHD30S44S3 | 3873 | 3782881 | FRASER-JOHNSTON BY JOHNSON CONTROLS | TCHD30S41S3 | AC | Split System: Air-Cooled Condensing Unit, Coil with Blower | TCHD30S41S3 |  | F6FP048+TXV | 12.5 | 14.5 | Yes | Yes | 2011-02-28 |  | 0
FALSE | TCHD30S44S3 | 3873 | 3782886 | FRASER-JOHNSTON BY JOHNSON CONTROLS | TCHD30S43S3 | AC | Split System: Air-Cooled Condensing Unit, Coil with Blower | TCHD30S43S3 |  | FC/MC35B+MV12B+TXV | 13.2 | 15 | Yes | Yes | 2015-03-20 |  | 1
FALSE | TCHD30S44S3 | 3873 | 3782889 | FRASER-JOHNSTON BY JOHNSON CONTROLS | TCHD30S43S3 | AC | Split System: Air-Cooled Condensing Unit, Coil with Blower | TCHD30S43S3 |  | AHX30+TXV | 12.5 | 14.5 | Yes | Yes | 2011-02-28 |  | 0
FALSE | TCHD30S44S3 | 3873 | 3782892 | FRASER-JOHNSTON BY JOHNSON CONTROLS | TCHD30S44S3 | AC | Split System: Air-Cooled Condensing Unit, Coil with Blower | TCHD30S44S3 |  | F6FP048+TXV | 12.5 | 14.5 | Yes | Yes | 2011-02-28 |  | 0
FALSE | TCHD36S44S3 | 3844 | 3782896 | FRASER-JOHNSTON BY JOHNSON CONTROLS | TCHD36S41S3 | AC | Split System: Air-Cooled Condensing Unit, Coil with Blower | TCHD36S41S3 |  | AHX48+TXV | 12.75 | 15.25 | Yes | Yes | 2011-02-28 |  | 1
FALSE | TCHD36S44S3 | 3844 | 3782904 | FRASER-JOHNSTON BY JOHNSON CONTROLS | TCHD36S43S3 | AC | Split System: Air-Cooled Condensing Unit, Coil with Blower | TCHD36S43S3 |  | FC/MC48C+MV16C+TXV | 13.1 | 15.25 | Yes | Yes | 2015-03-20 |  | 1
FALSE | TCHD30S44S3 | 3873 | 3782937 | FRASER-JOHNSTON BY JOHNSON CONTROLS | TCHD30S41S3 | AC | Split System: Air-Cooled Condensing Unit, Coil with Blower | TCHD30S41S3 |  | AHX48+TXV | 13.75 | 15.5 | Yes | Yes | 2011-02-28 |  | 1
FALSE | TCHD30S44S3 | 3873 | 3782944 | FRASER-JOHNSTON BY JOHNSON CONTROLS | TCHD30S44S3 | AC | Split System: Air-Cooled Condensing Unit, Coil with Blower | TCHD30S44S3 |  | FC/MC48C+MV16C+TXV | 13.7 | 15.5 | Yes | Yes | 2015-03-20 |  | 1
FALSE | TCHD36S44S3 | 3844 | 3783072 | FRASER-JOHNSTON BY JOHNSON CONTROLS | TCHD36S41S3 | AC | Split System: Air-Cooled Condensing Unit, Coil with Blower | TCHD36S41S3 |  | AHX36+TXV | 12.5 | 14.75 | Yes | Yes | 2011-02-28 |  | 0
FALSE | TCHD36S44S3 | 3844 | 3783073 | FRASER-JOHNSTON BY JOHNSON CONTROLS | TCHD36S41S3 | AC | Split System: Air-Cooled Condensing Unit, Coil with Blower | TCHD36S41S3 |  | AHX42+TXV | 12.75 | 15.25 | Yes | Yes | 2011-02-28 |  | 1
FALSE | TCHD36S44S3 | 3844 | 3783074 | FRASER-JOHNSTON BY JOHNSON CONTROLS | TCHD36S41S3 | AC | Split System: Air-Cooled Condensing Unit, Coil with Blower | TCHD36S41S3 |  | AHX60+TXV | 12.75 | 15 | Yes | Yes | 2011-02-28 |  | 1
FALSE | TCHD36S44S3 | 3844 | 3783078 | FRASER-JOHNSTON BY JOHNSON CONTROLS | TCHD36S43S3 | AC | Split System: Air-Cooled Condensing Unit, Coil with Blower | TCHD36S43S3 |  | F*FV060+TXV | 12.45 | 14.55 | Yes | Yes | 2011-02-28 |  | 0
FALSE | TCHD36S44S3 | 3844 | 3783080 | FRASER-JOHNSTON BY JOHNSON CONTROLS | TCHD36S43S3 | AC | Split System: Air-Cooled Condensing Unit, Coil with Blower | TCHD36S43S3 |  | AHX48+TXV | 12.75 | 15.25 | Yes | Yes | 2011-02-28 |  | 1
FALSE | TCHD36S44S3 | 3844 | 3783085 | FRASER-JOHNSTON BY JOHNSON CONTROLS | TCHD36S44S3 | AC | Split System: Air-Cooled Condensing Unit, Coil with Blower | TCHD36S44S3 |  | AHX36+TXV | 12.5 | 14.75 | Yes | Yes | 2011-02-28 |  | 0
FALSE | TCHD36S44S3 | 3844 | 3783086 | FRASER-JOHNSTON BY JOHNSON CONTROLS | TCHD36S44S3 | AC | Split System: Air-Cooled Condensing Unit, Coil with Blower | TCHD36S44S3 |  | AHX42+TXV | 12.75 | 15.25 | Yes | Yes | 2011-02-28 |  | 1
FALSE | TCHD36S44S3 | 3844 | 3783087 | FRASER-JOHNSTON BY JOHNSON CONTROLS | TCHD36S44S3 | AC | Split System: Air-Cooled Condensing Unit, Coil with Blower | TCHD36S44S3 |  | AHX60+TXV | 12.75 | 15 | Yes | Yes | 2011-02-28 |  | 1
FALSE | TCHD18S41S3 | 3868 | 3783091 | FRASER-JOHNSTON BY JOHNSON CONTROLS | TCHD18S41S3 | AC | Split System: Air-Cooled Condensing Unit, Coil with Blower | TCHD18S41S3 |  | AHX30+TXV | 12 | 14.5 | Yes | Yes | 2011-02-28 |  | 0
FALSE | TCHD30S44S3 | 3873 | 3783098 | FRASER-JOHNSTON BY JOHNSON CONTROLS | TCHD30S41S3 | AC | Split System: Air-Cooled Condensing Unit, Coil with Blower | TCHD30S41S3 |  | F6FP036+TXV | 12.75 | 14.5 | Yes | Yes | 2011-02-28 |  | 0
FALSE | TCHD30S44S3 | 3873 | 3783103 | FRASER-JOHNSTON BY JOHNSON CONTROLS | TCHD30S43S3 | AC | Split System: Air-Cooled Condensing Unit, Coil with Blower | TCHD30S43S3 |  | FC/MC43C+MV16C+TXV | 13.5 | 15.35 | Yes | Yes | 2015-03-20 |  | 1
FALSE | TCHD30S44S3 | 3873 | 3783107 | FRASER-JOHNSTON BY JOHNSON CONTROLS | TCHD30S44S3 | AC | Split System: Air-Cooled Condensing Unit, Coil with Blower | TCHD30S44S3 |  | FC/MC43B+MV12B+TXV | 13.35 | 15.15 | Yes | Yes | 2015-03-20 |  | 1
FALSE | TCHD30S44S3 | 3873 | 3783108 | FRASER-JOHNSTON BY JOHNSON CONTROLS | TCHD30S44S3 | AC | Split System: Air-Cooled Condensing Unit, Coil with Blower | TCHD30S44S3 |  | F6FP042+TXV | 13.5 | 15.25 | Yes | Yes | 2011-02-28 |  | 1
FALSE | TCHD36S44S3 | 3844 | 3783121 | FRASER-JOHNSTON BY JOHNSON CONTROLS | TCHD36S43S3 | AC | Split System: Air-Cooled Condensing Unit, Coil with Blower | TCHD36S43S3 |  | FC/MC43B+MV12B+TXV | 12.5 | 14.5 | Yes | Yes | 2015-03-20 |  | 0
FALSE | TCHD36S44S3 | 3844 | 3783122 | FRASER-JOHNSTON BY JOHNSON CONTROLS | TCHD36S43S3 | AC | Split System: Air-Cooled Condensing Unit, Coil with Blower | TCHD36S43S3 |  | F6FP042+TXV | 12.5 | 14.75 | Yes | Yes | 2011-02-28 |  | 0
FALSE | TCHD36S44S3 | 3844 | 3783128 | FRASER-JOHNSTON BY JOHNSON CONTROLS | TCHD36S44S3 | AC | Split System: Air-Cooled Condensing Unit, Coil with Blower | TCHD36S44S3 |  | F6FP042+TXV | 12.5 | 14.75 | Yes | Yes | 2011-02-28 |  | 0
FALSE | TCHD36S44S3 | 3844 | 3783129 | FRASER-JOHNSTON BY JOHNSON CONTROLS | TCHD36S44S3 | AC | Split System: Air-Cooled Condensing Unit, Coil with Blower | TCHD36S44S3 |  | F6FP060+TXV | 12.75 | 15 | Yes | Yes | 2011-02-28 |  | 1
FALSE | TCHD30S44S3 | 3873 | 3783140 | FRASER-JOHNSTON BY JOHNSON CONTROLS | TCHD30S41S3 | AC | Split System: Air-Cooled Condensing Unit, Coil with Blower | TCHD30S41S3 |  | AHX30+TXV | 12.5 | 14.5 | Yes | Yes | 2011-02-28 |  | 0
FALSE | TCHD30S44S3 | 3873 | 3783141 | FRASER-JOHNSTON BY JOHNSON CONTROLS | TCHD30S41S3 | AC | Split System: Air-Cooled Condensing Unit, Coil with Blower | TCHD30S41S3 |  | AHX36+TXV | 13.25 | 15.25 | Yes | Yes | 2011-02-28 |  | 1
FALSE | TCHD30S44S3 | 3873 | 3783145 | FRASER-JOHNSTON BY JOHNSON CONTROLS | TCHD30S43S3 | AC | Split System: Air-Cooled Condensing Unit, Coil with Blower | TCHD30S43S3 |  | F6FP048+TXV | 12.5 | 14.5 | Yes | Yes | 2011-02-28 |  | 0
FALSE | TCHD30S44S3 | 3873 | 3783147 | FRASER-JOHNSTON BY JOHNSON CONTROLS | TCHD30S44S3 | AC | Split System: Air-Cooled Condensing Unit, Coil with Blower | TCHD30S44S3 |  | AHX42+TXV | 13.75 | 15.5 | Yes | Yes | 2011-02-28 |  | 1
FALSE | 14AJM30 | 4513 | 3799142 | RHEEM SALES COMPANY, INC. | 14AJM30 | AC | Split System: Air-Cooled Condensing Unit, Coil with Blower | 14AJM30 |  | RHBL-FR36T | 13 | 16 | Yes | Yes | 2011-01-21 |  | 2
FALSE | 14AJM30 | 4513 | 3799143 | RHEEM SALES COMPANY, INC. | 14AJM30 | AC | Split System: Air-Cooled Condensing Unit, Coil with Blower | 14AJM30 |  | RCFL-A*3617 | 13 | 15.5 | Yes | Yes | 2011-01-21 |  | 1
FALSE | 14AJM30 | 4513 | 3799144 | RHEEM SALES COMPANY, INC. | 14AJM30 | AC | Split System: Air-Cooled Condensing Unit, Coil with Blower | 14AJM30 |  | RCFL-A*3617 | 13 | 15.5 | Yes | Yes | 2011-01-21 |  | 1
FALSE | 14AJM30 | 4513 | 3799145 | RHEEM SALES COMPANY, INC. | 14AJM30 | AC | Split System: Air-Cooled Condensing Unit, Coil with Blower | 14AJM30 |  | RCFL-A*3617 | 13 | 15.5 | Yes | Yes | 2011-01-21 |  | 1
FALSE | 14AJM30 | 4513 | 3799147 | RHEEM SALES COMPANY, INC. | 14AJM30 | AC | Split System: Air-Cooled Condensing Unit, Coil with Blower | 14AJM30 |  | RCFL-H*3617 | 13 | 15.5 | Yes | Yes | 2011-01-21 |  | 1
FALSE | 14AJM30 | 4513 | 3799148 | RHEEM SALES COMPANY, INC. | 14AJM30 | AC | Split System: Air-Cooled Condensing Unit, Coil with Blower | 14AJM30 |  | RCFL-H*3621 | 13 | 15.5 | Yes | Yes | 2011-01-21 |  | 1
FALSE | 14AJM30 | 4513 | 3799149 | RHEEM SALES COMPANY, INC. | 14AJM30 | AC | Split System: Air-Cooled Condensing Unit, Coil with Blower | 14AJM30 |  | RCFL-H*3621 | 13 | 15.5 | Yes | Yes | 2011-01-21 |  | 1
FALSE | 14AJM30 | 4513 | 3799150 | RHEEM SALES COMPANY, INC. | 14AJM30 | AC | Split System: Air-Cooled Condensing Unit, Coil with Blower | 14AJM30 |  | RCFL-H*3621 | 13 | 15.5 | Yes | Yes | 2011-01-21 |  | 1
FALSE | 14AJM30 | 4513 | 3799151 | RHEEM SALES COMPANY, INC. | 14AJM30 | AC | Split System: Air-Cooled Condensing Unit, Coil Alone | 14AJM30 |  | RCQD-3621 | 12 | 14.5 | Yes | Yes | 2011-01-21 |  | 0
FALSE | 14AJM30 | 4513 | 3799163 | RHEEM SALES COMPANY, INC. | 14AJM30 | AC | Split System: Air-Cooled Condensing Unit, Coil with Blower | 14AJM30 |  | RCQD-3621 | 13 | 16 | Yes | Yes | 2011-01-21 |  | 2
FALSE | 14AJM30 | 4513 | 3799164 | RHEEM SALES COMPANY, INC. | 14AJM30 | AC | Split System: Air-Cooled Condensing Unit, Coil with Blower | 14AJM30 |  | RCQD-3621 | 13 | 16 | Yes | Yes | 2011-01-21 |  | 2
FALSE | 14AJM30 | 4513 | 3799165 | RHEEM SALES COMPANY, INC. | 14AJM30 | AC | Split System: Air-Cooled Condensing Unit, Coil with Blower | 14AJM30 |  | RCQD-3621 | 13 | 16 | Yes | Yes | 2011-01-21 |  | 2
FALSE | 14AJM30 | 4513 | 3799166 | RHEEM SALES COMPANY, INC. | 14AJM30 | AC | Split System: Air-Cooled Condensing Unit, Coil with Blower | 14AJM30 |  | RCQD-3621 | 13 | 16 | Yes | Yes | 2011-01-21 |  | 2
FALSE | 14AJM30 | 4513 | 3799195 | RHEEM SALES COMPANY, INC. | 14AJM30 | AC | Split System: Air-Cooled Condensing Unit, Coil with Blower | 14AJM30 |  | RCQD-3624 | 13 | 16 | Yes | Yes | 2011-01-21 |  | 2
FALSE | 14AJM36 | 38 | 3799197 | RHEEM SALES COMPANY, INC. | 14AJM36 | AC | Split System: Air-Cooled Condensing Unit, Coil with Blower | 14AJM36 |  | RHAL-FR36T | 12.2 | 14.5 | Yes | Yes | 2011-01-21 |  | 0
FALSE | 14AJM36 | 38 | 3799198 | RHEEM SALES COMPANY, INC. | 14AJM36 | AC | Split System: Air-Cooled Condensing Unit, Coil with Blower | 14AJM36 |  | RHBL-FR36T | 13 | 15.5 | Yes | Yes | 2011-01-21 |  | 1
FALSE | 14AJM36 | 38 | 3799199 | RHEEM SALES COMPANY, INC. | 14AJM36 | AC | Split System: Air-Cooled Condensing Unit, Coil with Blower | 14AJM36 |  | RCFL-A*3617 | 12.5 | 15 | Yes | Yes | 2011-01-21 |  | 1
FALSE | 14AJM36 | 38 | 3799200 | RHEEM SALES COMPANY, INC. | 14AJM36 | AC | Split System: Air-Cooled Condensing Unit, Coil with Blower | 14AJM36 |  | RCFL-A*3617 | 13 | 15.5 | Yes | Yes | 2011-01-21 |  | 1
FALSE | 14AJM36 | 38 | 3799201 | RHEEM SALES COMPANY, INC. | 14AJM36 | AC | Split System: Air-Cooled Condensing Unit, Coil with Blower | 14AJM36 |  | RCFL-A*3617 | 12.5 | 15.1 | Yes | Yes | 2011-01-21 |  | 1
FALSE | 14AJM36 | 38 | 3799202 | RHEEM SALES COMPANY, INC. | 14AJM36 | AC | Split System: Air-Cooled Condensing Unit, Coil with Blower | 14AJM36 |  | RCFL-H*3617 | 12.5 | 15 | Yes | Yes | 2011-01-21 |  | 1
FALSE | 14AJM36 | 38 | 3799203 | RHEEM SALES COMPANY, INC. | 14AJM36 | AC | Split System: Air-Cooled Condensing Unit, Coil with Blower | 14AJM36 |  | RCFL-H*3621 | 12.5 | 15 | Yes | Yes | 2011-01-21 |  | 1
FALSE | 14AJM36 | 38 | 3799204 | RHEEM SALES COMPANY, INC. | 14AJM36 | AC | Split System: Air-Cooled Condensing Unit, Coil with Blower | 14AJM36 |  | RCFL-H*3621 | 13 | 15.5 | Yes | Yes | 2011-01-21 |  | 1
FALSE | 14AJM36 | 38 | 3799205 | RHEEM SALES COMPANY, INC. | 14AJM36 | AC | Split System: Air-Cooled Condensing Unit, Coil with Blower | 14AJM36 |  | RCFL-H*3621 | 12.5 | 15.1 | Yes | Yes | 2011-01-21 |  | 1
FALSE | 14AJM36 | 38 | 3799209 | RHEEM SALES COMPANY, INC. | 14AJM36 | AC | Split System: Air-Cooled Condensing Unit, Coil with Blower | 14AJM36 |  | RCFN-H*3624 | 13 | 16 | Yes | Yes | 2011-01-21 |  | 2
FALSE | 14AJM36 | 38 | 3799210 | RHEEM SALES COMPANY, INC. | 14AJM36 | AC | Split System: Air-Cooled Condensing Unit, Coil with Blower | 14AJM36 |  | RCFN-H*3624 | 13 | 16 | Yes | Yes | 2011-01-21 |  | 2
FALSE | 14AJM36 | 38 | 3799211 | RHEEM SALES COMPANY, INC. | 14AJM36 | AC | Split System: Air-Cooled Condensing Unit, Coil with Blower | 14AJM36 |  | RCFN-H*3624 | 13 | 16 | Yes | Yes | 2011-01-21 |  | 2
FALSE | 14AJM36 | 38 | 3799212 | RHEEM SALES COMPANY, INC. | 14AJM36 | AC | Split System: Air-Cooled Condensing Unit, Coil with Blower | 14AJM36 |  | RCFN-H*3624 | 13 | 16 | Yes | Yes | 2011-01-21 |  | 2
FALSE | 14AJM36 | 38 | 3799213 | RHEEM SALES COMPANY, INC. | 14AJM36 | AC | Split System: Air-Cooled Condensing Unit, Coil with Blower | 14AJM36 |  | RCFN-H*3624 | 13 | 16 | Yes | Yes | 2011-01-21 |  | 2
FALSE | 14AJM36 | 38 | 3799214 | RHEEM SALES COMPANY, INC. | 14AJM36 | AC | Split System: Air-Cooled Condensing Unit, Coil Alone | 14AJM36 |  | RCQD-3621 | 12 | 14.5 | Yes | Yes | 2011-01-21 |  | 0
FALSE | 14AJM36 | 38 | 3799248 | RHEEM SALES COMPANY, INC. | 14AJM36 | AC | Split System: Air-Cooled Condensing Unit, Coil with Blower | 14AJM36 |  | RCQD-3624 | 13 | 16 | Yes | Yes | 2011-01-21 |  | 2
FALSE | 14AJM36 | 38 | 3799249 | RHEEM SALES COMPANY, INC. | 14AJM36 | AC | Split System: Air-Cooled Condensing Unit, Coil with Blower | 14AJM36 |  | RCQD-3624 | 13 | 16 | Yes | Yes | 2011-01-21 |  | 2
FALSE | 14AJM36 | 38 | 3799253 | RHEEM SALES COMPANY, INC. | 14AJM36 | AC | Split System: Air-Cooled Condensing Unit, Coil with Blower | 14AJM36 |  | RCQD-3624 | 12.5 | 15 | Yes | Yes | 2011-01-21 |  | 1
FALSE | 14AJM36 | 38 | 3799254 | RHEEM SALES COMPANY, INC. | 14AJM36 | AC | Split System: Air-Cooled Condensing Unit, Coil with Blower | 14AJM36 |  | RCQD-3624 | 13 | 16 | Yes | Yes | 2011-01-21 |  | 2
FALSE | 14AJM36 | 38 | 3799255 | RHEEM SALES COMPANY, INC. | 14AJM36 | AC | Split System: Air-Cooled Condensing Unit, Coil with Blower | 14AJM36 |  | RCQD-3624 | 13 | 15.5 | Yes | Yes | 2011-01-21 |  | 1
FALSE | 14AJM36 | 38 | 3799256 | RHEEM SALES COMPANY, INC. | 14AJM36 | AC | Split System: Air-Cooled Condensing Unit, Coil with Blower | 14AJM36 |  | RCQD-3624 | 13 | 16 | Yes | Yes | 2011-01-21 |  | 2
FALSE | 14AJM42 | 4530 | 3799257 | RHEEM SALES COMPANY, INC. | 14AJM42 | AC | Split System: Air-Cooled Condensing Unit, Coil with Blower | 14AJM42 |  | RCFL-A*4824 | 12.5 | 15.1 | Yes | Yes | 2011-01-21 |  | 1
FALSE | 14AJM42 | 4530 | 3799258 | RHEEM SALES COMPANY, INC. | 14AJM42 | AC | Split System: Air-Cooled Condensing Unit, Coil with Blower | 14AJM42 |  | RCFL-A*4824 | 12.5 | 15.1 | Yes | Yes | 2011-01-21 |  | 1
FALSE | 14AJM42 | 4530 | 3799259 | RHEEM SALES COMPANY, INC. | 14AJM42 | AC | Split System: Air-Cooled Condensing Unit, Coil with Blower | 14AJM42 |  | RCFL-A*4824 | 13 | 15.5 | Yes | Yes | 2011-01-21 |  | 1
FALSE | 14AJM42 | 4530 | 3799260 | RHEEM SALES COMPANY, INC. | 14AJM42 | AC | Split System: Air-Cooled Condensing Unit, Coil with Blower | 14AJM42 |  | RCFL-H*4821 | 12.5 | 15.1 | Yes | Yes | 2011-01-21 |  | 1
FALSE | 14AJM42 | 4530 | 3799261 | RHEEM SALES COMPANY, INC. | 14AJM42 | AC | Split System: Air-Cooled Condensing Unit, Coil with Blower | 14AJM42 |  | RCFL-H*4821 | 12.5 | 15.1 | Yes | Yes | 2011-01-21 |  | 1
FALSE | 14AJM42 | 4530 | 3799262 | RHEEM SALES COMPANY, INC. | 14AJM42 | AC | Split System: Air-Cooled Condensing Unit, Coil with Blower | 14AJM42 |  | RCFL-H*4824 | 12.5 | 15.1 | Yes | Yes | 2011-01-21 |  | 1
FALSE | 14AJM42 | 4530 | 3799263 | RHEEM SALES COMPANY, INC. | 14AJM42 | AC | Split System: Air-Cooled Condensing Unit, Coil with Blower | 14AJM42 |  | RCFL-H*4824 | 12.5 | 15.1 | Yes | Yes | 2011-01-21 |  | 1
FALSE | 14AJM42 | 4530 | 3799264 | RHEEM SALES COMPANY, INC. | 14AJM42 | AC | Split System: Air-Cooled Condensing Unit, Coil with Blower | 14AJM42 |  | RCFL-H*4824 | 13 | 15.5 | Yes | Yes | 2011-01-21 |  | 1
FALSE | 14AJM42 | 4530 | 3799268 | RHEEM SALES COMPANY, INC. | 14AJM42 | AC | Split System: Air-Cooled Condensing Unit, Coil with Blower | 14AJM42 |  | RCFN-H*4824 | 13 | 15.5 | Yes | Yes | 2011-01-21 |  | 1
FALSE | 14AJM42 | 4530 | 3799269 | RHEEM SALES COMPANY, INC. | 14AJM42 | AC | Split System: Air-Cooled Condensing Unit, Coil with Blower | 14AJM42 |  | RCFN-H*4824 | 13 | 15.5 | Yes | Yes | 2011-01-21 |  | 1
FALSE | 14AJM42 | 4530 | 3799270 | RHEEM SALES COMPANY, INC. | 14AJM42 | AC | Split System: Air-Cooled Condensing Unit, Coil with Blower | 14AJM42 |  | RCFN-H*4824 | 13 | 16 | Yes | Yes | 2011-01-21 |  | 2
FALSE | 14AJM42 | 4530 | 3799271 | RHEEM SALES COMPANY, INC. | 14AJM42 | AC | Split System: Air-Cooled Condensing Unit, Coil with Blower | 14AJM42 |  | RCFN-H*4824 | 13 | 15.5 | Yes | Yes | 2011-01-21 |  | 1
FALSE | 14AJM49 | 4536 | 3799312 | RHEEM SALES COMPANY, INC. | 14AJM49 | AC | Split System: Air-Cooled Condensing Unit, Coil with Blower | 14AJM49 |  | RCFL-A*4821 | 12.5 | 15 | Yes | Yes | 2011-01-21 |  | 1
FALSE | 14AJM49 | 4536 | 3799313 | RHEEM SALES COMPANY, INC. | 14AJM49 | AC | Split System: Air-Cooled Condensing Unit, Coil with Blower | 14AJM49 |  | RCFL-A*4821 | 12 | 14.5 | Yes | Yes | 2011-01-21 |  | 0
FALSE | 14AJM49 | 4536 | 3799322 | RHEEM SALES COMPANY, INC. | 14AJM49 | AC | Split System: Air-Cooled Condensing Unit, Coil with Blower | 14AJM49 |  | RCFL-A*4821 | 12.5 | 15.1 | Yes | Yes | 2011-01-21 |  | 1
FALSE | 14AJM49 | 4536 | 3799323 | RHEEM SALES COMPANY, INC. | 14AJM49 | AC | Split System: Air-Cooled Condensing Unit, Coil with Blower | 14AJM49 |  | RCFL-A*4821 | 12.5 | 15 | Yes | Yes | 2011-01-21 |  | 1
FALSE | 14AJM49 | 4536 | 3799324 | RHEEM SALES COMPANY, INC. | 14AJM49 | AC | Split System: Air-Cooled Condensing Unit, Coil Alone | 14AJM49 |  | RCFL-A*4824 | 12 | 14.5 | Yes | Yes | 2011-01-21 |  | 0
FALSE | 14AJM49 | 4536 | 3799332 | RHEEM SALES COMPANY, INC. | 14AJM49 | AC | Split System: Air-Cooled Condensing Unit, Coil with Blower | 14AJM49 |  | RCFL-A*4824 | 12.5 | 15 | Yes | Yes | 2011-01-21 |  | 1
FALSE | 14AJM49 | 4536 | 3799333 | RHEEM SALES COMPANY, INC. | 14AJM49 | AC | Split System: Air-Cooled Condensing Unit, Coil with Blower | 14AJM49 |  | RCFL-A*4824 | 12 | 14.5 | Yes | Yes | 2011-01-21 |  | 0
FALSE | 14AJM49 | 4536 | 3799334 | RHEEM SALES COMPANY, INC. | 14AJM49 | AC | Split System: Air-Cooled Condensing Unit, Coil with Blower | 14AJM49 |  | RCFL-A*4824 | 12.5 | 15.1 | Yes | Yes | 2011-01-21 |  | 1
FALSE | 14AJM49 | 4536 | 3799374 | RHEEM SALES COMPANY, INC. | 14AJM49 | AC | Split System: Air-Cooled Condensing Unit, Coil with Blower | 14AJM49 |  | RCFL-H*4824 | 12.5 | 15 | Yes | Yes | 2011-01-21 |  | 1
FALSE | 14AJM49 | 4536 | 3799375 | RHEEM SALES COMPANY, INC. | 14AJM49 | AC | Split System: Air-Cooled Condensing Unit, Coil with Blower | 14AJM49 |  | RCFL-H*4824 | 12 | 14.5 | Yes | Yes | 2011-01-21 |  | 0
FALSE | 14AJM49 | 4536 | 3799376 | RHEEM SALES COMPANY, INC. | 14AJM49 | AC | Split System: Air-Cooled Condensing Unit, Coil with Blower | 14AJM49 |  | RCFL-H*4824 | 12.5 | 15.1 | Yes | Yes | 2011-01-21 |  | 1
FALSE | 14AJM49 | 4536 | 3799380 | RHEEM SALES COMPANY, INC. | 14AJM49 | AC | Split System: Air-Cooled Condensing Unit, Coil with Blower | 14AJM49 |  | RCFL-H*4824 | 12.5 | 15 | Yes | Yes | 2011-01-21 |  | 1
FALSE | 14AJM49 | 4536 | 3799381 | RHEEM SALES COMPANY, INC. | 14AJM49 | AC | Split System: Air-Cooled Condensing Unit, Coil with Blower | 14AJM49 |  | RCFL-H*4824 | 12 | 14.5 | Yes | Yes | 2011-01-21 |  | 0
FALSE | 14AJM49 | 4536 | 3799382 | RHEEM SALES COMPANY, INC. | 14AJM49 | AC | Split System: Air-Cooled Condensing Unit, Coil with Blower | 14AJM49 |  | RCFL-H*4824 | 12.5 | 15.1 | Yes | Yes | 2011-01-21 |  | 1
FALSE | 14AJM49 | 4536 | 3799389 | RHEEM SALES COMPANY, INC. | 14AJM49 | AC | Split System: Air-Cooled Condensing Unit, Coil with Blower | 14AJM49 |  | RCFL-H*4824 | 12.5 | 15 | Yes | Yes | 2011-01-21 |  | 1
FALSE | 14AJM49 | 4536 | 3799390 | RHEEM SALES COMPANY, INC. | 14AJM49 | AC | Split System: Air-Cooled Condensing Unit, Coil with Blower | 14AJM49 |  | RCFL-H*4824 | 12.5 | 15.1 | Yes | Yes | 2011-01-21 |  | 1
FALSE | 14AJM49 | 4536 | 3799391 | RHEEM SALES COMPANY, INC. | 14AJM49 | AC | Split System: Air-Cooled Condensing Unit, Coil with Blower | 14AJM49 |  | RCFL-H*4824 | 12.5 | 15 | Yes | Yes | 2011-01-21 |  | 1
FALSE | 14AJM49 | 4536 | 3799392 | RHEEM SALES COMPANY, INC. | 14AJM49 | AC | Split System: Air-Cooled Condensing Unit, Coil with Blower | 14AJM49 |  | RCFL-H*4824 | 12.5 | 15.1 | Yes | Yes | 2011-01-21 |  | 1
FALSE | 14AJM49 | 4536 | 3799393 | RHEEM SALES COMPANY, INC. | 14AJM49 | AC | Split System: Air-Cooled Condensing Unit, Coil Alone | 14AJM49 |  | RCFN-H*4824 | 12.5 | 15.5 | Yes | Yes | 2011-01-21 |  | 1
FALSE | 14AJM49 | 4536 | 3799423 | RHEEM SALES COMPANY, INC. | 14AJM49 | AC | Split System: Air-Cooled Condensing Unit, Coil with Blower | 14AJM49 |  | RCQD-4824 | 13 | 15.5 | Yes | Yes | 2011-01-21 |  | 1
FALSE | 14AJM49 | 4536 | 3799428 | RHEEM SALES COMPANY, INC. | 14AJM49 | AC | Split System: Air-Cooled Condensing Unit, Coil with Blower | 14AJM49 |  | RHKL-HM4821+RCSL-H*4821 | 13 | 16 | Yes | Yes | 2011-01-21 |  | 2
FALSE | 14AJM49 | 4536 | 3799429 | RHEEM SALES COMPANY, INC. | 14AJM49 | AC | Split System: Air-Cooled Condensing Unit, Coil with Blower | 14AJM49 |  | RHLL-HM4821+RCSL-H*4821 | 13 | 16 | Yes | Yes | 2011-01-21 |  | 2
FALSE | 14AJM49 | 4536 | 3799430 | RHEEM SALES COMPANY, INC. | 14AJM49 | AC | Split System: Air-Cooled Condensing Unit, Coil with Blower | 14AJM49 |  | RHKL-HM4824+RCSL-H*4824 | 13 | 16 | Yes | Yes | 2011-01-21 |  | 2
FALSE | 14AJM49 | 4536 | 3799431 | RHEEM SALES COMPANY, INC. | 14AJM49 | AC | Split System: Air-Cooled Condensing Unit, Coil with Blower | 14AJM49 |  | RHLL-HM4824+RCSL-H*4824 | 13 | 16 | Yes | Yes | 2011-01-21 |  | 2
FALSE | 14AJM49 | 4536 | 3799432 | RHEEM SALES COMPANY, INC. | 14AJM49 | AC | Split System: Air-Cooled Condensing Unit, Coil with Blower | 14AJM49 |  | RHPN-HM4824+RCSN-H*4824 | 13 | 16 | Yes | Yes | 2011-01-21 |  | 2
FALSE | 14AJM56 | 4543 | 3799433 | RHEEM SALES COMPANY, INC. | 14AJM56 | AC | Split System: Air-Cooled Condensing Unit, Coil Alone | 14AJM56 |  | RCFL-A*6024 | 12 | 14.5 | Yes | Yes | 2011-01-21 |  | 0
FALSE | 14AJM56 | 4543 | 3799435 | RHEEM SALES COMPANY, INC. | 14AJM56 | AC | Split System: Air-Cooled Condensing Unit, Coil with Blower | 14AJM56 |  | RCFL-A*6024 | 12 | 14.5 | Yes | Yes | 2011-01-21 |  | 0
FALSE | 14AJM56 | 4543 | 3799443 | RHEEM SALES COMPANY, INC. | 14AJM56 | AC | Split System: Air-Cooled Condensing Unit, Coil Alone | 14AJM56 |  | RCFL-H*6024 | 12.5 | 14.5 | Yes | Yes | 2011-01-21 |  | 0
FALSE | 14AJM56 | 4543 | 3799445 | RHEEM SALES COMPANY, INC. | 14AJM56 | AC | Split System: Air-Cooled Condensing Unit, Coil with Blower | 14AJM56 |  | RCFL-H*6024 | 12 | 14.5 | Yes | Yes | 2011-01-21 |  | 0
FALSE | 14AJM56 | 4543 | 3799446 | RHEEM SALES COMPANY, INC. | 14AJM56 | AC | Split System: Air-Cooled Condensing Unit, Coil with Blower | 14AJM56 |  | RCFL-H*6024 | 12 | 14.5 | Yes | Yes | 2011-01-21 |  | 0
FALSE | 14AJM30 | 4513 | 3799608 | RUUD AIR CONDITIONING DIVISION | 14AJM30 | AC | Split System: Air-Cooled Condensing Unit, Coil Alone | 14AJM30 |  | RCQD-3621 | 12 | 14.5 | Yes | Yes | 2011-03-08 |  | 0
FALSE | 14AJM30 | 4513 | 3799609 | WEATHERKING AIR CONDITIONING DIVISION | 14AJM30 | AC | Split System: Air-Cooled Condensing Unit, Coil Alone | 14AJM30 |  | RCQD-3621 | 12 | 14.5 | Yes | Yes | 2011-03-08 |  | 0
FALSE | 14AJM30 | 4513 | 3799610 | RUUD AIR CONDITIONING DIVISION | 14AJM30 | AC | Split System: Air-Cooled Condensing Unit, Coil Alone | 14AJM30 |  | RCQD-3624 | 12 | 14.5 | Yes | Yes | 2011-03-08 |  | 0
FALSE | 14AJM30 | 4513 | 3799611 | WEATHERKING AIR CONDITIONING DIVISION | 14AJM30 | AC | Split System: Air-Cooled Condensing Unit, Coil Alone | 14AJM30 |  | RCQD-3624 | 12 | 14.5 | Yes | Yes | 2011-03-08 |  | 0
FALSE | 14AJM30 | 4513 | 3799691 | RUUD AIR CONDITIONING DIVISION | 14AJM30 | AC | Split System: Air-Cooled Condensing Unit, Coil with Blower | 14AJM30 |  | RCFL-H*3621 | 13 | 15.5 | Yes | Yes | 2011-03-08 |  | 1
FALSE | 14AJM30 | 4513 | 3799692 | RHEEM SALES COMPANY, INC. | 14AJM30 | AC | Split System: Air-Cooled Condensing Unit, Coil with Blower | 14AJM30 |  | RCFL-H*3621 | 13 | 15.5 | Yes | Yes | 2011-03-08 |  | 1
FALSE | 14AJM30 | 4513 | 3799693 | WEATHERKING AIR CONDITIONING DIVISION | 14AJM30 | AC | Split System: Air-Cooled Condensing Unit, Coil with Blower | 14AJM30 |  | RCFL-H*3621 | 13 | 15.5 | Yes | Yes | 2011-03-08 |  | 1
FALSE | 14AJM30 | 4513 | 3799694 | WEATHERKING AIR CONDITIONING DIVISION | 14AJM30 | AC | Split System: Air-Cooled Condensing Unit, Coil with Blower | 14AJM30 |  | RCFL-A*3621 | 13 | 15.5 | Yes | Yes | 2011-03-08 |  | 1
FALSE | 14AJM30 | 4513 | 3799695 | WEATHERKING AIR CONDITIONING DIVISION | 14AJM30 | AC | Split System: Air-Cooled Condensing Unit, Coil with Blower | 14AJM30 |  | RCFL-H*3621 | 13 | 15.5 | Yes | Yes | 2011-03-08 |  | 1
FALSE | 14AJM30 | 4513 | 3799717 | WEATHERKING AIR CONDITIONING DIVISION | 14AJM30 | AC | Split System: Air-Cooled Condensing Unit, Coil with Blower | 14AJM30 |  | RCFL-H*3617 | 13 | 15.5 | Yes | Yes | 2011-03-08 |  | 1
FALSE | 14AJM30 | 4513 | 3799718 | WEATHERKING AIR CONDITIONING DIVISION | 14AJM30 | AC | Split System: Air-Cooled Condensing Unit, Coil with Blower | 14AJM30 |  | RCFL-H*3621 | 13 | 15.5 | Yes | Yes | 2011-03-08 |  | 1
FALSE | 14AJM30 | 4513 | 3799719 | RUUD AIR CONDITIONING DIVISION | 14AJM30 | AC | Split System: Air-Cooled Condensing Unit, Coil with Blower | 14AJM30 |  | RCQD-3621 | 13 | 16 | Yes | Yes | 2011-03-08 |  | 2
FALSE | 14AJM30 | 4513 | 3799720 | RHEEM SALES COMPANY, INC. | 14AJM30 | AC | Split System: Air-Cooled Condensing Unit, Coil with Blower | 14AJM30 |  | RCQD-3621 | 13 | 16 | Yes | Yes | 2011-03-08 |  | 2
FALSE | 14AJM30 | 4513 | 3799721 | WEATHERKING AIR CONDITIONING DIVISION | 14AJM30 | AC | Split System: Air-Cooled Condensing Unit, Coil with Blower | 14AJM30 |  | RCQD-3621 | 13 | 16 | Yes | Yes | 2011-03-08 |  | 2
FALSE | 14AJM30 | 4513 | 3799723 | WEATHERKING AIR CONDITIONING DIVISION | 14AJM30 | AC | Split System: Air-Cooled Condensing Unit, Coil with Blower | 14AJM30 |  | RCFL-H*3617 | 13 | 15.5 | Yes | Yes | 2011-03-08 |  | 1
FALSE | 14AJM30 | 4513 | 3799724 | WEATHERKING AIR CONDITIONING DIVISION | 14AJM30 | AC | Split System: Air-Cooled Condensing Unit, Coil with Blower | 14AJM30 |  | RCFL-H*3621 | 13 | 15.5 | Yes | Yes | 2011-03-08 |  | 1
FALSE | 14AJM30 | 4513 | 3799725 | RUUD AIR CONDITIONING DIVISION | 14AJM30 | AC | Split System: Air-Cooled Condensing Unit, Coil with Blower | 14AJM30 |  | RCQD-3621 | 13 | 16 | Yes | Yes | 2011-03-08 |  | 2
FALSE | 14AJM30 | 4513 | 3799726 | RHEEM SALES COMPANY, INC. | 14AJM30 | AC | Split System: Air-Cooled Condensing Unit, Coil with Blower | 14AJM30 |  | RCQD-3621 | 13 | 16 | Yes | Yes | 2011-03-08 |  | 2
FALSE | 14AJM30 | 4513 | 3799727 | WEATHERKING AIR CONDITIONING DIVISION | 14AJM30 | AC | Split System: Air-Cooled Condensing Unit, Coil with Blower | 14AJM30 |  | RCQD-3621 | 13 | 16 | Yes | Yes | 2011-03-08 |  | 2
FALSE | 14AJM30 | 4513 | 3799729 | WEATHERKING AIR CONDITIONING DIVISION | 14AJM30 | AC | Split System: Air-Cooled Condensing Unit, Coil with Blower | 14AJM30 |  | RCFL-H*3621 | 13 | 15.5 | Yes | Yes | 2011-03-08 |  | 1
FALSE | 14AJM30 | 4513 | 3799730 | RUUD AIR CONDITIONING DIVISION | 14AJM30 | AC | Split System: Air-Cooled Condensing Unit, Coil with Blower | 14AJM30 |  | RCQD-3621 | 13 | 16 | Yes | Yes | 2011-03-08 |  | 2
FALSE | 14AJM30 | 4513 | 3799731 | RHEEM SALES COMPANY, INC. | 14AJM30 | AC | Split System: Air-Cooled Condensing Unit, Coil with Blower | 14AJM30 |  | RCQD-3621 | 13 | 16 | Yes | Yes | 2011-03-08 |  | 2
FALSE | 14AJM30 | 4513 | 3799732 | WEATHERKING AIR CONDITIONING DIVISION | 14AJM30 | AC | Split System: Air-Cooled Condensing Unit, Coil with Blower | 14AJM30 |  | RCQD-3621 | 13 | 16 | Yes | Yes | 2011-03-08 |  | 2
FALSE | 14AJM30 | 4513 | 3799733 | RUUD AIR CONDITIONING DIVISION | 14AJM30 | AC | Split System: Air-Cooled Condensing Unit, Coil with Blower | 14AJM30 |  | RCQD-3624 | 13 | 16 | Yes | Yes | 2011-03-08 |  | 2
FALSE | 14AJM30 | 4513 | 3799734 | RHEEM SALES COMPANY, INC. | 14AJM30 | AC | Split System: Air-Cooled Condensing Unit, Coil with Blower | 14AJM30 |  | RCQD-3624 | 13 | 16 | Yes | Yes | 2011-03-08 |  | 2
FALSE | 14AJM30 | 4513 | 3799735 | WEATHERKING AIR CONDITIONING DIVISION | 14AJM30 | AC | Split System: Air-Cooled Condensing Unit, Coil with Blower | 14AJM30 |  | RCQD-3624 | 13 | 16 | Yes | Yes | 2011-03-08 |  | 2
FALSE | 14AJM30 | 4513 | 3799737 | WEATHERKING AIR CONDITIONING DIVISION | 14AJM30 | AC | Split System: Air-Cooled Condensing Unit, Coil with Blower | 14AJM30 |  | RCFL-H*3621 | 13 | 15.5 | Yes | Yes | 2011-03-08 |  | 1
FALSE | 14AJM30 | 4513 | 3799738 | RUUD AIR CONDITIONING DIVISION | 14AJM30 | AC | Split System: Air-Cooled Condensing Unit, Coil with Blower | 14AJM30 |  | RCQD-3621 | 13 | 16 | Yes | Yes | 2011-03-08 |  | 2
FALSE | 14AJM30 | 4513 | 3799739 | RHEEM SALES COMPANY, INC. | 14AJM30 | AC | Split System: Air-Cooled Condensing Unit, Coil with Blower | 14AJM30 |  | RCQD-3621 | 13 | 16 | Yes | Yes | 2011-03-08 |  | 2
FALSE | 14AJM30 | 4513 | 3799740 | WEATHERKING AIR CONDITIONING DIVISION | 14AJM30 | AC | Split System: Air-Cooled Condensing Unit, Coil with Blower | 14AJM30 |  | RCQD-3621 | 13 | 16 | Yes | Yes | 2011-03-08 |  | 2
FALSE | 14AJM30 | 4513 | 3799741 | RUUD AIR CONDITIONING DIVISION | 14AJM30 | AC | Split System: Air-Cooled Condensing Unit, Coil with Blower | 14AJM30 |  | RCQD-3624 | 13 | 16 | Yes | Yes | 2011-03-08 |  | 2
FALSE | 14AJM30 | 4513 | 3799742 | RHEEM SALES COMPANY, INC. | 14AJM30 | AC | Split System: Air-Cooled Condensing Unit, Coil with Blower | 14AJM30 |  | RCQD-3624 | 13 | 16 | Yes | Yes | 2011-03-08 |  | 2
FALSE | 14AJM30 | 4513 | 3799743 | WEATHERKING AIR CONDITIONING DIVISION | 14AJM30 | AC | Split System: Air-Cooled Condensing Unit, Coil with Blower | 14AJM30 |  | RCQD-3624 | 13 | 16 | Yes | Yes | 2011-03-08 |  | 2
FALSE | 14AJM30 | 4513 | 3799805 | WEATHERKING AIR CONDITIONING DIVISION | 14AJM30 | AC | Split System: Air-Cooled Condensing Unit, Coil with Blower | 14AJM30 |  | RCQD-3624 | 13 | 16 | Yes | Yes | 2011-03-08 |  | 2
FALSE | 14AJM30 | 4513 | 3799806 | RUUD AIR CONDITIONING DIVISION | 14AJM30 | AC | Split System: Air-Cooled Condensing Unit, Coil with Blower | 14AJM30 |  | RCQD-3624 | 13 | 16 | Yes | Yes | 2011-03-08 |  | 2
FALSE | 14AJM30 | 4513 | 3799807 | RHEEM SALES COMPANY, INC. | 14AJM30 | AC | Split System: Air-Cooled Condensing Unit, Coil with Blower | 14AJM30 |  | RCQD-3624 | 13 | 16 | Yes | Yes | 2011-03-08 |  | 2
FALSE | 14AJM30 | 4513 | 3799808 | WEATHERKING AIR CONDITIONING DIVISION | 14AJM30 | AC | Split System: Air-Cooled Condensing Unit, Coil with Blower | 14AJM30 |  | RCQD-3624 | 13 | 16 | Yes | Yes | 2011-03-08 |  | 2
FALSE | 14AJM30 | 4513 | 3799809 | RUUD AIR CONDITIONING DIVISION | 14AJM30 | AC | Split System: Air-Cooled Condensing Unit, Coil with Blower | 14AJM30 |  | RCFL-A*3617 | 13 | 15.5 | Yes | Yes | 2011-03-08 |  | 1
FALSE | 14AJM30 | 4513 | 3799810 | RHEEM SALES COMPANY, INC. | 14AJM30 | AC | Split System: Air-Cooled Condensing Unit, Coil with Blower | 14AJM30 |  | RCFL-A*3617 | 13 | 15.5 | Yes | Yes | 2011-03-08 |  | 1
FALSE | 14AJM30 | 4513 | 3799811 | WEATHERKING AIR CONDITIONING DIVISION | 14AJM30 | AC | Split System: Air-Cooled Condensing Unit, Coil with Blower | 14AJM30 |  | RCFL-A*3617 | 13 | 15.5 | Yes | Yes | 2011-03-08 |  | 1
FALSE | 14AJM30 | 4513 | 3799812 | RUUD AIR CONDITIONING DIVISION | 14AJM30 | AC | Split System: Air-Cooled Condensing Unit, Coil with Blower | 14AJM30 |  | RCFL-H*3617 | 13 | 15.5 | Yes | Yes | 2011-03-08 |  | 1
FALSE | 14AJM30 | 4513 | 3799813 | RHEEM SALES COMPANY, INC. | 14AJM30 | AC | Split System: Air-Cooled Condensing Unit, Coil with Blower | 14AJM30 |  | RCFL-H*3617 | 13 | 15.5 | Yes | Yes | 2011-03-08 |  | 1
FALSE | 14AJM30 | 4513 | 3799814 | WEATHERKING AIR CONDITIONING DIVISION | 14AJM30 | AC | Split System: Air-Cooled Condensing Unit, Coil with Blower | 14AJM30 |  | RCFL-H*3617 | 13 | 15.5 | Yes | Yes | 2011-03-08 |  | 1
FALSE | 14AJM30 | 4513 | 3799815 | RUUD AIR CONDITIONING DIVISION | 14AJM30 | AC | Split System: Air-Cooled Condensing Unit, Coil with Blower | 14AJM30 |  | RCFL-H*3621 | 13 | 15.5 | Yes | Yes | 2011-03-08 |  | 1
FALSE | 14AJM30 | 4513 | 3799816 | RHEEM SALES COMPANY, INC. | 14AJM30 | AC | Split System: Air-Cooled Condensing Unit, Coil with Blower | 14AJM30 |  | RCFL-H*3621 | 13 | 15.5 | Yes | Yes | 2011-03-08 |  | 1
FALSE | 14AJM30 | 4513 | 3799817 | WEATHERKING AIR CONDITIONING DIVISION | 14AJM30 | AC | Split System: Air-Cooled Condensing Unit, Coil with Blower | 14AJM30 |  | RCFL-H*3621 | 13 | 15.5 | Yes | Yes | 2011-03-08 |  | 1
FALSE | 14AJM30 | 4513 | 3799818 | RUUD AIR CONDITIONING DIVISION | 14AJM30 | AC | Split System: Air-Cooled Condensing Unit, Coil with Blower | 14AJM30 |  | RCFL-A*3617 | 13 | 15.5 | Yes | Yes | 2011-03-08 |  | 1
FALSE | 14AJM30 | 4513 | 3799819 | RHEEM SALES COMPANY, INC. | 14AJM30 | AC | Split System: Air-Cooled Condensing Unit, Coil with Blower | 14AJM30 |  | RCFL-A*3617 | 13 | 15.5 | Yes | Yes | 2011-03-08 |  | 1
FALSE | 14AJM30 | 4513 | 3799820 | WEATHERKING AIR CONDITIONING DIVISION | 14AJM30 | AC | Split System: Air-Cooled Condensing Unit, Coil with Blower | 14AJM30 |  | RCFL-A*3617 | 13 | 15.5 | Yes | Yes | 2011-03-08 |  | 1
FALSE | 14AJM30 | 4513 | 3799821 | RUUD AIR CONDITIONING DIVISION | 14AJM30 | AC | Split System: Air-Cooled Condensing Unit, Coil with Blower | 14AJM30 |  | RCFL-H*3621 | 13 | 15.5 | Yes | Yes | 2011-03-08 |  | 1
FALSE | 14AJM30 | 4513 | 3799822 | RHEEM SALES COMPANY, INC. | 14AJM30 | AC | Split System: Air-Cooled Condensing Unit, Coil with Blower | 14AJM30 |  | RCFL-H*3621 | 13 | 15.5 | Yes | Yes | 2011-03-08 |  | 1
FALSE | 14AJM30 | 4513 | 3799823 | WEATHERKING AIR CONDITIONING DIVISION | 14AJM30 | AC | Split System: Air-Cooled Condensing Unit, Coil with Blower | 14AJM30 |  | RCFL-H*3621 | 13 | 15.5 | Yes | Yes | 2011-03-08 |  | 1
FALSE | 14AJM30 | 4513 | 3799824 | RUUD AIR CONDITIONING DIVISION | 14AJM30 | AC | Split System: Air-Cooled Condensing Unit, Coil with Blower | 14AJM30 |  | RCFL-A*3617 | 13 | 15.5 | Yes | Yes | 2011-03-08 |  | 1
FALSE | 14AJM30 | 4513 | 3799825 | RHEEM SALES COMPANY, INC. | 14AJM30 | AC | Split System: Air-Cooled Condensing Unit, Coil with Blower | 14AJM30 |  | RCFL-A*3617 | 13 | 15.5 | Yes | Yes | 2011-03-08 |  | 1
FALSE | 14AJM30 | 4513 | 3799826 | WEATHERKING AIR CONDITIONING DIVISION | 14AJM30 | AC | Split System: Air-Cooled Condensing Unit, Coil with Blower | 14AJM30 |  | RCFL-A*3617 | 13 | 15.5 | Yes | Yes | 2011-03-08 |  | 1
FALSE | 14AJM30 | 4513 | 3799827 | RUUD AIR CONDITIONING DIVISION | 14AJM30 | AC | Split System: Air-Cooled Condensing Unit, Coil with Blower | 14AJM30 |  | RCFL-H*3621 | 13 | 15.5 | Yes | Yes | 2011-03-08 |  | 1
FALSE | 14AJM30 | 4513 | 3799828 | RHEEM SALES COMPANY, INC. | 14AJM30 | AC | Split System: Air-Cooled Condensing Unit, Coil with Blower | 14AJM30 |  | RCFL-H*3621 | 13 | 15.5 | Yes | Yes | 2011-03-08 |  | 1
FALSE | 14AJM30 | 4513 | 3799829 | WEATHERKING AIR CONDITIONING DIVISION | 14AJM30 | AC | Split System: Air-Cooled Condensing Unit, Coil with Blower | 14AJM30 |  | RCFL-H*3621 | 13 | 15.5 | Yes | Yes | 2011-03-08 |  | 1
FALSE | 14AJM30 | 4513 | 3799830 | RUUD AIR CONDITIONING DIVISION | 14AJM30 | AC | Split System: Air-Cooled Condensing Unit, Coil with Blower | 14AJM30 |  | RHAL-FR30P | 12.2 | 14.5 | Yes | Yes | 2011-03-08 |  | 0
FALSE | 14AJM36 | 38 | 3799831 | RUUD AIR CONDITIONING DIVISION | 14AJM36 | AC | Split System: Air-Cooled Condensing Unit, Coil Alone | 14AJM36 |  | RCQD-3621 | 12 | 14.5 | Yes | Yes | 2011-03-08 |  | 0
FALSE | 14AJM36 | 38 | 3799832 | WEATHERKING AIR CONDITIONING DIVISION | 14AJM36 | AC | Split System: Air-Cooled Condensing Unit, Coil Alone | 14AJM36 |  | RCQD-3621 | 12 | 14.5 | Yes | Yes | 2011-03-08 |  | 0
FALSE | 14AJM36 | 38 | 3799833 | RUUD AIR CONDITIONING DIVISION | 14AJM36 | AC | Split System: Air-Cooled Condensing Unit, Coil Alone | 14AJM36 |  | RCQD-3624 | 12 | 14.5 | Yes | Yes | 2011-03-08 |  | 0
FALSE | 14AJM36 | 38 | 3799834 | WEATHERKING AIR CONDITIONING DIVISION | 14AJM36 | AC | Split System: Air-Cooled Condensing Unit, Coil Alone | 14AJM36 |  | RCQD-3624 | 12 | 14.5 | Yes | Yes | 2011-03-08 |  | 0
FALSE | 14AJM36 | 38 | 3799906 | WEATHERKING AIR CONDITIONING DIVISION | 14AJM36 | AC | Split System: Air-Cooled Condensing Unit, Coil with Blower | 14AJM36 |  | RCFL-A*3617 | 12.5 | 15.1 | Yes | Yes | 2011-03-08 |  | 1
FALSE | 14AJM36 | 38 | 3799907 | WEATHERKING AIR CONDITIONING DIVISION | 14AJM36 | AC | Split System: Air-Cooled Condensing Unit, Coil with Blower | 14AJM36 |  | RCFL-A*3621 | 12.5 | 15.1 | Yes | Yes | 2011-03-08 |  | 1
FALSE | 14AJM36 | 38 | 3799908 | WEATHERKING AIR CONDITIONING DIVISION | 14AJM36 | AC | Split System: Air-Cooled Condensing Unit, Coil with Blower | 14AJM36 |  | RCFL-H*3617 | 12.5 | 15.1 | Yes | Yes | 2011-03-08 |  | 1
FALSE | 14AJM36 | 38 | 3799909 | WEATHERKING AIR CONDITIONING DIVISION | 14AJM36 | AC | Split System: Air-Cooled Condensing Unit, Coil with Blower | 14AJM36 |  | RCFL-H*3621 | 12.5 | 15.1 | Yes | Yes | 2011-03-08 |  | 1
FALSE | 14AJM36 | 38 | 3799910 | WEATHERKING AIR CONDITIONING DIVISION | 14AJM36 | AC | Split System: Air-Cooled Condensing Unit, Coil with Blower | 14AJM36 |  | RCFL-A*3617 | 12.5 | 15.1 | Yes | Yes | 2011-03-08 |  | 1
FALSE | 14AJM36 | 38 | 3799911 | WEATHERKING AIR CONDITIONING DIVISION | 14AJM36 | AC | Split System: Air-Cooled Condensing Unit, Coil with Blower | 14AJM36 |  | RCFL-A*3621 | 12.5 | 15.1 | Yes | Yes | 2011-03-08 |  | 1
FALSE | 14AJM36 | 38 | 3799912 | WEATHERKING AIR CONDITIONING DIVISION | 14AJM36 | AC | Split System: Air-Cooled Condensing Unit, Coil with Blower | 14AJM36 |  | RCFL-H*3617 | 12.5 | 15.1 | Yes | Yes | 2011-03-08 |  | 1
FALSE | 14AJM36 | 38 | 3799913 | WEATHERKING AIR CONDITIONING DIVISION | 14AJM36 | AC | Split System: Air-Cooled Condensing Unit, Coil with Blower | 14AJM36 |  | RCFL-H*3621 | 12.5 | 15.1 | Yes | Yes | 2011-03-08 |  | 1
FALSE | 14AJM36 | 38 | 3799914 | RUUD AIR CONDITIONING DIVISION | 14AJM36 | AC | Split System: Air-Cooled Condensing Unit, Coil with Blower | 14AJM36 |  | RCFL-A*3621 | 13 | 15.5 | Yes | Yes | 2011-03-08 |  | 1
FALSE | 14AJM36 | 38 | 3799915 | RHEEM SALES COMPANY, INC. | 14AJM36 | AC | Split System: Air-Cooled Condensing Unit, Coil with Blower | 14AJM36 |  | RCFL-A*3621 | 13 | 15.5 | Yes | Yes | 2011-03-08 |  | 1
FALSE | 14AJM36 | 38 | 3799916 | WEATHERKING AIR CONDITIONING DIVISION | 14AJM36 | AC | Split System: Air-Cooled Condensing Unit, Coil with Blower | 14AJM36 |  | RCFL-A*3621 | 13 | 15.5 | Yes | Yes | 2011-03-08 |  | 1
FALSE | 14AJM36 | 38 | 3799917 | RUUD AIR CONDITIONING DIVISION | 14AJM36 | AC | Split System: Air-Cooled Condensing Unit, Coil with Blower | 14AJM36 |  | RCFL-H*3621 | 13 | 15.5 | Yes | Yes | 2011-03-08 |  | 1
FALSE | 14AJM36 | 38 | 3799918 | RHEEM SALES COMPANY, INC. | 14AJM36 | AC | Split System: Air-Cooled Condensing Unit, Coil with Blower | 14AJM36 |  | RCFL-H*3621 | 13 | 15.5 | Yes | Yes | 2011-03-08 |  | 1
FALSE | 14AJM36 | 38 | 3799919 | WEATHERKING AIR CONDITIONING DIVISION | 14AJM36 | AC | Split System: Air-Cooled Condensing Unit, Coil with Blower | 14AJM36 |  | RCFL-H*3621 | 13 | 15.5 | Yes | Yes | 2011-03-08 |  | 1
FALSE | 14AJM36 | 38 | 3799920 | RUUD AIR CONDITIONING DIVISION | 14AJM36 | AC | Split System: Air-Cooled Condensing Unit, Coil with Blower | 14AJM36 |  | RCFN-H*3624 | 13 | 16 | Yes | Yes | 2011-03-08 |  | 2
FALSE | 14AJM36 | 38 | 3799921 | RHEEM SALES COMPANY, INC. | 14AJM36 | AC | Split System: Air-Cooled Condensing Unit, Coil with Blower | 14AJM36 |  | RCFN-H*3624 | 13 | 16 | Yes | Yes | 2011-03-08 |  | 2
FALSE | 14AJM36 | 38 | 3799922 | WEATHERKING AIR CONDITIONING DIVISION | 14AJM36 | AC | Split System: Air-Cooled Condensing Unit, Coil with Blower | 14AJM36 |  | RCFN-H*3624 | 13 | 16 | Yes | Yes | 2011-03-08 |  | 2
FALSE | 14AJM36 | 38 | 3799923 | WEATHERKING AIR CONDITIONING DIVISION | 14AJM36 | AC | Split System: Air-Cooled Condensing Unit, Coil with Blower | 14AJM36 |  | RCFL-A*3621 | 12.5 | 15.1 | Yes | Yes | 2011-03-08 |  | 1
FALSE | 14AJM36 | 38 | 3799924 | WEATHERKING AIR CONDITIONING DIVISION | 14AJM36 | AC | Split System: Air-Cooled Condensing Unit, Coil with Blower | 14AJM36 |  | RCFL-H*3621 | 12.5 | 15.1 | Yes | Yes | 2011-03-08 |  | 1
FALSE | 14AJM36 | 38 | 3799925 | RUUD AIR CONDITIONING DIVISION | 14AJM36 | AC | Split System: Air-Cooled Condensing Unit, Coil with Blower | 14AJM36 |  | RCFN-H*3624 | 13 | 16 | Yes | Yes | 2011-03-08 |  | 2
FALSE | 14AJM36 | 38 | 3799926 | RHEEM SALES COMPANY, INC. | 14AJM36 | AC | Split System: Air-Cooled Condensing Unit, Coil with Blower | 14AJM36 |  | RCFN-H*3624 | 13 | 16 | Yes | Yes | 2011-03-08 |  | 2
FALSE | 14AJM36 | 38 | 3799927 | WEATHERKING AIR CONDITIONING DIVISION | 14AJM36 | AC | Split System: Air-Cooled Condensing Unit, Coil with Blower | 14AJM36 |  | RCFN-H*3624 | 13 | 16 | Yes | Yes | 2011-03-08 |  | 2
FALSE | 14AJM36 | 38 | 3799989 | RUUD AIR CONDITIONING DIVISION | 14AJM36 | AC | Split System: Air-Cooled Condensing Unit, Coil with Blower | 14AJM36 |  | RCQD-3624 | 13 | 16 | Yes | Yes | 2011-03-08 |  | 2
FALSE | 14AJM36 | 38 | 3799990 | RHEEM SALES COMPANY, INC. | 14AJM36 | AC | Split System: Air-Cooled Condensing Unit, Coil with Blower | 14AJM36 |  | RCQD-3624 | 13 | 16 | Yes | Yes | 2011-03-08 |  | 2
FALSE | 14AJM36 | 38 | 3799991 | WEATHERKING AIR CONDITIONING DIVISION | 14AJM36 | AC | Split System: Air-Cooled Condensing Unit, Coil with Blower | 14AJM36 |  | RCQD-3624 | 13 | 16 | Yes | Yes | 2011-03-08 |  | 2
FALSE | 14AJM36 | 38 | 3799992 | RUUD AIR CONDITIONING DIVISION | 14AJM36 | AC | Split System: Air-Cooled Condensing Unit, Coil with Blower | 14AJM36 |  | RCQD-3624 | 13 | 16 | Yes | Yes | 2011-03-08 |  | 2
FALSE | 14AJM36 | 38 | 3799993 | RHEEM SALES COMPANY, INC. | 14AJM36 | AC | Split System: Air-Cooled Condensing Unit, Coil with Blower | 14AJM36 |  | RCQD-3624 | 13 | 16 | Yes | Yes | 2011-03-08 |  | 2
FALSE | 14AJM36 | 38 | 3800022 | RUUD AIR CONDITIONING DIVISION | 14AJM36 | AC | Split System: Air-Cooled Condensing Unit, Coil with Blower | 14AJM36 |  | RCQD-3621 | 12.5 | 15 | Yes | Yes | 2011-03-08 |  | 1
FALSE | 14AJM36 | 38 | 3800023 | RHEEM SALES COMPANY, INC. | 14AJM36 | AC | Split System: Air-Cooled Condensing Unit, Coil with Blower | 14AJM36 |  | RCQD-3621 | 12.5 | 15 | Yes | Yes | 2011-03-08 |  | 1
FALSE | 14AJM36 | 38 | 3800024 | WEATHERKING AIR CONDITIONING DIVISION | 14AJM36 | AC | Split System: Air-Cooled Condensing Unit, Coil with Blower | 14AJM36 |  | RCQD-3621 | 12.5 | 15 | Yes | Yes | 2011-03-08 |  | 1
FALSE | 14AJM36 | 38 | 3800025 | RUUD AIR CONDITIONING DIVISION | 14AJM36 | AC | Split System: Air-Cooled Condensing Unit, Coil with Blower | 14AJM36 |  | RCQD-3624 | 12.5 | 15 | Yes | Yes | 2011-03-08 |  | 1
FALSE | 14AJM36 | 38 | 3800026 | RHEEM SALES COMPANY, INC. | 14AJM36 | AC | Split System: Air-Cooled Condensing Unit, Coil with Blower | 14AJM36 |  | RCQD-3624 | 12.5 | 15 | Yes | Yes | 2011-03-08 |  | 1
FALSE | 14AJM36 | 38 | 3800027 | WEATHERKING AIR CONDITIONING DIVISION | 14AJM36 | AC | Split System: Air-Cooled Condensing Unit, Coil with Blower | 14AJM36 |  | RCQD-3624 | 12.5 | 15 | Yes | Yes | 2011-03-08 |  | 1
FALSE | 14AJM36 | 38 | 3800028 | RUUD AIR CONDITIONING DIVISION | 14AJM36 | AC | Split System: Air-Cooled Condensing Unit, Coil with Blower | 14AJM36 |  | RCQD-3621 | 13 | 15.5 | Yes | Yes | 2011-03-08 |  | 1
FALSE | 14AJM36 | 38 | 3800029 | RHEEM SALES COMPANY, INC. | 14AJM36 | AC | Split System: Air-Cooled Condensing Unit, Coil with Blower | 14AJM36 |  | RCQD-3621 | 13 | 15.5 | Yes | Yes | 2011-03-08 |  | 1
FALSE | 14AJM36 | 38 | 3800030 | WEATHERKING AIR CONDITIONING DIVISION | 14AJM36 | AC | Split System: Air-Cooled Condensing Unit, Coil with Blower | 14AJM36 |  | RCQD-3621 | 13 | 15.5 | Yes | Yes | 2011-03-08 |  | 1
FALSE | 14AJM36 | 38 | 3800031 | RUUD AIR CONDITIONING DIVISION | 14AJM36 | AC | Split System: Air-Cooled Condensing Unit, Coil with Blower | 14AJM36 |  | RCQD-3624 | 13 | 16 | Yes | Yes | 2011-03-08 |  | 2
FALSE | 14AJM36 | 38 | 3800032 | RHEEM SALES COMPANY, INC. | 14AJM36 | AC | Split System: Air-Cooled Condensing Unit, Coil with Blower | 14AJM36 |  | RCQD-3624 | 13 | 16 | Yes | Yes | 2011-03-08 |  | 2
FALSE | 14AJM36 | 38 | 3800033 | WEATHERKING AIR CONDITIONING DIVISION | 14AJM36 | AC | Split System: Air-Cooled Condensing Unit, Coil with Blower | 14AJM36 |  | RCQD-3624 | 13 | 16 | Yes | Yes | 2011-03-08 |  | 2
FALSE | 14AJM36 | 38 | 3800034 | RUUD AIR CONDITIONING DIVISION | 14AJM36 | AC | Split System: Air-Cooled Condensing Unit, Coil with Blower | 14AJM36 |  | RCQD-3621 | 12.5 | 15.1 | Yes | Yes | 2011-03-08 |  | 1
FALSE | 14AJM36 | 38 | 3800035 | RHEEM SALES COMPANY, INC. | 14AJM36 | AC | Split System: Air-Cooled Condensing Unit, Coil with Blower | 14AJM36 |  | RCQD-3621 | 12.5 | 15.1 | Yes | Yes | 2011-03-08 |  | 1
FALSE | 14AJM36 | 38 | 3800036 | WEATHERKING AIR CONDITIONING DIVISION | 14AJM36 | AC | Split System: Air-Cooled Condensing Unit, Coil with Blower | 14AJM36 |  | RCQD-3621 | 12.5 | 15.1 | Yes | Yes | 2011-03-08 |  | 1
FALSE | 14AJM36 | 38 | 3800037 | RUUD AIR CONDITIONING DIVISION | 14AJM36 | AC | Split System: Air-Cooled Condensing Unit, Coil with Blower | 14AJM36 |  | RCQD-3624 | 13 | 15.5 | Yes | Yes | 2011-03-08 |  | 1
FALSE | 14AJM36 | 38 | 3800038 | RHEEM SALES COMPANY, INC. | 14AJM36 | AC | Split System: Air-Cooled Condensing Unit, Coil with Blower | 14AJM36 |  | RCQD-3624 | 13 | 15.5 | Yes | Yes | 2011-03-08 |  | 1
FALSE | 14AJM36 | 38 | 3800039 | WEATHERKING AIR CONDITIONING DIVISION | 14AJM36 | AC | Split System: Air-Cooled Condensing Unit, Coil with Blower | 14AJM36 |  | RCQD-3624 | 13 | 15.5 | Yes | Yes | 2011-03-08 |  | 1
FALSE | 14AJM36 | 38 | 3800040 | RUUD AIR CONDITIONING DIVISION | 14AJM36 | AC | Split System: Air-Cooled Condensing Unit, Coil with Blower | 14AJM36 |  | RCQD-3624 | 13 | 16 | Yes | Yes | 2011-03-08 |  | 2
FALSE | 14AJM36 | 38 | 3800041 | RHEEM SALES COMPANY, INC. | 14AJM36 | AC | Split System: Air-Cooled Condensing Unit, Coil with Blower | 14AJM36 |  | RCQD-3624 | 13 | 16 | Yes | Yes | 2011-03-08 |  | 2
FALSE | 14AJM36 | 38 | 3800042 | WEATHERKING AIR CONDITIONING DIVISION | 14AJM36 | AC | Split System: Air-Cooled Condensing Unit, Coil with Blower | 14AJM36 |  | RCQD-3624 | 13 | 16 | Yes | Yes | 2011-03-08 |  | 2
FALSE | 14AJM36 | 38 | 3800043 | RUUD AIR CONDITIONING DIVISION | 14AJM36 | AC | Split System: Air-Cooled Condensing Unit, Coil with Blower | 14AJM36 |  | RCFL-A*3617 | 12.5 | 15 | Yes | Yes | 2011-03-08 |  | 1
FALSE | 14AJM36 | 38 | 3800044 | RHEEM SALES COMPANY, INC. | 14AJM36 | AC | Split System: Air-Cooled Condensing Unit, Coil with Blower | 14AJM36 |  | RCFL-A*3617 | 12.5 | 15 | Yes | Yes | 2011-03-08 |  | 1
FALSE | 14AJM36 | 38 | 3800045 | WEATHERKING AIR CONDITIONING DIVISION | 14AJM36 | AC | Split System: Air-Cooled Condensing Unit, Coil with Blower | 14AJM36 |  | RCFL-A*3617 | 12.5 | 15 | Yes | Yes | 2011-03-08 |  | 1
FALSE | 14AJM36 | 38 | 3800046 | RUUD AIR CONDITIONING DIVISION | 14AJM36 | AC | Split System: Air-Cooled Condensing Unit, Coil with Blower | 14AJM36 |  | RCFL-H*3617 | 12.5 | 15 | Yes | Yes | 2011-03-08 |  | 1
FALSE | 14AJM42 | 4530 | 3800085 | WEATHERKING AIR CONDITIONING DIVISION | 14AJM42 | AC | Split System: Air-Cooled Condensing Unit, Coil with Blower | 14AJM42 |  | RCFL-A*4821 | 12 | 14.5 | Yes | Yes | 2011-03-08 |  | 0
FALSE | 14AJM42 | 4530 | 3800086 | WEATHERKING AIR CONDITIONING DIVISION | 14AJM42 | AC | Split System: Air-Cooled Condensing Unit, Coil with Blower | 14AJM42 |  | RCFL-H*4821 | 12 | 14.5 | Yes | Yes | 2011-03-08 |  | 0
FALSE | 14AJM42 | 4530 | 3800087 | WEATHERKING AIR CONDITIONING DIVISION | 14AJM42 | AC | Split System: Air-Cooled Condensing Unit, Coil with Blower | 14AJM42 |  | RCFL-A*4821 | 12 | 14.5 | Yes | Yes | 2011-03-08 |  | 0
FALSE | 14AJM42 | 4530 | 3800088 | WEATHERKING AIR CONDITIONING DIVISION | 14AJM42 | AC | Split System: Air-Cooled Condensing Unit, Coil with Blower | 14AJM42 |  | RCFL-H*4821 | 12 | 14.5 | Yes | Yes | 2011-03-08 |  | 0
FALSE | 14AJM42 | 4530 | 3800089 | RUUD AIR CONDITIONING DIVISION | 14AJM42 | AC | Split System: Air-Cooled Condensing Unit, Coil with Blower | 14AJM42 |  | RCFL-A*4821 | 12.5 | 15.1 | Yes | Yes | 2011-03-08 |  | 1
FALSE | 14AJM42 | 4530 | 3800090 | RHEEM SALES COMPANY, INC. | 14AJM42 | AC | Split System: Air-Cooled Condensing Unit, Coil with Blower | 14AJM42 |  | RCFL-A*4821 | 12.5 | 15.1 | Yes | Yes | 2011-03-08 |  | 1
FALSE | 14AJM42 | 4530 | 3800091 | WEATHERKING AIR CONDITIONING DIVISION | 14AJM42 | AC | Split System: Air-Cooled Condensing Unit, Coil with Blower | 14AJM42 |  | RCFL-A*4821 | 12.5 | 15.1 | Yes | Yes | 2011-03-08 |  | 1
FALSE | 14AJM42 | 4530 | 3800092 | RUUD AIR CONDITIONING DIVISION | 14AJM42 | AC | Split System: Air-Cooled Condensing Unit, Coil with Blower | 14AJM42 |  | RCFL-A*4824 | 12.5 | 15.1 | Yes | Yes | 2011-03-08 |  | 1
FALSE | 14AJM42 | 4530 | 3800093 | RHEEM SALES COMPANY, INC. | 14AJM42 | AC | Split System: Air-Cooled Condensing Unit, Coil with Blower | 14AJM42 |  | RCFL-A*4824 | 12.5 | 15.1 | Yes | Yes | 2011-03-08 |  | 1
FALSE | 14AJM42 | 4530 | 3800094 | WEATHERKING AIR CONDITIONING DIVISION | 14AJM42 | AC | Split System: Air-Cooled Condensing Unit, Coil with Blower | 14AJM42 |  | RCFL-A*4824 | 12.5 | 15.1 | Yes | Yes | 2011-03-08 |  | 1
FALSE | 14AJM42 | 4530 | 3800095 | RUUD AIR CONDITIONING DIVISION | 14AJM42 | AC | Split System: Air-Cooled Condensing Unit, Coil with Blower | 14AJM42 |  | RCFL-H*4821 | 12.5 | 15.1 | Yes | Yes | 2011-03-08 |  | 1
FALSE | 14AJM42 | 4530 | 3800096 | RHEEM SALES COMPANY, INC. | 14AJM42 | AC | Split System: Air-Cooled Condensing Unit, Coil with Blower | 14AJM42 |  | RCFL-H*4821 | 12.5 | 15.1 | Yes | Yes | 2011-03-08 |  | 1
FALSE | 14AJM42 | 4530 | 3800097 | WEATHERKING AIR CONDITIONING DIVISION | 14AJM42 | AC | Split System: Air-Cooled Condensing Unit, Coil with Blower | 14AJM42 |  | RCFL-H*4821 | 12.5 | 15.1 | Yes | Yes | 2011-03-08 |  | 1
FALSE | 14AJM42 | 4530 | 3800098 | RUUD AIR CONDITIONING DIVISION | 14AJM42 | AC | Split System: Air-Cooled Condensing Unit, Coil with Blower | 14AJM42 |  | RCFL-H*4824 | 12.5 | 15.1 | Yes | Yes | 2011-03-08 |  | 1
FALSE | 14AJM42 | 4530 | 3800099 | RHEEM SALES COMPANY, INC. | 14AJM42 | AC | Split System: Air-Cooled Condensing Unit, Coil with Blower | 14AJM42 |  | RCFL-H*4824 | 12.5 | 15.1 | Yes | Yes | 2011-03-08 |  | 1
FALSE | 14AJM42 | 4530 | 3800100 | WEATHERKING AIR CONDITIONING DIVISION | 14AJM42 | AC | Split System: Air-Cooled Condensing Unit, Coil with Blower | 14AJM42 |  | RCFL-H*4824 | 12.5 | 15.1 | Yes | Yes | 2011-03-08 |  | 1
FALSE | 14AJM42 | 4530 | 3800101 | RUUD AIR CONDITIONING DIVISION | 14AJM42 | AC | Split System: Air-Cooled Condensing Unit, Coil with Blower | 14AJM42 |  | RCFN-H*4824 | 13 | 15.5 | Yes | Yes | 2011-03-08 |  | 1
FALSE | 14AJM42 | 4530 | 3800102 | RHEEM SALES COMPANY, INC. | 14AJM42 | AC | Split System: Air-Cooled Condensing Unit, Coil with Blower | 14AJM42 |  | RCFN-H*4824 | 13 | 15.5 | Yes | Yes | 2011-03-08 |  | 1
FALSE | 14AJM42 | 4530 | 3800103 | WEATHERKING AIR CONDITIONING DIVISION | 14AJM42 | AC | Split System: Air-Cooled Condensing Unit, Coil with Blower | 14AJM42 |  | RCFN-H*4824 | 13 | 15.5 | Yes | Yes | 2011-03-08 |  | 1
FALSE | 14AJM42 | 4530 | 3800104 | WEATHERKING AIR CONDITIONING DIVISION | 14AJM42 | AC | Split System: Air-Cooled Condensing Unit, Coil with Blower | 14AJM42 |  | RCFL-A*4821 | 12.5 | 15.1 | Yes | Yes | 2011-03-08 |  | 1
FALSE | 14AJM42 | 4530 | 3800105 | WEATHERKING AIR CONDITIONING DIVISION | 14AJM42 | AC | Split System: Air-Cooled Condensing Unit, Coil with Blower | 14AJM42 |  | RCFL-A*4824 | 12.5 | 15.1 | Yes | Yes | 2011-03-08 |  | 1
FALSE | 14AJM42 | 4530 | 3800106 | WEATHERKING AIR CONDITIONING DIVISION | 14AJM42 | AC | Split System: Air-Cooled Condensing Unit, Coil with Blower | 14AJM42 |  | RCFL-H*4821 | 12.5 | 15.1 | Yes | Yes | 2011-03-08 |  | 1
FALSE | 14AJM42 | 4530 | 3800107 | WEATHERKING AIR CONDITIONING DIVISION | 14AJM42 | AC | Split System: Air-Cooled Condensing Unit, Coil with Blower | 14AJM42 |  | RCFL-H*4824 | 12.5 | 15.1 | Yes | Yes | 2011-03-08 |  | 1
FALSE | 14AJM42 | 4530 | 3800108 | RUUD AIR CONDITIONING DIVISION | 14AJM42 | AC | Split System: Air-Cooled Condensing Unit, Coil with Blower | 14AJM42 |  | RCFN-H*4824 | 13 | 15.5 | Yes | Yes | 2011-03-08 |  | 1
FALSE | 14AJM42 | 4530 | 3800109 | RHEEM SALES COMPANY, INC. | 14AJM42 | AC | Split System: Air-Cooled Condensing Unit, Coil with Blower | 14AJM42 |  | RCFN-H*4824 | 13 | 15.5 | Yes | Yes | 2011-03-08 |  | 1
FALSE | 14AJM42 | 4530 | 3800110 | WEATHERKING AIR CONDITIONING DIVISION | 14AJM42 | AC | Split System: Air-Cooled Condensing Unit, Coil with Blower | 14AJM42 |  | RCFN-H*4824 | 13 | 15.5 | Yes | Yes | 2011-03-08 |  | 1
FALSE | 14AJM42 | 4530 | 3800111 | WEATHERKING AIR CONDITIONING DIVISION | 14AJM42 | AC | Split System: Air-Cooled Condensing Unit, Coil with Blower | 14AJM42 |  | RCFL-A*4824 | 13 | 15.5 | Yes | Yes | 2011-03-08 |  | 1
FALSE | 14AJM42 | 4530 | 3800112 | WEATHERKING AIR CONDITIONING DIVISION | 14AJM42 | AC | Split System: Air-Cooled Condensing Unit, Coil with Blower | 14AJM42 |  | RCFL-H*4824 | 13 | 15.5 | Yes | Yes | 2011-03-08 |  | 1
FALSE | 14AJM42 | 4530 | 3800113 | RUUD AIR CONDITIONING DIVISION | 14AJM42 | AC | Split System: Air-Cooled Condensing Unit, Coil with Blower | 14AJM42 |  | RCFN-H*4824 | 13 | 16 | Yes | Yes | 2011-03-08 |  | 2
FALSE | 14AJM42 | 4530 | 3800114 | RHEEM SALES COMPANY, INC. | 14AJM42 | AC | Split System: Air-Cooled Condensing Unit, Coil with Blower | 14AJM42 |  | RCFN-H*4824 | 13 | 16 | Yes | Yes | 2011-03-08 |  | 2
FALSE | 14AJM42 | 4530 | 3800115 | WEATHERKING AIR CONDITIONING DIVISION | 14AJM42 | AC | Split System: Air-Cooled Condensing Unit, Coil with Blower | 14AJM42 |  | RCFN-H*4824 | 13 | 16 | Yes | Yes | 2011-03-08 |  | 2
FALSE | 14AJM42 | 4530 | 3800116 | WEATHERKING AIR CONDITIONING DIVISION | 14AJM42 | AC | Split System: Air-Cooled Condensing Unit, Coil with Blower | 14AJM42 |  | RCFL-H*4821 | 12 | 14.5 | Yes | Yes | 2011-03-08 |  | 0
FALSE | 14AJM42 | 4530 | 3800117 | WEATHERKING AIR CONDITIONING DIVISION | 14AJM42 | AC | Split System: Air-Cooled Condensing Unit, Coil with Blower | 14AJM42 |  | RCFL-H*4821 | 12 | 14.5 | Yes | Yes | 2011-03-08 |  | 0
FALSE | 14AJM42 | 4530 | 3800118 | WEATHERKING AIR CONDITIONING DIVISION | 14AJM42 | AC | Split System: Air-Cooled Condensing Unit, Coil with Blower | 14AJM42 |  | RCFL-H*4821 | 12.5 | 15.1 | Yes | Yes | 2011-03-08 |  | 1
FALSE | 14AJM42 | 4530 | 3800119 | WEATHERKING AIR CONDITIONING DIVISION | 14AJM42 | AC | Split System: Air-Cooled Condensing Unit, Coil with Blower | 14AJM42 |  | RCFL-H*4824 | 12.5 | 15.1 | Yes | Yes | 2011-03-08 |  | 1
FALSE | 14AJM42 | 4530 | 3800120 | RUUD AIR CONDITIONING DIVISION | 14AJM42 | AC | Split System: Air-Cooled Condensing Unit, Coil with Blower | 14AJM42 |  | RCFN-H*4824 | 13 | 15.5 | Yes | Yes | 2011-03-08 |  | 1
FALSE | 14AJM48 | 58 | 3800179 | RUUD AIR CONDITIONING DIVISION | 14AJM48 | AC | Split System: Air-Cooled Condensing Unit, Coil with Blower | 14AJM48 |  | RCFL-A*4821 | 12 | 14.5 | Yes | Yes | 2011-03-08 |  | 0
FALSE | 14AJM48 | 58 | 3800180 | RHEEM SALES COMPANY, INC. | 14AJM48 | AC | Split System: Air-Cooled Condensing Unit, Coil with Blower | 14AJM48 |  | RCFL-A*4821 | 12 | 14.5 | Yes | Yes | 2011-03-08 |  | 0
FALSE | 14AJM48 | 58 | 3800181 | WEATHERKING AIR CONDITIONING DIVISION | 14AJM48 | AC | Split System: Air-Cooled Condensing Unit, Coil with Blower | 14AJM48 |  | RCFL-A*4821 | 12 | 14.5 | Yes | Yes | 2011-03-08 |  | 0
FALSE | 14AJM48 | 58 | 3800182 | RUUD AIR CONDITIONING DIVISION | 14AJM48 | AC | Split System: Air-Cooled Condensing Unit, Coil with Blower | 14AJM48 |  | RCFL-A*4824 | 12 | 14.5 | Yes | Yes | 2011-03-08 |  | 0
FALSE | 14AJM48 | 58 | 3800183 | RHEEM SALES COMPANY, INC. | 14AJM48 | AC | Split System: Air-Cooled Condensing Unit, Coil with Blower | 14AJM48 |  | RCFL-A*4824 | 12 | 14.5 | Yes | Yes | 2011-03-08 |  | 0
FALSE | 14AJM48 | 58 | 3800184 | WEATHERKING AIR CONDITIONING DIVISION | 14AJM48 | AC | Split System: Air-Cooled Condensing Unit, Coil with Blower | 14AJM48 |  | RCFL-A*4824 | 12 | 14.5 | Yes | Yes | 2011-03-08 |  | 0
FALSE | 14AJM48 | 58 | 3800185 | RUUD AIR CONDITIONING DIVISION | 14AJM48 | AC | Split System: Air-Cooled Condensing Unit, Coil with Blower | 14AJM48 |  | RCFL-H*4821 | 12 | 14.5 | Yes | Yes | 2011-03-08 |  | 0
FALSE | 14AJM48 | 58 | 3800186 | RHEEM SALES COMPANY, INC. | 14AJM48 | AC | Split System: Air-Cooled Condensing Unit, Coil with Blower | 14AJM48 |  | RCFL-H*4821 | 12 | 14.5 | Yes | Yes | 2011-03-08 |  | 0
FALSE | 14AJM48 | 58 | 3800187 | WEATHERKING AIR CONDITIONING DIVISION | 14AJM48 | AC | Split System: Air-Cooled Condensing Unit, Coil with Blower | 14AJM48 |  | RCFL-H*4821 | 12 | 14.5 | Yes | Yes | 2011-03-08 |  | 0
FALSE | 14AJM48 | 58 | 3800188 | RUUD AIR CONDITIONING DIVISION | 14AJM48 | AC | Split System: Air-Cooled Condensing Unit, Coil with Blower | 14AJM48 |  | RCFL-H*4824 | 12 | 14.5 | Yes | Yes | 2011-03-08 |  | 0
FALSE | 14AJM48 | 58 | 3800189 | RHEEM SALES COMPANY, INC. | 14AJM48 | AC | Split System: Air-Cooled Condensing Unit, Coil with Blower | 14AJM48 |  | RCFL-H*4824 | 12 | 14.5 | Yes | Yes | 2011-03-08 |  | 0
FALSE | 14AJM48 | 58 | 3800190 | WEATHERKING AIR CONDITIONING DIVISION | 14AJM48 | AC | Split System: Air-Cooled Condensing Unit, Coil with Blower | 14AJM48 |  | RCFL-H*4824 | 12 | 14.5 | Yes | Yes | 2011-03-08 |  | 0
FALSE | 14AJM48 | 58 | 3800191 | WEATHERKING AIR CONDITIONING DIVISION | 14AJM48 | AC | Split System: Air-Cooled Condensing Unit, Coil with Blower | 14AJM48 |  | RCFL-A*4821 | 12 | 14.5 | Yes | Yes | 2011-03-08 |  | 0
FALSE | 14AJM48 | 58 | 3800192 | WEATHERKING AIR CONDITIONING DIVISION | 14AJM48 | AC | Split System: Air-Cooled Condensing Unit, Coil with Blower | 14AJM48 |  | RCFL-A*4824 | 12 | 14.5 | Yes | Yes | 2011-03-08 |  | 0
FALSE | 14AJM48 | 58 | 3800193 | WEATHERKING AIR CONDITIONING DIVISION | 14AJM48 | AC | Split System: Air-Cooled Condensing Unit, Coil with Blower | 14AJM48 |  | RCFL-H*4821 | 12 | 14.5 | Yes | Yes | 2011-03-08 |  | 0
FALSE | 14AJM48 | 58 | 3800194 | WEATHERKING AIR CONDITIONING DIVISION | 14AJM48 | AC | Split System: Air-Cooled Condensing Unit, Coil with Blower | 14AJM48 |  | RCFL-H*4824 | 12 | 14.5 | Yes | Yes | 2011-03-08 |  | 0
FALSE | 14AJM48 | 58 | 3800195 | WEATHERKING AIR CONDITIONING DIVISION | 14AJM48 | AC | Split System: Air-Cooled Condensing Unit, Coil with Blower | 14AJM48 |  | RCFL-A*4824 | 12 | 14.5 | Yes | Yes | 2011-03-08 |  | 0
FALSE | 14AJM48 | 58 | 3800196 | WEATHERKING AIR CONDITIONING DIVISION | 14AJM48 | AC | Split System: Air-Cooled Condensing Unit, Coil with Blower | 14AJM48 |  | RCFL-H*4824 | 12 | 14.5 | Yes | Yes | 2011-03-08 |  | 0
FALSE | 14AJM48 | 58 | 3800197 | RUUD AIR CONDITIONING DIVISION | 14AJM48 | AC | Split System: Air-Cooled Condensing Unit, Coil with Blower | 14AJM48 |  | RCFN-H*4824 | 12.5 | 15 | Yes | Yes | 2011-03-08 |  | 1
FALSE | 14AJM48 | 58 | 3800198 | RHEEM SALES COMPANY, INC. | 14AJM48 | AC | Split System: Air-Cooled Condensing Unit, Coil with Blower | 14AJM48 |  | RCFN-H*4824 | 12.5 | 15 | Yes | Yes | 2011-03-08 |  | 1
FALSE | 14AJM48 | 58 | 3800199 | WEATHERKING AIR CONDITIONING DIVISION | 14AJM48 | AC | Split System: Air-Cooled Condensing Unit, Coil with Blower | 14AJM48 |  | RCFN-H*4824 | 12.5 | 15 | Yes | Yes | 2011-03-08 |  | 1
FALSE | 14AJM48 | 58 | 3800220 | WEATHERKING AIR CONDITIONING DIVISION | 14AJM48 | AC | Split System: Air-Cooled Condensing Unit, Coil with Blower | 14AJM48 |  | RCFL-H*4821 | 12 | 14.5 | Yes | Yes | 2011-03-08 |  | 0
FALSE | 14AJM48 | 58 | 3800221 | WEATHERKING AIR CONDITIONING DIVISION | 14AJM48 | AC | Split System: Air-Cooled Condensing Unit, Coil with Blower | 14AJM48 |  | RCFL-H*4824 | 12 | 14.5 | Yes | Yes | 2011-03-08 |  | 0
FALSE | 14AJM48 | 58 | 3800291 | RHEEM SALES COMPANY, INC. | 14AJM48 | AC | Split System: Air-Cooled Condensing Unit, Coil with Blower | 14AJM48 |  | RCFL-H*4824 | 12 | 14.5 | Yes | Yes | 2011-03-08 |  | 0
FALSE | 14AJM48 | 58 | 3800292 | WEATHERKING AIR CONDITIONING DIVISION | 14AJM48 | AC | Split System: Air-Cooled Condensing Unit, Coil with Blower | 14AJM48 |  | RCFL-H*4824 | 12 | 14.5 | Yes | Yes | 2011-03-08 |  | 0
FALSE | 14AJM49 | 4536 | 3800293 | RUUD AIR CONDITIONING DIVISION | 14AJM49 | AC | Split System: Air-Cooled Condensing Unit, Coil Alone | 14AJM49 |  | RCFL-A*4824 | 12 | 14.5 | Yes | Yes | 2011-03-08 |  | 0
FALSE | 14AJM49 | 4536 | 3800294 | WEATHERKING AIR CONDITIONING DIVISION | 14AJM49 | AC | Split System: Air-Cooled Condensing Unit, Coil Alone | 14AJM49 |  | RCFL-A*4824 | 12 | 14.5 | Yes | Yes | 2011-03-08 |  | 0
FALSE | 14AJM49 | 4536 | 3800295 | RUUD AIR CONDITIONING DIVISION | 14AJM49 | AC | Split System: Air-Cooled Condensing Unit, Coil Alone | 14AJM49 |  | RCFL-H*4824 | 12 | 14.5 | Yes | Yes | 2011-03-08 |  | 0
FALSE | 14AJM49 | 4536 | 3800296 | WEATHERKING AIR CONDITIONING DIVISION | 14AJM49 | AC | Split System: Air-Cooled Condensing Unit, Coil Alone | 14AJM49 |  | RCFL-H*4824 | 12 | 14.5 | Yes | Yes | 2011-03-08 |  | 0
FALSE | 14AJM49 | 4536 | 3800297 | RUUD AIR CONDITIONING DIVISION | 14AJM49 | AC | Split System: Air-Cooled Condensing Unit, Coil Alone | 14AJM49 |  | RCFN-H*4824 | 12.5 | 15.5 | Yes | Yes | 2011-03-08 |  | 1
FALSE | 14AJM49 | 4536 | 3800298 | WEATHERKING AIR CONDITIONING DIVISION | 14AJM49 | AC | Split System: Air-Cooled Condensing Unit, Coil Alone | 14AJM49 |  | RCFN-H*4824 | 12.5 | 15.5 | Yes | Yes | 2011-03-08 |  | 1
FALSE | 14AJM49 | 4536 | 3800299 | RUUD AIR CONDITIONING DIVISION | 14AJM49 | AC | Split System: Air-Cooled Condensing Unit, Coil Alone | 14AJM49 |  | RCQD-4821 | 12 | 14.5 | Yes | Yes | 2011-03-08 |  | 0
FALSE | 14AJM49 | 4536 | 3800300 | WEATHERKING AIR CONDITIONING DIVISION | 14AJM49 | AC | Split System: Air-Cooled Condensing Unit, Coil Alone | 14AJM49 |  | RCQD-4821 | 12 | 14.5 | Yes | Yes | 2011-03-08 |  | 0
FALSE | 14AJM49 | 4536 | 3800301 | RUUD AIR CONDITIONING DIVISION | 14AJM49 | AC | Split System: Air-Cooled Condensing Unit, Coil Alone | 14AJM49 |  | RCQD-4824 | 12 | 14.5 | Yes | Yes | 2011-03-08 |  | 0
FALSE | 14AJM49 | 4536 | 3800302 | WEATHERKING AIR CONDITIONING DIVISION | 14AJM49 | AC | Split System: Air-Cooled Condensing Unit, Coil Alone | 14AJM49 |  | RCQD-4824 | 12 | 14.5 | Yes | Yes | 2011-03-08 |  | 0
FALSE | 14AJM49 | 4536 | 3800447 | RHEEM SALES COMPANY, INC. | 14AJM49 | AC | Split System: Air-Cooled Condensing Unit, Coil with Blower | 14AJM49 |  | RCFL-A*4824 | 12.5 | 15.1 | Yes | Yes | 2011-03-08 |  | 1
FALSE | 14AJM49 | 4536 | 3800448 | WEATHERKING AIR CONDITIONING DIVISION | 14AJM49 | AC | Split System: Air-Cooled Condensing Unit, Coil with Blower | 14AJM49 |  | RCFL-A*4824 | 12.5 | 15.1 | Yes | Yes | 2011-03-08 |  | 1
FALSE | 14AJM49 | 4536 | 3800449 | RUUD AIR CONDITIONING DIVISION | 14AJM49 | AC | Split System: Air-Cooled Condensing Unit, Coil with Blower | 14AJM49 |  | RCFL-H*4824 | 12.5 | 15.1 | Yes | Yes | 2011-03-08 |  | 1
FALSE | 14AJM49 | 4536 | 3800450 | RHEEM SALES COMPANY, INC. | 14AJM49 | AC | Split System: Air-Cooled Condensing Unit, Coil with Blower | 14AJM49 |  | RCFL-H*4824 | 12.5 | 15.1 | Yes | Yes | 2011-03-08 |  | 1
FALSE | 14AJM49 | 4536 | 3800451 | WEATHERKING AIR CONDITIONING DIVISION | 14AJM49 | AC | Split System: Air-Cooled Condensing Unit, Coil with Blower | 14AJM49 |  | RCFL-H*4824 | 12.5 | 15.1 | Yes | Yes | 2011-03-08 |  | 1
FALSE | 14AJM49 | 4536 | 3800452 | RUUD AIR CONDITIONING DIVISION | 14AJM49 | AC | Split System: Air-Cooled Condensing Unit, Coil with Blower | 14AJM49 |  | RCFN-H*4824 | 13 | 16 | Yes | Yes | 2011-03-08 |  | 2
FALSE | 14AJM49 | 4536 | 3800453 | RHEEM SALES COMPANY, INC. | 14AJM49 | AC | Split System: Air-Cooled Condensing Unit, Coil with Blower | 14AJM49 |  | RCFN-H*4824 | 13 | 16 | Yes | Yes | 2011-03-08 |  | 2
FALSE | 14AJM49 | 4536 | 3800454 | WEATHERKING AIR CONDITIONING DIVISION | 14AJM49 | AC | Split System: Air-Cooled Condensing Unit, Coil with Blower | 14AJM49 |  | RCFN-H*4824 | 13 | 16 | Yes | Yes | 2011-03-08 |  | 2
FALSE | 14AJM49 | 4536 | 3800513 | RUUD AIR CONDITIONING DIVISION | 14AJM49 | AC | Split System: Air-Cooled Condensing Unit, Coil with Blower | 14AJM49 |  | RCFL-H*4821 | 12.5 | 15 | Yes | Yes | 2011-03-08 |  | 1
FALSE | 14AJM49 | 4536 | 3800514 | RHEEM SALES COMPANY, INC. | 14AJM49 | AC | Split System: Air-Cooled Condensing Unit, Coil with Blower | 14AJM49 |  | RCFL-H*4821 | 12.5 | 15 | Yes | Yes | 2011-03-08 |  | 1
FALSE | 14AJM49 | 4536 | 3800515 | WEATHERKING AIR CONDITIONING DIVISION | 14AJM49 | AC | Split System: Air-Cooled Condensing Unit, Coil with Blower | 14AJM49 |  | RCFL-H*4821 | 12.5 | 15 | Yes | Yes | 2011-03-08 |  | 1
FALSE | 14AJM49 | 4536 | 3800516 | RUUD AIR CONDITIONING DIVISION | 14AJM49 | AC | Split System: Air-Cooled Condensing Unit, Coil with Blower | 14AJM49 |  | RCFL-H*4824 | 12.5 | 15 | Yes | Yes | 2011-03-08 |  | 1
FALSE | 14AJM49 | 4536 | 3800517 | RHEEM SALES COMPANY, INC. | 14AJM49 | AC | Split System: Air-Cooled Condensing Unit, Coil with Blower | 14AJM49 |  | RCFL-H*4824 | 12.5 | 15 | Yes | Yes | 2011-03-08 |  | 1
FALSE | 14AJM49 | 4536 | 3800518 | WEATHERKING AIR CONDITIONING DIVISION | 14AJM49 | AC | Split System: Air-Cooled Condensing Unit, Coil with Blower | 14AJM49 |  | RCFL-H*4824 | 12.5 | 15 | Yes | Yes | 2011-03-08 |  | 1
FALSE | 14AJM49 | 4536 | 3800519 | RUUD AIR CONDITIONING DIVISION | 14AJM49 | AC | Split System: Air-Cooled Condensing Unit, Coil with Blower | 14AJM49 |  | RCFN-H*4824 | 13 | 16 | Yes | Yes | 2011-03-08 |  | 2
FALSE | 14AJM49 | 4536 | 3800520 | RHEEM SALES COMPANY, INC. | 14AJM49 | AC | Split System: Air-Cooled Condensing Unit, Coil with Blower | 14AJM49 |  | RCFN-H*4824 | 13 | 16 | Yes | Yes | 2011-03-08 |  | 2
FALSE | 14AJM49 | 4536 | 3800521 | WEATHERKING AIR CONDITIONING DIVISION | 14AJM49 | AC | Split System: Air-Cooled Condensing Unit, Coil with Blower | 14AJM49 |  | RCFN-H*4824 | 13 | 16 | Yes | Yes | 2011-03-08 |  | 2
FALSE | 14AJM49 | 4536 | 3800522 | RUUD AIR CONDITIONING DIVISION | 14AJM49 | AC | Split System: Air-Cooled Condensing Unit, Coil with Blower | 14AJM49 |  | RCQD-4821 | 12.5 | 15.1 | Yes | Yes | 2011-03-08 |  | 1
FALSE | 14AJM49 | 4536 | 3800523 | RHEEM SALES COMPANY, INC. | 14AJM49 | AC | Split System: Air-Cooled Condensing Unit, Coil with Blower | 14AJM49 |  | RCQD-4821 | 12.5 | 15.1 | Yes | Yes | 2011-03-08 |  | 1
FALSE | 14AJM49 | 4536 | 3800524 | WEATHERKING AIR CONDITIONING DIVISION | 14AJM49 | AC | Split System: Air-Cooled Condensing Unit, Coil with Blower | 14AJM49 |  | RCQD-4821 | 12.5 | 15.1 | Yes | Yes | 2011-03-08 |  | 1
FALSE | 14AJM49 | 4536 | 3800596 | RUUD AIR CONDITIONING DIVISION | 14AJM49 | AC | Split System: Air-Cooled Condensing Unit, Coil with Blower | 14AJM49 |  | RCFN-H*4824 | 13 | 16 | Yes | Yes | 2011-03-08 |  | 2
FALSE | 14AJM49 | 4536 | 3800597 | RHEEM SALES COMPANY, INC. | 14AJM49 | AC | Split System: Air-Cooled Condensing Unit, Coil with Blower | 14AJM49 |  | RCFN-H*4824 | 13 | 16 | Yes | Yes | 2011-03-08 |  | 2
FALSE | 14AJM49 | 4536 | 3800666 | RUUD AIR CONDITIONING DIVISION | 14AJM49 | AC | Split System: Air-Cooled Condensing Unit, Coil with Blower | 14AJM49 |  | RCFL-A*4824 | 12.5 | 15 | Yes | Yes | 2011-03-08 |  | 1
FALSE | 14AJM49 | 4536 | 3800704 | WEATHERKING AIR CONDITIONING DIVISION | 14AJM49 | AC | Split System: Air-Cooled Condensing Unit, Coil with Blower | 14AJM49 |  | RCFN-H*4824 | 13 | 16 | Yes | Yes | 2011-03-08 |  | 2
FALSE | 14AJM49 | 4536 | 3800705 | RUUD AIR CONDITIONING DIVISION | 14AJM49 | AC | Split System: Air-Cooled Condensing Unit, Coil with Blower | 14AJM49 |  | RCFL-A*4824 | 12.5 | 15.1 | Yes | Yes | 2011-03-08 |  | 1
FALSE | 14AJM49 | 4536 | 3800706 | RHEEM SALES COMPANY, INC. | 14AJM49 | AC | Split System: Air-Cooled Condensing Unit, Coil with Blower | 14AJM49 |  | RCFL-A*4824 | 12.5 | 15.1 | Yes | Yes | 2011-03-08 |  | 1
FALSE | 14AJM49 | 4536 | 3800707 | WEATHERKING AIR CONDITIONING DIVISION | 14AJM49 | AC | Split System: Air-Cooled Condensing Unit, Coil with Blower | 14AJM49 |  | RCFL-A*4824 | 12.5 | 15.1 | Yes | Yes | 2011-03-08 |  | 1
FALSE | 14AJM49 | 4536 | 3800708 | RUUD AIR CONDITIONING DIVISION | 14AJM49 | AC | Split System: Air-Cooled Condensing Unit, Coil with Blower | 14AJM49 |  | RCFL-H*4824 | 12.5 | 15.1 | Yes | Yes | 2011-03-08 |  | 1
FALSE | 14AJM49 | 4536 | 3800709 | RHEEM SALES COMPANY, INC. | 14AJM49 | AC | Split System: Air-Cooled Condensing Unit, Coil with Blower | 14AJM49 |  | RCFL-H*4824 | 12.5 | 15.1 | Yes | Yes | 2011-03-08 |  | 1
FALSE | 14AJM49 | 4536 | 3800710 | WEATHERKING AIR CONDITIONING DIVISION | 14AJM49 | AC | Split System: Air-Cooled Condensing Unit, Coil with Blower | 14AJM49 |  | RCFL-H*4824 | 12.5 | 15.1 | Yes | Yes | 2011-03-08 |  | 1
FALSE | 14AJM49 | 4536 | 3800711 | RUUD AIR CONDITIONING DIVISION | 14AJM49 | AC | Split System: Air-Cooled Condensing Unit, Coil with Blower | 14AJM49 |  | RCFN-H*4824 | 13 | 16 | Yes | Yes | 2011-03-08 |  | 2
FALSE | 14AJM49 | 4536 | 3800712 | RHEEM SALES COMPANY, INC. | 14AJM49 | AC | Split System: Air-Cooled Condensing Unit, Coil with Blower | 14AJM49 |  | RCFN-H*4824 | 13 | 16 | Yes | Yes | 2011-03-08 |  | 2
FALSE | 14AJM49 | 4536 | 3800713 | WEATHERKING AIR CONDITIONING DIVISION | 14AJM49 | AC | Split System: Air-Cooled Condensing Unit, Coil with Blower | 14AJM49 |  | RCFN-H*4824 | 13 | 16 | Yes | Yes | 2011-03-08 |  | 2
FALSE | 14AJM49 | 4536 | 3800719 | RUUD AIR CONDITIONING DIVISION | 14AJM49 | AC | Split System: Air-Cooled Condensing Unit, Coil with Blower | 14AJM49 |  | RHLL-HM4821+RCSL-H*4821 | 13 | 16 | Yes | Yes | 2011-03-08 |  | 2
FALSE | 14AJM49 | 4536 | 3800720 | RHEEM SALES COMPANY, INC. | 14AJM49 | AC | Split System: Air-Cooled Condensing Unit, Coil with Blower | 14AJM49 |  | RHLL-HM4821+RCSL-H*4821 | 13 | 16 | Yes | Yes | 2011-03-08 |  | 2
FALSE | 14AJM49 | 4536 | 3800721 | WEATHERKING AIR CONDITIONING DIVISION | 14AJM49 | AC | Split System: Air-Cooled Condensing Unit, Coil with Blower | 14AJM49 |  | RHLL-HM4821+RCSL-H*4821 | 13 | 16 | Yes | Yes | 2011-03-08 |  | 2
FALSE | 14AJM49 | 4536 | 3800722 | RUUD AIR CONDITIONING DIVISION | 14AJM49 | AC | Split System: Air-Cooled Condensing Unit, Coil with Blower | 14AJM49 |  | RHLL-HM4824+RCSL-H*4824 | 13 | 16 | Yes | Yes | 2011-03-08 |  | 2
FALSE | 14AJM49 | 4536 | 3800723 | RHEEM SALES COMPANY, INC. | 14AJM49 | AC | Split System: Air-Cooled Condensing Unit, Coil with Blower | 14AJM49 |  | RHLL-HM4824+RCSL-H*4824 | 13 | 16 | Yes | Yes | 2011-03-08 |  | 2
FALSE | 14AJM49 | 4536 | 3800724 | WEATHERKING AIR CONDITIONING DIVISION | 14AJM49 | AC | Split System: Air-Cooled Condensing Unit, Coil with Blower | 14AJM49 |  | RHLL-HM4824+RCSL-H*4824 | 13 | 16 | Yes | Yes | 2011-03-08 |  | 2
FALSE | 14AJM49 | 4536 | 3800725 | RUUD AIR CONDITIONING DIVISION | 14AJM49 | AC | Split System: Air-Cooled Condensing Unit, Coil with Blower | 14AJM49 |  | RHPN-HM4824+RCSN-H*4824 | 13 | 16 | Yes | Yes | 2011-03-08 |  | 2
FALSE | 14AJM49 | 4536 | 3800726 | WEATHERKING AIR CONDITIONING DIVISION | 14AJM49 | AC | Split System: Air-Cooled Condensing Unit, Coil with Blower | 14AJM49 |  | RHPN-HM4824+RCSN-H*4824 | 13 | 16 | Yes | Yes | 2011-03-08 |  | 2
FALSE | 14AJM56 | 4543 | 3800727 | RUUD AIR CONDITIONING DIVISION | 14AJM56 | AC | Split System: Air-Cooled Condensing Unit, Coil Alone | 14AJM56 |  | RCFL-A*6024 | 12 | 14.5 | Yes | Yes | 2011-03-08 |  | 0
FALSE | 14AJM56 | 4543 | 3800728 | WEATHERKING AIR CONDITIONING DIVISION | 14AJM56 | AC | Split System: Air-Cooled Condensing Unit, Coil Alone | 14AJM56 |  | RCFL-A*6024 | 12 | 14.5 | Yes | Yes | 2011-03-08 |  | 0
FALSE | 14AJM56 | 4543 | 3800729 | RUUD AIR CONDITIONING DIVISION | 14AJM56 | AC | Split System: Air-Cooled Condensing Unit, Coil Alone | 14AJM56 |  | RCFL-H*6024 | 12.5 | 14.5 | Yes | Yes | 2011-03-08 |  | 0
FALSE | 14AJM56 | 4543 | 3800730 | WEATHERKING AIR CONDITIONING DIVISION | 14AJM56 | AC | Split System: Air-Cooled Condensing Unit, Coil Alone | 14AJM56 |  | RCFL-H*6024 | 12.5 | 14.5 | Yes | Yes | 2011-03-08 |  | 0
FALSE | 14AJM56 | 4543 | 3800760 | RUUD AIR CONDITIONING DIVISION | 14AJM56 | AC | Split System: Air-Cooled Condensing Unit, Coil with Blower | 14AJM56 |  | RCFL-A*6024 | 12 | 14.5 | Yes | Yes | 2011-03-08 |  | 0
FALSE | 14AJM56 | 4543 | 3800761 | RHEEM SALES COMPANY, INC. | 14AJM56 | AC | Split System: Air-Cooled Condensing Unit, Coil with Blower | 14AJM56 |  | RCFL-A*6024 | 12 | 14.5 | Yes | Yes | 2011-03-08 |  | 0
FALSE | 14AJM56 | 4543 | 3800762 | WEATHERKING AIR CONDITIONING DIVISION | 14AJM56 | AC | Split System: Air-Cooled Condensing Unit, Coil with Blower | 14AJM56 |  | RCFL-A*6024 | 12 | 14.5 | Yes | Yes | 2011-03-08 |  | 0
FALSE | 14AJM56 | 4543 | 3800763 | RUUD AIR CONDITIONING DIVISION | 14AJM56 | AC | Split System: Air-Cooled Condensing Unit, Coil with Blower | 14AJM56 |  | RCFL-H*6024 | 12 | 14.5 | Yes | Yes | 2011-03-08 |  | 0
FALSE | 14AJM56 | 4543 | 3800764 | RHEEM SALES COMPANY, INC. | 14AJM56 | AC | Split System: Air-Cooled Condensing Unit, Coil with Blower | 14AJM56 |  | RCFL-H*6024 | 12 | 14.5 | Yes | Yes | 2011-03-08 |  | 0
FALSE | 14AJM56 | 4543 | 3800765 | WEATHERKING AIR CONDITIONING DIVISION | 14AJM56 | AC | Split System: Air-Cooled Condensing Unit, Coil with Blower | 14AJM56 |  | RCFL-H*6024 | 12 | 14.5 | Yes | Yes | 2011-03-08 |  | 0
FALSE | 14AJM56 | 4543 | 3800787 | RUUD AIR CONDITIONING DIVISION | 14AJM56 | AC | Split System: Air-Cooled Condensing Unit, Coil with Blower | 14AJM56 |  | RCFL-H*6024 | 12 | 14.5 | Yes | Yes | 2011-03-08 |  | 0
FALSE | 14AJM56 | 4543 | 3800788 | RHEEM SALES COMPANY, INC. | 14AJM56 | AC | Split System: Air-Cooled Condensing Unit, Coil with Blower | 14AJM56 |  | RCFL-H*6024 | 12 | 14.5 | Yes | Yes | 2011-03-08 |  | 0
FALSE | 14AJM56 | 4543 | 3800789 | WEATHERKING AIR CONDITIONING DIVISION | 14AJM56 | AC | Split System: Air-Cooled Condensing Unit, Coil with Blower | 14AJM56 |  | RCFL-H*6024 | 12 | 14.5 | Yes | Yes | 2011-03-08 |  | 0
FALSE | 14AJM30 | 4513 | 3805883 | RHEEM SALES COMPANY, INC. | 14AJM30 | AC | Split System: Air-Cooled Condensing Unit, Coil with Blower | 14AJM30 |  | RCFL-H*3821 | 13 | 16 | Yes | Yes | 2011-01-21 |  | 2
FALSE | 14AJM30 | 4513 | 3805884 | RHEEM SALES COMPANY, INC. | 14AJM30 | AC | Split System: Air-Cooled Condensing Unit, Coil with Blower | 14AJM30 |  | RCFL-H*3821 | 13 | 16 | Yes | Yes | 2011-01-21 |  | 2
FALSE | 14AJM30 | 4513 | 3805885 | RHEEM SALES COMPANY, INC. | 14AJM30 | AC | Split System: Air-Cooled Condensing Unit, Coil with Blower | 14AJM30 |  | RCFL-H*3821 | 13 | 16 | Yes | Yes | 2011-01-21 |  | 2
FALSE | 14AJM30 | 4513 | 3805886 | RHEEM SALES COMPANY, INC. | 14AJM30 | AC | Split System: Air-Cooled Condensing Unit, Coil with Blower | 14AJM30 |  | RCFL-H*3821 | 13 | 16 | Yes | Yes | 2011-01-21 |  | 2
FALSE | 14AJM30 | 4513 | 3805890 | RHEEM SALES COMPANY, INC. | 14AJM30 | AC | Split System: Air-Cooled Condensing Unit, Coil with Blower | 14AJM30 |  | RCFL-H*3821 | 13 | 16 | Yes | Yes | 2011-01-21 |  | 2
FALSE | 14AJM30 | 4513 | 3805891 | RHEEM SALES COMPANY, INC. | 14AJM30 | AC | Split System: Air-Cooled Condensing Unit, Coil with Blower | 14AJM30 |  | RCFL-H*3821 | 13 | 16 | Yes | Yes | 2011-01-21 |  | 2
FALSE | 14AJM30 | 4513 | 3805892 | RHEEM SALES COMPANY, INC. | 14AJM30 | AC | Split System: Air-Cooled Condensing Unit, Coil with Blower | 14AJM30 |  | RCFL-H*3821 | 13 | 16 | Yes | Yes | 2011-01-21 |  | 2
FALSE | 14AJM30 | 4513 | 3805893 | RHEEM SALES COMPANY, INC. | 14AJM30 | AC | Split System: Air-Cooled Condensing Unit, Coil with Blower | 14AJM30 |  | RCFL-H*3821 | 13 | 16 | Yes | Yes | 2011-01-21 |  | 2
FALSE | 14AJM30 | 4513 | 3805921 | RHEEM SALES COMPANY, INC. | 14AJM30 | AC | Split System: Air-Cooled Condensing Unit, Coil with Blower | 14AJM30 |  | RCFL-H*3824 | 13 | 16 | Yes | Yes | 2011-01-21 |  | 2
FALSE | 14AJM30 | 4513 | 3805922 | RHEEM SALES COMPANY, INC. | 14AJM30 | AC | Split System: Air-Cooled Condensing Unit, Coil with Blower | 14AJM30 |  | RCFL-H*3824 | 13 | 16 | Yes | Yes | 2011-01-21 |  | 2
FALSE | 14AJM30 | 4513 | 3805929 | RHEEM SALES COMPANY, INC. | 14AJM30 | AC | Split System: Air-Cooled Condensing Unit, Coil with Blower | 14AJM30 |  | RCFL-H*3824 | 13 | 15.5 | Yes | Yes | 2011-01-21 |  | 1
FALSE | 14AJM30 | 4513 | 3805930 | RHEEM SALES COMPANY, INC. | 14AJM30 | AC | Split System: Air-Cooled Condensing Unit, Coil with Blower | 14AJM30 |  | RCFL-H*3824 | 13 | 16 | Yes | Yes | 2011-01-21 |  | 2
FALSE | 14AJM30 | 4513 | 3805931 | RHEEM SALES COMPANY, INC. | 14AJM30 | AC | Split System: Air-Cooled Condensing Unit, Coil with Blower | 14AJM30 |  | RCFL-H*3824 | 13 | 16 | Yes | Yes | 2011-01-21 |  | 2
FALSE | 14AJM30 | 4513 | 3805932 | RHEEM SALES COMPANY, INC. | 14AJM30 | AC | Split System: Air-Cooled Condensing Unit, Coil with Blower | 14AJM30 |  | RCFL-H*3824 | 13 | 16 | Yes | Yes | 2011-01-21 |  | 2
FALSE | 14AJM30 | 4513 | 3805933 | RHEEM SALES COMPANY, INC. | 14AJM30 | AC | Split System: Air-Cooled Condensing Unit, Coil with Blower | 14AJM30 |  | RCFL-H*3824 | 13 | 16 | Yes | Yes | 2011-01-21 |  | 2
FALSE | 14AJM30 | 4513 | 3805934 | RHEEM SALES COMPANY, INC. | 14AJM30 | AC | Split System: Air-Cooled Condensing Unit, Coil with Blower | 14AJM30 |  | RCFL-H*3824 | 13 | 16 | Yes | Yes | 2011-01-21 |  | 2
FALSE | 14AJM30 | 4513 | 3805936 | RHEEM SALES COMPANY, INC. | 14AJM30 | AC | Split System: Air-Cooled Condensing Unit, Coil with Blower | 14AJM30 |  | RHKL-HM3821+RCSL-H*3821 | 13 | 16 | Yes | Yes | 2011-01-21 |  | 2
FALSE | 14AJM30 | 4513 | 3805937 | RHEEM SALES COMPANY, INC. | 14AJM30 | AC | Split System: Air-Cooled Condensing Unit, Coil with Blower | 14AJM30 |  | RHLL-HM3821+RCSL-H*3821 | 13 | 16 | Yes | Yes | 2011-01-21 |  | 2
FALSE | 14AJM36 | 38 | 3805938 | RHEEM SALES COMPANY, INC. | 14AJM36 | AC | Split System: Air-Cooled Condensing Unit, Coil Alone | 14AJM36 |  | RCFL-H*3821 | 12 | 15 | Yes | Yes | 2011-01-21 |  | 0
FALSE | 14AJM36 | 38 | 3805947 | RHEEM SALES COMPANY, INC. | 14AJM36 | AC | Split System: Air-Cooled Condensing Unit, Coil with Blower | 14AJM36 |  | RCFL-H*3821 | 12.5 | 15 | Yes | Yes | 2011-01-21 |  | 1
FALSE | 14AJM36 | 38 | 3805948 | RHEEM SALES COMPANY, INC. | 14AJM36 | AC | Split System: Air-Cooled Condensing Unit, Coil with Blower | 14AJM36 |  | RCFL-H*3821 | 13 | 15.5 | Yes | Yes | 2011-01-21 |  | 1
FALSE | 14AJM36 | 38 | 3805977 | RHEEM SALES COMPANY, INC. | 14AJM36 | AC | Split System: Air-Cooled Condensing Unit, Coil with Blower | 14AJM36 |  | RCFL-H*3824 | 12.5 | 15.1 | Yes | Yes | 2011-01-21 |  | 1
FALSE | 14AJM36 | 38 | 3805978 | RHEEM SALES COMPANY, INC. | 14AJM36 | AC | Split System: Air-Cooled Condensing Unit, Coil with Blower | 14AJM36 |  | RCFL-H*3824 | 13 | 16 | Yes | Yes | 2011-01-21 |  | 2
FALSE | 14AJM36 | 38 | 3805979 | RHEEM SALES COMPANY, INC. | 14AJM36 | AC | Split System: Air-Cooled Condensing Unit, Coil with Blower | 14AJM36 |  | RCFL-H*3824 | 13 | 16 | Yes | Yes | 2011-01-21 |  | 2
FALSE | 14AJM36 | 38 | 3805980 | RHEEM SALES COMPANY, INC. | 14AJM36 | AC | Split System: Air-Cooled Condensing Unit, Coil with Blower | 14AJM36 |  | RCFL-H*3824 | 13 | 16 | Yes | Yes | 2011-01-21 |  | 2
FALSE | 14AJM36 | 38 | 3805982 | RHEEM SALES COMPANY, INC. | 14AJM36 | AC | Split System: Air-Cooled Condensing Unit, Coil with Blower | 14AJM36 |  | RHKL-HM3821+RCSL-H*3821 | 13 | 16 | Yes | Yes | 2011-01-21 |  | 2
FALSE | 14AJM36 | 38 | 3805983 | RHEEM SALES COMPANY, INC. | 14AJM36 | AC | Split System: Air-Cooled Condensing Unit, Coil with Blower | 14AJM36 |  | RHLL-HM3821+RCSL-H*3821 | 13 | 16 | Yes | Yes | 2011-01-21 |  | 2
FALSE | 14AJM42 | 4530 | 3805991 | RHEEM SALES COMPANY, INC. | 14AJM42 | AC | Split System: Air-Cooled Condensing Unit, Coil with Blower | 14AJM42 |  | RCFL-H*3821 | 12 | 14.5 | Yes | Yes | 2011-01-21 |  | 0
FALSE | 14AJM42 | 4530 | 3805992 | RHEEM SALES COMPANY, INC. | 14AJM42 | AC | Split System: Air-Cooled Condensing Unit, Coil with Blower | 14AJM42 |  | RCFL-H*3821 | 12 | 14.5 | Yes | Yes | 2011-01-21 |  | 0
FALSE | 14AJM42 | 4530 | 3805993 | RHEEM SALES COMPANY, INC. | 14AJM42 | AC | Split System: Air-Cooled Condensing Unit, Coil with Blower | 14AJM42 |  | RCFL-H*3821 | 12.5 | 15.1 | Yes | Yes | 2011-01-21 |  | 1
FALSE | 14AJM42 | 4530 | 3805994 | RHEEM SALES COMPANY, INC. | 14AJM42 | AC | Split System: Air-Cooled Condensing Unit, Coil with Blower | 14AJM42 |  | RCFL-H*3821 | 12.5 | 15.1 | Yes | Yes | 2011-01-21 |  | 1
FALSE | 14AJM42 | 4530 | 3805997 | RHEEM SALES COMPANY, INC. | 14AJM42 | AC | Split System: Air-Cooled Condensing Unit, Coil with Blower | 14AJM42 |  | RCFL-H*3821 | 12 | 14.5 | Yes | Yes | 2011-01-21 |  | 0
FALSE | 14AJM42 | 4530 | 3805998 | RHEEM SALES COMPANY, INC. | 14AJM42 | AC | Split System: Air-Cooled Condensing Unit, Coil with Blower | 14AJM42 |  | RCFL-H*3821 | 12 | 14.5 | Yes | Yes | 2011-01-21 |  | 0
FALSE | 14AJM42 | 4530 | 3805999 | RHEEM SALES COMPANY, INC. | 14AJM42 | AC | Split System: Air-Cooled Condensing Unit, Coil with Blower | 14AJM42 |  | RCFL-H*3821 | 12.5 | 15.1 | Yes | Yes | 2011-01-21 |  | 1
FALSE | 14AJM42 | 4530 | 3806000 | RHEEM SALES COMPANY, INC. | 14AJM42 | AC | Split System: Air-Cooled Condensing Unit, Coil with Blower | 14AJM42 |  | RCFL-H*3821 | 12.5 | 15.1 | Yes | Yes | 2011-01-21 |  | 1
FALSE | 14AJM42 | 4530 | 3806002 | RHEEM SALES COMPANY, INC. | 14AJM42 | AC | Split System: Air-Cooled Condensing Unit, Coil with Blower | 14AJM42 |  | RCFL-H*3821 | 12.5 | 15.5 | Yes | Yes | 2011-01-21 |  | 1
FALSE | 14AJM42 | 4530 | 3806003 | RHEEM SALES COMPANY, INC. | 14AJM42 | AC | Split System: Air-Cooled Condensing Unit, Coil with Blower | 14AJM42 |  | RCFL-H*3821 | 12.5 | 15.5 | Yes | Yes | 2011-01-21 |  | 1
FALSE | 14AJM30 | 4513 | 3806072 | RUUD AIR CONDITIONING DIVISION | 14AJM30 | AC | Split System: Air-Cooled Condensing Unit, Coil with Blower | 14AJM30 |  | RCFL-H*3821 | 13 | 16 | Yes | Yes | 2011-03-08 |  | 2
FALSE | 14AJM30 | 4513 | 3806073 | RHEEM SALES COMPANY, INC. | 14AJM30 | AC | Split System: Air-Cooled Condensing Unit, Coil with Blower | 14AJM30 |  | RCFL-H*3821 | 13 | 16 | Yes | Yes | 2011-03-08 |  | 2
FALSE | 14AJM30 | 4513 | 3806074 | WEATHERKING AIR CONDITIONING DIVISION | 14AJM30 | AC | Split System: Air-Cooled Condensing Unit, Coil with Blower | 14AJM30 |  | RCFL-H*3821 | 13 | 16 | Yes | Yes | 2011-03-08 |  | 2
FALSE | 14AJM30 | 4513 | 3806075 | RUUD AIR CONDITIONING DIVISION | 14AJM30 | AC | Split System: Air-Cooled Condensing Unit, Coil with Blower | 14AJM30 |  | RCFL-H*3821 | 13 | 16 | Yes | Yes | 2011-03-08 |  | 2
FALSE | 14AJM30 | 4513 | 3806076 | RHEEM SALES COMPANY, INC. | 14AJM30 | AC | Split System: Air-Cooled Condensing Unit, Coil with Blower | 14AJM30 |  | RCFL-H*3821 | 13 | 16 | Yes | Yes | 2011-03-08 |  | 2
FALSE | 14AJM30 | 4513 | 3806077 | WEATHERKING AIR CONDITIONING DIVISION | 14AJM30 | AC | Split System: Air-Cooled Condensing Unit, Coil with Blower | 14AJM30 |  | RCFL-H*3821 | 13 | 16 | Yes | Yes | 2011-03-08 |  | 2
FALSE | 14AJM30 | 4513 | 3806078 | RUUD AIR CONDITIONING DIVISION | 14AJM30 | AC | Split System: Air-Cooled Condensing Unit, Coil with Blower | 14AJM30 |  | RCFL-H*3821 | 13 | 16 | Yes | Yes | 2011-03-08 |  | 2
FALSE | 14AJM30 | 4513 | 3806079 | RHEEM SALES COMPANY, INC. | 14AJM30 | AC | Split System: Air-Cooled Condensing Unit, Coil with Blower | 14AJM30 |  | RCFL-H*3821 | 13 | 16 | Yes | Yes | 2011-03-08 |  | 2
FALSE | 14AJM30 | 4513 | 3806080 | WEATHERKING AIR CONDITIONING DIVISION | 14AJM30 | AC | Split System: Air-Cooled Condensing Unit, Coil with Blower | 14AJM30 |  | RCFL-H*3821 | 13 | 16 | Yes | Yes | 2011-03-08 |  | 2
FALSE | 14AJM30 | 4513 | 3806081 | RUUD AIR CONDITIONING DIVISION | 14AJM30 | AC | Split System: Air-Cooled Condensing Unit, Coil with Blower | 14AJM30 |  | RCFL-H*3824 | 13 | 16 | Yes | Yes | 2011-03-08 |  | 2
FALSE | 14AJM30 | 4513 | 3806082 | RHEEM SALES COMPANY, INC. | 14AJM30 | AC | Split System: Air-Cooled Condensing Unit, Coil with Blower | 14AJM30 |  | RCFL-H*3824 | 13 | 16 | Yes | Yes | 2011-03-08 |  | 2
FALSE | 14AJM30 | 4513 | 3806083 | WEATHERKING AIR CONDITIONING DIVISION | 14AJM30 | AC | Split System: Air-Cooled Condensing Unit, Coil with Blower | 14AJM30 |  | RCFL-H*3824 | 13 | 16 | Yes | Yes | 2011-03-08 |  | 2
FALSE | 14AJM30 | 4513 | 3806084 | RUUD AIR CONDITIONING DIVISION | 14AJM30 | AC | Split System: Air-Cooled Condensing Unit, Coil with Blower | 14AJM30 |  | RCFL-H*3821 | 13 | 16 | Yes | Yes | 2011-03-08 |  | 2
FALSE | 14AJM30 | 4513 | 3806085 | RHEEM SALES COMPANY, INC. | 14AJM30 | AC | Split System: Air-Cooled Condensing Unit, Coil with Blower | 14AJM30 |  | RCFL-H*3821 | 13 | 16 | Yes | Yes | 2011-03-08 |  | 2
FALSE | 14AJM30 | 4513 | 3806086 | WEATHERKING AIR CONDITIONING DIVISION | 14AJM30 | AC | Split System: Air-Cooled Condensing Unit, Coil with Blower | 14AJM30 |  | RCFL-H*3821 | 13 | 16 | Yes | Yes | 2011-03-08 |  | 2
FALSE | 14AJM30 | 4513 | 3806087 | RUUD AIR CONDITIONING DIVISION | 14AJM30 | AC | Split System: Air-Cooled Condensing Unit, Coil with Blower | 14AJM30 |  | RCFL-H*3824 | 13 | 16 | Yes | Yes | 2011-03-08 |  | 2
FALSE | 14AJM30 | 4513 | 3806088 | RHEEM SALES COMPANY, INC. | 14AJM30 | AC | Split System: Air-Cooled Condensing Unit, Coil with Blower | 14AJM30 |  | RCFL-H*3824 | 13 | 16 | Yes | Yes | 2011-03-08 |  | 2
FALSE | 14AJM30 | 4513 | 3806089 | WEATHERKING AIR CONDITIONING DIVISION | 14AJM30 | AC | Split System: Air-Cooled Condensing Unit, Coil with Blower | 14AJM30 |  | RCFL-H*3824 | 13 | 16 | Yes | Yes | 2011-03-08 |  | 2
FALSE | 14AJM30 | 4513 | 3806090 | RUUD AIR CONDITIONING DIVISION | 14AJM30 | AC | Split System: Air-Cooled Condensing Unit, Coil with Blower | 14AJM30 |  | RCFL-H*3824 | 13 | 16 | Yes | Yes | 2011-03-08 |  | 2
FALSE | 14AJM30 | 4513 | 3806091 | RHEEM SALES COMPANY, INC. | 14AJM30 | AC | Split System: Air-Cooled Condensing Unit, Coil with Blower | 14AJM30 |  | RCFL-H*3824 | 13 | 16 | Yes | Yes | 2011-03-08 |  | 2
FALSE | 14AJM30 | 4513 | 3806092 | WEATHERKING AIR CONDITIONING DIVISION | 14AJM30 | AC | Split System: Air-Cooled Condensing Unit, Coil with Blower | 14AJM30 |  | RCFL-H*3824 | 13 | 16 | Yes | Yes | 2011-03-08 |  | 2
FALSE | 14AJM30 | 4513 | 3806186 | RUUD AIR CONDITIONING DIVISION | 14AJM30 | AC | Split System: Air-Cooled Condensing Unit, Coil with Blower | 14AJM30 |  | RCFL-H*3821 | 13 | 15.5 | Yes | Yes | 2011-03-08 |  | 1
FALSE | 14AJM30 | 4513 | 3806187 | RHEEM SALES COMPANY, INC. | 14AJM30 | AC | Split System: Air-Cooled Condensing Unit, Coil with Blower | 14AJM30 |  | RCFL-H*3821 | 13 | 15.5 | Yes | Yes | 2011-03-08 |  | 1
FALSE | 14AJM30 | 4513 | 3806188 | WEATHERKING AIR CONDITIONING DIVISION | 14AJM30 | AC | Split System: Air-Cooled Condensing Unit, Coil with Blower | 14AJM30 |  | RCFL-H*3821 | 13 | 15.5 | Yes | Yes | 2011-03-08 |  | 1
FALSE | 14AJM30 | 4513 | 3806189 | RUUD AIR CONDITIONING DIVISION | 14AJM30 | AC | Split System: Air-Cooled Condensing Unit, Coil with Blower | 14AJM30 |  | RCFL-H*3821 | 13 | 16 | Yes | Yes | 2011-03-08 |  | 2
FALSE | 14AJM30 | 4513 | 3806190 | RHEEM SALES COMPANY, INC. | 14AJM30 | AC | Split System: Air-Cooled Condensing Unit, Coil with Blower | 14AJM30 |  | RCFL-H*3821 | 13 | 16 | Yes | Yes | 2011-03-08 |  | 2
FALSE | 14AJM30 | 4513 | 3806191 | WEATHERKING AIR CONDITIONING DIVISION | 14AJM30 | AC | Split System: Air-Cooled Condensing Unit, Coil with Blower | 14AJM30 |  | RCFL-H*3821 | 13 | 16 | Yes | Yes | 2011-03-08 |  | 2
FALSE | 14AJM30 | 4513 | 3806192 | RUUD AIR CONDITIONING DIVISION | 14AJM30 | AC | Split System: Air-Cooled Condensing Unit, Coil with Blower | 14AJM30 |  | RCFL-H*3821 | 13 | 15.5 | Yes | Yes | 2011-03-08 |  | 1
FALSE | 14AJM30 | 4513 | 3806193 | RHEEM SALES COMPANY, INC. | 14AJM30 | AC | Split System: Air-Cooled Condensing Unit, Coil with Blower | 14AJM30 |  | RCFL-H*3821 | 13 | 15.5 | Yes | Yes | 2011-03-08 |  | 1
FALSE | 14AJM30 | 4513 | 3806194 | WEATHERKING AIR CONDITIONING DIVISION | 14AJM30 | AC | Split System: Air-Cooled Condensing Unit, Coil with Blower | 14AJM30 |  | RCFL-H*3821 | 13 | 15.5 | Yes | Yes | 2011-03-08 |  | 1
FALSE | 14AJM30 | 4513 | 3806195 | RUUD AIR CONDITIONING DIVISION | 14AJM30 | AC | Split System: Air-Cooled Condensing Unit, Coil with Blower | 14AJM30 |  | RCFL-H*3821 | 13 | 15.5 | Yes | Yes | 2011-03-08 |  | 1
FALSE | 14AJM30 | 4513 | 3806196 | RHEEM SALES COMPANY, INC. | 14AJM30 | AC | Split System: Air-Cooled Condensing Unit, Coil with Blower | 14AJM30 |  | RCFL-H*3821 | 13 | 15.5 | Yes | Yes | 2011-03-08 |  | 1
FALSE | 14AJM30 | 4513 | 3806197 | WEATHERKING AIR CONDITIONING DIVISION | 14AJM30 | AC | Split System: Air-Cooled Condensing Unit, Coil with Blower | 14AJM30 |  | RCFL-H*3821 | 13 | 15.5 | Yes | Yes | 2011-03-08 |  | 1
FALSE | 14AJM30 | 4513 | 3806198 | RUUD AIR CONDITIONING DIVISION | 14AJM30 | AC | Split System: Air-Cooled Condensing Unit, Coil with Blower | 14AJM30 |  | RCFL-H*3824 | 13 | 15.5 | Yes | Yes | 2011-03-08 |  | 1
FALSE | 14AJM30 | 4513 | 3806199 | RHEEM SALES COMPANY, INC. | 14AJM30 | AC | Split System: Air-Cooled Condensing Unit, Coil with Blower | 14AJM30 |  | RCFL-H*3824 | 13 | 15.5 | Yes | Yes | 2011-03-08 |  | 1
FALSE | 14AJM30 | 4513 | 3806200 | WEATHERKING AIR CONDITIONING DIVISION | 14AJM30 | AC | Split System: Air-Cooled Condensing Unit, Coil with Blower | 14AJM30 |  | RCFL-H*3824 | 13 | 15.5 | Yes | Yes | 2011-03-08 |  | 1
FALSE | 14AJM30 | 4513 | 3806201 | RUUD AIR CONDITIONING DIVISION | 14AJM30 | AC | Split System: Air-Cooled Condensing Unit, Coil with Blower | 14AJM30 |  | RCFL-H*3821 | 13 | 16 | Yes | Yes | 2011-03-08 |  | 2
FALSE | 14AJM30 | 4513 | 3806202 | RHEEM SALES COMPANY, INC. | 14AJM30 | AC | Split System: Air-Cooled Condensing Unit, Coil with Blower | 14AJM30 |  | RCFL-H*3821 | 13 | 16 | Yes | Yes | 2011-03-08 |  | 2
FALSE | 14AJM30 | 4513 | 3806203 | WEATHERKING AIR CONDITIONING DIVISION | 14AJM30 | AC | Split System: Air-Cooled Condensing Unit, Coil with Blower | 14AJM30 |  | RCFL-H*3821 | 13 | 16 | Yes | Yes | 2011-03-08 |  | 2
FALSE | 14AJM30 | 4513 | 3806204 | RUUD AIR CONDITIONING DIVISION | 14AJM30 | AC | Split System: Air-Cooled Condensing Unit, Coil with Blower | 14AJM30 |  | RCFL-H*3824 | 13 | 16 | Yes | Yes | 2011-03-08 |  | 2
FALSE | 14AJM30 | 4513 | 3806205 | RHEEM SALES COMPANY, INC. | 14AJM30 | AC | Split System: Air-Cooled Condensing Unit, Coil with Blower | 14AJM30 |  | RCFL-H*3824 | 13 | 16 | Yes | Yes | 2011-03-08 |  | 2
FALSE | 14AJM30 | 4513 | 3806206 | WEATHERKING AIR CONDITIONING DIVISION | 14AJM30 | AC | Split System: Air-Cooled Condensing Unit, Coil with Blower | 14AJM30 |  | RCFL-H*3824 | 13 | 16 | Yes | Yes | 2011-03-08 |  | 2
FALSE | 14AJM30 | 4513 | 3806207 | RUUD AIR CONDITIONING DIVISION | 14AJM30 | AC | Split System: Air-Cooled Condensing Unit, Coil with Blower | 14AJM30 |  | RCFL-H*3821 | 13 | 16 | Yes | Yes | 2011-03-08 |  | 2
FALSE | 14AJM36 | 38 | 3806285 | RUUD AIR CONDITIONING DIVISION | 14AJM36 | AC | Split System: Air-Cooled Condensing Unit, Coil with Blower | 14AJM36 |  | RCFL-H*3824 | 13 | 15.5 | Yes | Yes | 2011-03-08 |  | 1
FALSE | 14AJM36 | 38 | 3806286 | RHEEM SALES COMPANY, INC. | 14AJM36 | AC | Split System: Air-Cooled Condensing Unit, Coil with Blower | 14AJM36 |  | RCFL-H*3824 | 13 | 15.5 | Yes | Yes | 2011-03-08 |  | 1
FALSE | 14AJM36 | 38 | 3806287 | WEATHERKING AIR CONDITIONING DIVISION | 14AJM36 | AC | Split System: Air-Cooled Condensing Unit, Coil with Blower | 14AJM36 |  | RCFL-H*3824 | 13 | 15.5 | Yes | Yes | 2011-03-08 |  | 1
FALSE | 14AJM36 | 38 | 3806288 | RUUD AIR CONDITIONING DIVISION | 14AJM36 | AC | Split System: Air-Cooled Condensing Unit, Coil with Blower | 14AJM36 |  | RCFL-H*3824 | 13 | 15.5 | Yes | Yes | 2011-03-08 |  | 1
FALSE | 14AJM36 | 38 | 3806289 | RHEEM SALES COMPANY, INC. | 14AJM36 | AC | Split System: Air-Cooled Condensing Unit, Coil with Blower | 14AJM36 |  | RCFL-H*3824 | 13 | 15.5 | Yes | Yes | 2011-03-08 |  | 1
FALSE | 14AJM36 | 38 | 3806290 | WEATHERKING AIR CONDITIONING DIVISION | 14AJM36 | AC | Split System: Air-Cooled Condensing Unit, Coil with Blower | 14AJM36 |  | RCFL-H*3824 | 13 | 15.5 | Yes | Yes | 2011-03-08 |  | 1
FALSE | 14AJM36 | 38 | 3806291 | RUUD AIR CONDITIONING DIVISION | 14AJM36 | AC | Split System: Air-Cooled Condensing Unit, Coil with Blower | 14AJM36 |  | RCFL-H*3824 | 13 | 16 | Yes | Yes | 2011-03-08 |  | 2
FALSE | 14AJM36 | 38 | 3806292 | RHEEM SALES COMPANY, INC. | 14AJM36 | AC | Split System: Air-Cooled Condensing Unit, Coil with Blower | 14AJM36 |  | RCFL-H*3824 | 13 | 16 | Yes | Yes | 2011-03-08 |  | 2
FALSE | 14AJM36 | 38 | 3806293 | WEATHERKING AIR CONDITIONING DIVISION | 14AJM36 | AC | Split System: Air-Cooled Condensing Unit, Coil with Blower | 14AJM36 |  | RCFL-H*3824 | 13 | 16 | Yes | Yes | 2011-03-08 |  | 2
FALSE | 14AJM36 | 38 | 3806306 | RUUD AIR CONDITIONING DIVISION | 14AJM36 | AC | Split System: Air-Cooled Condensing Unit, Coil with Blower | 14AJM36 |  | RCFL-H*3824 | 13 | 16 | Yes | Yes | 2011-03-08 |  | 2
FALSE | 14AJM36 | 38 | 3806307 | RHEEM SALES COMPANY, INC. | 14AJM36 | AC | Split System: Air-Cooled Condensing Unit, Coil with Blower | 14AJM36 |  | RCFL-H*3824 | 13 | 16 | Yes | Yes | 2011-03-08 |  | 2
FALSE | 14AJM36 | 38 | 3806308 | WEATHERKING AIR CONDITIONING DIVISION | 14AJM36 | AC | Split System: Air-Cooled Condensing Unit, Coil with Blower | 14AJM36 |  | RCFL-H*3824 | 13 | 16 | Yes | Yes | 2011-03-08 |  | 2
FALSE | 14AJM36 | 38 | 3806309 | RUUD AIR CONDITIONING DIVISION | 14AJM36 | AC | Split System: Air-Cooled Condensing Unit, Coil with Blower | 14AJM36 |  | RCFL-H*3824 | 12.5 | 15 | Yes | Yes | 2011-03-08 |  | 1
FALSE | 14AJM36 | 38 | 3806310 | RHEEM SALES COMPANY, INC. | 14AJM36 | AC | Split System: Air-Cooled Condensing Unit, Coil with Blower | 14AJM36 |  | RCFL-H*3824 | 12.5 | 15 | Yes | Yes | 2011-03-08 |  | 1
FALSE | 14AJM36 | 38 | 3806311 | WEATHERKING AIR CONDITIONING DIVISION | 14AJM36 | AC | Split System: Air-Cooled Condensing Unit, Coil with Blower | 14AJM36 |  | RCFL-H*3824 | 12.5 | 15 | Yes | Yes | 2011-03-08 |  | 1
FALSE | 14AJM36 | 38 | 3806312 | RUUD AIR CONDITIONING DIVISION | 14AJM36 | AC | Split System: Air-Cooled Condensing Unit, Coil with Blower | 14AJM36 |  | RCFL-H*3824 | 13 | 16 | Yes | Yes | 2011-03-08 |  | 2
FALSE | 14AJM36 | 38 | 3806313 | RHEEM SALES COMPANY, INC. | 14AJM36 | AC | Split System: Air-Cooled Condensing Unit, Coil with Blower | 14AJM36 |  | RCFL-H*3824 | 13 | 16 | Yes | Yes | 2011-03-08 |  | 2
FALSE | 14AJM36 | 38 | 3806314 | WEATHERKING AIR CONDITIONING DIVISION | 14AJM36 | AC | Split System: Air-Cooled Condensing Unit, Coil with Blower | 14AJM36 |  | RCFL-H*3824 | 13 | 16 | Yes | Yes | 2011-03-08 |  | 2
FALSE | 14AJM36 | 38 | 3806372 | RUUD AIR CONDITIONING DIVISION | 14AJM36 | AC | Split System: Air-Cooled Condensing Unit, Coil with Blower | 14AJM36 |  | RCFL-H*3824 | 13 | 16 | Yes | Yes | 2011-03-08 |  | 2
FALSE | 14AJM36 | 38 | 3806373 | RHEEM SALES COMPANY, INC. | 14AJM36 | AC | Split System: Air-Cooled Condensing Unit, Coil with Blower | 14AJM36 |  | RCFL-H*3824 | 13 | 16 | Yes | Yes | 2011-03-08 |  | 2
FALSE | 14AJM36 | 38 | 3806374 | WEATHERKING AIR CONDITIONING DIVISION | 14AJM36 | AC | Split System: Air-Cooled Condensing Unit, Coil with Blower | 14AJM36 |  | RCFL-H*3824 | 13 | 16 | Yes | Yes | 2011-03-08 |  | 2
FALSE | 14AJM36 | 38 | 3806375 | RUUD AIR CONDITIONING DIVISION | 14AJM36 | AC | Split System: Air-Cooled Condensing Unit, Coil with Blower | 14AJM36 |  | RCFL-H*3824 | 13 | 16 | Yes | Yes | 2011-03-08 |  | 2
FALSE | 14AJM36 | 38 | 3806376 | RHEEM SALES COMPANY, INC. | 14AJM36 | AC | Split System: Air-Cooled Condensing Unit, Coil with Blower | 14AJM36 |  | RCFL-H*3824 | 13 | 16 | Yes | Yes | 2011-03-08 |  | 2
FALSE | 14AJM36 | 38 | 3806377 | WEATHERKING AIR CONDITIONING DIVISION | 14AJM36 | AC | Split System: Air-Cooled Condensing Unit, Coil with Blower | 14AJM36 |  | RCFL-H*3824 | 13 | 16 | Yes | Yes | 2011-03-08 |  | 2
FALSE | 14AJM42 | 4530 | 3806402 | RUUD AIR CONDITIONING DIVISION | 14AJM42 | AC | Split System: Air-Cooled Condensing Unit, Coil with Blower | 14AJM42 |  | RCFL-H*3821 | 12 | 14.5 | Yes | Yes | 2011-03-08 |  | 0
FALSE | 14AJM42 | 4530 | 3806403 | RHEEM SALES COMPANY, INC. | 14AJM42 | AC | Split System: Air-Cooled Condensing Unit, Coil with Blower | 14AJM42 |  | RCFL-H*3821 | 12 | 14.5 | Yes | Yes | 2011-03-08 |  | 0
FALSE | 14AJM42 | 4530 | 3806404 | WEATHERKING AIR CONDITIONING DIVISION | 14AJM42 | AC | Split System: Air-Cooled Condensing Unit, Coil with Blower | 14AJM42 |  | RCFL-H*3821 | 12 | 14.5 | Yes | Yes | 2011-03-08 |  | 0
FALSE | 14AJM42 | 4530 | 3806405 | RUUD AIR CONDITIONING DIVISION | 14AJM42 | AC | Split System: Air-Cooled Condensing Unit, Coil with Blower | 14AJM42 |  | RCFL-H*3821 | 12 | 14.5 | Yes | Yes | 2011-03-08 |  | 0
FALSE | 14AJM42 | 4530 | 3806406 | RHEEM SALES COMPANY, INC. | 14AJM42 | AC | Split System: Air-Cooled Condensing Unit, Coil with Blower | 14AJM42 |  | RCFL-H*3821 | 12 | 14.5 | Yes | Yes | 2011-03-08 |  | 0
FALSE | 14AJM42 | 4530 | 3806407 | WEATHERKING AIR CONDITIONING DIVISION | 14AJM42 | AC | Split System: Air-Cooled Condensing Unit, Coil with Blower | 14AJM42 |  | RCFL-H*3821 | 12 | 14.5 | Yes | Yes | 2011-03-08 |  | 0
FALSE | 14AJM42 | 4530 | 3806408 | RUUD AIR CONDITIONING DIVISION | 14AJM42 | AC | Split System: Air-Cooled Condensing Unit, Coil with Blower | 14AJM42 |  | RCFL-H*3821 | 12.5 | 15.1 | Yes | Yes | 2011-03-08 |  | 1
FALSE | 14AJM42 | 4530 | 3806409 | RHEEM SALES COMPANY, INC. | 14AJM42 | AC | Split System: Air-Cooled Condensing Unit, Coil with Blower | 14AJM42 |  | RCFL-H*3821 | 12.5 | 15.1 | Yes | Yes | 2011-03-08 |  | 1
FALSE | 14AJM42 | 4530 | 3806410 | WEATHERKING AIR CONDITIONING DIVISION | 14AJM42 | AC | Split System: Air-Cooled Condensing Unit, Coil with Blower | 14AJM42 |  | RCFL-H*3821 | 12.5 | 15.1 | Yes | Yes | 2011-03-08 |  | 1
FALSE | 14AJM42 | 4530 | 3806411 | RUUD AIR CONDITIONING DIVISION | 14AJM42 | AC | Split System: Air-Cooled Condensing Unit, Coil with Blower | 14AJM42 |  | RCFL-H*3821 | 12.5 | 15.1 | Yes | Yes | 2011-03-08 |  | 1
FALSE | 14AJM42 | 4530 | 3806412 | RHEEM SALES COMPANY, INC. | 14AJM42 | AC | Split System: Air-Cooled Condensing Unit, Coil with Blower | 14AJM42 |  | RCFL-H*3821 | 12.5 | 15.1 | Yes | Yes | 2011-03-08 |  | 1
FALSE | 14AJM42 | 4530 | 3806413 | WEATHERKING AIR CONDITIONING DIVISION | 14AJM42 | AC | Split System: Air-Cooled Condensing Unit, Coil with Blower | 14AJM42 |  | RCFL-H*3821 | 12.5 | 15.1 | Yes | Yes | 2011-03-08 |  | 1
FALSE | 14AJM42 | 4530 | 3806422 | RUUD AIR CONDITIONING DIVISION | 14AJM42 | AC | Split System: Air-Cooled Condensing Unit, Coil with Blower | 14AJM42 |  | RCFL-H*3821 | 12 | 14.5 | Yes | Yes | 2011-03-08 |  | 0
FALSE | 14AJM42 | 4530 | 3806423 | RHEEM SALES COMPANY, INC. | 14AJM42 | AC | Split System: Air-Cooled Condensing Unit, Coil with Blower | 14AJM42 |  | RCFL-H*3821 | 12 | 14.5 | Yes | Yes | 2011-03-08 |  | 0
FALSE | 14AJM42 | 4530 | 3806424 | WEATHERKING AIR CONDITIONING DIVISION | 14AJM42 | AC | Split System: Air-Cooled Condensing Unit, Coil with Blower | 14AJM42 |  | RCFL-H*3821 | 12 | 14.5 | Yes | Yes | 2011-03-08 |  | 0
FALSE | 14AJM42 | 4530 | 3806425 | RUUD AIR CONDITIONING DIVISION | 14AJM42 | AC | Split System: Air-Cooled Condensing Unit, Coil with Blower | 14AJM42 |  | RCFL-H*3821 | 12 | 14.5 | Yes | Yes | 2011-03-08 |  | 0
FALSE | 14AJM42 | 4530 | 3806426 | RHEEM SALES COMPANY, INC. | 14AJM42 | AC | Split System: Air-Cooled Condensing Unit, Coil with Blower | 14AJM42 |  | RCFL-H*3821 | 12 | 14.5 | Yes | Yes | 2011-03-08 |  | 0
FALSE | 14AJM42 | 4530 | 3806427 | WEATHERKING AIR CONDITIONING DIVISION | 14AJM42 | AC | Split System: Air-Cooled Condensing Unit, Coil with Blower | 14AJM42 |  | RCFL-H*3821 | 12 | 14.5 | Yes | Yes | 2011-03-08 |  | 0
FALSE | 14AJM42 | 4530 | 3806428 | RUUD AIR CONDITIONING DIVISION | 14AJM42 | AC | Split System: Air-Cooled Condensing Unit, Coil with Blower | 14AJM42 |  | RCFL-H*3821 | 12.5 | 15.1 | Yes | Yes | 2011-03-08 |  | 1
FALSE | 14AJM42 | 4530 | 3806429 | RHEEM SALES COMPANY, INC. | 14AJM42 | AC | Split System: Air-Cooled Condensing Unit, Coil with Blower | 14AJM42 |  | RCFL-H*3821 | 12.5 | 15.1 | Yes | Yes | 2011-03-08 |  | 1
FALSE | 14AJM42 | 4530 | 3806430 | WEATHERKING AIR CONDITIONING DIVISION | 14AJM42 | AC | Split System: Air-Cooled Condensing Unit, Coil with Blower | 14AJM42 |  | RCFL-H*3821 | 12.5 | 15.1 | Yes | Yes | 2011-03-08 |  | 1
FALSE | 14AJM42 | 4530 | 3806431 | RUUD AIR CONDITIONING DIVISION | 14AJM42 | AC | Split System: Air-Cooled Condensing Unit, Coil with Blower | 14AJM42 |  | RCFL-H*3821 | 12.5 | 15.1 | Yes | Yes | 2011-03-08 |  | 1
TRUE | RAPM-056JEZ | 60 | 3806982 | RHEEM SALES COMPANY, INC. | RAPM-056JEZ | AC | Split System: Air-Cooled Condensing Unit, Coil Alone | RAPM-056JEZ |  | RCFL-H*6024+RXMD-C04 | 12 | 14.5 | Yes | Yes | 2011-01-21 |  | 0
TRUE | RAPM-056JEZ | 60 | 3808250 | RHEEM SALES COMPANY, INC. | UAPM-056JEZ | AC | Split System: Air-Cooled Condensing Unit, Coil Alone | RAPM-056JEZ |  | RCFL-H*6024+RXMD-C04 | 12 | 14.5 | Yes | Yes | 2011-03-08 |  | 0
TRUE | CZH06011 | 3899 | 3842236 | FRASER-JOHNSTON BY JOHNSON CONTROLS | AL8B060F3 | AC | Split System: Air-Cooled Condensing Unit, Coil with Blower | CZH06011 |  | FC/MC62D+MV20D+TXV | 12 | 16 | Yes | Yes | 2011-02-28 |  | 0
TRUE | CZH04811 | 3896 | 3842242 | FRASER-JOHNSTON BY JOHNSON CONTROLS | AL8B048F3 | AC | Split System: Air-Cooled Condensing Unit, Coil with Blower | CZH04811 |  | FC/MC62D+MV20D+TXV | 12.5 | 17 | Yes | Yes | 2011-02-28 |  | 1
TRUE | CZH03611 | 3894 | 3842245 | FRASER-JOHNSTON BY JOHNSON CONTROLS | AL8B036F3 | AC | Split System: Air-Cooled Condensing Unit, Coil with Blower | CZH03611 |  | FC/MC62D+MV12D+TXV | 14.25 | 18.5 | Yes | Yes | 2011-02-28 |  | 3
TRUE | CZH02411 | 3892 | 3842267 | FRASER-JOHNSTON BY JOHNSON CONTROLS | AL8B024F3 | AC | Split System: Air-Cooled Condensing Unit, Coil with Blower | CZH02411 |  | FC/MC48D+MV12D+TXV | 14.45 | 18 | Yes | Yes | 2011-02-28 |  | 3
FALSE | XC17-024-230* | 2237 | 3843993 | LENNOX INDUSTRIES, INC. | XC17-024-230* | AC | Split System: Air-Cooled Condensing Unit, Coil Alone | XC17-024-230* |  | CX34-19+TDR | 12.2 | 14.7 | Yes | Yes | 2011-01-21 |  | 0
FALSE | XC17-024-230* | 2237 | 3843994 | LENNOX INDUSTRIES, INC. | XC17-024-230* | AC | Split System: Air-Cooled Condensing Unit, Coil Alone | XC17-024-230* |  | CX34-25+TDR | 12.5 | 15 | Yes | Yes | 2011-01-21 |  | 1
FALSE | XC17-024-230* | 2237 | 3843995 | LENNOX INDUSTRIES, INC. | XC17-024-230* | AC | Split System: Air-Cooled Condensing Unit, Coil Alone | XC17-024-230* |  | CX34-30+TDR | 12.2 | 14.5 | Yes | Yes | 2011-01-21 |  | 0
TRUE | XC17-024-230* | 2237 | 3843996 | LENNOX INDUSTRIES, INC. | XC17-024-230* | AC | Split System: Air-Cooled Condensing Unit, Coil Alone | XC17-024-230* |  | CX34-31+TDR | 12.7 | 15.2 | Yes | Yes | 2011-01-21 |  | 1
FALSE | XC17-024-230* | 2237 | 3843997 | LENNOX INDUSTRIES, INC. | XC17-024-230* | AC | Split System: Air-Cooled Condensing Unit, Coil Alone | XC17-024-230* |  | CX34-36+TDR | 12.5 | 15 | Yes | Yes | 2011-01-21 |  | 1
FALSE | XC17-024-230* | 2237 | 3843998 | LENNOX INDUSTRIES, INC. | XC17-024-230* | AC | Split System: Air-Cooled Condensing Unit, Coil Alone | XC17-024-230* |  | CX34-38+TDR | 12.7 | 15.2 | Yes | Yes | 2011-01-21 |  | 1
FALSE | XC17-024-230* | 2237 | 3844001 | LENNOX INDUSTRIES, INC. | XC17-024-230* | AC | Split System: Air-Cooled Condensing Unit, Coil Alone | XC17-024-230* |  | C33-25+TDR+TXV | 12.5 | 15 | Yes | Yes | 2011-01-21 |  | 1
FALSE | XC17-024-230* | 2237 | 3844002 | LENNOX INDUSTRIES, INC. | XC17-024-230* | AC | Split System: Air-Cooled Condensing Unit, Coil Alone | XC17-024-230* |  | C33-30+TDR+TXV | 12.2 | 14.5 | Yes | Yes | 2011-01-21 |  | 0
FALSE | XC17-024-230* | 2237 | 3844003 | LENNOX INDUSTRIES, INC. | XC17-024-230* | AC | Split System: Air-Cooled Condensing Unit, Coil Alone | XC17-024-230* |  | C33-31+TDR+TXV | 12.7 | 15.2 | Yes | Yes | 2011-01-21 |  | 1
FALSE | XC17-024-230* | 2237 | 3844004 | LENNOX INDUSTRIES, INC. | XC17-024-230* | AC | Split System: Air-Cooled Condensing Unit, Coil Alone | XC17-024-230* |  | C33-36+TDR+TXV | 12.5 | 15 | Yes | Yes | 2011-01-21 |  | 1
FALSE | XC17-024-230* | 2237 | 3844005 | LENNOX INDUSTRIES, INC. | XC17-024-230* | AC | Split System: Air-Cooled Condensing Unit, Coil Alone | XC17-024-230* |  | C33-38+TDR+TXV | 12.7 | 15.2 | Yes | Yes | 2011-01-21 |  | 1
FALSE | XC17-024-230* | 2237 | 3844007 | LENNOX INDUSTRIES, INC. | XC17-024-230* | AC | Split System: Air-Cooled Condensing Unit, Coil Alone | XC17-024-230* |  | CR33-30/36+TDR+TXV | 12.7 | 15.2 | Yes | Yes | 2011-01-21 |  | 1
FALSE | XC17-024-230* | 2237 | 3844010 | LENNOX INDUSTRIES, INC. | XC17-024-230* | AC | Split System: Air-Cooled Condensing Unit, Coil Alone | XC17-024-230* |  | CH23-41+TDR+TXV | 12.5 | 15 | Yes | Yes | 2011-01-21 |  | 1
FALSE | XC17-024-230* | 2237 | 3844011 | LENNOX INDUSTRIES, INC. | XC17-024-230* | AC | Split System: Air-Cooled Condensing Unit, Coil Alone | XC17-024-230* |  | CH33-19+TDR+TXV | 12.5 | 14.7 | Yes | Yes | 2011-01-21 |  | 0
FALSE | XC17-024-230* | 2237 | 3844012 | LENNOX INDUSTRIES, INC. | XC17-024-230* | AC | Split System: Air-Cooled Condensing Unit, Coil Alone | XC17-024-230* |  | CH33-24/30+TDR+TXV | 12.2 | 14.5 | Yes | Yes | 2011-01-21 |  | 0
FALSE | XC17-024-230* | 2237 | 3844031 | LENNOX INDUSTRIES, INC. | XC17-024-230* | AC | Split System: Air-Cooled Condensing Unit, Coil with Blower | XC17-024-230* |  | CX34-25+TDR | 14.2 | 17 | Yes | Yes | 2011-01-21 |  | 2
FALSE | XC17-024-230* | 2237 | 3844032 | LENNOX INDUSTRIES, INC. | XC17-024-230* | AC | Split System: Air-Cooled Condensing Unit, Coil with Blower | XC17-024-230* |  | CX34-25+TDR | 14.2 | 17.2 | Yes | Yes | 2011-01-21 |  | 2
FALSE | XC17-024-230* | 2237 | 3844033 | LENNOX INDUSTRIES, INC. | XC17-024-230* | AC | Split System: Air-Cooled Condensing Unit, Coil with Blower | XC17-024-230* |  | CX34-30+TDR | 13.5 | 16.2 | Yes | Yes | 2011-01-21 |  | 2
FALSE | XC17-024-230* | 2237 | 3844034 | LENNOX INDUSTRIES, INC. | XC17-024-230* | AC | Split System: Air-Cooled Condensing Unit, Coil with Blower | XC17-024-230* |  | CX34-30+TDR | 13.7 | 16.5 | Yes | Yes | 2011-01-21 |  | 2
FALSE | XC17-024-230* | 2237 | 3844035 | LENNOX INDUSTRIES, INC. | XC17-024-230* | AC | Split System: Air-Cooled Condensing Unit, Coil with Blower | XC17-024-230* |  | CX34-30+TDR | 13.5 | 16.2 | Yes | Yes | 2011-01-21 |  | 2
FALSE | XC17-024-230* | 2237 | 3844036 | LENNOX INDUSTRIES, INC. | XC17-024-230* | AC | Split System: Air-Cooled Condensing Unit, Coil with Blower | XC17-024-230* |  | CX34-30+TDR | 13.5 | 16.2 | Yes | Yes | 2011-01-21 |  | 2
FALSE | XC17-024-230* | 2237 | 3844037 | LENNOX INDUSTRIES, INC. | XC17-024-230* | AC | Split System: Air-Cooled Condensing Unit, Coil with Blower | XC17-024-230* |  | CX34-30+TDR | 13.5 | 16.2 | Yes | Yes | 2011-01-21 |  | 2
FALSE | XC17-024-230* | 2237 | 3844038 | LENNOX INDUSTRIES, INC. | XC17-024-230* | AC | Split System: Air-Cooled Condensing Unit, Coil with Blower | XC17-024-230* |  | CX34-30+TDR | 13.7 | 16.5 | Yes | Yes | 2011-01-21 |  | 2
FALSE | XC17-024-230* | 2237 | 3844039 | LENNOX INDUSTRIES, INC. | XC17-024-230* | AC | Split System: Air-Cooled Condensing Unit, Coil with Blower | XC17-024-230* |  | CX34-30+TDR | 13.5 | 16.2 | Yes | Yes | 2011-01-21 |  | 2
FALSE | XC17-024-230* | 2237 | 3844040 | LENNOX INDUSTRIES, INC. | XC17-024-230* | AC | Split System: Air-Cooled Condensing Unit, Coil with Blower | XC17-024-230* |  | CX34-30+TDR | 13.7 | 16.5 | Yes | Yes | 2011-01-21 |  | 2
FALSE | XC17-024-230* | 2237 | 3844041 | LENNOX INDUSTRIES, INC. | XC17-024-230* | AC | Split System: Air-Cooled Condensing Unit, Coil with Blower | XC17-024-230* |  | CX34-31+TDR | 14.5 | 17.5 | Yes | Yes | 2011-01-21 |  | 2
FALSE | XC17-024-230* | 2237 | 3844042 | LENNOX INDUSTRIES, INC. | XC17-024-230* | AC | Split System: Air-Cooled Condensing Unit, Coil with Blower | XC17-024-230* |  | CX34-31+TDR | 14.5 | 17.7 | Yes | Yes | 2011-01-21 |  | 2
FALSE | XC17-024-230* | 2237 | 3844043 | LENNOX INDUSTRIES, INC. | XC17-024-230* | AC | Split System: Air-Cooled Condensing Unit, Coil with Blower | XC17-024-230* |  | CX34-31+TDR | 14.2 | 17.2 | Yes | Yes | 2011-01-21 |  | 2
FALSE | XC17-024-230* | 2237 | 3844044 | LENNOX INDUSTRIES, INC. | XC17-024-230* | AC | Split System: Air-Cooled Condensing Unit, Coil with Blower | XC17-024-230* |  | CX34-31+TDR | 14.5 | 17.5 | Yes | Yes | 2011-01-21 |  | 2
FALSE | XC17-024-230* | 2237 | 3844045 | LENNOX INDUSTRIES, INC. | XC17-024-230* | AC | Split System: Air-Cooled Condensing Unit, Coil with Blower | XC17-024-230* |  | CX34-31+TDR | 14.5 | 17.2 | Yes | Yes | 2011-01-21 |  | 2
FALSE | XC17-024-230* | 2237 | 3844046 | LENNOX INDUSTRIES, INC. | XC17-024-230* | AC | Split System: Air-Cooled Condensing Unit, Coil with Blower | XC17-024-230* |  | CX34-31+TDR | 14.5 | 17.5 | Yes | Yes | 2011-01-21 |  | 2
FALSE | XC17-024-230* | 2237 | 3844047 | LENNOX INDUSTRIES, INC. | XC17-024-230* | AC | Split System: Air-Cooled Condensing Unit, Coil with Blower | XC17-024-230* |  | CX34-36+TDR | 14.2 | 17 | Yes | Yes | 2011-01-21 |  | 2
FALSE | XC17-024-230* | 2237 | 3844048 | LENNOX INDUSTRIES, INC. | XC17-024-230* | AC | Split System: Air-Cooled Condensing Unit, Coil with Blower | XC17-024-230* |  | CX34-36+TDR | 14.2 | 17.2 | Yes | Yes | 2011-01-21 |  | 2
FALSE | XC17-024-230* | 2237 | 3844049 | LENNOX INDUSTRIES, INC. | XC17-024-230* | AC | Split System: Air-Cooled Condensing Unit, Coil with Blower | XC17-024-230* |  | CX34-38+TDR | 14.5 | 17.5 | Yes | Yes | 2011-01-21 |  | 2
FALSE | XC17-024-230* | 2237 | 3844103 | LENNOX INDUSTRIES, INC. | XC17-024-230* | AC | Split System: Air-Cooled Condensing Unit, Coil with Blower | XC17-024-230* |  | CH33-25B+TDR+TXV | 14.2 | 17 | Yes | Yes | 2011-01-21 |  | 2
FALSE | XC17-024-230* | 2237 | 3844104 | LENNOX INDUSTRIES, INC. | XC17-024-230* | AC | Split System: Air-Cooled Condensing Unit, Coil with Blower | XC17-024-230* |  | CH33-25B+TDR+TXV | 14.2 | 17.2 | Yes | Yes | 2011-01-21 |  | 2
FALSE | XC17-024-230* | 2237 | 3844105 | LENNOX INDUSTRIES, INC. | XC17-024-230* | AC | Split System: Air-Cooled Condensing Unit, Coil with Blower | XC17-024-230* |  | CH33-25B+TDR+TXV | 14 | 17 | Yes | Yes | 2011-01-21 |  | 2
FALSE | XC17-024-230* | 2237 | 3844106 | LENNOX INDUSTRIES, INC. | XC17-024-230* | AC | Split System: Air-Cooled Condensing Unit, Coil with Blower | XC17-024-230* |  | CH33-25B+TDR+TXV | 14.2 | 17.2 | Yes | Yes | 2011-01-21 |  | 2
FALSE | XC17-024-230* | 2237 | 3844107 | LENNOX INDUSTRIES, INC. | XC17-024-230* | AC | Split System: Air-Cooled Condensing Unit, Coil with Blower | XC17-024-230* |  | CH33-31A+TDR+TXV | 14.2 | 17.2 | Yes | Yes | 2011-01-21 |  | 2
FALSE | XC17-024-230* | 2237 | 3844108 | LENNOX INDUSTRIES, INC. | XC17-024-230* | AC | Split System: Air-Cooled Condensing Unit, Coil with Blower | XC17-024-230* |  | CH33-31B+TDR+TXV | 14.7 | 17.7 | Yes | Yes | 2011-01-21 |  | 2
FALSE | XC17-024-230* | 2237 | 3844109 | LENNOX INDUSTRIES, INC. | XC17-024-230* | AC | Split System: Air-Cooled Condensing Unit, Coil with Blower | XC17-024-230* |  | CH33-31B+TDR+TXV | 14.5 | 17.5 | Yes | Yes | 2011-01-21 |  | 2
FALSE | XC17-024-230* | 2237 | 3844110 | LENNOX INDUSTRIES, INC. | XC17-024-230* | AC | Split System: Air-Cooled Condensing Unit, Coil with Blower | XC17-024-230* |  | CH33-31B+TDR+TXV | 14.5 | 17.5 | Yes | Yes | 2011-01-21 |  | 2
FALSE | XC17-024-230* | 2237 | 3844111 | LENNOX INDUSTRIES, INC. | XC17-024-230* | AC | Split System: Air-Cooled Condensing Unit, Coil with Blower | XC17-024-230* |  | CH33-31B+TDR+TXV | 14.5 | 17.5 | Yes | Yes | 2011-01-21 |  | 2
FALSE | XC17-024-230* | 2237 | 3844112 | LENNOX INDUSTRIES, INC. | XC17-024-230* | AC | Split System: Air-Cooled Condensing Unit, Coil with Blower | XC17-024-230* |  | CH33-31B+TDR+TXV | 14.5 | 17.5 | Yes | Yes | 2011-01-21 |  | 2
FALSE | XC17-024-230* | 2237 | 3844113 | LENNOX INDUSTRIES, INC. | XC17-024-230* | AC | Split System: Air-Cooled Condensing Unit, Coil with Blower | XC17-024-230* |  | CH33-36A+TDR+TXV | 14 | 16.7 | Yes | Yes | 2011-01-21 |  | 2
FALSE | XC17-024-230* | 2237 | 3844114 | LENNOX INDUSTRIES, INC. | XC17-024-230* | AC | Split System: Air-Cooled Condensing Unit, Coil with Blower | XC17-024-230* |  | CH33-36B+TDR+TXV | 14.5 | 17.2 | Yes | Yes | 2011-01-21 |  | 2
FALSE | XC17-024-230* | 2237 | 3844115 | LENNOX INDUSTRIES, INC. | XC17-024-230* | AC | Split System: Air-Cooled Condensing Unit, Coil with Blower | XC17-024-230* |  | CH33-36B+TDR+TXV | 14.2 | 17 | Yes | Yes | 2011-01-21 |  | 2
FALSE | XC17-024-230* | 2237 | 3844116 | LENNOX INDUSTRIES, INC. | XC17-024-230* | AC | Split System: Air-Cooled Condensing Unit, Coil with Blower | XC17-024-230* |  | CH33-36B+TDR+TXV | 14.2 | 17 | Yes | Yes | 2011-01-21 |  | 2
FALSE | XC17-024-230* | 2237 | 3844117 | LENNOX INDUSTRIES, INC. | XC17-024-230* | AC | Split System: Air-Cooled Condensing Unit, Coil with Blower | XC17-024-230* |  | CH33-36B+TDR+TXV | 14 | 17 | Yes | Yes | 2011-01-21 |  | 2
FALSE | XC17-024-230* | 2237 | 3844118 | LENNOX INDUSTRIES, INC. | XC17-024-230* | AC | Split System: Air-Cooled Condensing Unit, Coil with Blower | XC17-024-230* |  | CH33-36C+TDR+TXV | 14.5 | 17.5 | Yes | Yes | 2011-01-21 |  | 2
FALSE | XC17-024-230* | 2237 | 3844119 | LENNOX INDUSTRIES, INC. | XC17-024-230* | AC | Split System: Air-Cooled Condensing Unit, Coil with Blower | XC17-024-230* |  | CH33-36B+TDR+TXV | 14.2 | 17 | Yes | Yes | 2011-01-21 |  | 2
FALSE | XC17-024-230* | 2237 | 3844120 | LENNOX INDUSTRIES, INC. | XC17-024-230* | AC | Split System: Air-Cooled Condensing Unit, Coil with Blower | XC17-024-230* |  | CH33-36C+TDR+TXV | 14.5 | 17.5 | Yes | Yes | 2011-01-21 |  | 2
FALSE | XC17-024-230* | 2237 | 3844121 | LENNOX INDUSTRIES, INC. | XC17-024-230* | AC | Split System: Air-Cooled Condensing Unit, Coil with Blower | XC17-024-230* |  | CX34-25+TDR | 13 | 16 | Yes | Yes | 2011-01-21 |  | 2
TRUE | XC17-030-230* | 2248 | 3844141 | LENNOX INDUSTRIES, INC. | XC17-030-230* | AC | Split System: Air-Cooled Condensing Unit, Coil Alone | XC17-030-230* |  | CX34-31+TDR | 12.2 | 15 | Yes | Yes | 2011-01-21 |  | 0
FALSE | XC17-036-230-** | 2261 | 3844342 | LENNOX INDUSTRIES, INC. | XC17-036-230* | AC | Split System: Air-Cooled Condensing Unit, Coil Alone | XC17-036-230* |  | CX34-31+TDR | 12.5 | 14.7 | Yes | Yes | 2011-01-21 |  | 0
FALSE | XC17-036-230-** | 2261 | 3844343 | LENNOX INDUSTRIES, INC. | XC17-036-230* | AC | Split System: Air-Cooled Condensing Unit, Coil Alone | XC17-036-230* |  | CX34-36+TDR | 12.2 | 14.5 | Yes | Yes | 2011-01-21 |  | 0
TRUE | XC17-036-230* | 2261 | 3844344 | LENNOX INDUSTRIES, INC. | XC17-036-230* | AC | Split System: Air-Cooled Condensing Unit, Coil Alone | XC17-036-230* |  | CX34-38+TDR | 12.7 | 15 | Yes | Yes | 2011-01-21 |  | 1
FALSE | XC17-036-230-** | 2261 | 3844345 | LENNOX INDUSTRIES, INC. | XC17-036-230* | AC | Split System: Air-Cooled Condensing Unit, Coil Alone | XC17-036-230* |  | CX34-43+TDR | 12.7 | 15 | Yes | Yes | 2011-01-21 |  | 1
FALSE | XC17-036-230-** | 2261 | 3844346 | LENNOX INDUSTRIES, INC. | XC17-036-230* | AC | Split System: Air-Cooled Condensing Unit, Coil Alone | XC17-036-230* |  | CX34-44/48+TDR | 12.5 | 14.7 | Yes | Yes | 2011-01-21 |  | 0
FALSE | XC17-036-230-** | 2261 | 3844347 | LENNOX INDUSTRIES, INC. | XC17-036-230* | AC | Split System: Air-Cooled Condensing Unit, Coil Alone | XC17-036-230* |  | CX34-49+TDR | 12.7 | 15 | Yes | Yes | 2011-01-21 |  | 1
FALSE | XC17-036-230-** | 2261 | 3844348 | LENNOX INDUSTRIES, INC. | XC17-036-230* | AC | Split System: Air-Cooled Condensing Unit, Coil Alone | XC17-036-230* |  | CX34-50/60C+TDR | 12.7 | 15 | Yes | Yes | 2011-01-21 |  | 1
FALSE | XC17-036-230-** | 2261 | 3844349 | LENNOX INDUSTRIES, INC. | XC17-036-230* | AC | Split System: Air-Cooled Condensing Unit, Coil Alone | XC17-036-230* |  | CX34-62C+TDR | 13 | 15.2 | Yes | Yes | 2011-01-21 |  | 1
FALSE | XC17-036-230-** | 2261 | 3844350 | LENNOX INDUSTRIES, INC. | XC17-036-230* | AC | Split System: Air-Cooled Condensing Unit, Coil Alone | XC17-036-230* |  | C33-31+TDR+TXV | 12.5 | 14.7 | Yes | Yes | 2011-01-21 |  | 0
FALSE | XC17-036-230-** | 2261 | 3844351 | LENNOX INDUSTRIES, INC. | XC17-036-230* | AC | Split System: Air-Cooled Condensing Unit, Coil Alone | XC17-036-230* |  | C33-36+TDR+TXV | 12.2 | 14.5 | Yes | Yes | 2011-01-21 |  | 0
FALSE | XC17-036-230-** | 2261 | 3844352 | LENNOX INDUSTRIES, INC. | XC17-036-230* | AC | Split System: Air-Cooled Condensing Unit, Coil Alone | XC17-036-230* |  | C33-38+TDR+TXV | 12.7 | 15 | Yes | Yes | 2011-01-21 |  | 1
FALSE | XC17-036-230-** | 2261 | 3844353 | LENNOX INDUSTRIES, INC. | XC17-036-230* | AC | Split System: Air-Cooled Condensing Unit, Coil Alone | XC17-036-230* |  | C33-43+TDR+TXV | 12.7 | 15 | Yes | Yes | 2011-01-21 |  | 1
FALSE | XC17-036-230-** | 2261 | 3844372 | LENNOX INDUSTRIES, INC. | XC17-036-230* | AC | Split System: Air-Cooled Condensing Unit, Coil with Blower | XC17-036-230* |  | CX34-31+TDR | 13.5 | 16 | Yes | Yes | 2011-01-21 |  | 2
FALSE | XC17-036-230-** | 2261 | 3844373 | LENNOX INDUSTRIES, INC. | XC17-036-230* | AC | Split System: Air-Cooled Condensing Unit, Coil with Blower | XC17-036-230* |  | CX34-31+TDR | 13.2 | 15.5 | Yes | Yes | 2011-01-21 |  | 1
FALSE | XC17-036-230-** | 2261 | 3844374 | LENNOX INDUSTRIES, INC. | XC17-036-230* | AC | Split System: Air-Cooled Condensing Unit, Coil with Blower | XC17-036-230* |  | CX34-31+TDR | 13.2 | 15.5 | Yes | Yes | 2011-01-21 |  | 1
FALSE | XC17-036-230-** | 2261 | 3844375 | LENNOX INDUSTRIES, INC. | XC17-036-230* | AC | Split System: Air-Cooled Condensing Unit, Coil with Blower | XC17-036-230* |  | CX34-31+TDR | 13.2 | 15.5 | Yes | Yes | 2011-01-21 |  | 1
FALSE | XC17-036-230-** | 2261 | 3844376 | LENNOX INDUSTRIES, INC. | XC17-036-230* | AC | Split System: Air-Cooled Condensing Unit, Coil with Blower | XC17-036-230* |  | CX34-31+TDR | 13.2 | 15.5 | Yes | Yes | 2011-01-21 |  | 1
FALSE | XC17-036-230-** | 2261 | 3844377 | LENNOX INDUSTRIES, INC. | XC17-036-230* | AC | Split System: Air-Cooled Condensing Unit, Coil with Blower | XC17-036-230* |  | CX34-36+TDR | 13 | 15.2 | Yes | Yes | 2011-01-21 |  | 1
FALSE | XC17-036-230-** | 2261 | 3844378 | LENNOX INDUSTRIES, INC. | XC17-036-230* | AC | Split System: Air-Cooled Condensing Unit, Coil with Blower | XC17-036-230* |  | CX34-36+TDR | 13.5 | 16 | Yes | Yes | 2011-01-21 |  | 2
FALSE | XC17-036-230-** | 2261 | 3844379 | LENNOX INDUSTRIES, INC. | XC17-036-230* | AC | Split System: Air-Cooled Condensing Unit, Coil with Blower | XC17-036-230* |  | CX34-36+TDR | 13 | 15.2 | Yes | Yes | 2011-01-21 |  | 1
FALSE | XC17-036-230-** | 2261 | 3844380 | LENNOX INDUSTRIES, INC. | XC17-036-230* | AC | Split System: Air-Cooled Condensing Unit, Coil with Blower | XC17-036-230* |  | CX34-36+TDR | 13 | 15.2 | Yes | Yes | 2011-01-21 |  | 1
FALSE | XC17-036-230-** | 2261 | 3844381 | LENNOX INDUSTRIES, INC. | XC17-036-230* | AC | Split System: Air-Cooled Condensing Unit, Coil with Blower | XC17-036-230* |  | CX34-36+TDR | 13 | 15.2 | Yes | Yes | 2011-01-21 |  | 1
FALSE | XC17-036-230-** | 2261 | 3844382 | LENNOX INDUSTRIES, INC. | XC17-036-230* | AC | Split System: Air-Cooled Condensing Unit, Coil with Blower | XC17-036-230* |  | CX34-36+TDR | 13 | 15.2 | Yes | Yes | 2011-01-21 |  | 1
FALSE | XC17-036-230-** | 2261 | 3844383 | LENNOX INDUSTRIES, INC. | XC17-036-230* | AC | Split System: Air-Cooled Condensing Unit, Coil with Blower | XC17-036-230* |  | CX34-36+TDR | 13.5 | 16 | Yes | Yes | 2011-01-21 |  | 2
FALSE | XC17-036-230-** | 2261 | 3844384 | LENNOX INDUSTRIES, INC. | XC17-036-230* | AC | Split System: Air-Cooled Condensing Unit, Coil with Blower | XC17-036-230* |  | CX34-36+TDR | 13.5 | 16 | Yes | Yes | 2011-01-21 |  | 2
FALSE | XC17-036-230-** | 2261 | 3844385 | LENNOX INDUSTRIES, INC. | XC17-036-230* | AC | Split System: Air-Cooled Condensing Unit, Coil with Blower | XC17-036-230* |  | CX34-38+TDR | 13.5 | 16 | Yes | Yes | 2011-01-21 |  | 2
FALSE | XC17-036-230-** | 2261 | 3844386 | LENNOX INDUSTRIES, INC. | XC17-036-230* | AC | Split System: Air-Cooled Condensing Unit, Coil with Blower | XC17-036-230* |  | CX34-38+TDR | 13.7 | 16.5 | Yes | Yes | 2011-01-21 |  | 2
FALSE | XC17-036-230-** | 2261 | 3844387 | LENNOX INDUSTRIES, INC. | XC17-036-230* | AC | Split System: Air-Cooled Condensing Unit, Coil with Blower | XC17-036-230* |  | CX34-38+TDR | 13.2 | 15.7 | Yes | Yes | 2011-01-21 |  | 1
FALSE | XC17-036-230-** | 2261 | 3844388 | LENNOX INDUSTRIES, INC. | XC17-036-230* | AC | Split System: Air-Cooled Condensing Unit, Coil with Blower | XC17-036-230* |  | CX34-38+TDR | 13.5 | 15.7 | Yes | Yes | 2011-01-21 |  | 1
FALSE | XC17-036-230-** | 2261 | 3844389 | LENNOX INDUSTRIES, INC. | XC17-036-230* | AC | Split System: Air-Cooled Condensing Unit, Coil with Blower | XC17-036-230* |  | CX34-38+TDR | 13.5 | 15.7 | Yes | Yes | 2011-01-21 |  | 1
FALSE | XC17-036-230-** | 2261 | 3844390 | LENNOX INDUSTRIES, INC. | XC17-036-230* | AC | Split System: Air-Cooled Condensing Unit, Coil with Blower | XC17-036-230* |  | CX34-38+TDR | 13.2 | 15.7 | Yes | Yes | 2011-01-21 |  | 1
FALSE | XC17-036-230-** | 2261 | 3844480 | LENNOX INDUSTRIES, INC. | XC17-036-230* | AC | Split System: Air-Cooled Condensing Unit, Coil with Blower | XC17-036-230* |  | C33-48+TDR+TXV | 13.7 | 16.2 | Yes | Yes | 2011-01-21 |  | 2
FALSE | XC17-036-230-** | 2261 | 3844481 | LENNOX INDUSTRIES, INC. | XC17-036-230* | AC | Split System: Air-Cooled Condensing Unit, Coil with Blower | XC17-036-230* |  | C33-48+TDR+TXV | 13.7 | 16.2 | Yes | Yes | 2011-01-21 |  | 2
FALSE | XC17-036-230-** | 2261 | 3844482 | LENNOX INDUSTRIES, INC. | XC17-036-230* | AC | Split System: Air-Cooled Condensing Unit, Coil with Blower | XC17-036-230* |  | C33-49+TDR+TXV | 14.2 | 16.7 | Yes | Yes | 2011-01-21 |  | 2
FALSE | XC17-036-230-** | 2261 | 3844483 | LENNOX INDUSTRIES, INC. | XC17-036-230* | AC | Split System: Air-Cooled Condensing Unit, Coil with Blower | XC17-036-230* |  | C33-49+TDR+TXV | 14 | 16.7 | Yes | Yes | 2011-01-21 |  | 2
FALSE | XC17-036-230-** | 2261 | 3844484 | LENNOX INDUSTRIES, INC. | XC17-036-230* | AC | Split System: Air-Cooled Condensing Unit, Coil with Blower | XC17-036-230* |  | C33-49+TDR+TXV | 14 | 16.5 | Yes | Yes | 2011-01-21 |  | 2
FALSE | XC17-036-230-** | 2261 | 3844485 | LENNOX INDUSTRIES, INC. | XC17-036-230* | AC | Split System: Air-Cooled Condensing Unit, Coil with Blower | XC17-036-230* |  | C33-49+TDR+TXV | 14 | 16.5 | Yes | Yes | 2011-01-21 |  | 2
FALSE | XC17-036-230-** | 2261 | 3844486 | LENNOX INDUSTRIES, INC. | XC17-036-230* | AC | Split System: Air-Cooled Condensing Unit, Coil with Blower | XC17-036-230* |  | C33-49+TDR+TXV | 14 | 16.5 | Yes | Yes | 2011-01-21 |  | 2
FALSE | XC17-036-230-** | 2261 | 3844487 | LENNOX INDUSTRIES, INC. | XC17-036-230* | AC | Split System: Air-Cooled Condensing Unit, Coil with Blower | XC17-036-230* |  | C33-49+TDR+TXV | 13.7 | 16.2 | Yes | Yes | 2011-01-21 |  | 2
FALSE | XC17-036-230-** | 2261 | 3844488 | LENNOX INDUSTRIES, INC. | XC17-036-230* | AC | Split System: Air-Cooled Condensing Unit, Coil with Blower | XC17-036-230* |  | C33-49+TDR+TXV | 14 | 16.5 | Yes | Yes | 2011-01-21 |  | 2
FALSE | XC17-036-230-** | 2261 | 3844489 | LENNOX INDUSTRIES, INC. | XC17-036-230* | AC | Split System: Air-Cooled Condensing Unit, Coil with Blower | XC17-036-230* |  | C33-49+TDR+TXV | 14 | 16.5 | Yes | Yes | 2011-01-21 |  | 2
FALSE | XC17-036-230-** | 2261 | 3844490 | LENNOX INDUSTRIES, INC. | XC17-036-230* | AC | Split System: Air-Cooled Condensing Unit, Coil with Blower | XC17-036-230* |  | C33-49+TDR+TXV | 14 | 16.5 | Yes | Yes | 2011-01-21 |  | 2
FALSE | XC17-036-230-** | 2261 | 3844491 | LENNOX INDUSTRIES, INC. | XC17-036-230* | AC | Split System: Air-Cooled Condensing Unit, Coil with Blower | XC17-036-230* |  | C33-50/60C+TDR+TXV | 14 | 16.5 | Yes | Yes | 2011-01-21 |  | 2
FALSE | XC17-036-230-** | 2261 | 3844492 | LENNOX INDUSTRIES, INC. | XC17-036-230* | AC | Split System: Air-Cooled Condensing Unit, Coil with Blower | XC17-036-230* |  | C33-50/60C+TDR+TXV | 13.7 | 16.5 | Yes | Yes | 2011-01-21 |  | 2
FALSE | XC17-036-230-** | 2261 | 3844493 | LENNOX INDUSTRIES, INC. | XC17-036-230* | AC | Split System: Air-Cooled Condensing Unit, Coil with Blower | XC17-036-230* |  | C33-50/60C+TDR+TXV | 13.7 | 16.5 | Yes | Yes | 2011-01-21 |  | 2
FALSE | XC17-036-230-** | 2261 | 3844494 | LENNOX INDUSTRIES, INC. | XC17-036-230* | AC | Split System: Air-Cooled Condensing Unit, Coil with Blower | XC17-036-230* |  | C33-50/60C+TDR+TXV | 13.7 | 16.2 | Yes | Yes | 2011-01-21 |  | 2
FALSE | XC17-036-230-** | 2261 | 3844495 | LENNOX INDUSTRIES, INC. | XC17-036-230* | AC | Split System: Air-Cooled Condensing Unit, Coil with Blower | XC17-036-230* |  | C33-50/60C+TDR+TXV | 14 | 16.5 | Yes | Yes | 2011-01-21 |  | 2
FALSE | XC17-036-230-** | 2261 | 3844496 | LENNOX INDUSTRIES, INC. | XC17-036-230* | AC | Split System: Air-Cooled Condensing Unit, Coil with Blower | XC17-036-230* |  | C33-50/60C+TDR+TXV | 14 | 16.5 | Yes | Yes | 2011-01-21 |  | 2
FALSE | XC17-036-230-** | 2261 | 3844497 | LENNOX INDUSTRIES, INC. | XC17-036-230* | AC | Split System: Air-Cooled Condensing Unit, Coil with Blower | XC17-036-230* |  | C33-50/60C+TDR+TXV | 14 | 16.5 | Yes | Yes | 2011-01-21 |  | 2
FALSE | XC17-036-230-** | 2261 | 3844498 | LENNOX INDUSTRIES, INC. | XC17-036-230* | AC | Split System: Air-Cooled Condensing Unit, Coil with Blower | XC17-036-230* |  | C33-62C+TDR+TXV | 14.5 | 17.2 | Yes | Yes | 2011-01-21 |  | 2
FALSE | XC17-036-230-** | 2261 | 3844516 | LENNOX INDUSTRIES, INC. | XC17-036-230* | AC | Split System: Air-Cooled Condensing Unit, Coil with Blower | XC17-036-230* |  | CR33-30/36+TDR+TXV | 13.5 | 16 | Yes | Yes | 2011-01-21 |  | 2
FALSE | XC17-036-230-** | 2261 | 3844517 | LENNOX INDUSTRIES, INC. | XC17-036-230* | AC | Split System: Air-Cooled Condensing Unit, Coil with Blower | XC17-036-230* |  | CR33-30/36+TDR+TXV | 13.5 | 16 | Yes | Yes | 2011-01-21 |  | 2
FALSE | XC17-036-230-** | 2261 | 3844518 | LENNOX INDUSTRIES, INC. | XC17-036-230* | AC | Split System: Air-Cooled Condensing Unit, Coil with Blower | XC17-036-230* |  | CR33-30/36+TDR+TXV | 13.2 | 15.7 | Yes | Yes | 2011-01-21 |  | 1
FALSE | XC17-036-230-** | 2261 | 3844519 | LENNOX INDUSTRIES, INC. | XC17-036-230* | AC | Split System: Air-Cooled Condensing Unit, Coil with Blower | XC17-036-230* |  | CR33-48+TDR+TXV | 13.5 | 16 | Yes | Yes | 2011-01-21 |  | 2
FALSE | XC17-036-230-** | 2261 | 3844520 | LENNOX INDUSTRIES, INC. | XC17-036-230* | AC | Split System: Air-Cooled Condensing Unit, Coil with Blower | XC17-036-230* |  | CR33-48+TDR+TXV | 13.2 | 15.5 | Yes | Yes | 2011-01-21 |  | 1
FALSE | XC17-036-230-** | 2261 | 3844521 | LENNOX INDUSTRIES, INC. | XC17-036-230* | AC | Split System: Air-Cooled Condensing Unit, Coil with Blower | XC17-036-230* |  | CR33-48+TDR+TXV | 13.2 | 15.5 | Yes | Yes | 2011-01-21 |  | 1
FALSE | XC17-036-230-** | 2261 | 3844522 | LENNOX INDUSTRIES, INC. | XC17-036-230* | AC | Split System: Air-Cooled Condensing Unit, Coil with Blower | XC17-036-230* |  | CR33-48+TDR+TXV | 13.2 | 15.5 | Yes | Yes | 2011-01-21 |  | 1
FALSE | XC17-036-230-** | 2261 | 3844523 | LENNOX INDUSTRIES, INC. | XC17-036-230* | AC | Split System: Air-Cooled Condensing Unit, Coil with Blower | XC17-036-230* |  | CR33-48+TDR+TXV | 13.2 | 15.5 | Yes | Yes | 2011-01-21 |  | 1
FALSE | XC17-036-230-** | 2261 | 3844524 | LENNOX INDUSTRIES, INC. | XC17-036-230* | AC | Split System: Air-Cooled Condensing Unit, Coil with Blower | XC17-036-230* |  | CR33-48+TDR+TXV | 13.5 | 16 | Yes | Yes | 2011-01-21 |  | 2
FALSE | XC17-036-230-** | 2261 | 3844525 | LENNOX INDUSTRIES, INC. | XC17-036-230* | AC | Split System: Air-Cooled Condensing Unit, Coil with Blower | XC17-036-230* |  | CR33-48+TDR+TXV | 13.5 | 16 | Yes | Yes | 2011-01-21 |  | 2
FALSE | XC17-036-230-** | 2261 | 3844526 | LENNOX INDUSTRIES, INC. | XC17-036-230* | AC | Split System: Air-Cooled Condensing Unit, Coil with Blower | XC17-036-230* |  | CR33-48+TDR+TXV | 13.5 | 16 | Yes | Yes | 2011-01-21 |  | 2
FALSE | XC17-036-230-** | 2261 | 3844527 | LENNOX INDUSTRIES, INC. | XC17-036-230* | AC | Split System: Air-Cooled Condensing Unit, Coil with Blower | XC17-036-230* |  | CR33-48+TDR+TXV | 13.5 | 16 | Yes | Yes | 2011-01-21 |  | 2
FALSE | XC17-036-230-** | 2261 | 3844528 | LENNOX INDUSTRIES, INC. | XC17-036-230* | AC | Split System: Air-Cooled Condensing Unit, Coil with Blower | XC17-036-230* |  | CR33-48+TDR+TXV | 13.5 | 16 | Yes | Yes | 2011-01-21 |  | 2
FALSE | XC17-036-230-** | 2261 | 3844529 | LENNOX INDUSTRIES, INC. | XC17-036-230* | AC | Split System: Air-Cooled Condensing Unit, Coil with Blower | XC17-036-230* |  | CR33-48+TDR+TXV | 13.5 | 16 | Yes | Yes | 2011-01-21 |  | 2
FALSE | XC17-036-230-** | 2261 | 3844530 | LENNOX INDUSTRIES, INC. | XC17-036-230* | AC | Split System: Air-Cooled Condensing Unit, Coil with Blower | XC17-036-230* |  | CR33-48+TDR+TXV | 13.5 | 16 | Yes | Yes | 2011-01-21 |  | 2
FALSE | XC17-036-230-** | 2261 | 3844531 | LENNOX INDUSTRIES, INC. | XC17-036-230* | AC | Split System: Air-Cooled Condensing Unit, Coil with Blower | XC17-036-230* |  | CH23-41+TDR+TXV | 13.5 | 15.7 | Yes | Yes | 2011-01-21 |  | 1
FALSE | XC17-036-230-** | 2261 | 3844532 | LENNOX INDUSTRIES, INC. | XC17-036-230* | AC | Split System: Air-Cooled Condensing Unit, Coil with Blower | XC17-036-230* |  | CH23-41+TDR+TXV | 13.7 | 16.2 | Yes | Yes | 2011-01-21 |  | 2
FALSE | XC17-036-230-** | 2261 | 3844533 | LENNOX INDUSTRIES, INC. | XC17-036-230* | AC | Split System: Air-Cooled Condensing Unit, Coil with Blower | XC17-036-230* |  | CH23-41+TDR+TXV | 13.2 | 15.5 | Yes | Yes | 2011-01-21 |  | 1
FALSE | XC17-036-230-** | 2261 | 3844534 | LENNOX INDUSTRIES, INC. | XC17-036-230* | AC | Split System: Air-Cooled Condensing Unit, Coil with Blower | XC17-036-230* |  | CH23-41+TDR+TXV | 13.2 | 15.7 | Yes | Yes | 2011-01-21 |  | 1
FALSE | XC17-036-230-** | 2261 | 3844552 | LENNOX INDUSTRIES, INC. | XC17-036-230* | AC | Split System: Air-Cooled Condensing Unit, Coil with Blower | XC17-036-230* |  | CH33-36B+TDR+TXV | 13 | 15.2 | Yes | Yes | 2011-01-21 |  | 1
FALSE | XC17-036-230-** | 2261 | 3844553 | LENNOX INDUSTRIES, INC. | XC17-036-230* | AC | Split System: Air-Cooled Condensing Unit, Coil with Blower | XC17-036-230* |  | CH33-36C+TDR+TXV | 13.5 | 16 | Yes | Yes | 2011-01-21 |  | 2
FALSE | XC17-036-230-** | 2261 | 3844554 | LENNOX INDUSTRIES, INC. | XC17-036-230* | AC | Split System: Air-Cooled Condensing Unit, Coil with Blower | XC17-036-230* |  | CH33-36C+TDR+TXV | 13.5 | 16 | Yes | Yes | 2011-01-21 |  | 2
FALSE | XC17-036-230-** | 2261 | 3844555 | LENNOX INDUSTRIES, INC. | XC17-036-230* | AC | Split System: Air-Cooled Condensing Unit, Coil with Blower | XC17-036-230* |  | CH33-42+TDR+TXV | 13.5 | 16 | Yes | Yes | 2011-01-21 |  | 2
FALSE | XC17-036-230-** | 2261 | 3844556 | LENNOX INDUSTRIES, INC. | XC17-036-230* | AC | Split System: Air-Cooled Condensing Unit, Coil with Blower | XC17-036-230* |  | CH33-42+TDR+TXV | 13 | 15.5 | Yes | Yes | 2011-01-21 |  | 1
FALSE | XC17-036-230-** | 2261 | 3844557 | LENNOX INDUSTRIES, INC. | XC17-036-230* | AC | Split System: Air-Cooled Condensing Unit, Coil with Blower | XC17-036-230* |  | CH33-42+TDR+TXV | 13.2 | 15.5 | Yes | Yes | 2011-01-21 |  | 1
FALSE | XC17-036-230-** | 2261 | 3844558 | LENNOX INDUSTRIES, INC. | XC17-036-230* | AC | Split System: Air-Cooled Condensing Unit, Coil with Blower | XC17-036-230* |  | CH33-42+TDR+TXV | 13.2 | 15.5 | Yes | Yes | 2011-01-21 |  | 1
FALSE | XC17-036-230-** | 2261 | 3844559 | LENNOX INDUSTRIES, INC. | XC17-036-230* | AC | Split System: Air-Cooled Condensing Unit, Coil with Blower | XC17-036-230* |  | CH33-42+TDR+TXV | 13 | 15.5 | Yes | Yes | 2011-01-21 |  | 1
FALSE | XC17-036-230-** | 2261 | 3844560 | LENNOX INDUSTRIES, INC. | XC17-036-230* | AC | Split System: Air-Cooled Condensing Unit, Coil with Blower | XC17-036-230* |  | CH33-43B+TDR+TXV | 14 | 16.5 | Yes | Yes | 2011-01-21 |  | 2
FALSE | XC17-036-230-** | 2261 | 3844561 | LENNOX INDUSTRIES, INC. | XC17-036-230* | AC | Split System: Air-Cooled Condensing Unit, Coil with Blower | XC17-036-230* |  | CH33-43B+TDR+TXV | 14.2 | 17 | Yes | Yes | 2011-01-21 |  | 2
FALSE | XC17-036-230-** | 2261 | 3844562 | LENNOX INDUSTRIES, INC. | XC17-036-230* | AC | Split System: Air-Cooled Condensing Unit, Coil with Blower | XC17-036-230* |  | CH33-43B+TDR+TXV | 13.5 | 16 | Yes | Yes | 2011-01-21 |  | 2
FALSE | XC17-036-230-** | 2261 | 3844563 | LENNOX INDUSTRIES, INC. | XC17-036-230* | AC | Split System: Air-Cooled Condensing Unit, Coil with Blower | XC17-036-230* |  | CH33-43B+TDR+TXV | 13.5 | 16 | Yes | Yes | 2011-01-21 |  | 2
FALSE | XC17-036-230-** | 2261 | 3844564 | LENNOX INDUSTRIES, INC. | XC17-036-230* | AC | Split System: Air-Cooled Condensing Unit, Coil with Blower | XC17-036-230* |  | CH33-43B+TDR+TXV | 13.5 | 16 | Yes | Yes | 2011-01-21 |  | 2
FALSE | XC17-036-230-** | 2261 | 3844565 | LENNOX INDUSTRIES, INC. | XC17-036-230* | AC | Split System: Air-Cooled Condensing Unit, Coil with Blower | XC17-036-230* |  | CH33-43C+TDR+TXV | 13.7 | 16.2 | Yes | Yes | 2011-01-21 |  | 2
FALSE | XC17-036-230-** | 2261 | 3844566 | LENNOX INDUSTRIES, INC. | XC17-036-230* | AC | Split System: Air-Cooled Condensing Unit, Coil with Blower | XC17-036-230* |  | CH33-43C+TDR+TXV | 13.7 | 16.2 | Yes | Yes | 2011-01-21 |  | 2
FALSE | XC17-036-230-** | 2261 | 3844567 | LENNOX INDUSTRIES, INC. | XC17-036-230* | AC | Split System: Air-Cooled Condensing Unit, Coil with Blower | XC17-036-230* |  | CH33-44/48+TDR+TXV | 13.7 | 16.2 | Yes | Yes | 2011-01-21 |  | 2
FALSE | XC17-036-230-** | 2261 | 3844568 | LENNOX INDUSTRIES, INC. | XC17-036-230* | AC | Split System: Air-Cooled Condensing Unit, Coil with Blower | XC17-036-230* |  | CH33-44/48+TDR+TXV | 13.2 | 15.5 | Yes | Yes | 2011-01-21 |  | 1
FALSE | XC17-036-230-** | 2261 | 3844569 | LENNOX INDUSTRIES, INC. | XC17-036-230* | AC | Split System: Air-Cooled Condensing Unit, Coil with Blower | XC17-036-230* |  | CH33-44/48+TDR+TXV | 13.2 | 15.7 | Yes | Yes | 2011-01-21 |  | 1
FALSE | XC17-036-230-** | 2261 | 3844570 | LENNOX INDUSTRIES, INC. | XC17-036-230* | AC | Split System: Air-Cooled Condensing Unit, Coil with Blower | XC17-036-230* |  | CH33-44/48+TDR+TXV | 13.2 | 15.7 | Yes | Yes | 2011-01-21 |  | 1
FALSE | XC17-036-230-** | 2261 | 3844588 | LENNOX INDUSTRIES, INC. | XC17-036-230* | AC | Split System: Air-Cooled Condensing Unit, Coil with Blower | XC17-036-230* |  | CBX32MV-048*+TDR | 14.5 | 17 | Yes | Yes | 2011-01-21 |  | 2
FALSE | XC17-036-230-** | 2261 | 3844589 | LENNOX INDUSTRIES, INC. | XC17-036-230* | AC | Split System: Air-Cooled Condensing Unit, Coil with Blower | XC17-036-230* |  | CBX40UHV-036*+TDR | 13.5 | 16.5 | Yes | Yes | 2011-01-21 |  | 2
FALSE | XC17-036-230-** | 2261 | 3844590 | LENNOX INDUSTRIES, INC. | XC17-036-230* | AC | Split System: Air-Cooled Condensing Unit, Coil with Blower | XC17-036-230* |  | CBX40UHV-042*+TDR | 14 | 17.2 | Yes | Yes | 2011-01-21 |  | 2
FALSE | XC17-036-230-** | 2261 | 3844591 | LENNOX INDUSTRIES, INC. | XC17-036-230* | AC | Split System: Air-Cooled Condensing Unit, Coil with Blower | XC17-036-230* |  | CBX40UHV-048*+TDR | 14.2 | 17.5 | Yes | Yes | 2011-01-21 |  | 2
TRUE | XC17-042-230* | 2279 | 3844606 | LENNOX INDUSTRIES, INC. | XC17-042-230* | AC | Split System: Air-Cooled Condensing Unit, Coil Alone | XC17-042-230* |  | CX34-50/60C+TDR | 12 | 14.5 | Yes | Yes | 2011-01-21 |  | 0
FALSE | XC17-048-230-** | 2300 | 3844934 | LENNOX INDUSTRIES, INC. | XC17-048-230* | AC | Split System: Air-Cooled Condensing Unit, Coil Alone | XC17-048-230* |  | CH23-68+TDR+TXV | 12.2 | 14.7 | Yes | Yes | 2011-01-21 |  | 0
FALSE | XC17-048-230-** | 2300 | 3844935 | LENNOX INDUSTRIES, INC. | XC17-048-230* | AC | Split System: Air-Cooled Condensing Unit, Coil Alone | XC17-048-230* |  | CH33-48+TDR+TXV | 12 | 14.5 | Yes | Yes | 2011-01-21 |  | 0
FALSE | XC17-048-230-** | 2300 | 3844936 | LENNOX INDUSTRIES, INC. | XC17-048-230* | AC | Split System: Air-Cooled Condensing Unit, Coil Alone | XC17-048-230* |  | CH33-49+TDR+TXV | 12.2 | 14.7 | Yes | Yes | 2011-01-21 |  | 0
FALSE | XC17-048-230-** | 2300 | 3844937 | LENNOX INDUSTRIES, INC. | XC17-048-230* | AC | Split System: Air-Cooled Condensing Unit, Coil Alone | XC17-048-230* |  | CH33-50/60C+TDR+TXV | 12.2 | 14.7 | Yes | Yes | 2011-01-21 |  | 0
FALSE | XC17-048-230-** | 2300 | 3844938 | LENNOX INDUSTRIES, INC. | XC17-048-230* | AC | Split System: Air-Cooled Condensing Unit, Coil Alone | XC17-048-230* |  | CH33-60D+TDR+TXV | 12 | 14.7 | Yes | Yes | 2011-01-21 |  | 0
FALSE | XC17-048-230-** | 2300 | 3844939 | LENNOX INDUSTRIES, INC. | XC17-048-230* | AC | Split System: Air-Cooled Condensing Unit, Coil Alone | XC17-048-230* |  | CH33-62D+TDR+TXV | 12.2 | 14.7 | Yes | Yes | 2011-01-21 |  | 0
FALSE | XC17-048-230-** | 2300 | 3844940 | LENNOX INDUSTRIES, INC. | XC17-048-230* | AC | Split System: Air-Cooled Condensing Unit, Coil with Blower | XC17-048-230* |  | CX34-44/48+TDR | 12.2 | 15 | Yes | Yes | 2011-01-21 |  | 0
FALSE | XC17-048-230-** | 2300 | 3844941 | LENNOX INDUSTRIES, INC. | XC17-048-230* | AC | Split System: Air-Cooled Condensing Unit, Coil with Blower | XC17-048-230* |  | CX34-44/48+TDR | 12.5 | 15 | Yes | Yes | 2011-01-21 |  | 1
FALSE | XC17-048-230-** | 2300 | 3844942 | LENNOX INDUSTRIES, INC. | XC17-048-230* | AC | Split System: Air-Cooled Condensing Unit, Coil with Blower | XC17-048-230* |  | CX34-44/48+TDR | 12.2 | 14.7 | Yes | Yes | 2011-01-21 |  | 0
FALSE | XC17-048-230-** | 2300 | 3844943 | LENNOX INDUSTRIES, INC. | XC17-048-230* | AC | Split System: Air-Cooled Condensing Unit, Coil with Blower | XC17-048-230* |  | CX34-44/48+TDR | 12.2 | 14.7 | Yes | Yes | 2011-01-21 |  | 0
FALSE | XC17-048-230-** | 2300 | 3844944 | LENNOX INDUSTRIES, INC. | XC17-048-230* | AC | Split System: Air-Cooled Condensing Unit, Coil with Blower | XC17-048-230* |  | CX34-44/48+TDR | 12 | 14.5 | Yes | Yes | 2011-01-21 |  | 0
FALSE | XC17-048-230-** | 2300 | 3844945 | LENNOX INDUSTRIES, INC. | XC17-048-230* | AC | Split System: Air-Cooled Condensing Unit, Coil with Blower | XC17-048-230* |  | CX34-44/48+TDR | 12.2 | 14.7 | Yes | Yes | 2011-01-21 |  | 0
FALSE | XC17-048-230-** | 2300 | 3844946 | LENNOX INDUSTRIES, INC. | XC17-048-230* | AC | Split System: Air-Cooled Condensing Unit, Coil with Blower | XC17-048-230* |  | CX34-44/48+TDR | 12.2 | 14.7 | Yes | Yes | 2011-01-21 |  | 0
FALSE | XC17-048-230-** | 2300 | 3844947 | LENNOX INDUSTRIES, INC. | XC17-048-230* | AC | Split System: Air-Cooled Condensing Unit, Coil with Blower | XC17-048-230* |  | CX34-44/48+TDR | 12.2 | 14.7 | Yes | Yes | 2011-01-21 |  | 0
FALSE | XC17-048-230-** | 2300 | 3844948 | LENNOX INDUSTRIES, INC. | XC17-048-230* | AC | Split System: Air-Cooled Condensing Unit, Coil with Blower | XC17-048-230* |  | CX34-49+TDR | 13 | 15.5 | Yes | Yes | 2011-01-21 |  | 1
FALSE | XC17-048-230-** | 2300 | 3844949 | LENNOX INDUSTRIES, INC. | XC17-048-230* | AC | Split System: Air-Cooled Condensing Unit, Coil with Blower | XC17-048-230* |  | CX34-49+TDR | 12.7 | 15.5 | Yes | Yes | 2011-01-21 |  | 1
FALSE | XC17-048-230-** | 2300 | 3844950 | LENNOX INDUSTRIES, INC. | XC17-048-230* | AC | Split System: Air-Cooled Condensing Unit, Coil with Blower | XC17-048-230* |  | CX34-49+TDR | 12.5 | 15.2 | Yes | Yes | 2011-01-21 |  | 1
FALSE | XC17-048-230-** | 2300 | 3844951 | LENNOX INDUSTRIES, INC. | XC17-048-230* | AC | Split System: Air-Cooled Condensing Unit, Coil with Blower | XC17-048-230* |  | CX34-49+TDR | 12.5 | 15.2 | Yes | Yes | 2011-01-21 |  | 1
FALSE | XC17-048-230-** | 2300 | 3844952 | LENNOX INDUSTRIES, INC. | XC17-048-230* | AC | Split System: Air-Cooled Condensing Unit, Coil with Blower | XC17-048-230* |  | CX34-49+TDR | 12.5 | 15 | Yes | Yes | 2011-01-21 |  | 1
FALSE | XC17-048-230-** | 2300 | 3845006 | LENNOX INDUSTRIES, INC. | XC17-048-230* | AC | Split System: Air-Cooled Condensing Unit, Coil with Blower | XC17-048-230* |  | C33-62C+TDR+TXV | 13 | 15.7 | Yes | Yes | 2011-01-21 |  | 1
FALSE | XC17-048-230-** | 2300 | 3845007 | LENNOX INDUSTRIES, INC. | XC17-048-230* | AC | Split System: Air-Cooled Condensing Unit, Coil with Blower | XC17-048-230* |  | C33-62C+TDR+TXV | 13 | 15.7 | Yes | Yes | 2011-01-21 |  | 1
FALSE | XC17-048-230-** | 2300 | 3845008 | LENNOX INDUSTRIES, INC. | XC17-048-230* | AC | Split System: Air-Cooled Condensing Unit, Coil with Blower | XC17-048-230* |  | C33-62C+TDR+TXV | 13 | 15.7 | Yes | Yes | 2011-01-21 |  | 1
FALSE | XC17-048-230-** | 2300 | 3845009 | LENNOX INDUSTRIES, INC. | XC17-048-230* | AC | Split System: Air-Cooled Condensing Unit, Coil with Blower | XC17-048-230* |  | C33-62C+TDR+TXV | 12.7 | 15.2 | Yes | Yes | 2011-01-21 |  | 1
FALSE | XC17-048-230-** | 2300 | 3845010 | LENNOX INDUSTRIES, INC. | XC17-048-230* | AC | Split System: Air-Cooled Condensing Unit, Coil with Blower | XC17-048-230* |  | C33-62C+TDR+TXV | 13 | 15.7 | Yes | Yes | 2011-01-21 |  | 1
FALSE | XC17-048-230-** | 2300 | 3845011 | LENNOX INDUSTRIES, INC. | XC17-048-230* | AC | Split System: Air-Cooled Condensing Unit, Coil with Blower | XC17-048-230* |  | C33-62C+TDR+TXV | 13 | 15.7 | Yes | Yes | 2011-01-21 |  | 1
FALSE | XC17-048-230-** | 2300 | 3845012 | LENNOX INDUSTRIES, INC. | XC17-048-230* | AC | Split System: Air-Cooled Condensing Unit, Coil with Blower | XC17-048-230* |  | C33-62C+TDR+TXV | 13 | 15.7 | Yes | Yes | 2011-01-21 |  | 1
FALSE | XC17-048-230-** | 2300 | 3845013 | LENNOX INDUSTRIES, INC. | XC17-048-230* | AC | Split System: Air-Cooled Condensing Unit, Coil with Blower | XC17-048-230* |  | C33-62D+TDR+TXV | 13 | 15.7 | Yes | Yes | 2011-01-21 |  | 1
FALSE | XC17-048-230-** | 2300 | 3845014 | LENNOX INDUSTRIES, INC. | XC17-048-230* | AC | Split System: Air-Cooled Condensing Unit, Coil with Blower | XC17-048-230* |  | C33-62D+TDR+TXV | 13 | 15.7 | Yes | Yes | 2011-01-21 |  | 1
FALSE | XC17-048-230-** | 2300 | 3845015 | LENNOX INDUSTRIES, INC. | XC17-048-230* | AC | Split System: Air-Cooled Condensing Unit, Coil with Blower | XC17-048-230* |  | C33-62D+TDR+TXV | 13 | 15.7 | Yes | Yes | 2011-01-21 |  | 1
FALSE | XC17-048-230-** | 2300 | 3845016 | LENNOX INDUSTRIES, INC. | XC17-048-230* | AC | Split System: Air-Cooled Condensing Unit, Coil with Blower | XC17-048-230* |  | CR33-48+TDR+TXV | 12.2 | 14.7 | Yes | Yes | 2011-01-21 |  | 0
FALSE | XC17-048-230-** | 2300 | 3845017 | LENNOX INDUSTRIES, INC. | XC17-048-230* | AC | Split System: Air-Cooled Condensing Unit, Coil with Blower | XC17-048-230* |  | CR33-48+TDR+TXV | 12.2 | 14.7 | Yes | Yes | 2011-01-21 |  | 0
FALSE | XC17-048-230-** | 2300 | 3845018 | LENNOX INDUSTRIES, INC. | XC17-048-230* | AC | Split System: Air-Cooled Condensing Unit, Coil with Blower | XC17-048-230* |  | CR33-48+TDR+TXV | 12 | 14.5 | Yes | Yes | 2011-01-21 |  | 0
FALSE | XC17-048-230-** | 2300 | 3845020 | LENNOX INDUSTRIES, INC. | XC17-048-230* | AC | Split System: Air-Cooled Condensing Unit, Coil with Blower | XC17-048-230* |  | CR33-48+TDR+TXV | 12 | 14.5 | Yes | Yes | 2011-01-21 |  | 0
FALSE | XC17-048-230-** | 2300 | 3845021 | LENNOX INDUSTRIES, INC. | XC17-048-230* | AC | Split System: Air-Cooled Condensing Unit, Coil with Blower | XC17-048-230* |  | CR33-48+TDR+TXV | 12 | 14.5 | Yes | Yes | 2011-01-21 |  | 0
FALSE | XC17-048-230-** | 2300 | 3845022 | LENNOX INDUSTRIES, INC. | XC17-048-230* | AC | Split System: Air-Cooled Condensing Unit, Coil with Blower | XC17-048-230* |  | CR33-48+TDR+TXV | 12 | 14.5 | Yes | Yes | 2011-01-21 |  | 0
FALSE | XC17-048-230-** | 2300 | 3845023 | LENNOX INDUSTRIES, INC. | XC17-048-230* | AC | Split System: Air-Cooled Condensing Unit, Coil with Blower | XC17-048-230* |  | CR33-48+TDR+TXV | 12 | 14.5 | Yes | Yes | 2011-01-21 |  | 0
FALSE | XC17-048-230-** | 2300 | 3845024 | LENNOX INDUSTRIES, INC. | XC17-048-230* | AC | Split System: Air-Cooled Condensing Unit, Coil with Blower | XC17-048-230* |  | CR33-50/60+TDR+TXV | 12.7 | 15.5 | Yes | Yes | 2011-01-21 |  | 1
FALSE | XC17-048-230-** | 2300 | 3845025 | LENNOX INDUSTRIES, INC. | XC17-048-230* | AC | Split System: Air-Cooled Condensing Unit, Coil with Blower | XC17-048-230* |  | CR33-50/60+TDR+TXV | 12.7 | 15.2 | Yes | Yes | 2011-01-21 |  | 1
FALSE | XC17-048-230-** | 2300 | 3845043 | LENNOX INDUSTRIES, INC. | XC17-048-230* | AC | Split System: Air-Cooled Condensing Unit, Coil with Blower | XC17-048-230* |  | CH23-51+TDR+TXV | 12.5 | 15 | Yes | Yes | 2011-01-21 |  | 1
FALSE | XC17-048-230-** | 2300 | 3845044 | LENNOX INDUSTRIES, INC. | XC17-048-230* | AC | Split System: Air-Cooled Condensing Unit, Coil with Blower | XC17-048-230* |  | CH23-51+TDR+TXV | 12.5 | 15 | Yes | Yes | 2011-01-21 |  | 1
FALSE | XC17-048-230-** | 2300 | 3845045 | LENNOX INDUSTRIES, INC. | XC17-048-230* | AC | Split System: Air-Cooled Condensing Unit, Coil with Blower | XC17-048-230* |  | CH23-51+TDR+TXV | 12.5 | 15 | Yes | Yes | 2011-01-21 |  | 1
FALSE | XC17-048-230-** | 2300 | 3845046 | LENNOX INDUSTRIES, INC. | XC17-048-230* | AC | Split System: Air-Cooled Condensing Unit, Coil with Blower | XC17-048-230* |  | CH23-65+TDR+TXV | 12.7 | 15.2 | Yes | Yes | 2011-01-21 |  | 1
FALSE | XC17-048-230-** | 2300 | 3845047 | LENNOX INDUSTRIES, INC. | XC17-048-230* | AC | Split System: Air-Cooled Condensing Unit, Coil with Blower | XC17-048-230* |  | CH23-65+TDR+TXV | 12.5 | 15.2 | Yes | Yes | 2011-01-21 |  | 1
FALSE | XC17-048-230-** | 2300 | 3845048 | LENNOX INDUSTRIES, INC. | XC17-048-230* | AC | Split System: Air-Cooled Condensing Unit, Coil with Blower | XC17-048-230* |  | CH23-65+TDR+TXV | 12.5 | 15 | Yes | Yes | 2011-01-21 |  | 1
FALSE | XC17-048-230-** | 2300 | 3845049 | LENNOX INDUSTRIES, INC. | XC17-048-230* | AC | Split System: Air-Cooled Condensing Unit, Coil with Blower | XC17-048-230* |  | CH23-65+TDR+TXV | 12.5 | 15 | Yes | Yes | 2011-01-21 |  | 1
FALSE | XC17-048-230-** | 2300 | 3845050 | LENNOX INDUSTRIES, INC. | XC17-048-230* | AC | Split System: Air-Cooled Condensing Unit, Coil with Blower | XC17-048-230* |  | CH23-65+TDR+TXV | 12.2 | 14.7 | Yes | Yes | 2011-01-21 |  | 0
FALSE | XC17-048-230-** | 2300 | 3845051 | LENNOX INDUSTRIES, INC. | XC17-048-230* | AC | Split System: Air-Cooled Condensing Unit, Coil with Blower | XC17-048-230* |  | CH23-65+TDR+TXV | 12.5 | 15.2 | Yes | Yes | 2011-01-21 |  | 1
FALSE | XC17-048-230-** | 2300 | 3845052 | LENNOX INDUSTRIES, INC. | XC17-048-230* | AC | Split System: Air-Cooled Condensing Unit, Coil with Blower | XC17-048-230* |  | CH23-65+TDR+TXV | 12.5 | 15.2 | Yes | Yes | 2011-01-21 |  | 1
FALSE | XC17-048-230-** | 2300 | 3845053 | LENNOX INDUSTRIES, INC. | XC17-048-230* | AC | Split System: Air-Cooled Condensing Unit, Coil with Blower | XC17-048-230* |  | CH23-65+TDR+TXV | 12.5 | 15 | Yes | Yes | 2011-01-21 |  | 1
FALSE | XC17-048-230-** | 2300 | 3845054 | LENNOX INDUSTRIES, INC. | XC17-048-230* | AC | Split System: Air-Cooled Condensing Unit, Coil with Blower | XC17-048-230* |  | CH23-65+TDR+TXV | 12.5 | 15.2 | Yes | Yes | 2011-01-21 |  | 1
FALSE | XC17-048-230-** | 2300 | 3845055 | LENNOX INDUSTRIES, INC. | XC17-048-230* | AC | Split System: Air-Cooled Condensing Unit, Coil with Blower | XC17-048-230* |  | CH23-65+TDR+TXV | 12.7 | 15.5 | Yes | Yes | 2011-01-21 |  | 1
FALSE | XC17-048-230-** | 2300 | 3845056 | LENNOX INDUSTRIES, INC. | XC17-048-230* | AC | Split System: Air-Cooled Condensing Unit, Coil with Blower | XC17-048-230* |  | CH23-65+TDR+TXV | 12.7 | 15.5 | Yes | Yes | 2011-01-21 |  | 1
FALSE | XC17-048-230-** | 2300 | 3845057 | LENNOX INDUSTRIES, INC. | XC17-048-230* | AC | Split System: Air-Cooled Condensing Unit, Coil with Blower | XC17-048-230* |  | CH23-68+TDR+TXV | 13 | 16 | Yes | Yes | 2011-01-21 |  | 2
FALSE | XC17-048-230-** | 2300 | 3845058 | LENNOX INDUSTRIES, INC. | XC17-048-230* | AC | Split System: Air-Cooled Condensing Unit, Coil with Blower | XC17-048-230* |  | CH23-68+TDR+TXV | 13 | 15.7 | Yes | Yes | 2011-01-21 |  | 1
FALSE | XC17-048-230-** | 2300 | 3845059 | LENNOX INDUSTRIES, INC. | XC17-048-230* | AC | Split System: Air-Cooled Condensing Unit, Coil with Blower | XC17-048-230* |  | CH23-68+TDR+TXV | 13 | 15.7 | Yes | Yes | 2011-01-21 |  | 1
FALSE | XC17-048-230-** | 2300 | 3845060 | LENNOX INDUSTRIES, INC. | XC17-048-230* | AC | Split System: Air-Cooled Condensing Unit, Coil with Blower | XC17-048-230* |  | CH23-68+TDR+TXV | 13 | 15.7 | Yes | Yes | 2011-01-21 |  | 1
FALSE | XC17-048-230-** | 2300 | 3845061 | LENNOX INDUSTRIES, INC. | XC17-048-230* | AC | Split System: Air-Cooled Condensing Unit, Coil with Blower | XC17-048-230* |  | CH23-68+TDR+TXV | 12.7 | 15.2 | Yes | Yes | 2011-01-21 |  | 1
FALSE | XC17-048-230-** | 2300 | 3845080 | LENNOX INDUSTRIES, INC. | XC17-048-230* | AC | Split System: Air-Cooled Condensing Unit, Coil with Blower | XC17-048-230* |  | CH33-49+TDR+TXV | 12.5 | 15 | Yes | Yes | 2011-01-21 |  | 1
FALSE | XC17-048-230-** | 2300 | 3845081 | LENNOX INDUSTRIES, INC. | XC17-048-230* | AC | Split System: Air-Cooled Condensing Unit, Coil with Blower | XC17-048-230* |  | CH33-49+TDR+TXV | 12.7 | 15.2 | Yes | Yes | 2011-01-21 |  | 1
FALSE | XC17-048-230-** | 2300 | 3845082 | LENNOX INDUSTRIES, INC. | XC17-048-230* | AC | Split System: Air-Cooled Condensing Unit, Coil with Blower | XC17-048-230* |  | CH33-49+TDR+TXV | 12.7 | 15.2 | Yes | Yes | 2011-01-21 |  | 1
FALSE | XC17-048-230-** | 2300 | 3845083 | LENNOX INDUSTRIES, INC. | XC17-048-230* | AC | Split System: Air-Cooled Condensing Unit, Coil with Blower | XC17-048-230* |  | CH33-49+TDR+TXV | 12.7 | 15.2 | Yes | Yes | 2011-01-21 |  | 1
FALSE | XC17-048-230-** | 2300 | 3845084 | LENNOX INDUSTRIES, INC. | XC17-048-230* | AC | Split System: Air-Cooled Condensing Unit, Coil with Blower | XC17-048-230* |  | CH33-50/60C+TDR+TXV | 12.7 | 15.5 | Yes | Yes | 2011-01-21 |  | 1
FALSE | XC17-048-230-** | 2300 | 3845085 | LENNOX INDUSTRIES, INC. | XC17-048-230* | AC | Split System: Air-Cooled Condensing Unit, Coil with Blower | XC17-048-230* |  | CH33-50/60C+TDR+TXV | 12.7 | 15.2 | Yes | Yes | 2011-01-21 |  | 1
FALSE | XC17-048-230-** | 2300 | 3845086 | LENNOX INDUSTRIES, INC. | XC17-048-230* | AC | Split System: Air-Cooled Condensing Unit, Coil with Blower | XC17-048-230* |  | CH33-50/60C+TDR+TXV | 12.5 | 15.2 | Yes | Yes | 2011-01-21 |  | 1
FALSE | XC17-048-230-** | 2300 | 3845087 | LENNOX INDUSTRIES, INC. | XC17-048-230* | AC | Split System: Air-Cooled Condensing Unit, Coil with Blower | XC17-048-230* |  | CH33-50/60C+TDR+TXV | 12.5 | 15.2 | Yes | Yes | 2011-01-21 |  | 1
FALSE | XC17-048-230-** | 2300 | 3845088 | LENNOX INDUSTRIES, INC. | XC17-048-230* | AC | Split System: Air-Cooled Condensing Unit, Coil with Blower | XC17-048-230* |  | CH33-50/60C+TDR+TXV | 12.2 | 15 | Yes | Yes | 2011-01-21 |  | 0
FALSE | XC17-048-230-** | 2300 | 3845089 | LENNOX INDUSTRIES, INC. | XC17-048-230* | AC | Split System: Air-Cooled Condensing Unit, Coil with Blower | XC17-048-230* |  | CH33-50/60C+TDR+TXV | 12.5 | 15.2 | Yes | Yes | 2011-01-21 |  | 1
FALSE | XC17-048-230-** | 2300 | 3845090 | LENNOX INDUSTRIES, INC. | XC17-048-230* | AC | Split System: Air-Cooled Condensing Unit, Coil with Blower | XC17-048-230* |  | CH33-50/60C+TDR+TXV | 12.5 | 15.2 | Yes | Yes | 2011-01-21 |  | 1
FALSE | XC17-048-230-** | 2300 | 3845091 | LENNOX INDUSTRIES, INC. | XC17-048-230* | AC | Split System: Air-Cooled Condensing Unit, Coil with Blower | XC17-048-230* |  | CH33-50/60C+TDR+TXV | 12.5 | 15.2 | Yes | Yes | 2011-01-21 |  | 1
FALSE | XC17-048-230-** | 2300 | 3845092 | LENNOX INDUSTRIES, INC. | XC17-048-230* | AC | Split System: Air-Cooled Condensing Unit, Coil with Blower | XC17-048-230* |  | CH33-60D+TDR+TXV | 12.7 | 15.5 | Yes | Yes | 2011-01-21 |  | 1
FALSE | XC17-048-230-** | 2300 | 3845093 | LENNOX INDUSTRIES, INC. | XC17-048-230* | AC | Split System: Air-Cooled Condensing Unit, Coil with Blower | XC17-048-230* |  | CH33-60D+TDR+TXV | 12.7 | 15.5 | Yes | Yes | 2011-01-21 |  | 1
FALSE | XC17-048-230-** | 2300 | 3845094 | LENNOX INDUSTRIES, INC. | XC17-048-230* | AC | Split System: Air-Cooled Condensing Unit, Coil with Blower | XC17-048-230* |  | CH33-60D+TDR+TXV | 12.7 | 15.5 | Yes | Yes | 2011-01-21 |  | 1
FALSE | XC17-048-230-** | 2300 | 3845095 | LENNOX INDUSTRIES, INC. | XC17-048-230* | AC | Split System: Air-Cooled Condensing Unit, Coil with Blower | XC17-048-230* |  | CH33-62D+TDR+TXV | 13 | 15.5 | Yes | Yes | 2011-01-21 |  | 1
FALSE | XC17-048-230-** | 2300 | 3845096 | LENNOX INDUSTRIES, INC. | XC17-048-230* | AC | Split System: Air-Cooled Condensing Unit, Coil with Blower | XC17-048-230* |  | CH33-62D+TDR+TXV | 12.7 | 15.5 | Yes | Yes | 2011-01-21 |  | 1
FALSE | XC17-048-230-** | 2300 | 3845097 | LENNOX INDUSTRIES, INC. | XC17-048-230* | AC | Split System: Air-Cooled Condensing Unit, Coil with Blower | XC17-048-230* |  | CH33-62D+TDR+TXV | 12.7 | 15.5 | Yes | Yes | 2011-01-21 |  | 1
FALSE | 14AJM30 | 4513 | 3849906 | RUUD AIR CONDITIONING DIVISION | 14AJM30 | AC | Split System: Air-Cooled Condensing Unit, Coil with Blower | 14AJM30 |  | RHKL-HM3821+RCSL-H*3821 | 13 | 16 | Yes | Yes | 2011-03-08 |  | 2
FALSE | 14AJM30 | 4513 | 3849907 | RHEEM SALES COMPANY, INC. | 14AJM30 | AC | Split System: Air-Cooled Condensing Unit, Coil with Blower | 14AJM30 |  | RHKL-HM3821+RCSL-H*3821 | 13 | 16 | Yes | Yes | 2011-03-08 |  | 2
FALSE | 14AJM30 | 4513 | 3849908 | RUUD AIR CONDITIONING DIVISION | 14AJM30 | AC | Split System: Air-Cooled Condensing Unit, Coil with Blower | 14AJM30 |  | RHLL-HM3821+RCSL-H*3821 | 13 | 16 | Yes | Yes | 2011-03-08 |  | 2
FALSE | 14AJM30 | 4513 | 3849909 | RHEEM SALES COMPANY, INC. | 14AJM30 | AC | Split System: Air-Cooled Condensing Unit, Coil with Blower | 14AJM30 |  | RHLL-HM3821+RCSL-H*3821 | 13 | 16 | Yes | Yes | 2011-03-08 |  | 2
FALSE | 14AJM36 | 38 | 3849910 | RUUD AIR CONDITIONING DIVISION | 14AJM36 | AC | Split System: Air-Cooled Condensing Unit, Coil with Blower | 14AJM36 |  | RHBL-FR36T | 13 | 15.5 | Yes | Yes | 2011-03-08 |  | 1
FALSE | 14AJM36 | 38 | 3849911 | RUUD AIR CONDITIONING DIVISION | 14AJM36 | AC | Split System: Air-Cooled Condensing Unit, Coil with Blower | 14AJM36 |  | RHKL-HM3821+RCSL-H*3821 | 13 | 16 | Yes | Yes | 2011-03-08 |  | 2
FALSE | 14AJM36 | 38 | 3849912 | RHEEM SALES COMPANY, INC. | 14AJM36 | AC | Split System: Air-Cooled Condensing Unit, Coil with Blower | 14AJM36 |  | RHKL-HM3821+RCSL-H*3821 | 13 | 16 | Yes | Yes | 2011-03-08 |  | 2
FALSE | 14AJM36 | 38 | 3849913 | RUUD AIR CONDITIONING DIVISION | 14AJM36 | AC | Split System: Air-Cooled Condensing Unit, Coil with Blower | 14AJM36 |  | RHLL-HM3821+RCSL-H*3821 | 13 | 16 | Yes | Yes | 2011-03-08 |  | 2
FALSE | 14AJM36 | 38 | 3849914 | RHEEM SALES COMPANY, INC. | 14AJM36 | AC | Split System: Air-Cooled Condensing Unit, Coil with Blower | 14AJM36 |  | RHLL-HM3821+RCSL-H*3821 | 13 | 16 | Yes | Yes | 2011-03-08 |  | 2
FALSE | 14AJM42 | 4530 | 3849915 | RUUD AIR CONDITIONING DIVISION | 14AJM42 | AC | Split System: Air-Cooled Condensing Unit, Coil with Blower | 14AJM42 |  | RHKL-HM3821+RCSL-H*3821 | 13 | 16 | Yes | Yes | 2011-03-08 |  | 2
FALSE | 14AJM42 | 4530 | 3849916 | RHEEM SALES COMPANY, INC. | 14AJM42 | AC | Split System: Air-Cooled Condensing Unit, Coil with Blower | 14AJM42 |  | RHKL-HM3821+RCSL-H*3821 | 13 | 16 | Yes | Yes | 2011-03-08 |  | 2
FALSE | 14AJM42 | 4530 | 3849917 | RUUD AIR CONDITIONING DIVISION | 14AJM42 | AC | Split System: Air-Cooled Condensing Unit, Coil with Blower | 14AJM42 |  | RHLL-HM3821+RCSL-H*3821 | 13 | 16 | Yes | Yes | 2011-03-08 |  | 2
FALSE | 14AJM42 | 4530 | 3849918 | RHEEM SALES COMPANY, INC. | 14AJM42 | AC | Split System: Air-Cooled Condensing Unit, Coil with Blower | 14AJM42 |  | RHLL-HM3821+RCSL-H*3821 | 13 | 16 | Yes | Yes | 2011-03-08 |  | 2
TRUE | RASL-048JEC | 4507 | 3858342 | RHEEM SALES COMPANY, INC. | RASL-048JEC | AC | Split System: Air-Cooled Condensing Unit, Coil with Blower | RASL-048JEC |  | RHPN-HM4824+RCSN-H*4824 | 13 | 18 | Yes | Yes | 2011-01-21 |  | 3
TRUE | RASL-048JEC | 4507 | 3858343 | RHEEM SALES COMPANY, INC. | UASL-048JEC | AC | Split System: Air-Cooled Condensing Unit, Coil with Blower | RASL-048JEC |  | RHPN-HM4824+RCSN-H*4824 | 13 | 18 | Yes | Yes | 2011-03-08 |  | 3
FALSE | XC14-041-230* | 2272 | 3869102 | LENNOX INDUSTRIES, INC. | 14ACX-041-230* | AC | Split System: Air-Cooled Condensing Unit, Coil with Blower | 14ACX-041-230* |  | CH33-43C+TDR+TXV | 13 | 15.7 | Yes | Yes | 2011-01-21 |  | 1
FALSE | XC14-041-230* | 2272 | 3869103 | LENNOX INDUSTRIES, INC. | 14ACX-041-230* | AC | Split System: Air-Cooled Condensing Unit, Coil with Blower | 14ACX-041-230* |  | CH33-43C+TDR+TXV | 13 | 15.7 | Yes | Yes | 2011-01-21 |  | 1
FALSE | XC14-041-230* | 2272 | 3869104 | LENNOX INDUSTRIES, INC. | 14ACX-041-230* | AC | Split System: Air-Cooled Condensing Unit, Coil with Blower | 14ACX-041-230* |  | CH33-43C+TDR+TXV | 13 | 16 | Yes | Yes | 2011-01-21 |  | 2
FALSE | XC14-041-230* | 2272 | 3869105 | LENNOX INDUSTRIES, INC. | 14ACX-041-230* | AC | Split System: Air-Cooled Condensing Unit, Coil with Blower | 14ACX-041-230* |  | CH33-43C+TDR+TXV | 13 | 15.7 | Yes | Yes | 2011-01-21 |  | 1
FALSE | XC14-041-230* | 2272 | 3869106 | LENNOX INDUSTRIES, INC. | 14ACX-041-230* | AC | Split System: Air-Cooled Condensing Unit, Coil with Blower | 14ACX-041-230* |  | CR33-50/60+TDR+TXV | 13 | 16 | Yes | Yes | 2011-01-21 |  | 2
FALSE | XC14-041-230* | 2272 | 3869107 | LENNOX INDUSTRIES, INC. | 14ACX-041-230* | AC | Split System: Air-Cooled Condensing Unit, Coil with Blower | 14ACX-041-230* |  | CR33-50/60+TDR+TXV | 13 | 16 | Yes | Yes | 2011-01-21 |  | 2
FALSE | XC14-041-230* | 2272 | 3869108 | LENNOX INDUSTRIES, INC. | 14ACX-041-230* | AC | Split System: Air-Cooled Condensing Unit, Coil with Blower | 14ACX-041-230* |  | CR33-50/60+TDR+TXV | 13 | 15.2 | Yes | Yes | 2011-01-21 |  | 1
FALSE | XC14-041-230* | 2272 | 3869109 | LENNOX INDUSTRIES, INC. | 14ACX-041-230* | AC | Split System: Air-Cooled Condensing Unit, Coil with Blower | 14ACX-041-230* |  | CR33-50/60+TDR+TXV | 13 | 15.2 | Yes | Yes | 2011-01-21 |  | 1
FALSE | XC14-041-230* | 2272 | 3869110 | LENNOX INDUSTRIES, INC. | 14ACX-041-230* | AC | Split System: Air-Cooled Condensing Unit, Coil with Blower | 14ACX-041-230* |  | CR33-50/60+TDR+TXV | 13 | 15.7 | Yes | Yes | 2011-01-21 |  | 1
FALSE | XC14-041-230* | 2272 | 3869111 | LENNOX INDUSTRIES, INC. | 14ACX-041-230* | AC | Split System: Air-Cooled Condensing Unit, Coil with Blower | 14ACX-041-230* |  | CR33-50/60+TDR+TXV | 13 | 15.5 | Yes | Yes | 2011-01-21 |  | 1
FALSE | XC14-041-230* | 2272 | 3869112 | LENNOX INDUSTRIES, INC. | 14ACX-041-230* | AC | Split System: Air-Cooled Condensing Unit, Coil with Blower | 14ACX-041-230* |  | CR33-50/60+TDR+TXV | 13 | 16 | Yes | Yes | 2011-01-21 |  | 2
FALSE | XC14-041-230* | 2272 | 3869113 | LENNOX INDUSTRIES, INC. | 14ACX-041-230* | AC | Split System: Air-Cooled Condensing Unit, Coil with Blower | 14ACX-041-230* |  | CR33-50/60+TDR+TXV | 13 | 16 | Yes | Yes | 2011-01-21 |  | 2
FALSE | XC14-041-230* | 2272 | 3869114 | LENNOX INDUSTRIES, INC. | 14ACX-041-230* | AC | Split System: Air-Cooled Condensing Unit, Coil with Blower | 14ACX-041-230* |  | CR33-50/60+TDR+TXV | 13 | 16 | Yes | Yes | 2011-01-21 |  | 2
FALSE | XC14-041-230* | 2272 | 3869115 | LENNOX INDUSTRIES, INC. | 14ACX-041-230* | AC | Split System: Air-Cooled Condensing Unit, Coil with Blower | 14ACX-041-230* |  | CX34-43+TDR | 13 | 16 | Yes | Yes | 2011-01-21 |  | 2
FALSE | XC14-041-230* | 2272 | 3869116 | LENNOX INDUSTRIES, INC. | 14ACX-041-230* | AC | Split System: Air-Cooled Condensing Unit, Coil with Blower | 14ACX-041-230* |  | CX34-43+TDR | 13 | 15.7 | Yes | Yes | 2011-01-21 |  | 1
FALSE | XC14-041-230* | 2272 | 3869117 | LENNOX INDUSTRIES, INC. | 14ACX-041-230* | AC | Split System: Air-Cooled Condensing Unit, Coil with Blower | 14ACX-041-230* |  | CX34-43+TDR | 13 | 15.7 | Yes | Yes | 2011-01-21 |  | 1
FALSE | XC14-041-230* | 2272 | 3869118 | LENNOX INDUSTRIES, INC. | 14ACX-041-230* | AC | Split System: Air-Cooled Condensing Unit, Coil with Blower | 14ACX-041-230* |  | CX34-43+TDR | 13 | 16 | Yes | Yes | 2011-01-21 |  | 2
FALSE | XC14-041-230* | 2272 | 3869119 | LENNOX INDUSTRIES, INC. | 14ACX-041-230* | AC | Split System: Air-Cooled Condensing Unit, Coil with Blower | 14ACX-041-230* |  | CX34-43+TDR | 13 | 16 | Yes | Yes | 2011-01-21 |  | 2
FALSE | XC14-041-230* | 2272 | 3869120 | LENNOX INDUSTRIES, INC. | 14ACX-041-230* | AC | Split System: Air-Cooled Condensing Unit, Coil Alone | 14ACX-041-230* |  | CX34-43+TDR | 12 | 14.5 | Yes | Yes | 2011-01-21 |  | 0
FALSE | XC14-041-230* | 2272 | 3869139 | LENNOX INDUSTRIES, INC. | XC14-041-230* | AC | Split System: Air-Cooled Condensing Unit, Coil with Blower | XC14-041-230* |  | CH33-43C+TDR+TXV | 13 | 15.7 | Yes | Yes | 2011-01-21 |  | 1
FALSE | XC14-041-230* | 2272 | 3869140 | LENNOX INDUSTRIES, INC. | XC14-041-230* | AC | Split System: Air-Cooled Condensing Unit, Coil with Blower | XC14-041-230* |  | CH33-43C+TDR+TXV | 13 | 16 | Yes | Yes | 2011-01-21 |  | 2
FALSE | XC14-041-230* | 2272 | 3869141 | LENNOX INDUSTRIES, INC. | XC14-041-230* | AC | Split System: Air-Cooled Condensing Unit, Coil with Blower | XC14-041-230* |  | CH33-43C+TDR+TXV | 13 | 16 | Yes | Yes | 2011-01-21 |  | 2
FALSE | XC14-041-230* | 2272 | 3869142 | LENNOX INDUSTRIES, INC. | XC14-041-230* | AC | Split System: Air-Cooled Condensing Unit, Coil with Blower | XC14-041-230* |  | CH33-43C+TDR+TXV | 13 | 16 | Yes | Yes | 2011-01-21 |  | 2
FALSE | XC14-041-230* | 2272 | 3869143 | LENNOX INDUSTRIES, INC. | XC14-041-230* | AC | Split System: Air-Cooled Condensing Unit, Coil with Blower | XC14-041-230* |  | CH33-43C+TDR+TXV | 13 | 15.7 | Yes | Yes | 2011-01-21 |  | 1
FALSE | XC14-041-230* | 2272 | 3869144 | LENNOX INDUSTRIES, INC. | XC14-041-230* | AC | Split System: Air-Cooled Condensing Unit, Coil with Blower | XC14-041-230* |  | CR33-50/60+TDR+TXV | 13 | 16 | Yes | Yes | 2011-01-21 |  | 2
FALSE | XC14-041-230* | 2272 | 3869145 | LENNOX INDUSTRIES, INC. | XC14-041-230* | AC | Split System: Air-Cooled Condensing Unit, Coil with Blower | XC14-041-230* |  | CR33-50/60+TDR+TXV | 13 | 16 | Yes | Yes | 2011-01-21 |  | 2
FALSE | XC14-041-230* | 2272 | 3869146 | LENNOX INDUSTRIES, INC. | XC14-041-230* | AC | Split System: Air-Cooled Condensing Unit, Coil with Blower | XC14-041-230* |  | CR33-50/60+TDR+TXV | 13 | 15.2 | Yes | Yes | 2011-01-21 |  | 1
FALSE | XC14-041-230* | 2272 | 3869147 | LENNOX INDUSTRIES, INC. | XC14-041-230* | AC | Split System: Air-Cooled Condensing Unit, Coil with Blower | XC14-041-230* |  | CR33-50/60+TDR+TXV | 13 | 15.2 | Yes | Yes | 2011-01-21 |  | 1
FALSE | XC14-041-230* | 2272 | 3869148 | LENNOX INDUSTRIES, INC. | XC14-041-230* | AC | Split System: Air-Cooled Condensing Unit, Coil with Blower | XC14-041-230* |  | CR33-50/60+TDR+TXV | 13 | 15.7 | Yes | Yes | 2011-01-21 |  | 1
FALSE | XC14-041-230* | 2272 | 3869149 | LENNOX INDUSTRIES, INC. | XC14-041-230* | AC | Split System: Air-Cooled Condensing Unit, Coil with Blower | XC14-041-230* |  | CR33-50/60+TDR+TXV | 13 | 15.5 | Yes | Yes | 2011-01-21 |  | 1
FALSE | XC14-041-230* | 2272 | 3869150 | LENNOX INDUSTRIES, INC. | XC14-041-230* | AC | Split System: Air-Cooled Condensing Unit, Coil with Blower | XC14-041-230* |  | CR33-50/60+TDR+TXV | 13 | 16 | Yes | Yes | 2011-01-21 |  | 2
FALSE | XC14-041-230* | 2272 | 3869151 | LENNOX INDUSTRIES, INC. | XC14-041-230* | AC | Split System: Air-Cooled Condensing Unit, Coil with Blower | XC14-041-230* |  | CR33-50/60+TDR+TXV | 13 | 16 | Yes | Yes | 2011-01-21 |  | 2
FALSE | XC14-041-230* | 2272 | 3869152 | LENNOX INDUSTRIES, INC. | XC14-041-230* | AC | Split System: Air-Cooled Condensing Unit, Coil with Blower | XC14-041-230* |  | CR33-50/60+TDR+TXV | 13 | 16 | Yes | Yes | 2011-01-21 |  | 2
FALSE | XC14-041-230* | 2272 | 3869153 | LENNOX INDUSTRIES, INC. | XC14-041-230* | AC | Split System: Air-Cooled Condensing Unit, Coil with Blower | XC14-041-230* |  | CX34-43+TDR | 13 | 16 | Yes | Yes | 2011-01-21 |  | 2
FALSE | XC14-041-230* | 2272 | 3869154 | LENNOX INDUSTRIES, INC. | XC14-041-230* | AC | Split System: Air-Cooled Condensing Unit, Coil with Blower | XC14-041-230* |  | CX34-43+TDR | 13 | 15.7 | Yes | Yes | 2011-01-21 |  | 1
FALSE | XC14-041-230* | 2272 | 3869155 | LENNOX INDUSTRIES, INC. | XC14-041-230* | AC | Split System: Air-Cooled Condensing Unit, Coil with Blower | XC14-041-230* |  | CX34-43+TDR | 13 | 15.2 | Yes | Yes | 2011-01-21 |  | 1
FALSE | XC14-041-230* | 2272 | 3869156 | LENNOX INDUSTRIES, INC. | XC14-041-230* | AC | Split System: Air-Cooled Condensing Unit, Coil with Blower | XC14-041-230* |  | CX34-43+TDR | 13 | 15.7 | Yes | Yes | 2011-01-21 |  | 1
FALSE | XC14-047-230* | 2292 | 3869176 | LENNOX INDUSTRIES, INC. | 14ACX-047-230* | AC | Split System: Air-Cooled Condensing Unit, Coil with Blower | 14ACX-047-230* |  | CBX40UHV-060*+TDR | 13 | 16 | Yes | Yes | 2011-01-21 |  | 2
FALSE | XC14-047-230* | 2292 | 3869177 | LENNOX INDUSTRIES, INC. | 14ACX-047-230* | AC | Split System: Air-Cooled Condensing Unit, Coil with Blower | 14ACX-047-230* |  | CH33-48+TDR+TXV | 13 | 16 | Yes | Yes | 2011-01-21 |  | 2
FALSE | XC14-047-230* | 2292 | 3869178 | LENNOX INDUSTRIES, INC. | 14ACX-047-230* | AC | Split System: Air-Cooled Condensing Unit, Coil with Blower | 14ACX-047-230* |  | CH33-48+TDR+TXV | 12.2 | 14.7 | Yes | Yes | 2011-01-21 |  | 0
FALSE | XC14-047-230* | 2292 | 3869179 | LENNOX INDUSTRIES, INC. | 14ACX-047-230* | AC | Split System: Air-Cooled Condensing Unit, Coil with Blower | 14ACX-047-230* |  | CH33-48+TDR+TXV | 12.2 | 14.7 | Yes | Yes | 2011-01-21 |  | 0
FALSE | XC14-047-230* | 2292 | 3869180 | LENNOX INDUSTRIES, INC. | 14ACX-047-230* | AC | Split System: Air-Cooled Condensing Unit, Coil with Blower | 14ACX-047-230* |  | CH33-48+TDR+TXV | 12.5 | 15.2 | Yes | Yes | 2011-01-21 |  | 1
FALSE | XC14-047-230* | 2292 | 3869181 | LENNOX INDUSTRIES, INC. | 14ACX-047-230* | AC | Split System: Air-Cooled Condensing Unit, Coil with Blower | 14ACX-047-230* |  | CH33-48+TDR+TXV | 12.5 | 15 | Yes | Yes | 2011-01-21 |  | 1
FALSE | XC14-047-230* | 2292 | 3869182 | LENNOX INDUSTRIES, INC. | 14ACX-047-230* | AC | Split System: Air-Cooled Condensing Unit, Coil with Blower | 14ACX-047-230* |  | CR33-50/60+TDR+TXV | 13 | 16 | Yes | Yes | 2011-01-21 |  | 2
FALSE | XC14-047-230* | 2292 | 3869183 | LENNOX INDUSTRIES, INC. | 14ACX-047-230* | AC | Split System: Air-Cooled Condensing Unit, Coil with Blower | 14ACX-047-230* |  | CR33-50/60+TDR+TXV | 13 | 16 | Yes | Yes | 2011-01-21 |  | 2
FALSE | XC14-047-230* | 2292 | 3869184 | LENNOX INDUSTRIES, INC. | 14ACX-047-230* | AC | Split System: Air-Cooled Condensing Unit, Coil with Blower | 14ACX-047-230* |  | CR33-50/60+TDR+TXV | 12.2 | 14.7 | Yes | Yes | 2011-01-21 |  | 0
FALSE | XC14-047-230* | 2292 | 3869185 | LENNOX INDUSTRIES, INC. | 14ACX-047-230* | AC | Split System: Air-Cooled Condensing Unit, Coil with Blower | 14ACX-047-230* |  | CR33-50/60+TDR+TXV | 13 | 16 | Yes | Yes | 2011-01-21 |  | 2
FALSE | XC14-047-230* | 2292 | 3869186 | LENNOX INDUSTRIES, INC. | 14ACX-047-230* | AC | Split System: Air-Cooled Condensing Unit, Coil with Blower | 14ACX-047-230* |  | CR33-50/60+TDR+TXV | 13 | 15.7 | Yes | Yes | 2011-01-21 |  | 1
FALSE | XC14-047-230* | 2292 | 3869187 | LENNOX INDUSTRIES, INC. | 14ACX-047-230* | AC | Split System: Air-Cooled Condensing Unit, Coil with Blower | 14ACX-047-230* |  | CR33-50/60+TDR+TXV | 13 | 15.7 | Yes | Yes | 2011-01-21 |  | 1
FALSE | XC14-047-230* | 2292 | 3869188 | LENNOX INDUSTRIES, INC. | 14ACX-047-230* | AC | Split System: Air-Cooled Condensing Unit, Coil with Blower | 14ACX-047-230* |  | CR33-60+TDR+TXV | 13 | 16 | Yes | Yes | 2011-01-21 |  | 2
FALSE | XC14-047-230* | 2292 | 3869189 | LENNOX INDUSTRIES, INC. | 14ACX-047-230* | AC | Split System: Air-Cooled Condensing Unit, Coil with Blower | 14ACX-047-230* |  | CR33-60+TDR+TXV | 12.5 | 15 | Yes | Yes | 2011-01-21 |  | 1
FALSE | XC14-047-230* | 2292 | 3869190 | LENNOX INDUSTRIES, INC. | 14ACX-047-230* | AC | Split System: Air-Cooled Condensing Unit, Coil with Blower | 14ACX-047-230* |  | CR33-60+TDR+TXV | 13 | 16 | Yes | Yes | 2011-01-21 |  | 2
FALSE | XC14-047-230* | 2292 | 3869191 | LENNOX INDUSTRIES, INC. | 14ACX-047-230* | AC | Split System: Air-Cooled Condensing Unit, Coil with Blower | 14ACX-047-230* |  | CX34-44/48+TDR | 13 | 16 | Yes | Yes | 2011-01-21 |  | 2
FALSE | XC14-047-230* | 2292 | 3869192 | LENNOX INDUSTRIES, INC. | 14ACX-047-230* | AC | Split System: Air-Cooled Condensing Unit, Coil with Blower | 14ACX-047-230* |  | CX34-44/48+TDR | 13 | 16 | Yes | Yes | 2011-01-21 |  | 2
FALSE | XC14-047-230* | 2292 | 3869193 | LENNOX INDUSTRIES, INC. | 14ACX-047-230* | AC | Split System: Air-Cooled Condensing Unit, Coil with Blower | 14ACX-047-230* |  | CX34-44/48+TDR | 12.2 | 14.7 | Yes | Yes | 2011-01-21 |  | 0
FALSE | XC14-047-230* | 2292 | 3869194 | LENNOX INDUSTRIES, INC. | 14ACX-047-230* | AC | Split System: Air-Cooled Condensing Unit, Coil with Blower | 14ACX-047-230* |  | CX34-44/48+TDR | 12.2 | 14.7 | Yes | Yes | 2011-01-21 |  | 0
FALSE | XC14-047-230* | 2292 | 3869215 | LENNOX INDUSTRIES, INC. | XC14-047-230* | AC | Split System: Air-Cooled Condensing Unit, Coil with Blower | XC14-047-230* |  | CH33-48+TDR+TXV | 12.2 | 14.7 | Yes | Yes | 2011-01-21 |  | 0
FALSE | XC14-047-230* | 2292 | 3869216 | LENNOX INDUSTRIES, INC. | XC14-047-230* | AC | Split System: Air-Cooled Condensing Unit, Coil with Blower | XC14-047-230* |  | CH33-48+TDR+TXV | 12.2 | 14.7 | Yes | Yes | 2011-01-21 |  | 0
FALSE | XC14-047-230* | 2292 | 3869217 | LENNOX INDUSTRIES, INC. | XC14-047-230* | AC | Split System: Air-Cooled Condensing Unit, Coil with Blower | XC14-047-230* |  | CH33-48+TDR+TXV | 12.2 | 14.7 | Yes | Yes | 2011-01-21 |  | 0
FALSE | XC14-047-230* | 2292 | 3869218 | LENNOX INDUSTRIES, INC. | XC14-047-230* | AC | Split System: Air-Cooled Condensing Unit, Coil with Blower | XC14-047-230* |  | CH33-48+TDR+TXV | 12.5 | 14.7 | Yes | Yes | 2011-01-21 |  | 0
FALSE | XC14-047-230* | 2292 | 3869219 | LENNOX INDUSTRIES, INC. | XC14-047-230* | AC | Split System: Air-Cooled Condensing Unit, Coil with Blower | XC14-047-230* |  | CH33-48+TDR+TXV | 13 | 16 | Yes | Yes | 2011-01-21 |  | 2
FALSE | XC14-047-230* | 2292 | 3869220 | LENNOX INDUSTRIES, INC. | XC14-047-230* | AC | Split System: Air-Cooled Condensing Unit, Coil with Blower | XC14-047-230* |  | CH33-48+TDR+TXV | 13 | 16 | Yes | Yes | 2011-01-21 |  | 2
FALSE | XC14-047-230* | 2292 | 3869221 | LENNOX INDUSTRIES, INC. | XC14-047-230* | AC | Split System: Air-Cooled Condensing Unit, Coil with Blower | XC14-047-230* |  | CH33-48+TDR+TXV | 12.5 | 15.2 | Yes | Yes | 2011-01-21 |  | 1
FALSE | XC14-047-230* | 2292 | 3869222 | LENNOX INDUSTRIES, INC. | XC14-047-230* | AC | Split System: Air-Cooled Condensing Unit, Coil with Blower | XC14-047-230* |  | CH33-48+TDR+TXV | 12.5 | 15 | Yes | Yes | 2011-01-21 |  | 1
FALSE | XC14-047-230* | 2292 | 3869223 | LENNOX INDUSTRIES, INC. | XC14-047-230* | AC | Split System: Air-Cooled Condensing Unit, Coil with Blower | XC14-047-230* |  | CR33-50/60+TDR+TXV | 13 | 16 | Yes | Yes | 2011-01-21 |  | 2
FALSE | XC14-047-230* | 2292 | 3869224 | LENNOX INDUSTRIES, INC. | XC14-047-230* | AC | Split System: Air-Cooled Condensing Unit, Coil with Blower | XC14-047-230* |  | CR33-50/60+TDR+TXV | 13 | 16 | Yes | Yes | 2011-01-21 |  | 2
FALSE | XC14-047-230* | 2292 | 3869225 | LENNOX INDUSTRIES, INC. | XC14-047-230* | AC | Split System: Air-Cooled Condensing Unit, Coil with Blower | XC14-047-230* |  | CR33-50/60+TDR+TXV | 12.2 | 14.7 | Yes | Yes | 2011-01-21 |  | 0
FALSE | XC14-047-230* | 2292 | 3869226 | LENNOX INDUSTRIES, INC. | XC14-047-230* | AC | Split System: Air-Cooled Condensing Unit, Coil with Blower | XC14-047-230* |  | CR33-50/60+TDR+TXV | 12 | 14.5 | Yes | Yes | 2011-01-21 |  | 0
FALSE | XC14-047-230* | 2292 | 3869227 | LENNOX INDUSTRIES, INC. | XC14-047-230* | AC | Split System: Air-Cooled Condensing Unit, Coil with Blower | XC14-047-230* |  | CR33-50/60+TDR+TXV | 12.2 | 14.7 | Yes | Yes | 2011-01-21 |  | 0
FALSE | XC14-047-230* | 2292 | 3869228 | LENNOX INDUSTRIES, INC. | XC14-047-230* | AC | Split System: Air-Cooled Condensing Unit, Coil with Blower | XC14-047-230* |  | CR33-50/60+TDR+TXV | 12.2 | 14.7 | Yes | Yes | 2011-01-21 |  | 0
FALSE | XC14-047-230* | 2292 | 3869229 | LENNOX INDUSTRIES, INC. | XC14-047-230* | AC | Split System: Air-Cooled Condensing Unit, Coil with Blower | XC14-047-230* |  | CR33-50/60+TDR+TXV | 12.7 | 15.7 | Yes | Yes | 2011-01-21 |  | 1
FALSE | XC14-047-230* | 2292 | 3869230 | LENNOX INDUSTRIES, INC. | XC14-047-230* | AC | Split System: Air-Cooled Condensing Unit, Coil with Blower | XC14-047-230* |  | CR33-50/60+TDR+TXV | 13 | 16 | Yes | Yes | 2011-01-21 |  | 2
FALSE | XC14-047-230* | 2292 | 3869231 | LENNOX INDUSTRIES, INC. | XC14-047-230* | AC | Split System: Air-Cooled Condensing Unit, Coil with Blower | XC14-047-230* |  | CR33-50/60+TDR+TXV | 13 | 15.7 | Yes | Yes | 2011-01-21 |  | 1
FALSE | XC14-047-230* | 2292 | 3869232 | LENNOX INDUSTRIES, INC. | XC14-047-230* | AC | Split System: Air-Cooled Condensing Unit, Coil with Blower | XC14-047-230* |  | CR33-50/60+TDR+TXV | 13 | 15.7 | Yes | Yes | 2011-01-21 |  | 1
FALSE | XC14-047-230* | 2292 | 3869233 | LENNOX INDUSTRIES, INC. | XC14-047-230* | AC | Split System: Air-Cooled Condensing Unit, Coil with Blower | XC14-047-230* |  | CR33-60+TDR+TXV | 13 | 16 | Yes | Yes | 2011-01-21 |  | 2
FALSE | 4TTX6036H1 | 3598 | 3873369 | TRANE | 4TTX5036A1 | AC | Split System: Air-Cooled Condensing Unit, Coil with Blower | 4TTX5036A1 |  | 4TXCC037BC3 | 12 | 14.5 | Yes | Yes | 2011-01-21 |  | 0
FALSE | 4TTX6036H1 | 3598 | 3873370 | TRANE | 4TTX5036A1 | AC | Split System: Air-Cooled Condensing Unit, Coil with Blower | 4TTX5036A1 |  | 4TXCC044BC3 | 12 | 15 | Yes | Yes | 2011-01-21 |  | 0
FALSE | 4TTX6036H1 | 3598 | 3873371 | TRANE | 4TTX5036A1 | AC | Split System: Air-Cooled Condensing Unit, Coil with Blower | 4TTX5036A1 |  | 4TXCC049BC3 | 12 | 15 | Yes | Yes | 2011-01-21 |  | 0
FALSE | RASL-039JEC | 4503 | 3877212 | RHEEM SALES COMPANY, INC. | RASL-039JEC | AC | Split System: Air-Cooled Condensing Unit, Coil with Blower | RASL-039JEC |  | RCFN-H*3624 | 13 | 18.5 | Yes | Yes | 2011-01-21 |  | 3
FALSE | RASL-039JEC | 4503 | 3877213 | RHEEM SALES COMPANY, INC. | RASL-039JEC | AC | Split System: Air-Cooled Condensing Unit, Coil with Blower | RASL-039JEC |  | RCFN-H*3624 | 13 | 18.5 | Yes | Yes | 2011-01-21 |  | 3
FALSE | RASL-039JEC | 4503 | 3877214 | RHEEM SALES COMPANY, INC. | RASL-039JEC | AC | Split System: Air-Cooled Condensing Unit, Coil with Blower | RASL-039JEC |  | RCFN-H*3624 | 13 | 18.5 | Yes | Yes | 2011-01-21 |  | 3
FALSE | RASL-039JEC | 4503 | 3877215 | RHEEM SALES COMPANY, INC. | RASL-039JEC | AC | Split System: Air-Cooled Condensing Unit, Coil with Blower | RASL-039JEC |  | RCQD-3621 | 12 | 17 | Yes | Yes | 2011-01-21 |  | 0
FALSE | RASL-039JEC | 4503 | 3877216 | RHEEM SALES COMPANY, INC. | RASL-039JEC | AC | Split System: Air-Cooled Condensing Unit, Coil with Blower | RASL-039JEC |  | RCQD-3621 | 12.5 | 17.5 | Yes | Yes | 2011-01-21 |  | 1
FALSE | RASL-039JEC | 4503 | 3877217 | RHEEM SALES COMPANY, INC. | RASL-039JEC | AC | Split System: Air-Cooled Condensing Unit, Coil with Blower | RASL-039JEC |  | RCQD-3621 | 13 | 18 | Yes | Yes | 2011-01-21 |  | 3
FALSE | RASL-039JEC | 4503 | 3877218 | RHEEM SALES COMPANY, INC. | RASL-039JEC | AC | Split System: Air-Cooled Condensing Unit, Coil with Blower | RASL-039JEC |  | RCQD-3621 | 13 | 18 | Yes | Yes | 2011-01-21 |  | 3
FALSE | RASL-039JEC | 4503 | 3877219 | RHEEM SALES COMPANY, INC. | RASL-039JEC | AC | Split System: Air-Cooled Condensing Unit, Coil with Blower | RASL-039JEC |  | RCQD-3624 | 13 | 18 | Yes | Yes | 2011-01-21 |  | 3
FALSE | RASL-039JEC | 4503 | 3877220 | RHEEM SALES COMPANY, INC. | RASL-039JEC | AC | Split System: Air-Cooled Condensing Unit, Coil with Blower | RASL-039JEC |  | RCQD-3624 | 13 | 18 | Yes | Yes | 2011-01-21 |  | 3
FALSE | RASL-039JEC | 4503 | 3877221 | RHEEM SALES COMPANY, INC. | RASL-039JEC | AC | Split System: Air-Cooled Condensing Unit, Coil with Blower | RASL-039JEC |  | RCQD-3624 | 13 | 18 | Yes | Yes | 2011-01-21 |  | 3
FALSE | RASL-048JEC | 4507 | 3877232 | RHEEM SALES COMPANY, INC. | RASL-048JEC | AC | Split System: Air-Cooled Condensing Unit, Coil with Blower | RASL-048JEC |  | RCFN-H*4824 | 12.5 | 17.5 | Yes | Yes | 2011-01-21 |  | 1
FALSE | RASL-048JEC | 4507 | 3877233 | RHEEM SALES COMPANY, INC. | RASL-048JEC | AC | Split System: Air-Cooled Condensing Unit, Coil with Blower | RASL-048JEC |  | RCFN-H*4824 | 12.5 | 17.5 | Yes | Yes | 2011-01-21 |  | 1
FALSE | RASL-048JEC | 4507 | 3877234 | RHEEM SALES COMPANY, INC. | RASL-048JEC | AC | Split System: Air-Cooled Condensing Unit, Coil with Blower | RASL-048JEC |  | RCFN-H*4824 | 12.5 | 17.5 | Yes | Yes | 2011-01-21 |  | 1
FALSE | RASL-048JEC | 4507 | 3877235 | RHEEM SALES COMPANY, INC. | RASL-048JEC | AC | Split System: Air-Cooled Condensing Unit, Coil with Blower | RASL-048JEC |  | RCFN-H*4824 | 12 | 17 | Yes | Yes | 2011-01-21 |  | 0
FALSE | RASL-048JEC | 4507 | 3877236 | RHEEM SALES COMPANY, INC. | RASL-048JEC | AC | Split System: Air-Cooled Condensing Unit, Coil with Blower | RASL-048JEC |  | RCFN-H*4824 | 12.5 | 17.5 | Yes | Yes | 2011-01-21 |  | 1
FALSE | RASL-048JEC | 4507 | 3877237 | RHEEM SALES COMPANY, INC. | RASL-048JEC | AC | Split System: Air-Cooled Condensing Unit, Coil with Blower | RASL-048JEC |  | RCQD-4821 | 12 | 16.5 | Yes | Yes | 2011-01-21 |  | 0
FALSE | RASL-048JEC | 4507 | 3877238 | RHEEM SALES COMPANY, INC. | RASL-048JEC | AC | Split System: Air-Cooled Condensing Unit, Coil with Blower | RASL-048JEC |  | RCQD-4821 | 12 | 16.5 | Yes | Yes | 2011-01-21 |  | 0
FALSE | RASL-048JEC | 4507 | 3877239 | RHEEM SALES COMPANY, INC. | RASL-048JEC | AC | Split System: Air-Cooled Condensing Unit, Coil with Blower | RASL-048JEC |  | RCQD-4824 | 12 | 16.5 | Yes | Yes | 2011-01-21 |  | 0
FALSE | RASL-048JEC | 4507 | 3877240 | RHEEM SALES COMPANY, INC. | RASL-048JEC | AC | Split System: Air-Cooled Condensing Unit, Coil with Blower | RASL-048JEC |  | RCQD-4824 | 12 | 16.5 | Yes | Yes | 2011-01-21 |  | 0
FALSE | RASL-048JEC | 4507 | 3877241 | RHEEM SALES COMPANY, INC. | RASL-048JEC | AC | Split System: Air-Cooled Condensing Unit, Coil with Blower | RASL-048JEC |  | RCQD-4824 | 12 | 17 | Yes | Yes | 2011-01-21 |  | 0
FALSE | RASL-039JEC | 4503 | 3877388 | RHEEM SALES COMPANY, INC. | UASL-039JEC | AC | Split System: Air-Cooled Condensing Unit, Coil with Blower | RASL-039JEC |  | RCFN-H*3624 | 13 | 18.5 | Yes | Yes | 2011-03-08 |  | 3
FALSE | RASL-039JEC | 4503 | 3877389 | RHEEM SALES COMPANY, INC. | UASL-039JEC | AC | Split System: Air-Cooled Condensing Unit, Coil with Blower | RASL-039JEC |  | RCFN-H*3624 | 13 | 18.5 | Yes | Yes | 2011-03-08 |  | 3
FALSE | RASL-039JEC | 4503 | 3877390 | RHEEM SALES COMPANY, INC. | UASL-039JEC | AC | Split System: Air-Cooled Condensing Unit, Coil with Blower | RASL-039JEC |  | RCQD-3621 | 13 | 18 | Yes | Yes | 2011-03-08 |  | 3
FALSE | RASL-039JEC | 4503 | 3877391 | RHEEM SALES COMPANY, INC. | UASL-039JEC | AC | Split System: Air-Cooled Condensing Unit, Coil with Blower | RASL-039JEC |  | RCQD-3621 | 13 | 18 | Yes | Yes | 2011-03-08 |  | 3
FALSE | RASL-039JEC | 4503 | 3877392 | RHEEM SALES COMPANY, INC. | UASL-039JEC | AC | Split System: Air-Cooled Condensing Unit, Coil with Blower | RASL-039JEC |  | RCQD-3624 | 13 | 18 | Yes | Yes | 2011-03-08 |  | 3
FALSE | RASL-039JEC | 4503 | 3877393 | RHEEM SALES COMPANY, INC. | UASL-039JEC | AC | Split System: Air-Cooled Condensing Unit, Coil with Blower | RASL-039JEC |  | RCQD-3624 | 13 | 18 | Yes | Yes | 2011-03-08 |  | 3
FALSE | RASL-039JEC | 4503 | 3877396 | RHEEM SALES COMPANY, INC. | UASL-039JEC | AC | Split System: Air-Cooled Condensing Unit, Coil with Blower | RASL-039JEC |  | RCFN-H*3624 | 13 | 18.5 | Yes | Yes | 2011-03-08 |  | 3
FALSE | RASL-039JEC | 4503 | 3877397 | RHEEM SALES COMPANY, INC. | UASL-039JEC | AC | Split System: Air-Cooled Condensing Unit, Coil with Blower | RASL-039JEC |  | RCFN-H*3624 | 13 | 18.5 | Yes | Yes | 2011-03-08 |  | 3
FALSE | RASL-039JEC | 4503 | 3877398 | RHEEM SALES COMPANY, INC. | UASL-039JEC | AC | Split System: Air-Cooled Condensing Unit, Coil with Blower | RASL-039JEC |  | RCQD-3621 | 13 | 18 | Yes | Yes | 2011-03-08 |  | 3
FALSE | RASL-039JEC | 4503 | 3877399 | RHEEM SALES COMPANY, INC. | UASL-039JEC | AC | Split System: Air-Cooled Condensing Unit, Coil with Blower | RASL-039JEC |  | RCQD-3621 | 13 | 18 | Yes | Yes | 2011-03-08 |  | 3
FALSE | RASL-039JEC | 4503 | 3877400 | RHEEM SALES COMPANY, INC. | UASL-039JEC | AC | Split System: Air-Cooled Condensing Unit, Coil with Blower | RASL-039JEC |  | RCQD-3624 | 13 | 18 | Yes | Yes | 2011-03-08 |  | 3
FALSE | RASL-039JEC | 4503 | 3877401 | RHEEM SALES COMPANY, INC. | UASL-039JEC | AC | Split System: Air-Cooled Condensing Unit, Coil with Blower | RASL-039JEC |  | RCQD-3624 | 13 | 18 | Yes | Yes | 2011-03-08 |  | 3
FALSE | RASL-039JEC | 4503 | 3877402 | RHEEM SALES COMPANY, INC. | UASL-039JEC | AC | Split System: Air-Cooled Condensing Unit, Coil with Blower | RASL-039JEC |  | RCFN-H*3624 | 13 | 18.5 | Yes | Yes | 2011-03-08 |  | 3
FALSE | RASL-039JEC | 4503 | 3877403 | RHEEM SALES COMPANY, INC. | UASL-039JEC | AC | Split System: Air-Cooled Condensing Unit, Coil with Blower | RASL-039JEC |  | RCFN-H*3624 | 13 | 18.5 | Yes | Yes | 2011-03-08 |  | 3
FALSE | RASL-039JEC | 4503 | 3877404 | RHEEM SALES COMPANY, INC. | UASL-039JEC | AC | Split System: Air-Cooled Condensing Unit, Coil with Blower | RASL-039JEC |  | RCQD-3624 | 13 | 18 | Yes | Yes | 2011-03-08 |  | 3
FALSE | RASL-039JEC | 4503 | 3877405 | RHEEM SALES COMPANY, INC. | UASL-039JEC | AC | Split System: Air-Cooled Condensing Unit, Coil with Blower | RASL-039JEC |  | RCQD-3624 | 13 | 18 | Yes | Yes | 2011-03-08 |  | 3
FALSE | RASL-048JEC | 4507 | 3877410 | RHEEM SALES COMPANY, INC. | UASL-048JEC | AC | Split System: Air-Cooled Condensing Unit, Coil with Blower | RASL-048JEC |  | RCFN-H*4824 | 12.5 | 17.5 | Yes | Yes | 2011-03-08 |  | 1
FALSE | RASL-048JEC | 4507 | 3877411 | RHEEM SALES COMPANY, INC. | UASL-048JEC | AC | Split System: Air-Cooled Condensing Unit, Coil with Blower | RASL-048JEC |  | RCFN-H*4824 | 12.5 | 17.5 | Yes | Yes | 2011-03-08 |  | 1
FALSE | RASL-048JEC | 4507 | 3877414 | RHEEM SALES COMPANY, INC. | UASL-048JEC | AC | Split System: Air-Cooled Condensing Unit, Coil with Blower | RASL-048JEC |  | RCFN-H*4824 | 12.5 | 17.5 | Yes | Yes | 2011-03-08 |  | 1
FALSE | RASL-048JEC | 4507 | 3877415 | RHEEM SALES COMPANY, INC. | UASL-048JEC | AC | Split System: Air-Cooled Condensing Unit, Coil with Blower | RASL-048JEC |  | RCFN-H*4824 | 12.5 | 17.5 | Yes | Yes | 2011-03-08 |  | 1
FALSE | RASL-048JEC | 4507 | 3877422 | RHEEM SALES COMPANY, INC. | UASL-048JEC | AC | Split System: Air-Cooled Condensing Unit, Coil with Blower | RASL-048JEC |  | RCFN-H*4824 | 12.5 | 17.5 | Yes | Yes | 2011-03-08 |  | 1
FALSE | RASL-048JEC | 4507 | 3877423 | RHEEM SALES COMPANY, INC. | UASL-048JEC | AC | Split System: Air-Cooled Condensing Unit, Coil with Blower | RASL-048JEC |  | RCFN-H*4824 | 12.5 | 17.5 | Yes | Yes | 2011-03-08 |  | 1
FALSE | RASL-048JEC | 4507 | 3877424 | RHEEM SALES COMPANY, INC. | UASL-048JEC | AC | Split System: Air-Cooled Condensing Unit, Coil with Blower | RASL-048JEC |  | RCQD-4821 | 12 | 16.5 | Yes | Yes | 2011-03-08 |  | 0
FALSE | RASL-048JEC | 4507 | 3877425 | RHEEM SALES COMPANY, INC. | UASL-048JEC | AC | Split System: Air-Cooled Condensing Unit, Coil with Blower | RASL-048JEC |  | RCQD-4821 | 12 | 16.5 | Yes | Yes | 2011-03-08 |  | 0
FALSE | RASL-048JEC | 4507 | 3877426 | RHEEM SALES COMPANY, INC. | UASL-048JEC | AC | Split System: Air-Cooled Condensing Unit, Coil with Blower | RASL-048JEC |  | RCQD-4824 | 12 | 16.5 | Yes | Yes | 2011-03-08 |  | 0
FALSE | RASL-048JEC | 4507 | 3877427 | RHEEM SALES COMPANY, INC. | UASL-048JEC | AC | Split System: Air-Cooled Condensing Unit, Coil with Blower | RASL-048JEC |  | RCQD-4824 | 12 | 16.5 | Yes | Yes | 2011-03-08 |  | 0
FALSE | RASL-048JEC | 4507 | 3877432 | RHEEM SALES COMPANY, INC. | UASL-048JEC | AC | Split System: Air-Cooled Condensing Unit, Coil with Blower | RASL-048JEC |  | RCFN-H*4824 | 12 | 17 | Yes | Yes | 2011-03-08 |  | 0
FALSE | RASL-048JEC | 4507 | 3877433 | RHEEM SALES COMPANY, INC. | UASL-048JEC | AC | Split System: Air-Cooled Condensing Unit, Coil with Blower | RASL-048JEC |  | RCFN-H*4824 | 12 | 17 | Yes | Yes | 2011-03-08 |  | 0
FALSE | RASL-048JEC | 4507 | 3877434 | RHEEM SALES COMPANY, INC. | UASL-048JEC | AC | Split System: Air-Cooled Condensing Unit, Coil with Blower | RASL-048JEC |  | RCQD-4821 | 12 | 16.5 | Yes | Yes | 2011-03-08 |  | 0
FALSE | RASL-048JEC | 4507 | 3877435 | RHEEM SALES COMPANY, INC. | UASL-048JEC | AC | Split System: Air-Cooled Condensing Unit, Coil with Blower | RASL-048JEC |  | RCQD-4821 | 12 | 16.5 | Yes | Yes | 2011-03-08 |  | 0
FALSE | RASL-048JEC | 4507 | 3877436 | RHEEM SALES COMPANY, INC. | UASL-048JEC | AC | Split System: Air-Cooled Condensing Unit, Coil with Blower | RASL-048JEC |  | RCQD-4824 | 12 | 16.5 | Yes | Yes | 2011-03-08 |  | 0
FALSE | RASL-048JEC | 4507 | 3877437 | RHEEM SALES COMPANY, INC. | UASL-048JEC | AC | Split System: Air-Cooled Condensing Unit, Coil with Blower | RASL-048JEC |  | RCQD-4824 | 12 | 16.5 | Yes | Yes | 2011-03-08 |  | 0
FALSE | RASL-048JEC | 4507 | 3877440 | RHEEM SALES COMPANY, INC. | UASL-048JEC | AC | Split System: Air-Cooled Condensing Unit, Coil with Blower | RASL-048JEC |  | RCFN-H*4824 | 12.5 | 17.5 | Yes | Yes | 2011-03-08 |  | 1
FALSE | RASL-048JEC | 4507 | 3877441 | RHEEM SALES COMPANY, INC. | UASL-048JEC | AC | Split System: Air-Cooled Condensing Unit, Coil with Blower | RASL-048JEC |  | RCFN-H*4824 | 12.5 | 17.5 | Yes | Yes | 2011-03-08 |  | 1
FALSE | RASL-048JEC | 4507 | 3877442 | RHEEM SALES COMPANY, INC. | UASL-048JEC | AC | Split System: Air-Cooled Condensing Unit, Coil with Blower | RASL-048JEC |  | RCQD-4824 | 12 | 17 | Yes | Yes | 2011-03-08 |  | 0
FALSE | 14AJM30 | 4513 | 3879503 | RHEEM SALES COMPANY, INC. | 14AJM30 | AC | Split System: Air-Cooled Condensing Unit, Coil with Blower | 14AJM30 |  | RCFL-A*3621 | 13 | 15.5 | Yes | Yes | 2011-01-21 |  | 1
FALSE | 14AJM30 | 4513 | 3879504 | RHEEM SALES COMPANY, INC. | 14AJM30 | AC | Split System: Air-Cooled Condensing Unit, Coil with Blower | 14AJM30 |  | RCFL-A*3621 | 13 | 16 | Yes | Yes | 2011-01-21 |  | 2
FALSE | 14AJM30 | 4513 | 3879505 | RHEEM SALES COMPANY, INC. | 14AJM30 | AC | Split System: Air-Cooled Condensing Unit, Coil with Blower | 14AJM30 |  | RCFL-A*3621 | 13 | 15.5 | Yes | Yes | 2011-01-21 |  | 1
FALSE | 14AJM30 | 4513 | 3879506 | RHEEM SALES COMPANY, INC. | 14AJM30 | AC | Split System: Air-Cooled Condensing Unit, Coil with Blower | 14AJM30 |  | RCFL-A*3621 | 13 | 15.5 | Yes | Yes | 2011-01-21 |  | 1
FALSE | 14AJM30 | 4513 | 3879507 | RHEEM SALES COMPANY, INC. | 14AJM30 | AC | Split System: Air-Cooled Condensing Unit, Coil with Blower | 14AJM30 |  | RCFL-A*3621 | 13 | 16 | Yes | Yes | 2011-01-21 |  | 2
FALSE | 14AJM30 | 4513 | 3879508 | RHEEM SALES COMPANY, INC. | 14AJM30 | AC | Split System: Air-Cooled Condensing Unit, Coil with Blower | 14AJM30 |  | RCFL-A*3621 | 13 | 16 | Yes | Yes | 2011-01-21 |  | 2
FALSE | 14AJM30 | 4513 | 3879509 | RHEEM SALES COMPANY, INC. | 14AJM30 | AC | Split System: Air-Cooled Condensing Unit, Coil with Blower | 14AJM30 |  | RCFL-H*3617 | 13 | 15.5 | Yes | Yes | 2011-01-21 |  | 1
FALSE | 14AJM30 | 4513 | 3879510 | RHEEM SALES COMPANY, INC. | 14AJM30 | AC | Split System: Air-Cooled Condensing Unit, Coil with Blower | 14AJM30 |  | RCFL-H*3617 | 13 | 15.5 | Yes | Yes | 2011-01-21 |  | 1
FALSE | 14AJM30 | 4513 | 3879511 | RHEEM SALES COMPANY, INC. | 14AJM30 | AC | Split System: Air-Cooled Condensing Unit, Coil with Blower | 14AJM30 |  | RCFL-H*3617 | 13 | 15.5 | Yes | Yes | 2011-01-21 |  | 1
FALSE | 14AJM30 | 4513 | 3879512 | RHEEM SALES COMPANY, INC. | 14AJM30 | AC | Split System: Air-Cooled Condensing Unit, Coil with Blower | 14AJM30 |  | RCFL-H*3621 | 13 | 15.5 | Yes | Yes | 2011-01-21 |  | 1
FALSE | 14AJM30 | 4513 | 3879513 | RHEEM SALES COMPANY, INC. | 14AJM30 | AC | Split System: Air-Cooled Condensing Unit, Coil with Blower | 14AJM30 |  | RCFL-H*3621 | 13 | 16 | Yes | Yes | 2011-01-21 |  | 2
FALSE | 14AJM30 | 4513 | 3879514 | RHEEM SALES COMPANY, INC. | 14AJM30 | AC | Split System: Air-Cooled Condensing Unit, Coil with Blower | 14AJM30 |  | RCFL-H*3621 | 13 | 16 | Yes | Yes | 2011-01-21 |  | 2
FALSE | 14AJM30 | 4513 | 3879515 | RHEEM SALES COMPANY, INC. | 14AJM30 | AC | Split System: Air-Cooled Condensing Unit, Coil with Blower | 14AJM30 |  | RCFL-H*3621 | 13 | 15.5 | Yes | Yes | 2011-01-21 |  | 1
FALSE | 14AJM30 | 4513 | 3879516 | RHEEM SALES COMPANY, INC. | 14AJM30 | AC | Split System: Air-Cooled Condensing Unit, Coil with Blower | 14AJM30 |  | RCFL-H*3621 | 13 | 15.5 | Yes | Yes | 2011-01-21 |  | 1
FALSE | 14AJM30 | 4513 | 3879517 | RHEEM SALES COMPANY, INC. | 14AJM30 | AC | Split System: Air-Cooled Condensing Unit, Coil with Blower | 14AJM30 |  | RCFL-H*3621 | 13 | 16 | Yes | Yes | 2011-01-21 |  | 2
FALSE | 14AJM30 | 4513 | 3879518 | RHEEM SALES COMPANY, INC. | 14AJM30 | AC | Split System: Air-Cooled Condensing Unit, Coil with Blower | 14AJM30 |  | RCFL-H*3621 | 13 | 16 | Yes | Yes | 2011-01-21 |  | 2
FALSE | 14AJM30 | 4513 | 3879519 | RHEEM SALES COMPANY, INC. | 14AJM30 | AC | Split System: Air-Cooled Condensing Unit, Coil with Blower | 14AJM30 |  | RCFL-H*3821 | 13 | 16 | Yes | Yes | 2011-01-21 |  | 2
FALSE | 14AJM30 | 4513 | 3879520 | RHEEM SALES COMPANY, INC. | 14AJM30 | AC | Split System: Air-Cooled Condensing Unit, Coil with Blower | 14AJM30 |  | RCFL-H*3821 | 13 | 16 | Yes | Yes | 2011-01-21 |  | 2
FALSE | 14AJM30 | 4513 | 3879521 | RHEEM SALES COMPANY, INC. | 14AJM30 | AC | Split System: Air-Cooled Condensing Unit, Coil with Blower | 14AJM30 |  | RCFL-H*3821 | 13 | 16 | Yes | Yes | 2011-01-21 |  | 2
FALSE | 14AJM30 | 4513 | 3879522 | RHEEM SALES COMPANY, INC. | 14AJM30 | AC | Split System: Air-Cooled Condensing Unit, Coil with Blower | 14AJM30 |  | RCFL-H*3821 | 13 | 16 | Yes | Yes | 2011-01-21 |  | 2
FALSE | 14AJM30 | 4513 | 3879523 | RHEEM SALES COMPANY, INC. | 14AJM30 | AC | Split System: Air-Cooled Condensing Unit, Coil with Blower | 14AJM30 |  | RCFL-H*3821 | 13 | 16 | Yes | Yes | 2011-01-21 |  | 2
FALSE | 14AJM36 | 38 | 3879543 | RHEEM SALES COMPANY, INC. | 14AJM36 | AC | Split System: Air-Cooled Condensing Unit, Coil with Blower | 14AJM36 |  | RCFL-A*3621 | 13 | 16 | Yes | Yes | 2011-01-21 |  | 2
FALSE | 14AJM36 | 38 | 3879544 | RHEEM SALES COMPANY, INC. | 14AJM36 | AC | Split System: Air-Cooled Condensing Unit, Coil with Blower | 14AJM36 |  | RCFL-A*3621 | 12 | 14.5 | Yes | Yes | 2011-01-21 |  | 0
FALSE | 14AJM36 | 38 | 3879545 | RHEEM SALES COMPANY, INC. | 14AJM36 | AC | Split System: Air-Cooled Condensing Unit, Coil with Blower | 14AJM36 |  | RCFL-A*3621 | 12.5 | 15.1 | Yes | Yes | 2011-01-21 |  | 1
FALSE | 14AJM36 | 38 | 3879546 | RHEEM SALES COMPANY, INC. | 14AJM36 | AC | Split System: Air-Cooled Condensing Unit, Coil with Blower | 14AJM36 |  | RCFL-A*3621 | 13 | 15.5 | Yes | Yes | 2011-01-21 |  | 1
FALSE | 14AJM36 | 38 | 3879547 | RHEEM SALES COMPANY, INC. | 14AJM36 | AC | Split System: Air-Cooled Condensing Unit, Coil with Blower | 14AJM36 |  | RCFL-A*3621 | 13 | 15.5 | Yes | Yes | 2011-01-21 |  | 1
FALSE | 14AJM36 | 38 | 3879548 | RHEEM SALES COMPANY, INC. | 14AJM36 | AC | Split System: Air-Cooled Condensing Unit, Coil with Blower | 14AJM36 |  | RCFL-H*3617 | 12.5 | 15.1 | Yes | Yes | 2011-01-21 |  | 1
FALSE | 14AJM36 | 38 | 3879549 | RHEEM SALES COMPANY, INC. | 14AJM36 | AC | Split System: Air-Cooled Condensing Unit, Coil with Blower | 14AJM36 |  | RCFL-H*3617 | 12.5 | 15.1 | Yes | Yes | 2011-01-21 |  | 1
FALSE | 14AJM36 | 38 | 3879550 | RHEEM SALES COMPANY, INC. | 14AJM36 | AC | Split System: Air-Cooled Condensing Unit, Coil with Blower | 14AJM36 |  | RCFL-H*3621 | 12.5 | 15.1 | Yes | Yes | 2011-01-21 |  | 1
FALSE | 14AJM36 | 38 | 3879551 | RHEEM SALES COMPANY, INC. | 14AJM36 | AC | Split System: Air-Cooled Condensing Unit, Coil with Blower | 14AJM36 |  | RCFL-H*3621 | 13 | 15.5 | Yes | Yes | 2011-01-21 |  | 1
FALSE | 14AJM36 | 38 | 3879552 | RHEEM SALES COMPANY, INC. | 14AJM36 | AC | Split System: Air-Cooled Condensing Unit, Coil with Blower | 14AJM36 |  | RCFL-H*3621 | 13 | 16 | Yes | Yes | 2011-01-21 |  | 2
FALSE | 14AJM36 | 38 | 3879553 | RHEEM SALES COMPANY, INC. | 14AJM36 | AC | Split System: Air-Cooled Condensing Unit, Coil with Blower | 14AJM36 |  | RCFL-H*3621 | 12 | 14.5 | Yes | Yes | 2011-01-21 |  | 0
FALSE | 14AJM36 | 38 | 3879554 | RHEEM SALES COMPANY, INC. | 14AJM36 | AC | Split System: Air-Cooled Condensing Unit, Coil with Blower | 14AJM36 |  | RCFL-H*3621 | 13 | 15.5 | Yes | Yes | 2011-01-21 |  | 1
FALSE | 14AJM36 | 38 | 3879555 | RHEEM SALES COMPANY, INC. | 14AJM36 | AC | Split System: Air-Cooled Condensing Unit, Coil with Blower | 14AJM36 |  | RCFL-H*3621 | 13 | 15.5 | Yes | Yes | 2011-01-21 |  | 1
FALSE | 14AJM36 | 38 | 3879556 | RHEEM SALES COMPANY, INC. | 14AJM36 | AC | Split System: Air-Cooled Condensing Unit, Coil with Blower | 14AJM36 |  | RCFL-H*3821 | 12.5 | 15 | Yes | Yes | 2011-01-21 |  | 1
FALSE | 14AJM36 | 38 | 3879557 | RHEEM SALES COMPANY, INC. | 14AJM36 | AC | Split System: Air-Cooled Condensing Unit, Coil with Blower | 14AJM36 |  | RCFL-H*3821 | 13 | 15.5 | Yes | Yes | 2011-01-21 |  | 1
FALSE | 14AJM36 | 38 | 3879558 | RHEEM SALES COMPANY, INC. | 14AJM36 | AC | Split System: Air-Cooled Condensing Unit, Coil with Blower | 14AJM36 |  | RCFL-H*3821 | 13 | 16 | Yes | Yes | 2011-01-21 |  | 2
FALSE | 14AJM36 | 38 | 3879559 | RHEEM SALES COMPANY, INC. | 14AJM36 | AC | Split System: Air-Cooled Condensing Unit, Coil with Blower | 14AJM36 |  | RCFL-H*3821 | 13 | 16 | Yes | Yes | 2011-01-21 |  | 2
FALSE | 14AJM36 | 38 | 3879560 | RHEEM SALES COMPANY, INC. | 14AJM36 | AC | Split System: Air-Cooled Condensing Unit, Coil with Blower | 14AJM36 |  | RCFL-H*3824 | 13 | 16 | Yes | Yes | 2011-01-21 |  | 2
FALSE | 14AJM36 | 38 | 3879561 | RHEEM SALES COMPANY, INC. | 14AJM36 | AC | Split System: Air-Cooled Condensing Unit, Coil with Blower | 14AJM36 |  | RCFL-H*3824 | 13 | 16 | Yes | Yes | 2011-01-21 |  | 2
FALSE | 14AJM36 | 38 | 3879562 | RHEEM SALES COMPANY, INC. | 14AJM36 | AC | Split System: Air-Cooled Condensing Unit, Coil with Blower | 14AJM36 |  | RCFL-H*3824 | 13 | 16 | Yes | Yes | 2011-01-21 |  | 2
FALSE | 14AJM36 | 38 | 3879563 | RHEEM SALES COMPANY, INC. | 14AJM36 | AC | Split System: Air-Cooled Condensing Unit, Coil with Blower | 14AJM36 |  | RCFL-H*3824 | 13 | 16 | Yes | Yes | 2011-01-21 |  | 2
FALSE | 14AJM42 | 4530 | 3879583 | RHEEM SALES COMPANY, INC. | 14AJM42 | AC | Split System: Air-Cooled Condensing Unit, Coil with Blower | 14AJM42 |  | RCFL-A*4821 | 13 | 15.5 | Yes | Yes | 2011-01-21 |  | 1
FALSE | 14AJM42 | 4530 | 3879584 | RHEEM SALES COMPANY, INC. | 14AJM42 | AC | Split System: Air-Cooled Condensing Unit, Coil with Blower | 14AJM42 |  | RCFL-A*4824 | 13 | 15.5 | Yes | Yes | 2011-01-21 |  | 1
FALSE | 14AJM42 | 4530 | 3879585 | RHEEM SALES COMPANY, INC. | 14AJM42 | AC | Split System: Air-Cooled Condensing Unit, Coil with Blower | 14AJM42 |  | RCFL-A*4824 | 13 | 15.5 | Yes | Yes | 2011-01-21 |  | 1
FALSE | 14AJM42 | 4530 | 3879586 | RHEEM SALES COMPANY, INC. | 14AJM42 | AC | Split System: Air-Cooled Condensing Unit, Coil with Blower | 14AJM42 |  | RCFL-H*3821 | 12 | 14.5 | Yes | Yes | 2011-01-21 |  | 0
FALSE | 14AJM42 | 4530 | 3879587 | RHEEM SALES COMPANY, INC. | 14AJM42 | AC | Split System: Air-Cooled Condensing Unit, Coil with Blower | 14AJM42 |  | RCFL-H*3821 | 12.5 | 15.1 | Yes | Yes | 2011-01-21 |  | 1
FALSE | 14AJM42 | 4530 | 3879588 | RHEEM SALES COMPANY, INC. | 14AJM42 | AC | Split System: Air-Cooled Condensing Unit, Coil with Blower | 14AJM42 |  | RCFL-H*3821 | 13 | 15.5 | Yes | Yes | 2011-01-21 |  | 1
FALSE | 14AJM42 | 4530 | 3879589 | RHEEM SALES COMPANY, INC. | 14AJM42 | AC | Split System: Air-Cooled Condensing Unit, Coil with Blower | 14AJM42 |  | RCFL-H*3821 | 12 | 14.5 | Yes | Yes | 2011-01-21 |  | 0
FALSE | 14AJM42 | 4530 | 3879590 | RHEEM SALES COMPANY, INC. | 14AJM42 | AC | Split System: Air-Cooled Condensing Unit, Coil with Blower | 14AJM42 |  | RCFL-H*3821 | 12 | 14.5 | Yes | Yes | 2011-01-21 |  | 0
FALSE | 14AJM42 | 4530 | 3879591 | RHEEM SALES COMPANY, INC. | 14AJM42 | AC | Split System: Air-Cooled Condensing Unit, Coil with Blower | 14AJM42 |  | RCFL-H*3821 | 12.5 | 15.5 | Yes | Yes | 2011-01-21 |  | 1
FALSE | 14AJM42 | 4530 | 3879592 | RHEEM SALES COMPANY, INC. | 14AJM42 | AC | Split System: Air-Cooled Condensing Unit, Coil with Blower | 14AJM42 |  | RCFL-H*3821 | 12.5 | 15.5 | Yes | Yes | 2011-01-21 |  | 1
FALSE | 14AJM42 | 4530 | 3879593 | RHEEM SALES COMPANY, INC. | 14AJM42 | AC | Split System: Air-Cooled Condensing Unit, Coil with Blower | 14AJM42 |  | RCFL-H*4821 | 12.5 | 15 | Yes | Yes | 2011-01-21 |  | 1
FALSE | 14AJM42 | 4530 | 3879594 | RHEEM SALES COMPANY, INC. | 14AJM42 | AC | Split System: Air-Cooled Condensing Unit, Coil with Blower | 14AJM42 |  | RCFL-H*4821 | 13 | 15.5 | Yes | Yes | 2011-01-21 |  | 1
FALSE | 14AJM42 | 4530 | 3879595 | RHEEM SALES COMPANY, INC. | 14AJM42 | AC | Split System: Air-Cooled Condensing Unit, Coil with Blower | 14AJM42 |  | RCFL-H*4821 | 12 | 14.5 | Yes | Yes | 2011-01-21 |  | 0
FALSE | 14AJM42 | 4530 | 3879596 | RHEEM SALES COMPANY, INC. | 14AJM42 | AC | Split System: Air-Cooled Condensing Unit, Coil with Blower | 14AJM42 |  | RCFL-H*4821 | 12 | 14.5 | Yes | Yes | 2011-01-21 |  | 0
FALSE | 14AJM42 | 4530 | 3879597 | RHEEM SALES COMPANY, INC. | 14AJM42 | AC | Split System: Air-Cooled Condensing Unit, Coil with Blower | 14AJM42 |  | RCFL-H*4821 | 13 | 15.5 | Yes | Yes | 2011-01-21 |  | 1
FALSE | 14AJM42 | 4530 | 3879598 | RHEEM SALES COMPANY, INC. | 14AJM42 | AC | Split System: Air-Cooled Condensing Unit, Coil with Blower | 14AJM42 |  | RCFL-H*4821 | 13 | 15.5 | Yes | Yes | 2011-01-21 |  | 1
FALSE | 14AJM42 | 4530 | 3879599 | RHEEM SALES COMPANY, INC. | 14AJM42 | AC | Split System: Air-Cooled Condensing Unit, Coil with Blower | 14AJM42 |  | RCFL-H*4824 | 13 | 15.5 | Yes | Yes | 2011-01-21 |  | 1
FALSE | 14AJM42 | 4530 | 3879600 | RHEEM SALES COMPANY, INC. | 14AJM42 | AC | Split System: Air-Cooled Condensing Unit, Coil with Blower | 14AJM42 |  | RCFL-H*4824 | 13 | 15.5 | Yes | Yes | 2011-01-21 |  | 1
FALSE | 14AJM42 | 4530 | 3879601 | RHEEM SALES COMPANY, INC. | 14AJM42 | AC | Split System: Air-Cooled Condensing Unit, Coil with Blower | 14AJM42 |  | RCFL-H*4824 | 13 | 15.5 | Yes | Yes | 2011-01-21 |  | 1
FALSE | 14AJM42 | 4530 | 3879602 | RHEEM SALES COMPANY, INC. | 14AJM42 | AC | Split System: Air-Cooled Condensing Unit, Coil with Blower | 14AJM42 |  | RCFL-H*4824 | 13 | 15.5 | Yes | Yes | 2011-01-21 |  | 1
FALSE | 14AJM42 | 4530 | 3879603 | RHEEM SALES COMPANY, INC. | 14AJM42 | AC | Split System: Air-Cooled Condensing Unit, Coil with Blower | 14AJM42 |  | RCFL-H*4824 | 13 | 15.5 | Yes | Yes | 2011-01-21 |  | 1
FALSE | 14AJM48 | 58 | 3879623 | RHEEM SALES COMPANY, INC. | 14AJM48 | AC | Split System: Air-Cooled Condensing Unit, Coil with Blower | 14AJM48 |  | RCQD-4824 | 12 | 14.5 | Yes | Yes | 2011-01-21 |  | 0
FALSE | 14AJM49 | 4536 | 3879624 | RHEEM SALES COMPANY, INC. | 14AJM49 | AC | Split System: Air-Cooled Condensing Unit, Coil with Blower | 14AJM49 |  | RCFL-A*4821 | 12.5 | 15.1 | Yes | Yes | 2011-01-21 |  | 1
FALSE | 14AJM49 | 4536 | 3879625 | RHEEM SALES COMPANY, INC. | 14AJM49 | AC | Split System: Air-Cooled Condensing Unit, Coil with Blower | 14AJM49 |  | RCFL-A*4821 | 13 | 15.5 | Yes | Yes | 2011-01-21 |  | 1
FALSE | 14AJM49 | 4536 | 3879626 | RHEEM SALES COMPANY, INC. | 14AJM49 | AC | Split System: Air-Cooled Condensing Unit, Coil with Blower | 14AJM49 |  | RCFL-A*4821 | 12.5 | 15.1 | Yes | Yes | 2011-01-21 |  | 1
FALSE | 14AJM49 | 4536 | 3879627 | RHEEM SALES COMPANY, INC. | 14AJM49 | AC | Split System: Air-Cooled Condensing Unit, Coil with Blower | 14AJM49 |  | RCFL-A*4821 | 12.5 | 15.1 | Yes | Yes | 2011-01-21 |  | 1
FALSE | 14AJM49 | 4536 | 3879628 | RHEEM SALES COMPANY, INC. | 14AJM49 | AC | Split System: Air-Cooled Condensing Unit, Coil with Blower | 14AJM49 |  | RCFL-A*4824 | 12.5 | 15.1 | Yes | Yes | 2011-01-21 |  | 1
FALSE | 14AJM49 | 4536 | 3879629 | RHEEM SALES COMPANY, INC. | 14AJM49 | AC | Split System: Air-Cooled Condensing Unit, Coil with Blower | 14AJM49 |  | RCFL-A*4824 | 13 | 15.5 | Yes | Yes | 2011-01-21 |  | 1
FALSE | 14AJM49 | 4536 | 3879630 | RHEEM SALES COMPANY, INC. | 14AJM49 | AC | Split System: Air-Cooled Condensing Unit, Coil with Blower | 14AJM49 |  | RCFL-A*4824 | 13 | 15.5 | Yes | Yes | 2011-01-21 |  | 1
FALSE | 14AJM49 | 4536 | 3879631 | RHEEM SALES COMPANY, INC. | 14AJM49 | AC | Split System: Air-Cooled Condensing Unit, Coil with Blower | 14AJM49 |  | RCFL-A*4824 | 12.5 | 15.1 | Yes | Yes | 2011-01-21 |  | 1
FALSE | 14AJM49 | 4536 | 3879632 | RHEEM SALES COMPANY, INC. | 14AJM49 | AC | Split System: Air-Cooled Condensing Unit, Coil with Blower | 14AJM49 |  | RCFL-A*4824 | 12.5 | 15.1 | Yes | Yes | 2011-01-21 |  | 1
FALSE | 14AJM49 | 4536 | 3879633 | RHEEM SALES COMPANY, INC. | 14AJM49 | AC | Split System: Air-Cooled Condensing Unit, Coil with Blower | 14AJM49 |  | RCFL-A*4824 | 13 | 15.5 | Yes | Yes | 2011-01-21 |  | 1
FALSE | 14AJM49 | 4536 | 3879634 | RHEEM SALES COMPANY, INC. | 14AJM49 | AC | Split System: Air-Cooled Condensing Unit, Coil with Blower | 14AJM49 |  | RCFL-H*4821 | 12.5 | 15.1 | Yes | Yes | 2011-01-21 |  | 1
FALSE | 14AJM49 | 4536 | 3879635 | RHEEM SALES COMPANY, INC. | 14AJM49 | AC | Split System: Air-Cooled Condensing Unit, Coil with Blower | 14AJM49 |  | RCFL-H*4821 | 13 | 15.5 | Yes | Yes | 2011-01-21 |  | 1
FALSE | 14AJM49 | 4536 | 3879636 | RHEEM SALES COMPANY, INC. | 14AJM49 | AC | Split System: Air-Cooled Condensing Unit, Coil with Blower | 14AJM49 |  | RCFL-H*4821 | 12.5 | 15.1 | Yes | Yes | 2011-01-21 |  | 1
FALSE | 14AJM49 | 4536 | 3879637 | RHEEM SALES COMPANY, INC. | 14AJM49 | AC | Split System: Air-Cooled Condensing Unit, Coil with Blower | 14AJM49 |  | RCFL-H*4821 | 12.5 | 15.1 | Yes | Yes | 2011-01-21 |  | 1
FALSE | 14AJM49 | 4536 | 3879638 | RHEEM SALES COMPANY, INC. | 14AJM49 | AC | Split System: Air-Cooled Condensing Unit, Coil with Blower | 14AJM49 |  | RCFL-H*4824 | 12.5 | 15.1 | Yes | Yes | 2011-01-21 |  | 1
FALSE | 14AJM49 | 4536 | 3879639 | RHEEM SALES COMPANY, INC. | 14AJM49 | AC | Split System: Air-Cooled Condensing Unit, Coil with Blower | 14AJM49 |  | RCFL-H*4824 | 13 | 15.5 | Yes | Yes | 2011-01-21 |  | 1
FALSE | 14AJM49 | 4536 | 3879640 | RHEEM SALES COMPANY, INC. | 14AJM49 | AC | Split System: Air-Cooled Condensing Unit, Coil with Blower | 14AJM49 |  | RCFL-H*4824 | 13 | 15.5 | Yes | Yes | 2011-01-21 |  | 1
FALSE | 14AJM49 | 4536 | 3879641 | RHEEM SALES COMPANY, INC. | 14AJM49 | AC | Split System: Air-Cooled Condensing Unit, Coil with Blower | 14AJM49 |  | RCFL-H*4824 | 12.5 | 15.1 | Yes | Yes | 2011-01-21 |  | 1
FALSE | 14AJM49 | 4536 | 3879642 | RHEEM SALES COMPANY, INC. | 14AJM49 | AC | Split System: Air-Cooled Condensing Unit, Coil with Blower | 14AJM49 |  | RCFL-H*4824 | 12.5 | 15.1 | Yes | Yes | 2011-01-21 |  | 1
FALSE | 14AJM49 | 4536 | 3879643 | RHEEM SALES COMPANY, INC. | 14AJM49 | AC | Split System: Air-Cooled Condensing Unit, Coil with Blower | 14AJM49 |  | RCFL-H*4824 | 13 | 15.5 | Yes | Yes | 2011-01-21 |  | 1
FALSE | 14AJM56 | 4543 | 3879663 | RHEEM SALES COMPANY, INC. | 14AJM56 | AC | Split System: Air-Cooled Condensing Unit, Coil with Blower | 14AJM56 |  | RCFL-H*6024 | 12.5 | 15 | Yes | Yes | 2011-01-21 |  | 1
FALSE | 14AJM56 | 4543 | 3879664 | RHEEM SALES COMPANY, INC. | 14AJM56 | AC | Split System: Air-Cooled Condensing Unit, Coil with Blower | 14AJM56 |  | RCFL-H*6024 | 12.5 | 15.1 | Yes | Yes | 2011-01-21 |  | 1
FALSE | 14AJM56 | 4543 | 3879667 | RHEEM SALES COMPANY, INC. | 14AJM56 | AC | Split System: Air-Cooled Condensing Unit, Coil with Blower | 14AJM56 |  | RCQD-6024 | 12 | 14.5 | Yes | Yes | 2011-01-21 |  | 0
FALSE | 14AJM30 | 4513 | 3879695 | RUUD AIR CONDITIONING DIVISION | 14AJM30 | AC | Split System: Air-Cooled Condensing Unit, Coil with Blower | 14AJM30 |  | RCFL-A*3617 | 13 | 15.5 | Yes | Yes | 2011-03-08 |  | 1
FALSE | 14AJM30 | 4513 | 3879696 | RHEEM SALES COMPANY, INC. | 14AJM30 | AC | Split System: Air-Cooled Condensing Unit, Coil with Blower | 14AJM30 |  | RCFL-A*3617 | 13 | 15.5 | Yes | Yes | 2011-03-08 |  | 1
FALSE | 14AJM30 | 4513 | 3879697 | RUUD AIR CONDITIONING DIVISION | 14AJM30 | AC | Split System: Air-Cooled Condensing Unit, Coil with Blower | 14AJM30 |  | RCFL-A*3621 | 13 | 15.5 | Yes | Yes | 2011-03-08 |  | 1
FALSE | 14AJM30 | 4513 | 3879698 | RHEEM SALES COMPANY, INC. | 14AJM30 | AC | Split System: Air-Cooled Condensing Unit, Coil with Blower | 14AJM30 |  | RCFL-A*3621 | 13 | 15.5 | Yes | Yes | 2011-03-08 |  | 1
FALSE | 14AJM30 | 4513 | 3879699 | RUUD AIR CONDITIONING DIVISION | 14AJM30 | AC | Split System: Air-Cooled Condensing Unit, Coil with Blower | 14AJM30 |  | RCFL-H*3617 | 13 | 15.5 | Yes | Yes | 2011-03-08 |  | 1
FALSE | 14AJM30 | 4513 | 3879739 | RUUD AIR CONDITIONING DIVISION | 14AJM30 | AC | Split System: Air-Cooled Condensing Unit, Coil with Blower | 14AJM30 |  | RCFL-A*3621 | 13 | 16 | Yes | Yes | 2011-03-08 |  | 2
FALSE | 14AJM30 | 4513 | 3879740 | RHEEM SALES COMPANY, INC. | 14AJM30 | AC | Split System: Air-Cooled Condensing Unit, Coil with Blower | 14AJM30 |  | RCFL-A*3621 | 13 | 16 | Yes | Yes | 2011-03-08 |  | 2
FALSE | 14AJM30 | 4513 | 3879741 | RUUD AIR CONDITIONING DIVISION | 14AJM30 | AC | Split System: Air-Cooled Condensing Unit, Coil with Blower | 14AJM30 |  | RCFL-H*3621 | 13 | 16 | Yes | Yes | 2011-03-08 |  | 2
FALSE | 14AJM30 | 4513 | 3879742 | RHEEM SALES COMPANY, INC. | 14AJM30 | AC | Split System: Air-Cooled Condensing Unit, Coil with Blower | 14AJM30 |  | RCFL-H*3621 | 13 | 16 | Yes | Yes | 2011-03-08 |  | 2
FALSE | 14AJM30 | 4513 | 3879743 | RUUD AIR CONDITIONING DIVISION | 14AJM30 | AC | Split System: Air-Cooled Condensing Unit, Coil with Blower | 14AJM30 |  | RCFL-H*3821 | 13 | 16 | Yes | Yes | 2011-03-08 |  | 2
FALSE | 14AJM30 | 4513 | 3879744 | RHEEM SALES COMPANY, INC. | 14AJM30 | AC | Split System: Air-Cooled Condensing Unit, Coil with Blower | 14AJM30 |  | RCFL-H*3821 | 13 | 16 | Yes | Yes | 2011-03-08 |  | 2
FALSE | 14AJM30 | 4513 | 3879745 | RUUD AIR CONDITIONING DIVISION | 14AJM30 | AC | Split System: Air-Cooled Condensing Unit, Coil with Blower | 14AJM30 |  | RCFL-H*3824 | 13 | 16 | Yes | Yes | 2011-03-08 |  | 2
FALSE | 14AJM30 | 4513 | 3879746 | RHEEM SALES COMPANY, INC. | 14AJM30 | AC | Split System: Air-Cooled Condensing Unit, Coil with Blower | 14AJM30 |  | RCFL-H*3824 | 13 | 16 | Yes | Yes | 2011-03-08 |  | 2
FALSE | 14AJM30 | 4513 | 3879747 | RUUD AIR CONDITIONING DIVISION | 14AJM30 | AC | Split System: Air-Cooled Condensing Unit, Coil with Blower | 14AJM30 |  | RCQD-3621 | 13 | 16 | Yes | Yes | 2011-03-08 |  | 2
FALSE | 14AJM30 | 4513 | 3879748 | RHEEM SALES COMPANY, INC. | 14AJM30 | AC | Split System: Air-Cooled Condensing Unit, Coil with Blower | 14AJM30 |  | RCQD-3621 | 13 | 16 | Yes | Yes | 2011-03-08 |  | 2
FALSE | 14AJM30 | 4513 | 3879749 | RUUD AIR CONDITIONING DIVISION | 14AJM30 | AC | Split System: Air-Cooled Condensing Unit, Coil with Blower | 14AJM30 |  | RCQD-3624 | 13 | 16 | Yes | Yes | 2011-03-08 |  | 2
FALSE | 14AJM30 | 4513 | 3879750 | RHEEM SALES COMPANY, INC. | 14AJM30 | AC | Split System: Air-Cooled Condensing Unit, Coil with Blower | 14AJM30 |  | RCQD-3624 | 13 | 16 | Yes | Yes | 2011-03-08 |  | 2
FALSE | 14AJM30 | 4513 | 3879751 | RUUD AIR CONDITIONING DIVISION | 14AJM30 | AC | Split System: Air-Cooled Condensing Unit, Coil with Blower | 14AJM30 |  | RCFL-A*3621 | 13 | 16 | Yes | Yes | 2011-03-08 |  | 2
FALSE | 14AJM30 | 4513 | 3879752 | RHEEM SALES COMPANY, INC. | 14AJM30 | AC | Split System: Air-Cooled Condensing Unit, Coil with Blower | 14AJM30 |  | RCFL-A*3621 | 13 | 16 | Yes | Yes | 2011-03-08 |  | 2
FALSE | 14AJM30 | 4513 | 3879753 | RUUD AIR CONDITIONING DIVISION | 14AJM30 | AC | Split System: Air-Cooled Condensing Unit, Coil with Blower | 14AJM30 |  | RCFL-H*3621 | 13 | 16 | Yes | Yes | 2011-03-08 |  | 2
FALSE | 14AJM30 | 4513 | 3879754 | RHEEM SALES COMPANY, INC. | 14AJM30 | AC | Split System: Air-Cooled Condensing Unit, Coil with Blower | 14AJM30 |  | RCFL-H*3621 | 13 | 16 | Yes | Yes | 2011-03-08 |  | 2
FALSE | 14AJM30 | 4513 | 3879755 | RUUD AIR CONDITIONING DIVISION | 14AJM30 | AC | Split System: Air-Cooled Condensing Unit, Coil with Blower | 14AJM30 |  | RCFL-H*3821 | 13 | 16 | Yes | Yes | 2011-03-08 |  | 2
FALSE | 14AJM30 | 4513 | 3879756 | RHEEM SALES COMPANY, INC. | 14AJM30 | AC | Split System: Air-Cooled Condensing Unit, Coil with Blower | 14AJM30 |  | RCFL-H*3821 | 13 | 16 | Yes | Yes | 2011-03-08 |  | 2
FALSE | 14AJM30 | 4513 | 3879757 | RUUD AIR CONDITIONING DIVISION | 14AJM30 | AC | Split System: Air-Cooled Condensing Unit, Coil with Blower | 14AJM30 |  | RCFL-H*3824 | 13 | 16 | Yes | Yes | 2011-03-08 |  | 2
FALSE | 14AJM30 | 4513 | 3879719 | RUUD AIR CONDITIONING DIVISION | 14AJM30 | AC | Split System: Air-Cooled Condensing Unit, Coil with Blower | 14AJM30 |  | RCFL-H*3617 | 13 | 15.5 | Yes | Yes | 2011-03-08 |  | 1
FALSE | 14AJM30 | 4513 | 3879720 | RHEEM SALES COMPANY, INC. | 14AJM30 | AC | Split System: Air-Cooled Condensing Unit, Coil with Blower | 14AJM30 |  | RCFL-H*3617 | 13 | 15.5 | Yes | Yes | 2011-03-08 |  | 1
FALSE | 14AJM30 | 4513 | 3879721 | RUUD AIR CONDITIONING DIVISION | 14AJM30 | AC | Split System: Air-Cooled Condensing Unit, Coil with Blower | 14AJM30 |  | RCFL-H*3621 | 13 | 15.5 | Yes | Yes | 2011-03-08 |  | 1
FALSE | 14AJM30 | 4513 | 3879722 | RHEEM SALES COMPANY, INC. | 14AJM30 | AC | Split System: Air-Cooled Condensing Unit, Coil with Blower | 14AJM30 |  | RCFL-H*3621 | 13 | 15.5 | Yes | Yes | 2011-03-08 |  | 1
FALSE | 14AJM30 | 4513 | 3879723 | RUUD AIR CONDITIONING DIVISION | 14AJM30 | AC | Split System: Air-Cooled Condensing Unit, Coil with Blower | 14AJM30 |  | RCFL-H*3821 | 13 | 16 | Yes | Yes | 2011-03-08 |  | 2
FALSE | 14AJM30 | 4513 | 3879724 | RHEEM SALES COMPANY, INC. | 14AJM30 | AC | Split System: Air-Cooled Condensing Unit, Coil with Blower | 14AJM30 |  | RCFL-H*3821 | 13 | 16 | Yes | Yes | 2011-03-08 |  | 2
FALSE | 14AJM30 | 4513 | 3879725 | RUUD AIR CONDITIONING DIVISION | 14AJM30 | AC | Split System: Air-Cooled Condensing Unit, Coil with Blower | 14AJM30 |  | RCQD-3621 | 13 | 16 | Yes | Yes | 2011-03-08 |  | 2
FALSE | 14AJM30 | 4513 | 3879726 | RHEEM SALES COMPANY, INC. | 14AJM30 | AC | Split System: Air-Cooled Condensing Unit, Coil with Blower | 14AJM30 |  | RCQD-3621 | 13 | 16 | Yes | Yes | 2011-03-08 |  | 2
FALSE | 14AJM30 | 4513 | 3879727 | RUUD AIR CONDITIONING DIVISION | 14AJM30 | AC | Split System: Air-Cooled Condensing Unit, Coil with Blower | 14AJM30 |  | RCFL-A*3617 | 13 | 15.5 | Yes | Yes | 2011-03-08 |  | 1
FALSE | 14AJM30 | 4513 | 3879728 | RHEEM SALES COMPANY, INC. | 14AJM30 | AC | Split System: Air-Cooled Condensing Unit, Coil with Blower | 14AJM30 |  | RCFL-A*3617 | 13 | 15.5 | Yes | Yes | 2011-03-08 |  | 1
FALSE | 14AJM30 | 4513 | 3879729 | RUUD AIR CONDITIONING DIVISION | 14AJM30 | AC | Split System: Air-Cooled Condensing Unit, Coil with Blower | 14AJM30 |  | RCFL-A*3621 | 13 | 15.5 | Yes | Yes | 2011-03-08 |  | 1
FALSE | 14AJM30 | 4513 | 3879730 | RHEEM SALES COMPANY, INC. | 14AJM30 | AC | Split System: Air-Cooled Condensing Unit, Coil with Blower | 14AJM30 |  | RCFL-A*3621 | 13 | 15.5 | Yes | Yes | 2011-03-08 |  | 1
FALSE | 14AJM30 | 4513 | 3879731 | RUUD AIR CONDITIONING DIVISION | 14AJM30 | AC | Split System: Air-Cooled Condensing Unit, Coil with Blower | 14AJM30 |  | RCFL-H*3617 | 13 | 15.5 | Yes | Yes | 2011-03-08 |  | 1
FALSE | 14AJM30 | 4513 | 3879732 | RHEEM SALES COMPANY, INC. | 14AJM30 | AC | Split System: Air-Cooled Condensing Unit, Coil with Blower | 14AJM30 |  | RCFL-H*3617 | 13 | 15.5 | Yes | Yes | 2011-03-08 |  | 1
FALSE | 14AJM30 | 4513 | 3879733 | RUUD AIR CONDITIONING DIVISION | 14AJM30 | AC | Split System: Air-Cooled Condensing Unit, Coil with Blower | 14AJM30 |  | RCFL-H*3621 | 13 | 15.5 | Yes | Yes | 2011-03-08 |  | 1
FALSE | 14AJM30 | 4513 | 3879734 | RHEEM SALES COMPANY, INC. | 14AJM30 | AC | Split System: Air-Cooled Condensing Unit, Coil with Blower | 14AJM30 |  | RCFL-H*3621 | 13 | 15.5 | Yes | Yes | 2011-03-08 |  | 1
FALSE | 14AJM30 | 4513 | 3879735 | RUUD AIR CONDITIONING DIVISION | 14AJM30 | AC | Split System: Air-Cooled Condensing Unit, Coil with Blower | 14AJM30 |  | RCFL-H*3821 | 13 | 16 | Yes | Yes | 2011-03-08 |  | 2
FALSE | 14AJM30 | 4513 | 3879736 | RHEEM SALES COMPANY, INC. | 14AJM30 | AC | Split System: Air-Cooled Condensing Unit, Coil with Blower | 14AJM30 |  | RCFL-H*3821 | 13 | 16 | Yes | Yes | 2011-03-08 |  | 2
FALSE | 14AJM30 | 4513 | 3879737 | RUUD AIR CONDITIONING DIVISION | 14AJM30 | AC | Split System: Air-Cooled Condensing Unit, Coil with Blower | 14AJM30 |  | RCQD-3621 | 13 | 16 | Yes | Yes | 2011-03-08 |  | 2
FALSE | 14AJM30 | 4513 | 3879738 | RHEEM SALES COMPANY, INC. | 14AJM30 | AC | Split System: Air-Cooled Condensing Unit, Coil with Blower | 14AJM30 |  | RCQD-3621 | 13 | 16 | Yes | Yes | 2011-03-08 |  | 2
FALSE | 14AJM30 | 4513 | 3879758 | RHEEM SALES COMPANY, INC. | 14AJM30 | AC | Split System: Air-Cooled Condensing Unit, Coil with Blower | 14AJM30 |  | RCFL-H*3824 | 13 | 16 | Yes | Yes | 2011-03-08 |  | 2
FALSE | 14AJM30 | 4513 | 3879759 | RUUD AIR CONDITIONING DIVISION | 14AJM30 | AC | Split System: Air-Cooled Condensing Unit, Coil with Blower | 14AJM30 |  | RCQD-3621 | 13 | 16 | Yes | Yes | 2011-03-08 |  | 2
FALSE | 14AJM30 | 4513 | 3879760 | RHEEM SALES COMPANY, INC. | 14AJM30 | AC | Split System: Air-Cooled Condensing Unit, Coil with Blower | 14AJM30 |  | RCQD-3621 | 13 | 16 | Yes | Yes | 2011-03-08 |  | 2
FALSE | 14AJM30 | 4513 | 3879761 | RUUD AIR CONDITIONING DIVISION | 14AJM30 | AC | Split System: Air-Cooled Condensing Unit, Coil with Blower | 14AJM30 |  | RCQD-3624 | 13 | 16 | Yes | Yes | 2011-03-08 |  | 2
FALSE | 14AJM30 | 4513 | 3879762 | RHEEM SALES COMPANY, INC. | 14AJM30 | AC | Split System: Air-Cooled Condensing Unit, Coil with Blower | 14AJM30 |  | RCQD-3624 | 13 | 16 | Yes | Yes | 2011-03-08 |  | 2
FALSE | 14AJM30 | 4513 | 3879763 | RUUD AIR CONDITIONING DIVISION | 14AJM30 | AC | Split System: Air-Cooled Condensing Unit, Coil with Blower | 14AJM30 |  | RCFL-H*3824 | 13 | 16 | Yes | Yes | 2011-03-08 |  | 2
FALSE | 14AJM30 | 4513 | 3879764 | RHEEM SALES COMPANY, INC. | 14AJM30 | AC | Split System: Air-Cooled Condensing Unit, Coil with Blower | 14AJM30 |  | RCFL-H*3824 | 13 | 16 | Yes | Yes | 2011-03-08 |  | 2
FALSE | 14AJM30 | 4513 | 3879765 | RUUD AIR CONDITIONING DIVISION | 14AJM30 | AC | Split System: Air-Cooled Condensing Unit, Coil with Blower | 14AJM30 |  | RCQD-3624 | 13 | 16 | Yes | Yes | 2011-03-08 |  | 2
FALSE | 14AJM30 | 4513 | 3879766 | RHEEM SALES COMPANY, INC. | 14AJM30 | AC | Split System: Air-Cooled Condensing Unit, Coil with Blower | 14AJM30 |  | RCQD-3624 | 13 | 16 | Yes | Yes | 2011-03-08 |  | 2
FALSE | 14AJM36 | 38 | 3879767 | RUUD AIR CONDITIONING DIVISION | 14AJM36 | AC | Split System: Air-Cooled Condensing Unit, Coil with Blower | 14AJM36 |  | RCFL-A*3617 | 12.5 | 15.1 | Yes | Yes | 2011-03-08 |  | 1
FALSE | 14AJM36 | 38 | 3879768 | RHEEM SALES COMPANY, INC. | 14AJM36 | AC | Split System: Air-Cooled Condensing Unit, Coil with Blower | 14AJM36 |  | RCFL-A*3617 | 12.5 | 15.1 | Yes | Yes | 2011-03-08 |  | 1
FALSE | 14AJM36 | 38 | 3879769 | RUUD AIR CONDITIONING DIVISION | 14AJM36 | AC | Split System: Air-Cooled Condensing Unit, Coil with Blower | 14AJM36 |  | RCFL-A*3621 | 12.5 | 15.1 | Yes | Yes | 2011-03-08 |  | 1
FALSE | 14AJM36 | 38 | 3879770 | RHEEM SALES COMPANY, INC. | 14AJM36 | AC | Split System: Air-Cooled Condensing Unit, Coil with Blower | 14AJM36 |  | RCFL-A*3621 | 12.5 | 15.1 | Yes | Yes | 2011-03-08 |  | 1
FALSE | 14AJM36 | 38 | 3879771 | RUUD AIR CONDITIONING DIVISION | 14AJM36 | AC | Split System: Air-Cooled Condensing Unit, Coil with Blower | 14AJM36 |  | RCFL-H*3617 | 12.5 | 15.1 | Yes | Yes | 2011-03-08 |  | 1
FALSE | 14AJM36 | 38 | 3879772 | RHEEM SALES COMPANY, INC. | 14AJM36 | AC | Split System: Air-Cooled Condensing Unit, Coil with Blower | 14AJM36 |  | RCFL-H*3617 | 12.5 | 15.1 | Yes | Yes | 2011-03-08 |  | 1
FALSE | 14AJM36 | 38 | 3879773 | RUUD AIR CONDITIONING DIVISION | 14AJM36 | AC | Split System: Air-Cooled Condensing Unit, Coil with Blower | 14AJM36 |  | RCFL-H*3621 | 12.5 | 15.1 | Yes | Yes | 2011-03-08 |  | 1
FALSE | 14AJM36 | 38 | 3879774 | RHEEM SALES COMPANY, INC. | 14AJM36 | AC | Split System: Air-Cooled Condensing Unit, Coil with Blower | 14AJM36 |  | RCFL-H*3621 | 12.5 | 15.1 | Yes | Yes | 2011-03-08 |  | 1
FALSE | 14AJM36 | 38 | 3879775 | RUUD AIR CONDITIONING DIVISION | 14AJM36 | AC | Split System: Air-Cooled Condensing Unit, Coil with Blower | 14AJM36 |  | RCFL-A*3621 | 13 | 16 | Yes | Yes | 2011-03-08 |  | 2
FALSE | 14AJM36 | 38 | 3879776 | RHEEM SALES COMPANY, INC. | 14AJM36 | AC | Split System: Air-Cooled Condensing Unit, Coil with Blower | 14AJM36 |  | RCFL-A*3621 | 13 | 16 | Yes | Yes | 2011-03-08 |  | 2
FALSE | 14AJM36 | 38 | 3879777 | RUUD AIR CONDITIONING DIVISION | 14AJM36 | AC | Split System: Air-Cooled Condensing Unit, Coil with Blower | 14AJM36 |  | RCFL-H*3621 | 13 | 16 | Yes | Yes | 2011-03-08 |  | 2
FALSE | 14AJM36 | 38 | 3879817 | RUUD AIR CONDITIONING DIVISION | 14AJM36 | AC | Split System: Air-Cooled Condensing Unit, Coil with Blower | 14AJM36 |  | RCQD-3624 | 13 | 16 | Yes | Yes | 2011-03-08 |  | 2
FALSE | 14AJM36 | 38 | 3879818 | RHEEM SALES COMPANY, INC. | 14AJM36 | AC | Split System: Air-Cooled Condensing Unit, Coil with Blower | 14AJM36 |  | RCQD-3624 | 13 | 16 | Yes | Yes | 2011-03-08 |  | 2
FALSE | 14AJM36 | 38 | 3879819 | RUUD AIR CONDITIONING DIVISION | 14AJM36 | AC | Split System: Air-Cooled Condensing Unit, Coil with Blower | 14AJM36 |  | RCFL-A*3621 | 13 | 15.5 | Yes | Yes | 2011-03-08 |  | 1
FALSE | 14AJM36 | 38 | 3879820 | RHEEM SALES COMPANY, INC. | 14AJM36 | AC | Split System: Air-Cooled Condensing Unit, Coil with Blower | 14AJM36 |  | RCFL-A*3621 | 13 | 15.5 | Yes | Yes | 2011-03-08 |  | 1
FALSE | 14AJM36 | 38 | 3879821 | RUUD AIR CONDITIONING DIVISION | 14AJM36 | AC | Split System: Air-Cooled Condensing Unit, Coil with Blower | 14AJM36 |  | RCFL-H*3621 | 13 | 15.5 | Yes | Yes | 2011-03-08 |  | 1
FALSE | 14AJM36 | 38 | 3879822 | RHEEM SALES COMPANY, INC. | 14AJM36 | AC | Split System: Air-Cooled Condensing Unit, Coil with Blower | 14AJM36 |  | RCFL-H*3621 | 13 | 15.5 | Yes | Yes | 2011-03-08 |  | 1
FALSE | 14AJM36 | 38 | 3879823 | RUUD AIR CONDITIONING DIVISION | 14AJM36 | AC | Split System: Air-Cooled Condensing Unit, Coil with Blower | 14AJM36 |  | RCFL-H*3821 | 13 | 16 | Yes | Yes | 2011-03-08 |  | 2
FALSE | 14AJM36 | 38 | 3879824 | RHEEM SALES COMPANY, INC. | 14AJM36 | AC | Split System: Air-Cooled Condensing Unit, Coil with Blower | 14AJM36 |  | RCFL-H*3821 | 13 | 16 | Yes | Yes | 2011-03-08 |  | 2
FALSE | 14AJM36 | 38 | 3879825 | RUUD AIR CONDITIONING DIVISION | 14AJM36 | AC | Split System: Air-Cooled Condensing Unit, Coil with Blower | 14AJM36 |  | RCFL-H*3824 | 13 | 16 | Yes | Yes | 2011-03-08 |  | 2
FALSE | 14AJM36 | 38 | 3879826 | RHEEM SALES COMPANY, INC. | 14AJM36 | AC | Split System: Air-Cooled Condensing Unit, Coil with Blower | 14AJM36 |  | RCFL-H*3824 | 13 | 16 | Yes | Yes | 2011-03-08 |  | 2
FALSE | 14AJM36 | 38 | 3879827 | RUUD AIR CONDITIONING DIVISION | 14AJM36 | AC | Split System: Air-Cooled Condensing Unit, Coil with Blower | 14AJM36 |  | RCFN-H*3624 | 13 | 16 | Yes | Yes | 2011-03-08 |  | 2
FALSE | 14AJM36 | 38 | 3879828 | RHEEM SALES COMPANY, INC. | 14AJM36 | AC | Split System: Air-Cooled Condensing Unit, Coil with Blower | 14AJM36 |  | RCFN-H*3624 | 13 | 16 | Yes | Yes | 2011-03-08 |  | 2
FALSE | 14AJM36 | 38 | 3879829 | RUUD AIR CONDITIONING DIVISION | 14AJM36 | AC | Split System: Air-Cooled Condensing Unit, Coil with Blower | 14AJM36 |  | RCQD-3621 | 13 | 16 | Yes | Yes | 2011-03-08 |  | 2
FALSE | 14AJM36 | 38 | 3879830 | RHEEM SALES COMPANY, INC. | 14AJM36 | AC | Split System: Air-Cooled Condensing Unit, Coil with Blower | 14AJM36 |  | RCQD-3621 | 13 | 16 | Yes | Yes | 2011-03-08 |  | 2
FALSE | 14AJM36 | 38 | 3879831 | RUUD AIR CONDITIONING DIVISION | 14AJM36 | AC | Split System: Air-Cooled Condensing Unit, Coil with Blower | 14AJM36 |  | RCQD-3624 | 13 | 16 | Yes | Yes | 2011-03-08 |  | 2
FALSE | 14AJM36 | 38 | 3879832 | RHEEM SALES COMPANY, INC. | 14AJM36 | AC | Split System: Air-Cooled Condensing Unit, Coil with Blower | 14AJM36 |  | RCQD-3624 | 13 | 16 | Yes | Yes | 2011-03-08 |  | 2
FALSE | 14AJM36 | 38 | 3879833 | RUUD AIR CONDITIONING DIVISION | 14AJM36 | AC | Split System: Air-Cooled Condensing Unit, Coil with Blower | 14AJM36 |  | RCFL-H*3824 | 13 | 16 | Yes | Yes | 2011-03-08 |  | 2
FALSE | 14AJM36 | 38 | 3879834 | RHEEM SALES COMPANY, INC. | 14AJM36 | AC | Split System: Air-Cooled Condensing Unit, Coil with Blower | 14AJM36 |  | RCFL-H*3824 | 13 | 16 | Yes | Yes | 2011-03-08 |  | 2
FALSE | 14AJM36 | 38 | 3879835 | RUUD AIR CONDITIONING DIVISION | 14AJM36 | AC | Split System: Air-Cooled Condensing Unit, Coil with Blower | 14AJM36 |  | RCFN-H*3624 | 13 | 16 | Yes | Yes | 2011-03-08 |  | 2
FALSE | 14AJM36 | 38 | 3879797 | RUUD AIR CONDITIONING DIVISION | 14AJM36 | AC | Split System: Air-Cooled Condensing Unit, Coil with Blower | 14AJM36 |  | RCFL-A*3621 | 12.5 | 15.1 | Yes | Yes | 2011-03-08 |  | 1
FALSE | 14AJM36 | 38 | 3879798 | RHEEM SALES COMPANY, INC. | 14AJM36 | AC | Split System: Air-Cooled Condensing Unit, Coil with Blower | 14AJM36 |  | RCFL-A*3621 | 12.5 | 15.1 | Yes | Yes | 2011-03-08 |  | 1
FALSE | 14AJM36 | 38 | 3879799 | RUUD AIR CONDITIONING DIVISION | 14AJM36 | AC | Split System: Air-Cooled Condensing Unit, Coil with Blower | 14AJM36 |  | RCFL-H*3617 | 12.5 | 15.1 | Yes | Yes | 2011-03-08 |  | 1
FALSE | 14AJM36 | 38 | 3879800 | RHEEM SALES COMPANY, INC. | 14AJM36 | AC | Split System: Air-Cooled Condensing Unit, Coil with Blower | 14AJM36 |  | RCFL-H*3617 | 12.5 | 15.1 | Yes | Yes | 2011-03-08 |  | 1
FALSE | 14AJM36 | 38 | 3879801 | RUUD AIR CONDITIONING DIVISION | 14AJM36 | AC | Split System: Air-Cooled Condensing Unit, Coil with Blower | 14AJM36 |  | RCFL-H*3821 | 13 | 15.5 | Yes | Yes | 2011-03-08 |  | 1
FALSE | 14AJM36 | 38 | 3879802 | RHEEM SALES COMPANY, INC. | 14AJM36 | AC | Split System: Air-Cooled Condensing Unit, Coil with Blower | 14AJM36 |  | RCFL-H*3821 | 13 | 15.5 | Yes | Yes | 2011-03-08 |  | 1
FALSE | 14AJM36 | 38 | 3879803 | RUUD AIR CONDITIONING DIVISION | 14AJM36 | AC | Split System: Air-Cooled Condensing Unit, Coil with Blower | 14AJM36 |  | RCQD-3621 | 12.5 | 15 | Yes | Yes | 2011-03-08 |  | 1
FALSE | 14AJM36 | 38 | 3879804 | RHEEM SALES COMPANY, INC. | 14AJM36 | AC | Split System: Air-Cooled Condensing Unit, Coil with Blower | 14AJM36 |  | RCQD-3621 | 12.5 | 15 | Yes | Yes | 2011-03-08 |  | 1
FALSE | 14AJM36 | 38 | 3879805 | RUUD AIR CONDITIONING DIVISION | 14AJM36 | AC | Split System: Air-Cooled Condensing Unit, Coil with Blower | 14AJM36 |  | RCFL-A*3621 | 13 | 15.5 | Yes | Yes | 2011-03-08 |  | 1
FALSE | 14AJM36 | 38 | 3879806 | RHEEM SALES COMPANY, INC. | 14AJM36 | AC | Split System: Air-Cooled Condensing Unit, Coil with Blower | 14AJM36 |  | RCFL-A*3621 | 13 | 15.5 | Yes | Yes | 2011-03-08 |  | 1
FALSE | 14AJM36 | 38 | 3879807 | RUUD AIR CONDITIONING DIVISION | 14AJM36 | AC | Split System: Air-Cooled Condensing Unit, Coil with Blower | 14AJM36 |  | RCFL-H*3621 | 13 | 15.5 | Yes | Yes | 2011-03-08 |  | 1
FALSE | 14AJM36 | 38 | 3879808 | RHEEM SALES COMPANY, INC. | 14AJM36 | AC | Split System: Air-Cooled Condensing Unit, Coil with Blower | 14AJM36 |  | RCFL-H*3621 | 13 | 15.5 | Yes | Yes | 2011-03-08 |  | 1
FALSE | 14AJM36 | 38 | 3879809 | RUUD AIR CONDITIONING DIVISION | 14AJM36 | AC | Split System: Air-Cooled Condensing Unit, Coil with Blower | 14AJM36 |  | RCFL-H*3821 | 13 | 16 | Yes | Yes | 2011-03-08 |  | 2
FALSE | 14AJM36 | 38 | 3879810 | RHEEM SALES COMPANY, INC. | 14AJM36 | AC | Split System: Air-Cooled Condensing Unit, Coil with Blower | 14AJM36 |  | RCFL-H*3821 | 13 | 16 | Yes | Yes | 2011-03-08 |  | 2
FALSE | 14AJM36 | 38 | 3879811 | RUUD AIR CONDITIONING DIVISION | 14AJM36 | AC | Split System: Air-Cooled Condensing Unit, Coil with Blower | 14AJM36 |  | RCFL-H*3824 | 13 | 16 | Yes | Yes | 2011-03-08 |  | 2
FALSE | 14AJM36 | 38 | 3879812 | RHEEM SALES COMPANY, INC. | 14AJM36 | AC | Split System: Air-Cooled Condensing Unit, Coil with Blower | 14AJM36 |  | RCFL-H*3824 | 13 | 16 | Yes | Yes | 2011-03-08 |  | 2
FALSE | 14AJM36 | 38 | 3879813 | RUUD AIR CONDITIONING DIVISION | 14AJM36 | AC | Split System: Air-Cooled Condensing Unit, Coil with Blower | 14AJM36 |  | RCFN-H*3624 | 13 | 16 | Yes | Yes | 2011-03-08 |  | 2
FALSE | 14AJM36 | 38 | 3879814 | RHEEM SALES COMPANY, INC. | 14AJM36 | AC | Split System: Air-Cooled Condensing Unit, Coil with Blower | 14AJM36 |  | RCFN-H*3624 | 13 | 16 | Yes | Yes | 2011-03-08 |  | 2
FALSE | 14AJM36 | 38 | 3879815 | RUUD AIR CONDITIONING DIVISION | 14AJM36 | AC | Split System: Air-Cooled Condensing Unit, Coil with Blower | 14AJM36 |  | RCQD-3621 | 13 | 16 | Yes | Yes | 2011-03-08 |  | 2
FALSE | 14AJM36 | 38 | 3879816 | RHEEM SALES COMPANY, INC. | 14AJM36 | AC | Split System: Air-Cooled Condensing Unit, Coil with Blower | 14AJM36 |  | RCQD-3621 | 13 | 16 | Yes | Yes | 2011-03-08 |  | 2
FALSE | 14AJM36 | 38 | 3879836 | RHEEM SALES COMPANY, INC. | 14AJM36 | AC | Split System: Air-Cooled Condensing Unit, Coil with Blower | 14AJM36 |  | RCFN-H*3624 | 13 | 16 | Yes | Yes | 2011-03-08 |  | 2
FALSE | 14AJM42 | 4530 | 3879837 | RUUD AIR CONDITIONING DIVISION | 14AJM42 | AC | Split System: Air-Cooled Condensing Unit, Coil with Blower | 14AJM42 |  | RCFL-A*4821 | 12.5 | 15 | Yes | Yes | 2011-03-08 |  | 1
FALSE | 14AJM42 | 4530 | 3879838 | RHEEM SALES COMPANY, INC. | 14AJM42 | AC | Split System: Air-Cooled Condensing Unit, Coil with Blower | 14AJM42 |  | RCFL-A*4821 | 12.5 | 15 | Yes | Yes | 2011-03-08 |  | 1
FALSE | 14AJM42 | 4530 | 3879839 | RUUD AIR CONDITIONING DIVISION | 14AJM42 | AC | Split System: Air-Cooled Condensing Unit, Coil with Blower | 14AJM42 |  | RCFL-H*3821 | 12 | 14.5 | Yes | Yes | 2011-03-08 |  | 0
FALSE | 14AJM42 | 4530 | 3879840 | RHEEM SALES COMPANY, INC. | 14AJM42 | AC | Split System: Air-Cooled Condensing Unit, Coil with Blower | 14AJM42 |  | RCFL-H*3821 | 12 | 14.5 | Yes | Yes | 2011-03-08 |  | 0
FALSE | 14AJM42 | 4530 | 3879841 | RUUD AIR CONDITIONING DIVISION | 14AJM42 | AC | Split System: Air-Cooled Condensing Unit, Coil with Blower | 14AJM42 |  | RCFL-H*4821 | 12.5 | 15 | Yes | Yes | 2011-03-08 |  | 1
FALSE | 14AJM42 | 4530 | 3879842 | RHEEM SALES COMPANY, INC. | 14AJM42 | AC | Split System: Air-Cooled Condensing Unit, Coil with Blower | 14AJM42 |  | RCFL-H*4821 | 12.5 | 15 | Yes | Yes | 2011-03-08 |  | 1
FALSE | 14AJM42 | 4530 | 3879843 | RUUD AIR CONDITIONING DIVISION | 14AJM42 | AC | Split System: Air-Cooled Condensing Unit, Coil with Blower | 14AJM42 |  | RCFL-A*4821 | 13 | 15.5 | Yes | Yes | 2011-03-08 |  | 1
FALSE | 14AJM42 | 4530 | 3879844 | RHEEM SALES COMPANY, INC. | 14AJM42 | AC | Split System: Air-Cooled Condensing Unit, Coil with Blower | 14AJM42 |  | RCFL-A*4821 | 13 | 15.5 | Yes | Yes | 2011-03-08 |  | 1
FALSE | 14AJM42 | 4530 | 3879845 | RUUD AIR CONDITIONING DIVISION | 14AJM42 | AC | Split System: Air-Cooled Condensing Unit, Coil with Blower | 14AJM42 |  | RCFL-A*4824 | 13 | 15.5 | Yes | Yes | 2011-03-08 |  | 1
FALSE | 14AJM42 | 4530 | 3879846 | RHEEM SALES COMPANY, INC. | 14AJM42 | AC | Split System: Air-Cooled Condensing Unit, Coil with Blower | 14AJM42 |  | RCFL-A*4824 | 13 | 15.5 | Yes | Yes | 2011-03-08 |  | 1
FALSE | 14AJM42 | 4530 | 3879847 | RUUD AIR CONDITIONING DIVISION | 14AJM42 | AC | Split System: Air-Cooled Condensing Unit, Coil with Blower | 14AJM42 |  | RCFL-H*3821 | 13 | 15.5 | Yes | Yes | 2011-03-08 |  | 1
FALSE | 14AJM42 | 4530 | 3879848 | RHEEM SALES COMPANY, INC. | 14AJM42 | AC | Split System: Air-Cooled Condensing Unit, Coil with Blower | 14AJM42 |  | RCFL-H*3821 | 13 | 15.5 | Yes | Yes | 2011-03-08 |  | 1
FALSE | 14AJM42 | 4530 | 3879849 | RUUD AIR CONDITIONING DIVISION | 14AJM42 | AC | Split System: Air-Cooled Condensing Unit, Coil with Blower | 14AJM42 |  | RCFL-H*4821 | 13 | 15.5 | Yes | Yes | 2011-03-08 |  | 1
FALSE | 14AJM42 | 4530 | 3879850 | RHEEM SALES COMPANY, INC. | 14AJM42 | AC | Split System: Air-Cooled Condensing Unit, Coil with Blower | 14AJM42 |  | RCFL-H*4821 | 13 | 15.5 | Yes | Yes | 2011-03-08 |  | 1
FALSE | 14AJM42 | 4530 | 3879851 | RUUD AIR CONDITIONING DIVISION | 14AJM42 | AC | Split System: Air-Cooled Condensing Unit, Coil with Blower | 14AJM42 |  | RCFL-H*4824 | 13 | 15.5 | Yes | Yes | 2011-03-08 |  | 1
FALSE | 14AJM42 | 4530 | 3879852 | RHEEM SALES COMPANY, INC. | 14AJM42 | AC | Split System: Air-Cooled Condensing Unit, Coil with Blower | 14AJM42 |  | RCFL-H*4824 | 13 | 15.5 | Yes | Yes | 2011-03-08 |  | 1
FALSE | 14AJM42 | 4530 | 3879853 | RUUD AIR CONDITIONING DIVISION | 14AJM42 | AC | Split System: Air-Cooled Condensing Unit, Coil with Blower | 14AJM42 |  | RCFN-H*4824 | 13 | 16 | Yes | Yes | 2011-03-08 |  | 2
FALSE | 14AJM42 | 4530 | 3879854 | RHEEM SALES COMPANY, INC. | 14AJM42 | AC | Split System: Air-Cooled Condensing Unit, Coil with Blower | 14AJM42 |  | RCFN-H*4824 | 13 | 16 | Yes | Yes | 2011-03-08 |  | 2
FALSE | 14AJM42 | 4530 | 3879855 | RUUD AIR CONDITIONING DIVISION | 14AJM42 | AC | Split System: Air-Cooled Condensing Unit, Coil with Blower | 14AJM42 |  | RCFL-A*4824 | 13 | 15.5 | Yes | Yes | 2011-03-08 |  | 1
FALSE | 14AJM48 | 58 | 3879895 | RUUD AIR CONDITIONING DIVISION | 14AJM48 | AC | Split System: Air-Cooled Condensing Unit, Coil with Blower | 14AJM48 |  | RCFL-A*4824 | 12.5 | 15 | Yes | Yes | 2011-03-08 |  | 1
FALSE | 14AJM48 | 58 | 3879896 | RHEEM SALES COMPANY, INC. | 14AJM48 | AC | Split System: Air-Cooled Condensing Unit, Coil with Blower | 14AJM48 |  | RCFL-A*4824 | 12.5 | 15 | Yes | Yes | 2011-03-08 |  | 1
FALSE | 14AJM48 | 58 | 3879897 | RUUD AIR CONDITIONING DIVISION | 14AJM48 | AC | Split System: Air-Cooled Condensing Unit, Coil with Blower | 14AJM48 |  | RCFN-H*4824 | 13 | 15.5 | Yes | Yes | 2011-03-08 |  | 1
FALSE | 14AJM48 | 58 | 3879898 | RHEEM SALES COMPANY, INC. | 14AJM48 | AC | Split System: Air-Cooled Condensing Unit, Coil with Blower | 14AJM48 |  | RCFN-H*4824 | 13 | 15.5 | Yes | Yes | 2011-03-08 |  | 1
FALSE | 14AJM48 | 58 | 3879899 | RUUD AIR CONDITIONING DIVISION | 14AJM48 | AC | Split System: Air-Cooled Condensing Unit, Coil with Blower | 14AJM48 |  | RCFL-A*4824 | 12.5 | 15 | Yes | Yes | 2011-03-08 |  | 1
FALSE | 14AJM48 | 58 | 3879900 | RHEEM SALES COMPANY, INC. | 14AJM48 | AC | Split System: Air-Cooled Condensing Unit, Coil with Blower | 14AJM48 |  | RCFL-A*4824 | 12.5 | 15 | Yes | Yes | 2011-03-08 |  | 1
FALSE | 14AJM48 | 58 | 3879901 | RUUD AIR CONDITIONING DIVISION | 14AJM48 | AC | Split System: Air-Cooled Condensing Unit, Coil with Blower | 14AJM48 |  | RCFN-H*4824 | 13 | 15.5 | Yes | Yes | 2011-03-08 |  | 1
FALSE | 14AJM48 | 58 | 3879902 | RHEEM SALES COMPANY, INC. | 14AJM48 | AC | Split System: Air-Cooled Condensing Unit, Coil with Blower | 14AJM48 |  | RCFN-H*4824 | 13 | 15.5 | Yes | Yes | 2011-03-08 |  | 1
FALSE | 14AJM48 | 58 | 3879903 | RUUD AIR CONDITIONING DIVISION | 14AJM48 | AC | Split System: Air-Cooled Condensing Unit, Coil with Blower | 14AJM48 |  | RCFL-A*4821 | 12 | 14.5 | Yes | Yes | 2011-03-08 |  | 0
FALSE | 14AJM48 | 58 | 3879904 | RHEEM SALES COMPANY, INC. | 14AJM48 | AC | Split System: Air-Cooled Condensing Unit, Coil with Blower | 14AJM48 |  | RCFL-A*4821 | 12 | 14.5 | Yes | Yes | 2011-03-08 |  | 0
FALSE | 14AJM48 | 58 | 3879905 | RUUD AIR CONDITIONING DIVISION | 14AJM48 | AC | Split System: Air-Cooled Condensing Unit, Coil with Blower | 14AJM48 |  | RCFL-H*4821 | 12 | 14.5 | Yes | Yes | 2011-03-08 |  | 0
FALSE | 14AJM48 | 58 | 3879906 | RHEEM SALES COMPANY, INC. | 14AJM48 | AC | Split System: Air-Cooled Condensing Unit, Coil with Blower | 14AJM48 |  | RCFL-H*4821 | 12 | 14.5 | Yes | Yes | 2011-03-08 |  | 0
FALSE | 14AJM48 | 58 | 3879907 | RUUD AIR CONDITIONING DIVISION | 14AJM48 | AC | Split System: Air-Cooled Condensing Unit, Coil with Blower | 14AJM48 |  | RCQD-4821 | 12 | 14.5 | Yes | Yes | 2011-03-08 |  | 0
FALSE | 14AJM48 | 58 | 3879908 | RHEEM SALES COMPANY, INC. | 14AJM48 | AC | Split System: Air-Cooled Condensing Unit, Coil with Blower | 14AJM48 |  | RCQD-4821 | 12 | 14.5 | Yes | Yes | 2011-03-08 |  | 0
FALSE | 14AJM48 | 58 | 3879909 | RUUD AIR CONDITIONING DIVISION | 14AJM48 | AC | Split System: Air-Cooled Condensing Unit, Coil with Blower | 14AJM48 |  | RCQD-4824 | 12 | 14.5 | Yes | Yes | 2011-03-08 |  | 0
FALSE | 14AJM48 | 58 | 3879910 | RHEEM SALES COMPANY, INC. | 14AJM48 | AC | Split System: Air-Cooled Condensing Unit, Coil with Blower | 14AJM48 |  | RCQD-4824 | 12 | 14.5 | Yes | Yes | 2011-03-08 |  | 0
FALSE | 14AJM48 | 58 | 3879911 | RUUD AIR CONDITIONING DIVISION | 14AJM48 | AC | Split System: Air-Cooled Condensing Unit, Coil with Blower | 14AJM48 |  | RCFL-A*4821 | 12.5 | 15 | Yes | Yes | 2011-03-08 |  | 1
FALSE | 14AJM48 | 58 | 3879912 | RHEEM SALES COMPANY, INC. | 14AJM48 | AC | Split System: Air-Cooled Condensing Unit, Coil with Blower | 14AJM48 |  | RCFL-A*4821 | 12.5 | 15 | Yes | Yes | 2011-03-08 |  | 1
FALSE | 14AJM48 | 58 | 3879913 | RUUD AIR CONDITIONING DIVISION | 14AJM48 | AC | Split System: Air-Cooled Condensing Unit, Coil with Blower | 14AJM48 |  | RCFL-H*4821 | 12.5 | 15 | Yes | Yes | 2011-03-08 |  | 1
FALSE | 14AJM42 | 4530 | 3879875 | RUUD AIR CONDITIONING DIVISION | 14AJM42 | AC | Split System: Air-Cooled Condensing Unit, Coil with Blower | 14AJM42 |  | RCFL-H*3821 | 12.5 | 15.5 | Yes | Yes | 2011-03-08 |  | 1
FALSE | 14AJM42 | 4530 | 3879876 | RHEEM SALES COMPANY, INC. | 14AJM42 | AC | Split System: Air-Cooled Condensing Unit, Coil with Blower | 14AJM42 |  | RCFL-H*3821 | 12.5 | 15.5 | Yes | Yes | 2011-03-08 |  | 1
FALSE | 14AJM42 | 4530 | 3879877 | RUUD AIR CONDITIONING DIVISION | 14AJM42 | AC | Split System: Air-Cooled Condensing Unit, Coil with Blower | 14AJM42 |  | RCFL-H*4821 | 13 | 15.5 | Yes | Yes | 2011-03-08 |  | 1
FALSE | 14AJM42 | 4530 | 3879878 | RHEEM SALES COMPANY, INC. | 14AJM42 | AC | Split System: Air-Cooled Condensing Unit, Coil with Blower | 14AJM42 |  | RCFL-H*4821 | 13 | 15.5 | Yes | Yes | 2011-03-08 |  | 1
FALSE | 14AJM42 | 4530 | 3879879 | RUUD AIR CONDITIONING DIVISION | 14AJM42 | AC | Split System: Air-Cooled Condensing Unit, Coil with Blower | 14AJM42 |  | RCFL-H*4824 | 13 | 15.5 | Yes | Yes | 2011-03-08 |  | 1
FALSE | 14AJM42 | 4530 | 3879880 | RHEEM SALES COMPANY, INC. | 14AJM42 | AC | Split System: Air-Cooled Condensing Unit, Coil with Blower | 14AJM42 |  | RCFL-H*4824 | 13 | 15.5 | Yes | Yes | 2011-03-08 |  | 1
FALSE | 14AJM42 | 4530 | 3879881 | RUUD AIR CONDITIONING DIVISION | 14AJM42 | AC | Split System: Air-Cooled Condensing Unit, Coil with Blower | 14AJM42 |  | RCFL-A*4821 | 13 | 15.5 | Yes | Yes | 2011-03-08 |  | 1
FALSE | 14AJM42 | 4530 | 3879882 | RHEEM SALES COMPANY, INC. | 14AJM42 | AC | Split System: Air-Cooled Condensing Unit, Coil with Blower | 14AJM42 |  | RCFL-A*4821 | 13 | 15.5 | Yes | Yes | 2011-03-08 |  | 1
FALSE | 14AJM42 | 4530 | 3879883 | RUUD AIR CONDITIONING DIVISION | 14AJM42 | AC | Split System: Air-Cooled Condensing Unit, Coil with Blower | 14AJM42 |  | RCFL-H*3821 | 12.5 | 15.5 | Yes | Yes | 2011-03-08 |  | 1
FALSE | 14AJM42 | 4530 | 3879884 | RHEEM SALES COMPANY, INC. | 14AJM42 | AC | Split System: Air-Cooled Condensing Unit, Coil with Blower | 14AJM42 |  | RCFL-H*3821 | 12.5 | 15.5 | Yes | Yes | 2011-03-08 |  | 1
FALSE | 14AJM42 | 4530 | 3879885 | RUUD AIR CONDITIONING DIVISION | 14AJM42 | AC | Split System: Air-Cooled Condensing Unit, Coil with Blower | 14AJM42 |  | RCFL-H*4821 | 13 | 15.5 | Yes | Yes | 2011-03-08 |  | 1
FALSE | 14AJM42 | 4530 | 3879886 | RHEEM SALES COMPANY, INC. | 14AJM42 | AC | Split System: Air-Cooled Condensing Unit, Coil with Blower | 14AJM42 |  | RCFL-H*4821 | 13 | 15.5 | Yes | Yes | 2011-03-08 |  | 1
FALSE | 14AJM42 | 4530 | 3879887 | RUUD AIR CONDITIONING DIVISION | 14AJM42 | AC | Split System: Air-Cooled Condensing Unit, Coil with Blower | 14AJM42 |  | RCFL-H*4824 | 13 | 15.5 | Yes | Yes | 2011-03-08 |  | 1
FALSE | 14AJM42 | 4530 | 3879888 | RHEEM SALES COMPANY, INC. | 14AJM42 | AC | Split System: Air-Cooled Condensing Unit, Coil with Blower | 14AJM42 |  | RCFL-H*4824 | 13 | 15.5 | Yes | Yes | 2011-03-08 |  | 1
FALSE | 14AJM42 | 4530 | 3879889 | RUUD AIR CONDITIONING DIVISION | 14AJM42 | AC | Split System: Air-Cooled Condensing Unit, Coil with Blower | 14AJM42 |  | RCFN-H*4824 | 13 | 16 | Yes | Yes | 2011-03-08 |  | 2
FALSE | 14AJM42 | 4530 | 3879890 | RHEEM SALES COMPANY, INC. | 14AJM42 | AC | Split System: Air-Cooled Condensing Unit, Coil with Blower | 14AJM42 |  | RCFN-H*4824 | 13 | 16 | Yes | Yes | 2011-03-08 |  | 2
FALSE | 14AJM42 | 4530 | 3879891 | RUUD AIR CONDITIONING DIVISION | 14AJM42 | AC | Split System: Air-Cooled Condensing Unit, Coil with Blower | 14AJM42 |  | RCFL-H*4824 | 13 | 15.5 | Yes | Yes | 2011-03-08 |  | 1
FALSE | 14AJM42 | 4530 | 3879892 | RHEEM SALES COMPANY, INC. | 14AJM42 | AC | Split System: Air-Cooled Condensing Unit, Coil with Blower | 14AJM42 |  | RCFL-H*4824 | 13 | 15.5 | Yes | Yes | 2011-03-08 |  | 1
FALSE | 14AJM42 | 4530 | 3879893 | RUUD AIR CONDITIONING DIVISION | 14AJM42 | AC | Split System: Air-Cooled Condensing Unit, Coil with Blower | 14AJM42 |  | RCFN-H*4824 | 13 | 16 | Yes | Yes | 2011-03-08 |  | 2
FALSE | 14AJM42 | 4530 | 3879894 | RHEEM SALES COMPANY, INC. | 14AJM42 | AC | Split System: Air-Cooled Condensing Unit, Coil with Blower | 14AJM42 |  | RCFN-H*4824 | 13 | 16 | Yes | Yes | 2011-03-08 |  | 2
FALSE | 14AJM48 | 58 | 3879914 | RHEEM SALES COMPANY, INC. | 14AJM48 | AC | Split System: Air-Cooled Condensing Unit, Coil with Blower | 14AJM48 |  | RCFL-H*4821 | 12.5 | 15 | Yes | Yes | 2011-03-08 |  | 1
FALSE | 14AJM48 | 58 | 3879915 | RUUD AIR CONDITIONING DIVISION | 14AJM48 | AC | Split System: Air-Cooled Condensing Unit, Coil with Blower | 14AJM48 |  | RCFN-H*4824 | 12.5 | 15.1 | Yes | Yes | 2011-03-08 |  | 1
FALSE | 14AJM48 | 58 | 3879916 | RHEEM SALES COMPANY, INC. | 14AJM48 | AC | Split System: Air-Cooled Condensing Unit, Coil with Blower | 14AJM48 |  | RCFN-H*4824 | 12.5 | 15.1 | Yes | Yes | 2011-03-08 |  | 1
FALSE | 14AJM48 | 58 | 3879917 | RUUD AIR CONDITIONING DIVISION | 14AJM48 | AC | Split System: Air-Cooled Condensing Unit, Coil with Blower | 14AJM48 |  | RCQD-4821 | 12 | 14.5 | Yes | Yes | 2011-03-08 |  | 0
FALSE | 14AJM48 | 58 | 3879918 | RHEEM SALES COMPANY, INC. | 14AJM48 | AC | Split System: Air-Cooled Condensing Unit, Coil with Blower | 14AJM48 |  | RCQD-4821 | 12 | 14.5 | Yes | Yes | 2011-03-08 |  | 0
FALSE | 14AJM48 | 58 | 3879919 | RUUD AIR CONDITIONING DIVISION | 14AJM48 | AC | Split System: Air-Cooled Condensing Unit, Coil with Blower | 14AJM48 |  | RCQD-4824 | 12 | 14.5 | Yes | Yes | 2011-03-08 |  | 0
FALSE | 14AJM48 | 58 | 3879920 | RHEEM SALES COMPANY, INC. | 14AJM48 | AC | Split System: Air-Cooled Condensing Unit, Coil with Blower | 14AJM48 |  | RCQD-4824 | 12 | 14.5 | Yes | Yes | 2011-03-08 |  | 0
FALSE | 14AJM48 | 58 | 3879921 | RUUD AIR CONDITIONING DIVISION | 14AJM48 | AC | Split System: Air-Cooled Condensing Unit, Coil with Blower | 14AJM48 |  | RCFN-H*4824 | 13 | 15.5 | Yes | Yes | 2011-03-08 |  | 1
FALSE | 14AJM48 | 58 | 3879922 | RHEEM SALES COMPANY, INC. | 14AJM48 | AC | Split System: Air-Cooled Condensing Unit, Coil with Blower | 14AJM48 |  | RCFN-H*4824 | 13 | 15.5 | Yes | Yes | 2011-03-08 |  | 1
FALSE | 14AJM48 | 58 | 3879923 | RUUD AIR CONDITIONING DIVISION | 14AJM48 | AC | Split System: Air-Cooled Condensing Unit, Coil with Blower | 14AJM48 |  | RCQD-4824 | 12 | 14.5 | Yes | Yes | 2011-03-08 |  | 0
FALSE | 14AJM48 | 58 | 3879924 | RHEEM SALES COMPANY, INC. | 14AJM48 | AC | Split System: Air-Cooled Condensing Unit, Coil with Blower | 14AJM48 |  | RCQD-4824 | 12 | 14.5 | Yes | Yes | 2011-03-08 |  | 0
FALSE | 14AJM49 | 4536 | 3879925 | RUUD AIR CONDITIONING DIVISION | 14AJM49 | AC | Split System: Air-Cooled Condensing Unit, Coil with Blower | 14AJM49 |  | RCFL-A*4821 | 13 | 15.5 | Yes | Yes | 2011-03-08 |  | 1
FALSE | 14AJM49 | 4536 | 3879926 | RHEEM SALES COMPANY, INC. | 14AJM49 | AC | Split System: Air-Cooled Condensing Unit, Coil with Blower | 14AJM49 |  | RCFL-A*4821 | 13 | 15.5 | Yes | Yes | 2011-03-08 |  | 1
FALSE | 14AJM49 | 4536 | 3879927 | RUUD AIR CONDITIONING DIVISION | 14AJM49 | AC | Split System: Air-Cooled Condensing Unit, Coil with Blower | 14AJM49 |  | RCFL-A*4824 | 13 | 15.5 | Yes | Yes | 2011-03-08 |  | 1
FALSE | 14AJM49 | 4536 | 3879928 | RHEEM SALES COMPANY, INC. | 14AJM49 | AC | Split System: Air-Cooled Condensing Unit, Coil with Blower | 14AJM49 |  | RCFL-A*4824 | 13 | 15.5 | Yes | Yes | 2011-03-08 |  | 1
FALSE | 14AJM49 | 4536 | 3879929 | RUUD AIR CONDITIONING DIVISION | 14AJM49 | AC | Split System: Air-Cooled Condensing Unit, Coil with Blower | 14AJM49 |  | RCFL-H*4821 | 13 | 15.5 | Yes | Yes | 2011-03-08 |  | 1
FALSE | 14AJM49 | 4536 | 3879930 | RHEEM SALES COMPANY, INC. | 14AJM49 | AC | Split System: Air-Cooled Condensing Unit, Coil with Blower | 14AJM49 |  | RCFL-H*4821 | 13 | 15.5 | Yes | Yes | 2011-03-08 |  | 1
FALSE | 14AJM49 | 4536 | 3879931 | RUUD AIR CONDITIONING DIVISION | 14AJM49 | AC | Split System: Air-Cooled Condensing Unit, Coil with Blower | 14AJM49 |  | RCFL-H*4824 | 13 | 15.5 | Yes | Yes | 2011-03-08 |  | 1
FALSE | 14AJM49 | 4536 | 3879932 | RHEEM SALES COMPANY, INC. | 14AJM49 | AC | Split System: Air-Cooled Condensing Unit, Coil with Blower | 14AJM49 |  | RCFL-H*4824 | 13 | 15.5 | Yes | Yes | 2011-03-08 |  | 1
FALSE | 14AJM49 | 4536 | 3879933 | RUUD AIR CONDITIONING DIVISION | 14AJM49 | AC | Split System: Air-Cooled Condensing Unit, Coil with Blower | 14AJM49 |  | RCFN-H*4824 | 13 | 16 | Yes | Yes | 2011-03-08 |  | 2
FALSE | 14AJM49 | 4536 | 3879972 | RHEEM SALES COMPANY, INC. | 14AJM49 | AC | Split System: Air-Cooled Condensing Unit, Coil with Blower | 14AJM49 |  | RCQD-4824 | 13 | 15.5 | Yes | Yes | 2011-03-08 |  | 1
FALSE | 14AJM56 | 4543 | 3879973 | RUUD AIR CONDITIONING DIVISION | 14AJM56 | AC | Split System: Air-Cooled Condensing Unit, Coil with Blower | 14AJM56 |  | RCFL-A*6024 | 12.5 | 15 | Yes | Yes | 2011-03-08 |  | 1
FALSE | 14AJM56 | 4543 | 3879974 | RHEEM SALES COMPANY, INC. | 14AJM56 | AC | Split System: Air-Cooled Condensing Unit, Coil with Blower | 14AJM56 |  | RCFL-A*6024 | 12.5 | 15 | Yes | Yes | 2011-03-08 |  | 1
FALSE | 14AJM56 | 4543 | 3879975 | RUUD AIR CONDITIONING DIVISION | 14AJM56 | AC | Split System: Air-Cooled Condensing Unit, Coil with Blower | 14AJM56 |  | RCFL-H*6024 | 12.5 | 15 | Yes | Yes | 2011-03-08 |  | 1
FALSE | 14AJM56 | 4543 | 3879976 | RHEEM SALES COMPANY, INC. | 14AJM56 | AC | Split System: Air-Cooled Condensing Unit, Coil with Blower | 14AJM56 |  | RCFL-H*6024 | 12.5 | 15 | Yes | Yes | 2011-03-08 |  | 1
FALSE | 14AJM56 | 4543 | 3879977 | RUUD AIR CONDITIONING DIVISION | 14AJM56 | AC | Split System: Air-Cooled Condensing Unit, Coil with Blower | 14AJM56 |  | RCFL-A*6024 | 12.5 | 15.1 | Yes | Yes | 2011-03-08 |  | 1
FALSE | 14AJM56 | 4543 | 3879978 | RHEEM SALES COMPANY, INC. | 14AJM56 | AC | Split System: Air-Cooled Condensing Unit, Coil with Blower | 14AJM56 |  | RCFL-A*6024 | 12.5 | 15.1 | Yes | Yes | 2011-03-08 |  | 1
FALSE | 14AJM56 | 4543 | 3879979 | RUUD AIR CONDITIONING DIVISION | 14AJM56 | AC | Split System: Air-Cooled Condensing Unit, Coil with Blower | 14AJM56 |  | RCFL-H*6024 | 12.5 | 15.1 | Yes | Yes | 2011-03-08 |  | 1
FALSE | 14AJM56 | 4543 | 3879980 | RHEEM SALES COMPANY, INC. | 14AJM56 | AC | Split System: Air-Cooled Condensing Unit, Coil with Blower | 14AJM56 |  | RCFL-H*6024 | 12.5 | 15.1 | Yes | Yes | 2011-03-08 |  | 1
FALSE | 14AJM56 | 4543 | 3879981 | RUUD AIR CONDITIONING DIVISION | 14AJM56 | AC | Split System: Air-Cooled Condensing Unit, Coil with Blower | 14AJM56 |  | RCFL-A*6024 | 12.5 | 15 | Yes | Yes | 2011-03-08 |  | 1
FALSE | 14AJM56 | 4543 | 3879982 | RHEEM SALES COMPANY, INC. | 14AJM56 | AC | Split System: Air-Cooled Condensing Unit, Coil with Blower | 14AJM56 |  | RCFL-A*6024 | 12.5 | 15 | Yes | Yes | 2011-03-08 |  | 1
FALSE | 14AJM56 | 4543 | 3879983 | RUUD AIR CONDITIONING DIVISION | 14AJM56 | AC | Split System: Air-Cooled Condensing Unit, Coil with Blower | 14AJM56 |  | RCFL-H*6024 | 12.5 | 15 | Yes | Yes | 2011-03-08 |  | 1
FALSE | 14AJM56 | 4543 | 3879984 | RHEEM SALES COMPANY, INC. | 14AJM56 | AC | Split System: Air-Cooled Condensing Unit, Coil with Blower | 14AJM56 |  | RCFL-H*6024 | 12.5 | 15 | Yes | Yes | 2011-03-08 |  | 1
FALSE | 14AJM56 | 4543 | 3879987 | RUUD AIR CONDITIONING DIVISION | 14AJM56 | AC | Split System: Air-Cooled Condensing Unit, Coil with Blower | 14AJM56 |  | RCFL-A*6024 | 12.5 | 15 | Yes | Yes | 2011-03-08 |  | 1
FALSE | 14AJM56 | 4543 | 3879988 | RHEEM SALES COMPANY, INC. | 14AJM56 | AC | Split System: Air-Cooled Condensing Unit, Coil with Blower | 14AJM56 |  | RCFL-A*6024 | 12.5 | 15 | Yes | Yes | 2011-03-08 |  | 1
FALSE | 14AJM56 | 4543 | 3879989 | RUUD AIR CONDITIONING DIVISION | 14AJM56 | AC | Split System: Air-Cooled Condensing Unit, Coil with Blower | 14AJM56 |  | RCFL-H*6024 | 12.5 | 15 | Yes | Yes | 2011-03-08 |  | 1
FALSE | 14AJM56 | 4543 | 3879990 | RHEEM SALES COMPANY, INC. | 14AJM56 | AC | Split System: Air-Cooled Condensing Unit, Coil with Blower | 14AJM56 |  | RCFL-H*6024 | 12.5 | 15 | Yes | Yes | 2011-03-08 |  | 1
FALSE | 14AJM56 | 4543 | 3879993 | RUUD AIR CONDITIONING DIVISION | 14AJM56 | AC | Split System: Air-Cooled Condensing Unit, Coil with Blower | 14AJM56 |  | RCFL-A*6024 | 12.5 | 15.1 | Yes | Yes | 2011-03-08 |  | 1
FALSE | 14AJM56 | 4543 | 3879994 | RHEEM SALES COMPANY, INC. | 14AJM56 | AC | Split System: Air-Cooled Condensing Unit, Coil with Blower | 14AJM56 |  | RCFL-A*6024 | 12.5 | 15.1 | Yes | Yes | 2011-03-08 |  | 1
FALSE | 14AJM56 | 4543 | 3879995 | RUUD AIR CONDITIONING DIVISION | 14AJM56 | AC | Split System: Air-Cooled Condensing Unit, Coil with Blower | 14AJM56 |  | RCFL-H*6024 | 12.5 | 15.1 | Yes | Yes | 2011-03-08 |  | 1
FALSE | 14AJM56 | 4543 | 3879996 | RHEEM SALES COMPANY, INC. | 14AJM56 | AC | Split System: Air-Cooled Condensing Unit, Coil with Blower | 14AJM56 |  | RCFL-H*6024 | 12.5 | 15.1 | Yes | Yes | 2011-03-08 |  | 1
FALSE | 14AJM56 | 4543 | 3879997 | RUUD AIR CONDITIONING DIVISION | 14AJM56 | AC | Split System: Air-Cooled Condensing Unit, Coil with Blower | 14AJM56 |  | RCQD-6024 | 12 | 14.5 | Yes | Yes | 2011-03-08 |  | 0
FALSE | 14AJM56 | 4543 | 3879998 | RHEEM SALES COMPANY, INC. | 14AJM56 | AC | Split System: Air-Cooled Condensing Unit, Coil with Blower | 14AJM56 |  | RCQD-6024 | 12 | 14.5 | Yes | Yes | 2011-03-08 |  | 0
FALSE | YCJD30S44S3 | 3827 | 3894407 | GUARDIAN BY JOHNSON CONTROLS | GCGD30S41S3 | AC | Split System: Air-Cooled Condensing Unit, Coil with Blower | TCGD30S41S3 |  | AHX36+TXV | 12 | 14.5 | Yes | Yes | 2011-02-28 |  | 0
FALSE | 14AJM49 | 4536 | 3895665 | RHEEM SALES COMPANY, INC. | 14AJM49 | AC | Split System: Air-Cooled Condensing Unit, Coil Alone | 14AJM49 |  | RCFL-H*4821 | 12 | 14.5 | Yes | Yes | 2011-01-21 |  | 0
FALSE | 14AJM49 | 4536 | 3895668 | RHEEM SALES COMPANY, INC. | DAHM-049JA | AC | Split System: Air-Cooled Condensing Unit, Coil Alone | 14AJM49 |  | RCFL-A*4824 | 12 | 14.5 | Yes | Yes | 2011-03-08 |  | 0
FALSE | 14AJM49 | 4536 | 3895669 | AAF - MCQUAY INC DBA DAIKIN MCQUAY | MAHM-049JA | AC | Split System: Air-Cooled Condensing Unit, Coil Alone | 14AJM49 |  | RCFL-A*4824 | 12 | 14.5 | Yes | Yes | 2011-03-08 |  | 0
FALSE | 14AJM49 | 4536 | 3895760 | RHEEM SALES COMPANY, INC. | RCU14410A49J | AC | Split System: Air-Cooled Condensing Unit, Coil with Blower | 14AJM49 |  | RHLL-HM4821+RCSL-H*4821 | 13 | 16 | Yes | Yes | 2011-03-08 |  | 2
FALSE | 14AJM49 | 4536 | 3895764 | RICHMOND | RCU14410A49J | AC | Split System: Air-Cooled Condensing Unit, Coil with Blower | 14AJM49 |  | RHLL-HM4824+RCSL-H*4824 | 13 | 16 | Yes | Yes | 2011-03-08 |  | 2
FALSE | 14AJM49 | 4536 | 3895765 | RHEEM SALES COMPANY, INC. | RCU14410A49J | AC | Split System: Air-Cooled Condensing Unit, Coil with Blower | 14AJM49 |  | RHLL-HM4824+RCSL-H*4824 | 13 | 16 | Yes | Yes | 2011-03-08 |  | 2
FALSE | 14AJM30 | 4513 | 3896861 | CENTURY BY HEAT CONTROLLER | RSG1430-1B | AC | Split System: Air-Cooled Condensing Unit, Coil with Blower | 14AJM30 |  | RCFL-H*3824 | 13 | 15.5 | Yes | Yes | 2011-03-08 |  | 1
FALSE | 14AJM30 | 4513 | 3896862 | HEAT CONTROLLER, INC. | RSG1430-1B | AC | Split System: Air-Cooled Condensing Unit, Coil with Blower | 14AJM30 |  | RCFL-H*3824 | 13 | 15.5 | Yes | Yes | 2011-03-08 |  | 1
FALSE | 14AJM30 | 4513 | 3896863 | RICHMOND | RCU14410A30J | AC | Split System: Air-Cooled Condensing Unit, Coil with Blower | 14AJM30 |  | RCFL-H*3824 | 13 | 15.5 | Yes | Yes | 2011-03-08 |  | 1
FALSE | 14AJM30 | 4513 | 3896864 | RHEEM SALES COMPANY, INC. | RCU14410A30J | AC | Split System: Air-Cooled Condensing Unit, Coil with Blower | 14AJM30 |  | RCFL-H*3824 | 13 | 15.5 | Yes | Yes | 2011-03-08 |  | 1
FALSE | 14AJM30 | 4513 | 3896866 | CENTURY BY HEAT CONTROLLER | RSG1430-1B | AC | Split System: Air-Cooled Condensing Unit, Coil with Blower | 14AJM30 |  | RCFL-A*3621 | 13 | 15.5 | Yes | Yes | 2011-03-08 |  | 1
FALSE | 14AJM30 | 4513 | 3896867 | HEAT CONTROLLER, INC. | RSG1430-1B | AC | Split System: Air-Cooled Condensing Unit, Coil with Blower | 14AJM30 |  | RCFL-A*3621 | 13 | 15.5 | Yes | Yes | 2011-03-08 |  | 1
FALSE | 14AJM30 | 4513 | 3896868 | RICHMOND | RCU14410A30J | AC | Split System: Air-Cooled Condensing Unit, Coil with Blower | 14AJM30 |  | RCFL-A*3621 | 13 | 15.5 | Yes | Yes | 2011-03-08 |  | 1
FALSE | 14AJM30 | 4513 | 3896869 | RHEEM SALES COMPANY, INC. | RCU14410A30J | AC | Split System: Air-Cooled Condensing Unit, Coil with Blower | 14AJM30 |  | RCFL-A*3621 | 13 | 15.5 | Yes | Yes | 2011-03-08 |  | 1
FALSE | 14AJM30 | 4513 | 3896871 | CENTURY BY HEAT CONTROLLER | RSG1430-1B | AC | Split System: Air-Cooled Condensing Unit, Coil with Blower | 14AJM30 |  | RCFL-H*3621 | 13 | 15.5 | Yes | Yes | 2011-03-08 |  | 1
FALSE | 14AJM30 | 4513 | 3896872 | HEAT CONTROLLER, INC. | RSG1430-1B | AC | Split System: Air-Cooled Condensing Unit, Coil with Blower | 14AJM30 |  | RCFL-H*3621 | 13 | 15.5 | Yes | Yes | 2011-03-08 |  | 1
FALSE | 14AJM30 | 4513 | 3896873 | RICHMOND | RCU14410A30J | AC | Split System: Air-Cooled Condensing Unit, Coil with Blower | 14AJM30 |  | RCFL-H*3621 | 13 | 15.5 | Yes | Yes | 2011-03-08 |  | 1
FALSE | 14AJM30 | 4513 | 3896874 | RHEEM SALES COMPANY, INC. | RCU14410A30J | AC | Split System: Air-Cooled Condensing Unit, Coil with Blower | 14AJM30 |  | RCFL-H*3621 | 13 | 15.5 | Yes | Yes | 2011-03-08 |  | 1
FALSE | 14AJM30 | 4513 | 3896876 | CENTURY BY HEAT CONTROLLER | RSG1430-1B | AC | Split System: Air-Cooled Condensing Unit, Coil with Blower | 14AJM30 |  | RCFL-H*3821 | 13 | 16 | Yes | Yes | 2011-03-08 |  | 2
FALSE | 14AJM30 | 4513 | 3896877 | HEAT CONTROLLER, INC. | RSG1430-1B | AC | Split System: Air-Cooled Condensing Unit, Coil with Blower | 14AJM30 |  | RCFL-H*3821 | 13 | 16 | Yes | Yes | 2011-03-08 |  | 2
FALSE | 14AJM30 | 4513 | 3896878 | RICHMOND | RCU14410A30J | AC | Split System: Air-Cooled Condensing Unit, Coil with Blower | 14AJM30 |  | RCFL-H*3821 | 13 | 16 | Yes | Yes | 2011-03-08 |  | 2
FALSE | 14AJM30 | 4513 | 3896879 | RHEEM SALES COMPANY, INC. | RCU14410A30J | AC | Split System: Air-Cooled Condensing Unit, Coil with Blower | 14AJM30 |  | RCFL-H*3821 | 13 | 16 | Yes | Yes | 2011-03-08 |  | 2
FALSE | 14AJM30 | 4513 | 3896881 | CENTURY BY HEAT CONTROLLER | RSG1430-1B | AC | Split System: Air-Cooled Condensing Unit, Coil with Blower | 14AJM30 |  | RCFL-H*3824 | 13 | 16 | Yes | Yes | 2011-03-08 |  | 2
FALSE | 14AJM30 | 4513 | 3896882 | HEAT CONTROLLER, INC. | RSG1430-1B | AC | Split System: Air-Cooled Condensing Unit, Coil with Blower | 14AJM30 |  | RCFL-H*3824 | 13 | 16 | Yes | Yes | 2011-03-08 |  | 2
FALSE | 14AJM30 | 4513 | 3896883 | RICHMOND | RCU14410A30J | AC | Split System: Air-Cooled Condensing Unit, Coil with Blower | 14AJM30 |  | RCFL-H*3824 | 13 | 16 | Yes | Yes | 2011-03-08 |  | 2
FALSE | 14AJM30 | 4513 | 3896884 | RHEEM SALES COMPANY, INC. | RCU14410A30J | AC | Split System: Air-Cooled Condensing Unit, Coil with Blower | 14AJM30 |  | RCFL-H*3824 | 13 | 16 | Yes | Yes | 2011-03-08 |  | 2
FALSE | 14AJM30 | 4513 | 3896886 | CENTURY BY HEAT CONTROLLER | RSG1430-1B | AC | Split System: Air-Cooled Condensing Unit, Coil with Blower | 14AJM30 |  | RCFL-A*3621 | 13 | 15.5 | Yes | Yes | 2011-03-08 |  | 1
FALSE | 14AJM30 | 4513 | 3896887 | HEAT CONTROLLER, INC. | RSG1430-1B | AC | Split System: Air-Cooled Condensing Unit, Coil with Blower | 14AJM30 |  | RCFL-A*3621 | 13 | 15.5 | Yes | Yes | 2011-03-08 |  | 1
FALSE | 14AJM30 | 4513 | 3896888 | RICHMOND | RCU14410A30J | AC | Split System: Air-Cooled Condensing Unit, Coil with Blower | 14AJM30 |  | RCFL-A*3621 | 13 | 15.5 | Yes | Yes | 2011-03-08 |  | 1
FALSE | 14AJM30 | 4513 | 3896889 | RHEEM SALES COMPANY, INC. | RCU14410A30J | AC | Split System: Air-Cooled Condensing Unit, Coil with Blower | 14AJM30 |  | RCFL-A*3621 | 13 | 15.5 | Yes | Yes | 2011-03-08 |  | 1
FALSE | 14AJM30 | 4513 | 3896891 | CENTURY BY HEAT CONTROLLER | RSG1430-1B | AC | Split System: Air-Cooled Condensing Unit, Coil with Blower | 14AJM30 |  | RCFL-H*3621 | 13 | 15.5 | Yes | Yes | 2011-03-08 |  | 1
FALSE | 14AJM30 | 4513 | 3896892 | HEAT CONTROLLER, INC. | RSG1430-1B | AC | Split System: Air-Cooled Condensing Unit, Coil with Blower | 14AJM30 |  | RCFL-H*3621 | 13 | 15.5 | Yes | Yes | 2011-03-08 |  | 1
FALSE | 14AJM30 | 4513 | 3896893 | RICHMOND | RCU14410A30J | AC | Split System: Air-Cooled Condensing Unit, Coil with Blower | 14AJM30 |  | RCFL-H*3621 | 13 | 15.5 | Yes | Yes | 2011-03-08 |  | 1
FALSE | 14AJM30 | 4513 | 3896894 | RHEEM SALES COMPANY, INC. | RCU14410A30J | AC | Split System: Air-Cooled Condensing Unit, Coil with Blower | 14AJM30 |  | RCFL-H*3621 | 13 | 15.5 | Yes | Yes | 2011-03-08 |  | 1
FALSE | 14AJM30 | 4513 | 3896896 | CENTURY BY HEAT CONTROLLER | RSG1430-1B | AC | Split System: Air-Cooled Condensing Unit, Coil with Blower | 14AJM30 |  | RCFL-H*3821 | 13 | 16 | Yes | Yes | 2011-03-08 |  | 2
FALSE | 14AJM30 | 4513 | 3896897 | HEAT CONTROLLER, INC. | RSG1430-1B | AC | Split System: Air-Cooled Condensing Unit, Coil with Blower | 14AJM30 |  | RCFL-H*3821 | 13 | 16 | Yes | Yes | 2011-03-08 |  | 2
FALSE | 14AJM30 | 4513 | 3896898 | RICHMOND | RCU14410A30J | AC | Split System: Air-Cooled Condensing Unit, Coil with Blower | 14AJM30 |  | RCFL-H*3821 | 13 | 16 | Yes | Yes | 2011-03-08 |  | 2
FALSE | 14AJM30 | 4513 | 3896899 | RHEEM SALES COMPANY, INC. | RCU14410A30J | AC | Split System: Air-Cooled Condensing Unit, Coil with Blower | 14AJM30 |  | RCFL-H*3821 | 13 | 16 | Yes | Yes | 2011-03-08 |  | 2
FALSE | 14AJM30 | 4513 | 3896941 | RICHMOND | RCU14410A30J | AC | Split System: Air-Cooled Condensing Unit, Coil with Blower | 14AJM30 |  | RCFL-H*3821 | 13 | 16 | Yes | Yes | 2011-03-08 |  | 2
FALSE | 14AJM30 | 4513 | 3896942 | RHEEM SALES COMPANY, INC. | RCU14410A30J | AC | Split System: Air-Cooled Condensing Unit, Coil with Blower | 14AJM30 |  | RCFL-H*3821 | 13 | 16 | Yes | Yes | 2011-03-08 |  | 2
FALSE | 14AJM30 | 4513 | 3896944 | CENTURY BY HEAT CONTROLLER | RSG1430-1B | AC | Split System: Air-Cooled Condensing Unit, Coil with Blower | 14AJM30 |  | RCFL-H*3824 | 13 | 16 | Yes | Yes | 2011-03-08 |  | 2
FALSE | 14AJM30 | 4513 | 3896945 | HEAT CONTROLLER, INC. | RSG1430-1B | AC | Split System: Air-Cooled Condensing Unit, Coil with Blower | 14AJM30 |  | RCFL-H*3824 | 13 | 16 | Yes | Yes | 2011-03-08 |  | 2
FALSE | 14AJM30 | 4513 | 3896946 | RICHMOND | RCU14410A30J | AC | Split System: Air-Cooled Condensing Unit, Coil with Blower | 14AJM30 |  | RCFL-H*3824 | 13 | 16 | Yes | Yes | 2011-03-08 |  | 2
FALSE | 14AJM30 | 4513 | 3896947 | RHEEM SALES COMPANY, INC. | RCU14410A30J | AC | Split System: Air-Cooled Condensing Unit, Coil with Blower | 14AJM30 |  | RCFL-H*3824 | 13 | 16 | Yes | Yes | 2011-03-08 |  | 2
FALSE | 14AJM30 | 4513 | 3896949 | CENTURY BY HEAT CONTROLLER | RSG1430-1B | AC | Split System: Air-Cooled Condensing Unit, Coil with Blower | 14AJM30 |  | RCFL-A*3617 | 13 | 15.5 | Yes | Yes | 2011-03-08 |  | 1
FALSE | 14AJM30 | 4513 | 3896950 | HEAT CONTROLLER, INC. | RSG1430-1B | AC | Split System: Air-Cooled Condensing Unit, Coil with Blower | 14AJM30 |  | RCFL-A*3617 | 13 | 15.5 | Yes | Yes | 2011-03-08 |  | 1
FALSE | 14AJM30 | 4513 | 3896951 | RICHMOND | RCU14410A30J | AC | Split System: Air-Cooled Condensing Unit, Coil with Blower | 14AJM30 |  | RCFL-A*3617 | 13 | 15.5 | Yes | Yes | 2011-03-08 |  | 1
FALSE | 14AJM30 | 4513 | 3896952 | RHEEM SALES COMPANY, INC. | RCU14410A30J | AC | Split System: Air-Cooled Condensing Unit, Coil with Blower | 14AJM30 |  | RCFL-A*3617 | 13 | 15.5 | Yes | Yes | 2011-03-08 |  | 1
FALSE | 14AJM30 | 4513 | 3896954 | CENTURY BY HEAT CONTROLLER | RSG1430-1B | AC | Split System: Air-Cooled Condensing Unit, Coil with Blower | 14AJM30 |  | RCFL-H*3621 | 13 | 15.5 | Yes | Yes | 2011-03-08 |  | 1
FALSE | 14AJM30 | 4513 | 3896955 | HEAT CONTROLLER, INC. | RSG1430-1B | AC | Split System: Air-Cooled Condensing Unit, Coil with Blower | 14AJM30 |  | RCFL-H*3621 | 13 | 15.5 | Yes | Yes | 2011-03-08 |  | 1
FALSE | 14AJM30 | 4513 | 3896956 | RICHMOND | RCU14410A30J | AC | Split System: Air-Cooled Condensing Unit, Coil with Blower | 14AJM30 |  | RCFL-H*3621 | 13 | 15.5 | Yes | Yes | 2011-03-08 |  | 1
FALSE | 14AJM30 | 4513 | 3896957 | RHEEM SALES COMPANY, INC. | RCU14410A30J | AC | Split System: Air-Cooled Condensing Unit, Coil with Blower | 14AJM30 |  | RCFL-H*3621 | 13 | 15.5 | Yes | Yes | 2011-03-08 |  | 1
FALSE | 14AJM30 | 4513 | 3896959 | CENTURY BY HEAT CONTROLLER | RSG1430-1B | AC | Split System: Air-Cooled Condensing Unit, Coil with Blower | 14AJM30 |  | RCFL-H*3821 | 13 | 16 | Yes | Yes | 2011-03-08 |  | 2
FALSE | 14AJM30 | 4513 | 3896920 | HEAT CONTROLLER, INC. | RSG1430-1B | AC | Split System: Air-Cooled Condensing Unit, Coil with Blower | 14AJM30 |  | RCFL-H*3621 | 13 | 15.5 | Yes | Yes | 2011-03-08 |  | 1
FALSE | 14AJM30 | 4513 | 3896921 | RICHMOND | RCU14410A30J | AC | Split System: Air-Cooled Condensing Unit, Coil with Blower | 14AJM30 |  | RCFL-H*3621 | 13 | 15.5 | Yes | Yes | 2011-03-08 |  | 1
FALSE | 14AJM30 | 4513 | 3896922 | RHEEM SALES COMPANY, INC. | RCU14410A30J | AC | Split System: Air-Cooled Condensing Unit, Coil with Blower | 14AJM30 |  | RCFL-H*3621 | 13 | 15.5 | Yes | Yes | 2011-03-08 |  | 1
FALSE | 14AJM30 | 4513 | 3896924 | CENTURY BY HEAT CONTROLLER | RSG1430-1B | AC | Split System: Air-Cooled Condensing Unit, Coil with Blower | 14AJM30 |  | RCFL-H*3821 | 13 | 16 | Yes | Yes | 2011-03-08 |  | 2
FALSE | 14AJM30 | 4513 | 3896925 | HEAT CONTROLLER, INC. | RSG1430-1B | AC | Split System: Air-Cooled Condensing Unit, Coil with Blower | 14AJM30 |  | RCFL-H*3821 | 13 | 16 | Yes | Yes | 2011-03-08 |  | 2
FALSE | 14AJM30 | 4513 | 3896926 | RICHMOND | RCU14410A30J | AC | Split System: Air-Cooled Condensing Unit, Coil with Blower | 14AJM30 |  | RCFL-H*3821 | 13 | 16 | Yes | Yes | 2011-03-08 |  | 2
FALSE | 14AJM30 | 4513 | 3896927 | RHEEM SALES COMPANY, INC. | RCU14410A30J | AC | Split System: Air-Cooled Condensing Unit, Coil with Blower | 14AJM30 |  | RCFL-H*3821 | 13 | 16 | Yes | Yes | 2011-03-08 |  | 2
FALSE | 14AJM30 | 4513 | 3896929 | CENTURY BY HEAT CONTROLLER | RSG1430-1B | AC | Split System: Air-Cooled Condensing Unit, Coil with Blower | 14AJM30 |  | RCFL-A*3617 | 13 | 15.5 | Yes | Yes | 2011-03-08 |  | 1
FALSE | 14AJM30 | 4513 | 3896930 | HEAT CONTROLLER, INC. | RSG1430-1B | AC | Split System: Air-Cooled Condensing Unit, Coil with Blower | 14AJM30 |  | RCFL-A*3617 | 13 | 15.5 | Yes | Yes | 2011-03-08 |  | 1
FALSE | 14AJM30 | 4513 | 3896931 | RICHMOND | RCU14410A30J | AC | Split System: Air-Cooled Condensing Unit, Coil with Blower | 14AJM30 |  | RCFL-A*3617 | 13 | 15.5 | Yes | Yes | 2011-03-08 |  | 1
FALSE | 14AJM30 | 4513 | 3896932 | RHEEM SALES COMPANY, INC. | RCU14410A30J | AC | Split System: Air-Cooled Condensing Unit, Coil with Blower | 14AJM30 |  | RCFL-A*3617 | 13 | 15.5 | Yes | Yes | 2011-03-08 |  | 1
FALSE | 14AJM30 | 4513 | 3896934 | CENTURY BY HEAT CONTROLLER | RSG1430-1B | AC | Split System: Air-Cooled Condensing Unit, Coil with Blower | 14AJM30 |  | RCFL-H*3621 | 13 | 15.5 | Yes | Yes | 2011-03-08 |  | 1
FALSE | 14AJM30 | 4513 | 3896935 | HEAT CONTROLLER, INC. | RSG1430-1B | AC | Split System: Air-Cooled Condensing Unit, Coil with Blower | 14AJM30 |  | RCFL-H*3621 | 13 | 15.5 | Yes | Yes | 2011-03-08 |  | 1
FALSE | 14AJM30 | 4513 | 3896936 | RICHMOND | RCU14410A30J | AC | Split System: Air-Cooled Condensing Unit, Coil with Blower | 14AJM30 |  | RCFL-H*3621 | 13 | 15.5 | Yes | Yes | 2011-03-08 |  | 1
FALSE | 14AJM30 | 4513 | 3896937 | RHEEM SALES COMPANY, INC. | RCU14410A30J | AC | Split System: Air-Cooled Condensing Unit, Coil with Blower | 14AJM30 |  | RCFL-H*3621 | 13 | 15.5 | Yes | Yes | 2011-03-08 |  | 1
FALSE | 14AJM30 | 4513 | 3896939 | CENTURY BY HEAT CONTROLLER | RSG1430-1B | AC | Split System: Air-Cooled Condensing Unit, Coil with Blower | 14AJM30 |  | RCFL-H*3821 | 13 | 16 | Yes | Yes | 2011-03-08 |  | 2
FALSE | 14AJM30 | 4513 | 3896940 | HEAT CONTROLLER, INC. | RSG1430-1B | AC | Split System: Air-Cooled Condensing Unit, Coil with Blower | 14AJM30 |  | RCFL-H*3821 | 13 | 16 | Yes | Yes | 2011-03-08 |  | 2
FALSE | 14AJM30 | 4513 | 3896960 | HEAT CONTROLLER, INC. | RSG1430-1B | AC | Split System: Air-Cooled Condensing Unit, Coil with Blower | 14AJM30 |  | RCFL-H*3821 | 13 | 16 | Yes | Yes | 2011-03-08 |  | 2
FALSE | 14AJM30 | 4513 | 3896961 | RICHMOND | RCU14410A30J | AC | Split System: Air-Cooled Condensing Unit, Coil with Blower | 14AJM30 |  | RCFL-H*3821 | 13 | 16 | Yes | Yes | 2011-03-08 |  | 2
FALSE | 14AJM30 | 4513 | 3896962 | RHEEM SALES COMPANY, INC. | RCU14410A30J | AC | Split System: Air-Cooled Condensing Unit, Coil with Blower | 14AJM30 |  | RCFL-H*3821 | 13 | 16 | Yes | Yes | 2011-03-08 |  | 2
FALSE | 14AJM30 | 4513 | 3896964 | CENTURY BY HEAT CONTROLLER | RSG1430-1B | AC | Split System: Air-Cooled Condensing Unit, Coil with Blower | 14AJM30 |  | RCFL-H*3824 | 13 | 16 | Yes | Yes | 2011-03-08 |  | 2
FALSE | 14AJM30 | 4513 | 3896965 | HEAT CONTROLLER, INC. | RSG1430-1B | AC | Split System: Air-Cooled Condensing Unit, Coil with Blower | 14AJM30 |  | RCFL-H*3824 | 13 | 16 | Yes | Yes | 2011-03-08 |  | 2
FALSE | 14AJM30 | 4513 | 3896966 | RICHMOND | RCU14410A30J | AC | Split System: Air-Cooled Condensing Unit, Coil with Blower | 14AJM30 |  | RCFL-H*3824 | 13 | 16 | Yes | Yes | 2011-03-08 |  | 2
FALSE | 14AJM30 | 4513 | 3896967 | RHEEM SALES COMPANY, INC. | RCU14410A30J | AC | Split System: Air-Cooled Condensing Unit, Coil with Blower | 14AJM30 |  | RCFL-H*3824 | 13 | 16 | Yes | Yes | 2011-03-08 |  | 2
FALSE | 14AJM36 | 38 | 3896969 | CENTURY BY HEAT CONTROLLER | RSG1436-1B | AC | Split System: Air-Cooled Condensing Unit, Coil with Blower | 14AJM36 |  | RCFL-H*3821 | 12.5 | 15 | Yes | Yes | 2011-03-08 |  | 1
FALSE | 14AJM36 | 38 | 3896970 | HEAT CONTROLLER, INC. | RSG1436-1B | AC | Split System: Air-Cooled Condensing Unit, Coil with Blower | 14AJM36 |  | RCFL-H*3821 | 12.5 | 15 | Yes | Yes | 2011-03-08 |  | 1
FALSE | 14AJM36 | 38 | 3896971 | RICHMOND | RCU14410A36J | AC | Split System: Air-Cooled Condensing Unit, Coil with Blower | 14AJM36 |  | RCFL-H*3821 | 12.5 | 15 | Yes | Yes | 2011-03-08 |  | 1
FALSE | 14AJM36 | 38 | 3896972 | RHEEM SALES COMPANY, INC. | RCU14410A36J | AC | Split System: Air-Cooled Condensing Unit, Coil with Blower | 14AJM36 |  | RCFL-H*3821 | 12.5 | 15 | Yes | Yes | 2011-03-08 |  | 1
FALSE | 14AJM36 | 38 | 3896974 | CENTURY BY HEAT CONTROLLER | RSG1436-1B | AC | Split System: Air-Cooled Condensing Unit, Coil with Blower | 14AJM36 |  | RCFL-H*3824 | 12.5 | 15 | Yes | Yes | 2011-03-08 |  | 1
FALSE | 14AJM36 | 38 | 3896975 | HEAT CONTROLLER, INC. | RSG1436-1B | AC | Split System: Air-Cooled Condensing Unit, Coil with Blower | 14AJM36 |  | RCFL-H*3824 | 12.5 | 15 | Yes | Yes | 2011-03-08 |  | 1
FALSE | 14AJM36 | 38 | 3896976 | RICHMOND | RCU14410A36J | AC | Split System: Air-Cooled Condensing Unit, Coil with Blower | 14AJM36 |  | RCFL-H*3824 | 12.5 | 15 | Yes | Yes | 2011-03-08 |  | 1
FALSE | 14AJM36 | 38 | 3896977 | RHEEM SALES COMPANY, INC. | RCU14410A36J | AC | Split System: Air-Cooled Condensing Unit, Coil with Blower | 14AJM36 |  | RCFL-H*3824 | 12.5 | 15 | Yes | Yes | 2011-03-08 |  | 1
FALSE | 14AJM36 | 38 | 3896979 | CENTURY BY HEAT CONTROLLER | RSG1436-1B | AC | Split System: Air-Cooled Condensing Unit, Coil with Blower | 14AJM36 |  | RCFL-A*3621 | 12.5 | 15.1 | Yes | Yes | 2011-03-08 |  | 1
FALSE | 14AJM36 | 38 | 3896980 | HEAT CONTROLLER, INC. | RSG1436-1B | AC | Split System: Air-Cooled Condensing Unit, Coil with Blower | 14AJM36 |  | RCFL-A*3621 | 12.5 | 15.1 | Yes | Yes | 2011-03-08 |  | 1
FALSE | 14AJM36 | 38 | 3897022 | RICHMOND | RCU14410A36J | AC | Split System: Air-Cooled Condensing Unit, Coil with Blower | 14AJM36 |  | RCFN-H*3624 | 13 | 16 | Yes | Yes | 2011-03-08 |  | 2
FALSE | 14AJM36 | 38 | 3897023 | RHEEM SALES COMPANY, INC. | RCU14410A36J | AC | Split System: Air-Cooled Condensing Unit, Coil with Blower | 14AJM36 |  | RCFN-H*3624 | 13 | 16 | Yes | Yes | 2011-03-08 |  | 2
FALSE | 14AJM36 | 38 | 3897025 | CENTURY BY HEAT CONTROLLER | RSG1436-1B | AC | Split System: Air-Cooled Condensing Unit, Coil with Blower | 14AJM36 |  | RCFL-A*3617 | 12.5 | 15 | Yes | Yes | 2011-03-08 |  | 1
FALSE | 14AJM36 | 38 | 3897026 | HEAT CONTROLLER, INC. | RSG1436-1B | AC | Split System: Air-Cooled Condensing Unit, Coil with Blower | 14AJM36 |  | RCFL-A*3617 | 12.5 | 15 | Yes | Yes | 2011-03-08 |  | 1
FALSE | 14AJM36 | 38 | 3897027 | RICHMOND | RCU14410A36J | AC | Split System: Air-Cooled Condensing Unit, Coil with Blower | 14AJM36 |  | RCFL-A*3617 | 12.5 | 15 | Yes | Yes | 2011-03-08 |  | 1
FALSE | 14AJM36 | 38 | 3897028 | RHEEM SALES COMPANY, INC. | RCU14410A36J | AC | Split System: Air-Cooled Condensing Unit, Coil with Blower | 14AJM36 |  | RCFL-A*3617 | 12.5 | 15 | Yes | Yes | 2011-03-08 |  | 1
FALSE | 14AJM36 | 38 | 3897030 | CENTURY BY HEAT CONTROLLER | RSG1436-1B | AC | Split System: Air-Cooled Condensing Unit, Coil with Blower | 14AJM36 |  | RCFL-H*3617 | 12.5 | 15 | Yes | Yes | 2011-03-08 |  | 1
FALSE | 14AJM36 | 38 | 3897031 | HEAT CONTROLLER, INC. | RSG1436-1B | AC | Split System: Air-Cooled Condensing Unit, Coil with Blower | 14AJM36 |  | RCFL-H*3617 | 12.5 | 15 | Yes | Yes | 2011-03-08 |  | 1
FALSE | 14AJM36 | 38 | 3897032 | RICHMOND | RCU14410A36J | AC | Split System: Air-Cooled Condensing Unit, Coil with Blower | 14AJM36 |  | RCFL-H*3617 | 12.5 | 15 | Yes | Yes | 2011-03-08 |  | 1
FALSE | 14AJM36 | 38 | 3897033 | RHEEM SALES COMPANY, INC. | RCU14410A36J | AC | Split System: Air-Cooled Condensing Unit, Coil with Blower | 14AJM36 |  | RCFL-H*3617 | 12.5 | 15 | Yes | Yes | 2011-03-08 |  | 1
FALSE | 14AJM36 | 38 | 3897035 | CENTURY BY HEAT CONTROLLER | RSG1436-1B | AC | Split System: Air-Cooled Condensing Unit, Coil with Blower | 14AJM36 |  | RCFL-H*3621 | 12.5 | 15 | Yes | Yes | 2011-03-08 |  | 1
FALSE | 14AJM36 | 38 | 3897036 | HEAT CONTROLLER, INC. | RSG1436-1B | AC | Split System: Air-Cooled Condensing Unit, Coil with Blower | 14AJM36 |  | RCFL-H*3621 | 12.5 | 15 | Yes | Yes | 2011-03-08 |  | 1
FALSE | 14AJM36 | 38 | 3897037 | RICHMOND | RCU14410A36J | AC | Split System: Air-Cooled Condensing Unit, Coil with Blower | 14AJM36 |  | RCFL-H*3621 | 12.5 | 15 | Yes | Yes | 2011-03-08 |  | 1
FALSE | 14AJM36 | 38 | 3897038 | RHEEM SALES COMPANY, INC. | RCU14410A36J | AC | Split System: Air-Cooled Condensing Unit, Coil with Blower | 14AJM36 |  | RCFL-H*3621 | 12.5 | 15 | Yes | Yes | 2011-03-08 |  | 1
FALSE | 14AJM36 | 38 | 3897000 | HEAT CONTROLLER, INC. | RSG1436-1B | AC | Split System: Air-Cooled Condensing Unit, Coil with Blower | 14AJM36 |  | RCFL-A*3621 | 12.5 | 15.1 | Yes | Yes | 2011-03-08 |  | 1
FALSE | 14AJM36 | 38 | 3897001 | RICHMOND | RCU14410A36J | AC | Split System: Air-Cooled Condensing Unit, Coil with Blower | 14AJM36 |  | RCFL-A*3621 | 12.5 | 15.1 | Yes | Yes | 2011-03-08 |  | 1
FALSE | 14AJM36 | 38 | 3897002 | RHEEM SALES COMPANY, INC. | RCU14410A36J | AC | Split System: Air-Cooled Condensing Unit, Coil with Blower | 14AJM36 |  | RCFL-A*3621 | 12.5 | 15.1 | Yes | Yes | 2011-03-08 |  | 1
FALSE | 14AJM36 | 38 | 3897004 | CENTURY BY HEAT CONTROLLER | RSG1436-1B | AC | Split System: Air-Cooled Condensing Unit, Coil with Blower | 14AJM36 |  | RCFL-H*3821 | 13 | 15.5 | Yes | Yes | 2011-03-08 |  | 1
FALSE | 14AJM36 | 38 | 3897005 | HEAT CONTROLLER, INC. | RSG1436-1B | AC | Split System: Air-Cooled Condensing Unit, Coil with Blower | 14AJM36 |  | RCFL-H*3821 | 13 | 15.5 | Yes | Yes | 2011-03-08 |  | 1
FALSE | 14AJM36 | 38 | 3897006 | RICHMOND | RCU14410A36J | AC | Split System: Air-Cooled Condensing Unit, Coil with Blower | 14AJM36 |  | RCFL-H*3821 | 13 | 15.5 | Yes | Yes | 2011-03-08 |  | 1
FALSE | 14AJM36 | 38 | 3897007 | RHEEM SALES COMPANY, INC. | RCU14410A36J | AC | Split System: Air-Cooled Condensing Unit, Coil with Blower | 14AJM36 |  | RCFL-H*3821 | 13 | 15.5 | Yes | Yes | 2011-03-08 |  | 1
FALSE | 14AJM36 | 38 | 3897009 | CENTURY BY HEAT CONTROLLER | RSG1436-1B | AC | Split System: Air-Cooled Condensing Unit, Coil with Blower | 14AJM36 |  | RCFL-H*3824 | 12.5 | 15.1 | Yes | Yes | 2011-03-08 |  | 1
FALSE | 14AJM36 | 38 | 3897010 | HEAT CONTROLLER, INC. | RSG1436-1B | AC | Split System: Air-Cooled Condensing Unit, Coil with Blower | 14AJM36 |  | RCFL-H*3824 | 12.5 | 15.1 | Yes | Yes | 2011-03-08 |  | 1
FALSE | 14AJM36 | 38 | 3897011 | RICHMOND | RCU14410A36J | AC | Split System: Air-Cooled Condensing Unit, Coil with Blower | 14AJM36 |  | RCFL-H*3824 | 12.5 | 15.1 | Yes | Yes | 2011-03-08 |  | 1
FALSE | 14AJM36 | 38 | 3897012 | RHEEM SALES COMPANY, INC. | RCU14410A36J | AC | Split System: Air-Cooled Condensing Unit, Coil with Blower | 14AJM36 |  | RCFL-H*3824 | 12.5 | 15.1 | Yes | Yes | 2011-03-08 |  | 1
FALSE | 14AJM36 | 38 | 3897014 | CENTURY BY HEAT CONTROLLER | RSG1436-1B | AC | Split System: Air-Cooled Condensing Unit, Coil with Blower | 14AJM36 |  | RCFN-H*3624 | 13 | 16 | Yes | Yes | 2011-03-08 |  | 2
FALSE | 14AJM36 | 38 | 3897015 | HEAT CONTROLLER, INC. | RSG1436-1B | AC | Split System: Air-Cooled Condensing Unit, Coil with Blower | 14AJM36 |  | RCFN-H*3624 | 13 | 16 | Yes | Yes | 2011-03-08 |  | 2
FALSE | 14AJM36 | 38 | 3897016 | RICHMOND | RCU14410A36J | AC | Split System: Air-Cooled Condensing Unit, Coil with Blower | 14AJM36 |  | RCFN-H*3624 | 13 | 16 | Yes | Yes | 2011-03-08 |  | 2
FALSE | 14AJM36 | 38 | 3897017 | RHEEM SALES COMPANY, INC. | RCU14410A36J | AC | Split System: Air-Cooled Condensing Unit, Coil with Blower | 14AJM36 |  | RCFN-H*3624 | 13 | 16 | Yes | Yes | 2011-03-08 |  | 2
FALSE | 14AJM36 | 38 | 3897019 | RICHMOND | RCU14410A36J | AC | Split System: Air-Cooled Condensing Unit, Coil with Blower | 14AJM36 |  | RCFL-H*3824 | 13 | 16 | Yes | Yes | 2011-03-08 |  | 2
FALSE | 14AJM36 | 38 | 3897020 | RHEEM SALES COMPANY, INC. | RCU14410A36J | AC | Split System: Air-Cooled Condensing Unit, Coil with Blower | 14AJM36 |  | RCFL-H*3824 | 13 | 16 | Yes | Yes | 2011-03-08 |  | 2
FALSE | 14AJM36 | 38 | 3897040 | CENTURY BY HEAT CONTROLLER | RSG1436-1B | AC | Split System: Air-Cooled Condensing Unit, Coil with Blower | 14AJM36 |  | RCFL-A*3617 | 13 | 15.5 | Yes | Yes | 2011-03-08 |  | 1
FALSE | 14AJM36 | 38 | 3897041 | HEAT CONTROLLER, INC. | RSG1436-1B | AC | Split System: Air-Cooled Condensing Unit, Coil with Blower | 14AJM36 |  | RCFL-A*3617 | 13 | 15.5 | Yes | Yes | 2011-03-08 |  | 1
FALSE | 14AJM36 | 38 | 3897042 | RICHMOND | RCU14410A36J | AC | Split System: Air-Cooled Condensing Unit, Coil with Blower | 14AJM36 |  | RCFL-A*3617 | 13 | 15.5 | Yes | Yes | 2011-03-08 |  | 1
FALSE | 14AJM36 | 38 | 3897043 | RHEEM SALES COMPANY, INC. | RCU14410A36J | AC | Split System: Air-Cooled Condensing Unit, Coil with Blower | 14AJM36 |  | RCFL-A*3617 | 13 | 15.5 | Yes | Yes | 2011-03-08 |  | 1
FALSE | 14AJM36 | 38 | 3897045 | CENTURY BY HEAT CONTROLLER | RSG1436-1B | AC | Split System: Air-Cooled Condensing Unit, Coil with Blower | 14AJM36 |  | RCFL-H*3621 | 13 | 15.5 | Yes | Yes | 2011-03-08 |  | 1
FALSE | 14AJM36 | 38 | 3897046 | HEAT CONTROLLER, INC. | RSG1436-1B | AC | Split System: Air-Cooled Condensing Unit, Coil with Blower | 14AJM36 |  | RCFL-H*3621 | 13 | 15.5 | Yes | Yes | 2011-03-08 |  | 1
FALSE | 14AJM36 | 38 | 3897047 | RICHMOND | RCU14410A36J | AC | Split System: Air-Cooled Condensing Unit, Coil with Blower | 14AJM36 |  | RCFL-H*3621 | 13 | 15.5 | Yes | Yes | 2011-03-08 |  | 1
FALSE | 14AJM36 | 38 | 3897048 | RHEEM SALES COMPANY, INC. | RCU14410A36J | AC | Split System: Air-Cooled Condensing Unit, Coil with Blower | 14AJM36 |  | RCFL-H*3621 | 13 | 15.5 | Yes | Yes | 2011-03-08 |  | 1
FALSE | 14AJM36 | 38 | 3897050 | CENTURY BY HEAT CONTROLLER | RSG1436-1B | AC | Split System: Air-Cooled Condensing Unit, Coil with Blower | 14AJM36 |  | RCFL-H*3824 | 13 | 16 | Yes | Yes | 2011-03-08 |  | 2
FALSE | 14AJM36 | 38 | 3897051 | HEAT CONTROLLER, INC. | RSG1436-1B | AC | Split System: Air-Cooled Condensing Unit, Coil with Blower | 14AJM36 |  | RCFL-H*3824 | 13 | 16 | Yes | Yes | 2011-03-08 |  | 2
FALSE | 14AJM36 | 38 | 3897052 | RICHMOND | RCU14410A36J | AC | Split System: Air-Cooled Condensing Unit, Coil with Blower | 14AJM36 |  | RCFL-H*3824 | 13 | 16 | Yes | Yes | 2011-03-08 |  | 2
FALSE | 14AJM36 | 38 | 3897053 | RHEEM SALES COMPANY, INC. | RCU14410A36J | AC | Split System: Air-Cooled Condensing Unit, Coil with Blower | 14AJM36 |  | RCFL-H*3824 | 13 | 16 | Yes | Yes | 2011-03-08 |  | 2
FALSE | 14AJM36 | 38 | 3897055 | CENTURY BY HEAT CONTROLLER | RSG1436-1B | AC | Split System: Air-Cooled Condensing Unit, Coil with Blower | 14AJM36 |  | RCFL-A*3617 | 12.5 | 15.1 | Yes | Yes | 2011-03-08 |  | 1
FALSE | 14AJM36 | 38 | 3897056 | HEAT CONTROLLER, INC. | RSG1436-1B | AC | Split System: Air-Cooled Condensing Unit, Coil with Blower | 14AJM36 |  | RCFL-A*3617 | 12.5 | 15.1 | Yes | Yes | 2011-03-08 |  | 1
FALSE | 14AJM36 | 38 | 3897057 | RICHMOND | RCU14410A36J | AC | Split System: Air-Cooled Condensing Unit, Coil with Blower | 14AJM36 |  | RCFL-A*3617 | 12.5 | 15.1 | Yes | Yes | 2011-03-08 |  | 1
FALSE | 14AJM36 | 38 | 3897058 | RHEEM SALES COMPANY, INC. | RCU14410A36J | AC | Split System: Air-Cooled Condensing Unit, Coil with Blower | 14AJM36 |  | RCFL-A*3617 | 12.5 | 15.1 | Yes | Yes | 2011-03-08 |  | 1
FALSE | 14AJM36 | 38 | 3897060 | CENTURY BY HEAT CONTROLLER | RSG1436-1B | AC | Split System: Air-Cooled Condensing Unit, Coil with Blower | 14AJM36 |  | RCFL-H*3621 | 12.5 | 15.1 | Yes | Yes | 2011-03-08 |  | 1
FALSE | 14AJM42 | 4530 | 3897100 | CENTURY BY HEAT CONTROLLER | RSG1442-1B | AC | Split System: Air-Cooled Condensing Unit, Coil with Blower | 14AJM42 |  | RCFL-A*4824 | 12.5 | 15.1 | Yes | Yes | 2011-03-08 |  | 1
FALSE | 14AJM42 | 4530 | 3897101 | HEAT CONTROLLER, INC. | RSG1442-1B | AC | Split System: Air-Cooled Condensing Unit, Coil with Blower | 14AJM42 |  | RCFL-A*4824 | 12.5 | 15.1 | Yes | Yes | 2011-03-08 |  | 1
FALSE | 14AJM42 | 4530 | 3897102 | RICHMOND | RCU14410A42J | AC | Split System: Air-Cooled Condensing Unit, Coil with Blower | 14AJM42 |  | RCFL-A*4824 | 12.5 | 15.1 | Yes | Yes | 2011-03-08 |  | 1
FALSE | 14AJM42 | 4530 | 3897103 | RHEEM SALES COMPANY, INC. | RCU14410A42J | AC | Split System: Air-Cooled Condensing Unit, Coil with Blower | 14AJM42 |  | RCFL-A*4824 | 12.5 | 15.1 | Yes | Yes | 2011-03-08 |  | 1
FALSE | 14AJM42 | 4530 | 3897105 | CENTURY BY HEAT CONTROLLER | RSG1442-1B | AC | Split System: Air-Cooled Condensing Unit, Coil with Blower | 14AJM42 |  | RCFL-H*3821 | 12.5 | 15.1 | Yes | Yes | 2011-03-08 |  | 1
FALSE | 14AJM42 | 4530 | 3897106 | HEAT CONTROLLER, INC. | RSG1442-1B | AC | Split System: Air-Cooled Condensing Unit, Coil with Blower | 14AJM42 |  | RCFL-H*3821 | 12.5 | 15.1 | Yes | Yes | 2011-03-08 |  | 1
FALSE | 14AJM42 | 4530 | 3897107 | RICHMOND | RCU14410A42J | AC | Split System: Air-Cooled Condensing Unit, Coil with Blower | 14AJM42 |  | RCFL-H*3821 | 12.5 | 15.1 | Yes | Yes | 2011-03-08 |  | 1
FALSE | 14AJM42 | 4530 | 3897108 | RHEEM SALES COMPANY, INC. | RCU14410A42J | AC | Split System: Air-Cooled Condensing Unit, Coil with Blower | 14AJM42 |  | RCFL-H*3821 | 12.5 | 15.1 | Yes | Yes | 2011-03-08 |  | 1
FALSE | 14AJM42 | 4530 | 3897110 | CENTURY BY HEAT CONTROLLER | RSG1442-1B | AC | Split System: Air-Cooled Condensing Unit, Coil with Blower | 14AJM42 |  | RCFL-H*4821 | 12.5 | 15.1 | Yes | Yes | 2011-03-08 |  | 1
FALSE | 14AJM42 | 4530 | 3897111 | HEAT CONTROLLER, INC. | RSG1442-1B | AC | Split System: Air-Cooled Condensing Unit, Coil with Blower | 14AJM42 |  | RCFL-H*4821 | 12.5 | 15.1 | Yes | Yes | 2011-03-08 |  | 1
FALSE | 14AJM42 | 4530 | 3897112 | RICHMOND | RCU14410A42J | AC | Split System: Air-Cooled Condensing Unit, Coil with Blower | 14AJM42 |  | RCFL-H*4821 | 12.5 | 15.1 | Yes | Yes | 2011-03-08 |  | 1
FALSE | 14AJM42 | 4530 | 3897113 | RHEEM SALES COMPANY, INC. | RCU14410A42J | AC | Split System: Air-Cooled Condensing Unit, Coil with Blower | 14AJM42 |  | RCFL-H*4821 | 12.5 | 15.1 | Yes | Yes | 2011-03-08 |  | 1
FALSE | 14AJM42 | 4530 | 3897115 | CENTURY BY HEAT CONTROLLER | RSG1442-1B | AC | Split System: Air-Cooled Condensing Unit, Coil with Blower | 14AJM42 |  | RCFL-H*4824 | 12.5 | 15.1 | Yes | Yes | 2011-03-08 |  | 1
FALSE | 14AJM42 | 4530 | 3897116 | HEAT CONTROLLER, INC. | RSG1442-1B | AC | Split System: Air-Cooled Condensing Unit, Coil with Blower | 14AJM42 |  | RCFL-H*4824 | 12.5 | 15.1 | Yes | Yes | 2011-03-08 |  | 1
FALSE | 14AJM42 | 4530 | 3897117 | RICHMOND | RCU14410A42J | AC | Split System: Air-Cooled Condensing Unit, Coil with Blower | 14AJM42 |  | RCFL-H*4824 | 12.5 | 15.1 | Yes | Yes | 2011-03-08 |  | 1
FALSE | 14AJM42 | 4530 | 3897118 | RHEEM SALES COMPANY, INC. | RCU14410A42J | AC | Split System: Air-Cooled Condensing Unit, Coil with Blower | 14AJM42 |  | RCFL-H*4824 | 12.5 | 15.1 | Yes | Yes | 2011-03-08 |  | 1
FALSE | 14AJM42 | 4530 | 3897120 | CENTURY BY HEAT CONTROLLER | RSG1442-1B | AC | Split System: Air-Cooled Condensing Unit, Coil with Blower | 14AJM42 |  | RCFL-A*4824 | 13 | 15.5 | Yes | Yes | 2011-03-08 |  | 1
FALSE | 14AJM42 | 4530 | 3897121 | HEAT CONTROLLER, INC. | RSG1442-1B | AC | Split System: Air-Cooled Condensing Unit, Coil with Blower | 14AJM42 |  | RCFL-A*4824 | 13 | 15.5 | Yes | Yes | 2011-03-08 |  | 1
FALSE | 14AJM42 | 4530 | 3897122 | RICHMOND | RCU14410A42J | AC | Split System: Air-Cooled Condensing Unit, Coil with Blower | 14AJM42 |  | RCFL-A*4824 | 13 | 15.5 | Yes | Yes | 2011-03-08 |  | 1
FALSE | 14AJM42 | 4530 | 3897123 | RHEEM SALES COMPANY, INC. | RCU14410A42J | AC | Split System: Air-Cooled Condensing Unit, Coil with Blower | 14AJM42 |  | RCFL-A*4824 | 13 | 15.5 | Yes | Yes | 2011-03-08 |  | 1
FALSE | 14AJM42 | 4530 | 3897125 | CENTURY BY HEAT CONTROLLER | RSG1442-1B | AC | Split System: Air-Cooled Condensing Unit, Coil with Blower | 14AJM42 |  | RCFL-H*4824 | 13 | 15.5 | Yes | Yes | 2011-03-08 |  | 1
FALSE | 14AJM42 | 4530 | 3897126 | HEAT CONTROLLER, INC. | RSG1442-1B | AC | Split System: Air-Cooled Condensing Unit, Coil with Blower | 14AJM42 |  | RCFL-H*4824 | 13 | 15.5 | Yes | Yes | 2011-03-08 |  | 1
FALSE | 14AJM42 | 4530 | 3897127 | RICHMOND | RCU14410A42J | AC | Split System: Air-Cooled Condensing Unit, Coil with Blower | 14AJM42 |  | RCFL-H*4824 | 13 | 15.5 | Yes | Yes | 2011-03-08 |  | 1
FALSE | 14AJM42 | 4530 | 3897128 | RHEEM SALES COMPANY, INC. | RCU14410A42J | AC | Split System: Air-Cooled Condensing Unit, Coil with Blower | 14AJM42 |  | RCFL-H*4824 | 13 | 15.5 | Yes | Yes | 2011-03-08 |  | 1
FALSE | 14AJM48 | 58 | 3897130 | CENTURY BY HEAT CONTROLLER | RSG1448-1B | AC | Split System: Air-Cooled Condensing Unit, Coil with Blower | 14AJM48 |  | RCFL-A*4821 | 12 | 14.5 | Yes | Yes | 2011-03-08 |  | 0
FALSE | 14AJM48 | 58 | 3897131 | HEAT CONTROLLER, INC. | RSG1448-1B | AC | Split System: Air-Cooled Condensing Unit, Coil with Blower | 14AJM48 |  | RCFL-A*4821 | 12 | 14.5 | Yes | Yes | 2011-03-08 |  | 0
FALSE | 14AJM48 | 58 | 3897132 | RICHMOND | RCU14410A48J | AC | Split System: Air-Cooled Condensing Unit, Coil with Blower | 14AJM48 |  | RCFL-A*4821 | 12 | 14.5 | Yes | Yes | 2011-03-08 |  | 0
FALSE | 14AJM48 | 58 | 3897133 | RHEEM SALES COMPANY, INC. | RCU14410A48J | AC | Split System: Air-Cooled Condensing Unit, Coil with Blower | 14AJM48 |  | RCFL-A*4821 | 12 | 14.5 | Yes | Yes | 2011-03-08 |  | 0
FALSE | 14AJM48 | 58 | 3897135 | CENTURY BY HEAT CONTROLLER | RSG1448-1B | AC | Split System: Air-Cooled Condensing Unit, Coil with Blower | 14AJM48 |  | RCFL-A*4824 | 12 | 14.5 | Yes | Yes | 2011-03-08 |  | 0
FALSE | 14AJM48 | 58 | 3897136 | HEAT CONTROLLER, INC. | RSG1448-1B | AC | Split System: Air-Cooled Condensing Unit, Coil with Blower | 14AJM48 |  | RCFL-A*4824 | 12 | 14.5 | Yes | Yes | 2011-03-08 |  | 0
FALSE | 14AJM48 | 58 | 3897137 | RICHMOND | RCU14410A48J | AC | Split System: Air-Cooled Condensing Unit, Coil with Blower | 14AJM48 |  | RCFL-A*4824 | 12 | 14.5 | Yes | Yes | 2011-03-08 |  | 0
FALSE | 14AJM48 | 58 | 3897138 | RHEEM SALES COMPANY, INC. | RCU14410A48J | AC | Split System: Air-Cooled Condensing Unit, Coil with Blower | 14AJM48 |  | RCFL-A*4824 | 12 | 14.5 | Yes | Yes | 2011-03-08 |  | 0
FALSE | 14AJM48 | 58 | 3897140 | CENTURY BY HEAT CONTROLLER | RSG1448-1B | AC | Split System: Air-Cooled Condensing Unit, Coil with Blower | 14AJM48 |  | RCFL-H*4821 | 12 | 14.5 | Yes | Yes | 2011-03-08 |  | 0
FALSE | 14AJM56 | 4543 | 3897180 | CENTURY BY HEAT CONTROLLER | RSG1456-1B | AC | Split System: Air-Cooled Condensing Unit, Coil Alone | 14AJM56 |  | RCFL-A*6024 | 12 | 14.5 | Yes | Yes | 2011-03-08 |  | 0
FALSE | 14AJM56 | 4543 | 3897181 | HEAT CONTROLLER, INC. | RSG1456-1B | AC | Split System: Air-Cooled Condensing Unit, Coil Alone | 14AJM56 |  | RCFL-A*6024 | 12 | 14.5 | Yes | Yes | 2011-03-08 |  | 0
FALSE | 14AJM56 | 4543 | 3897182 | RHEEM SALES COMPANY, INC. | DAHM-056JA | AC | Split System: Air-Cooled Condensing Unit, Coil Alone | 14AJM56 |  | RCFL-A*6024 | 12 | 14.5 | Yes | Yes | 2011-03-08 |  | 0
FALSE | 14AJM56 | 4543 | 3897183 | AAF - MCQUAY INC DBA DAIKIN MCQUAY | MAHM-056-JA | AC | Split System: Air-Cooled Condensing Unit, Coil Alone | 14AJM56 |  | RCFL-A*6024 | 12 | 14.5 | Yes | Yes | 2011-03-08 |  | 0
FALSE | 14AJM56 | 4543 | 3897185 | CENTURY BY HEAT CONTROLLER | RSG1456-1B | AC | Split System: Air-Cooled Condensing Unit, Coil with Blower | 14AJM56 |  | RHLL-HM6024+RCSL-H*6024 | 13 | 16 | Yes | Yes | 2011-03-08 |  | 2
FALSE | 14AJM56 | 4543 | 3897186 | HEAT CONTROLLER, INC. | RSG1456-1B | AC | Split System: Air-Cooled Condensing Unit, Coil with Blower | 14AJM56 |  | RHLL-HM6024+RCSL-H*6024 | 13 | 16 | Yes | Yes | 2011-03-08 |  | 2
FALSE | 14AJM56 | 4543 | 3897187 | RHEEM SALES COMPANY, INC. | DAHM-056JA | AC | Split System: Air-Cooled Condensing Unit, Coil with Blower | 14AJM56 |  | RHLL-HM6024+RCSL-H*6024 | 13 | 16 | Yes | Yes | 2011-03-08 |  | 2
FALSE | 14AJM56 | 4543 | 3897188 | RICHMOND | RCU14410A56J | AC | Split System: Air-Cooled Condensing Unit, Coil with Blower | 14AJM56 |  | RHLL-HM6024+RCSL-H*6024 | 13 | 16 | Yes | Yes | 2011-03-08 |  | 2
FALSE | 14AJM56 | 4543 | 3897189 | RHEEM SALES COMPANY, INC. | RCU14410A56J | AC | Split System: Air-Cooled Condensing Unit, Coil with Blower | 14AJM56 |  | RHLL-HM6024+RCSL-H*6024 | 13 | 16 | Yes | Yes | 2011-03-08 |  | 2
FALSE | 4TTX6018H1 | 3491 | 3902017 | TRANE | 4TTX5018A1 | AC | Split System: Air-Cooled Condensing Unit, Coil with Blower | 4TTX5018A1 |  | 4TEE3C01A1 | 13 | 16 | Yes | Yes | 2011-01-21 |  | 2
FALSE | 4TTX6018H1 | 3491 | 3902018 | AMERICAN STANDARD, INC. | 4A7A5018A1 | AC | Split System: Air-Cooled Condensing Unit, Coil with Blower | 4TTX5018A1 |  | 4TEE3C01A1 | 13 | 16 | Yes | Yes | 2011-02-28 |  | 2
FALSE | TSA036S4N*G | 2270 | 3916867 | LENNOX INDUSTRIES, INC. | 13ACX-036-230-12 | AC | Split System: Air-Cooled Condensing Unit, Coil with Blower | 13ACX-036-230-12 |  | CH33-43+TDR+TXV | 12 | 14.5 | Yes | Yes | 2011-01-21 |  | 0
FALSE | TSA036S4N*G | 2270 | 3916869 | LENNOX INDUSTRIES, INC. | 13ACX-036-230-12 | AC | Split System: Air-Cooled Condensing Unit, Coil with Blower | 13ACX-036-230-12 |  | CH33-43+TDR+TXV | 12 | 14.5 | Yes | Yes | 2011-01-21 |  | 0
FALSE | TSA036S4N*G | 2270 | 3916872 | LENNOX INDUSTRIES, INC. | 13ACX-036-230-12 | AC | Split System: Air-Cooled Condensing Unit, Coil with Blower | 13ACX-036-230-12 |  | CH33-48+TDR+TXV | 12 | 14.5 | Yes | Yes | 2011-01-21 |  | 0
FALSE | TSA036S4N*G | 2270 | 3916883 | LENNOX INDUSTRIES, INC. | 13ACX-036-230-12 | AC | Split System: Air-Cooled Condensing Unit, Coil with Blower | 13ACX-036-230-12 |  | CX34-38+TDR | 12 | 14.5 | Yes | Yes | 2011-01-21 |  | 0
FALSE | TSA036S4N*G | 2270 | 3916886 | LENNOX INDUSTRIES, INC. | 13ACX-036-230-12 | AC | Split System: Air-Cooled Condensing Unit, Coil with Blower | 13ACX-036-230-12 |  | CX34-43+TDR | 12 | 14.5 | Yes | Yes | 2011-01-21 |  | 0
FALSE | TSA036S4N*G | 2270 | 3916887 | LENNOX INDUSTRIES, INC. | 13ACX-036-230-12 | AC | Split System: Air-Cooled Condensing Unit, Coil with Blower | 13ACX-036-230-12 |  | CX34-43+TDR | 12 | 14.5 | Yes | Yes | 2011-01-21 |  | 0
FALSE | TSA036S4N*G | 2270 | 3916888 | LENNOX INDUSTRIES, INC. | 13ACX-036-230-12 | AC | Split System: Air-Cooled Condensing Unit, Coil with Blower | 13ACX-036-230-12 |  | CX34-43+TDR | 12 | 14.5 | Yes | Yes | 2011-01-21 |  | 0
FALSE | TSA036S4N*G | 2270 | 3916889 | LENNOX INDUSTRIES, INC. | 13ACX-036-230-12 | AC | Split System: Air-Cooled Condensing Unit, Coil with Blower | 13ACX-036-230-12 |  | CX34-43+TDR | 12 | 14.5 | Yes | Yes | 2011-01-21 |  | 0
FALSE | TSA036S4N*G | 2270 | 3916891 | LENNOX INDUSTRIES, INC. | 13ACX-036-230-12 | AC | Split System: Air-Cooled Condensing Unit, Coil with Blower | 13ACX-036-230-12 |  | CX34-50/60C+TDR | 12 | 14.5 | Yes | Yes | 2011-01-21 |  | 0
FALSE | XC13N042-230-** | 2288 | 3917129 | LENNOX INDUSTRIES, INC. | XC13-042-230-03 | AC | Split System: Air-Cooled Condensing Unit, Coil with Blower | XC13-042-230-03 |  | C33-49+TDR+TXV | 12.5 | 15 | Yes | Yes | 2011-01-21 |  | 1
FALSE | XC13N042-230-** | 2288 | 3917130 | LENNOX INDUSTRIES, INC. | XC13-042-230-03 | AC | Split System: Air-Cooled Condensing Unit, Coil with Blower | XC13-042-230-03 |  | C33-49+TDR+TXV | 12.5 | 15 | Yes | Yes | 2011-01-21 |  | 1
FALSE | XC13N042-230-** | 2288 | 3917131 | LENNOX INDUSTRIES, INC. | XC13-042-230-03 | AC | Split System: Air-Cooled Condensing Unit, Coil with Blower | XC13-042-230-03 |  | C33-50/60C+TDR+TXV | 12 | 14.5 | Yes | Yes | 2011-01-21 |  | 0
FALSE | XC13N042-230-** | 2288 | 3917132 | LENNOX INDUSTRIES, INC. | XC13-042-230-03 | AC | Split System: Air-Cooled Condensing Unit, Coil with Blower | XC13-042-230-03 |  | C33-50/60C+TDR+TXV | 12 | 14.5 | Yes | Yes | 2011-01-21 |  | 0
FALSE | XC13N042-230-** | 2288 | 3917133 | LENNOX INDUSTRIES, INC. | XC13-042-230-03 | AC | Split System: Air-Cooled Condensing Unit, Coil with Blower | XC13-042-230-03 |  | C33-60D+TDR+TXV | 12.5 | 15 | Yes | Yes | 2011-01-21 |  | 1
FALSE | XC13N042-230-** | 2288 | 3917135 | LENNOX INDUSTRIES, INC. | XC13-042-230-03 | AC | Split System: Air-Cooled Condensing Unit, Coil with Blower | XC13-042-230-03 |  | CH23-51+TDR+TXV | 12 | 14.5 | Yes | Yes | 2011-01-21 |  | 0
FALSE | XC13N042-230-** | 2288 | 3917136 | LENNOX INDUSTRIES, INC. | XC13-042-230-03 | AC | Split System: Air-Cooled Condensing Unit, Coil with Blower | XC13-042-230-03 |  | CH23-51+TDR+TXV | 12 | 14.5 | Yes | Yes | 2011-01-21 |  | 0
FALSE | XC13N042-230-** | 2288 | 3917141 | LENNOX INDUSTRIES, INC. | XC13-042-230-03 | AC | Split System: Air-Cooled Condensing Unit, Coil with Blower | XC13-042-230-03 |  | CH33-43+TDR+TXV | 12 | 14.5 | Yes | Yes | 2011-01-21 |  | 0
FALSE | XC13N042-230-** | 2288 | 3917142 | LENNOX INDUSTRIES, INC. | XC13-042-230-03 | AC | Split System: Air-Cooled Condensing Unit, Coil with Blower | XC13-042-230-03 |  | CH33-43+TDR+TXV | 12.5 | 15 | Yes | Yes | 2011-01-21 |  | 1
FALSE | XC13N042-230-** | 2288 | 3917143 | LENNOX INDUSTRIES, INC. | XC13-042-230-03 | AC | Split System: Air-Cooled Condensing Unit, Coil with Blower | XC13-042-230-03 |  | CH33-43+TDR+TXV | 12.5 | 14.5 | Yes | Yes | 2011-01-21 |  | 0
FALSE | XC13N042-230-** | 2288 | 3917145 | LENNOX INDUSTRIES, INC. | XC13-042-230-03 | AC | Split System: Air-Cooled Condensing Unit, Coil with Blower | XC13-042-230-03 |  | CH33-48C+TDR+TXV | 12 | 14.5 | Yes | Yes | 2011-01-21 |  | 0
FALSE | XC13N042-230-** | 2288 | 3917146 | LENNOX INDUSTRIES, INC. | XC13-042-230-03 | AC | Split System: Air-Cooled Condensing Unit, Coil with Blower | XC13-042-230-03 |  | CH33-48+TDR+TXV | 12 | 14.5 | Yes | Yes | 2011-01-21 |  | 0
FALSE | XC13N042-230-** | 2288 | 3917147 | LENNOX INDUSTRIES, INC. | XC13-042-230-03 | AC | Split System: Air-Cooled Condensing Unit, Coil with Blower | XC13-042-230-03 |  | CH33-49+TDR+TXV | 12.5 | 14.5 | Yes | Yes | 2011-01-21 |  | 0
FALSE | XC13N042-230-** | 2288 | 3917148 | LENNOX INDUSTRIES, INC. | XC13-042-230-03 | AC | Split System: Air-Cooled Condensing Unit, Coil with Blower | XC13-042-230-03 |  | CH33-49+TDR+TXV | 12.5 | 14.5 | Yes | Yes | 2011-01-21 |  | 0
FALSE | XC13N042-230-** | 2288 | 3917149 | LENNOX INDUSTRIES, INC. | XC13-042-230-03 | AC | Split System: Air-Cooled Condensing Unit, Coil with Blower | XC13-042-230-03 |  | CH33-50/60C+TDR+TXV | 12.5 | 14.5 | Yes | Yes | 2011-01-21 |  | 0
FALSE | XC13N042-230-** | 2288 | 3917150 | LENNOX INDUSTRIES, INC. | XC13-042-230-03 | AC | Split System: Air-Cooled Condensing Unit, Coil with Blower | XC13-042-230-03 |  | CH33-50/60C+TDR+TXV | 12 | 14.5 | Yes | Yes | 2011-01-21 |  | 0
FALSE | XC13N042-230-** | 2288 | 3917157 | LENNOX INDUSTRIES, INC. | XC13-042-230-03 | AC | Split System: Air-Cooled Condensing Unit, Coil with Blower | XC13-042-230-03 |  | CR33-50/60+TDR+TXV | 12 | 14.5 | Yes | Yes | 2011-01-21 |  | 0
FALSE | XC13N042-230-** | 2288 | 3917158 | LENNOX INDUSTRIES, INC. | XC13-042-230-03 | AC | Split System: Air-Cooled Condensing Unit, Coil with Blower | XC13-042-230-03 |  | CR33-50/60+TDR+TXV | 12.5 | 14.5 | Yes | Yes | 2011-01-21 |  | 0
FALSE | TSA048S4N*G | 2299 | 3917368 | LENNOX INDUSTRIES, INC. | XC13-048-230-03 | AC | Split System: Air-Cooled Condensing Unit, Coil with Blower | XC13-048-230-03 |  | C33-62C+TDR+TXV | 12 | 14.5 | Yes | Yes | 2011-01-21 |  | 0
FALSE | TSA048S4N*G | 2299 | 3917369 | LENNOX INDUSTRIES, INC. | XC13-048-230-03 | AC | Split System: Air-Cooled Condensing Unit, Coil with Blower | XC13-048-230-03 |  | C33-62C+TDR+TXV | 12 | 14.5 | Yes | Yes | 2011-01-21 |  | 0
FALSE | TSA048S4N*G | 2299 | 3917371 | LENNOX INDUSTRIES, INC. | XC13-048-230-03 | AC | Split System: Air-Cooled Condensing Unit, Coil with Blower | XC13-048-230-03 |  | CH23-68+TDR+TXV | 12 | 14.5 | Yes | Yes | 2011-01-21 |  | 0
FALSE | TSA048S4N*G | 2299 | 3917393 | LENNOX INDUSTRIES, INC. | XC13-048-230-03 | AC | Split System: Air-Cooled Condensing Unit, Coil with Blower | XC13-048-230-03 |  | CX34-62C+TDR | 12 | 14.5 | Yes | Yes | 2011-01-21 |  | 0
FALSE | TSA048S4N*G | 2299 | 3917394 | LENNOX INDUSTRIES, INC. | XC13-048-230-03 | AC | Split System: Air-Cooled Condensing Unit, Coil with Blower | XC13-048-230-03 |  | CX34-62C+TDR | 12 | 14.5 | Yes | Yes | 2011-01-21 |  | 0
TRUE | CZF02413 | 3871 | 3917577 | YORK BY JOHNSON CONTROLS | CZF02413 | AC | Split System: Air-Cooled Condensing Unit, Coil Alone | CZF02413 |  | FC/MC/PC35+TXV | 12.25 | 14.5 | Yes | Yes | 2011-01-21 |  | 0
FALSE | CZF02413 | 3871 | 3917584 | YORK BY JOHNSON CONTROLS | CZF02413 | AC | Split System: Air-Cooled Condensing Unit, Coil with Blower | CZF02413 |  | AHP30+TXV | 12 | 14.5 | Yes | Yes | 2011-01-21 |  | 0
FALSE | CZF02413 | 3871 | 3917585 | YORK BY JOHNSON CONTROLS | CZF02413 | AC | Split System: Air-Cooled Condensing Unit, Coil with Blower | CZF02413 |  | AHX24+TXV | 13.5 | 16.75 | Yes | Yes | 2011-01-21 |  | 2
FALSE | CZF02413 | 3871 | 3917586 | YORK BY JOHNSON CONTROLS | CZF02413 | AC | Split System: Air-Cooled Condensing Unit, Coil with Blower | CZF02413 |  | AHX30+TXV | 13.75 | 17 | Yes | Yes | 2011-01-21 |  | 2
FALSE | CZF02413 | 3871 | 3917587 | YORK BY JOHNSON CONTROLS | CZF02413 | AC | Split System: Air-Cooled Condensing Unit, Coil with Blower | CZF02413 |  | AHX36+TXV | 13.25 | 16.5 | Yes | Yes | 2011-01-21 |  | 2
FALSE | CZF02413 | 3871 | 3917590 | YORK BY JOHNSON CONTROLS | CZF02413 | AC | Split System: Air-Cooled Condensing Unit, Coil with Blower | CZF02413 |  | F6FP030+TXV | 13.25 | 16.5 | Yes | Yes | 2011-01-21 |  | 2
FALSE | CZF02413 | 3871 | 3917591 | YORK BY JOHNSON CONTROLS | CZF02413 | AC | Split System: Air-Cooled Condensing Unit, Coil with Blower | CZF02413 |  | F6FP036+TXV | 13.5 | 16.75 | Yes | Yes | 2011-01-21 |  | 2
FALSE | CZF02413 | 3871 | 3919271 | COLEMAN BY JOHNSON CONTROLS | AC6B024F3 | AC | Split System: Air-Cooled Condensing Unit, Coil with Blower | CZF02413 |  | AHP30+TXV | 12 | 14.5 | Yes | Yes | 2011-02-28 |  | 0
FALSE | CZF02413 | 3871 | 3919272 | COLEMAN BY JOHNSON CONTROLS | AC6B024F3 | AC | Split System: Air-Cooled Condensing Unit, Coil with Blower | CZF02413 |  | AHX24+TXV | 13.5 | 16.75 | Yes | Yes | 2011-02-28 |  | 2
FALSE | CZF02413 | 3871 | 3919273 | COLEMAN BY JOHNSON CONTROLS | AC6B024F3 | AC | Split System: Air-Cooled Condensing Unit, Coil with Blower | CZF02413 |  | AHX30+TXV | 13.75 | 17 | Yes | Yes | 2011-02-28 |  | 2
FALSE | CZF02413 | 3871 | 3919274 | COLEMAN BY JOHNSON CONTROLS | AC6B024F3 | AC | Split System: Air-Cooled Condensing Unit, Coil with Blower | CZF02413 |  | AHX36+TXV | 13.25 | 16.5 | Yes | Yes | 2011-02-28 |  | 2
FALSE | CZF02413 | 3871 | 3919279 | COLEMAN BY JOHNSON CONTROLS | AC6B024F3 | AC | Split System: Air-Cooled Condensing Unit, Coil with Blower | CZF02413 |  | F6FP030+TXV | 13.25 | 16.5 | Yes | Yes | 2011-02-28 |  | 2
FALSE | CZF02413 | 3871 | 3919280 | COLEMAN BY JOHNSON CONTROLS | AC6B024F3 | AC | Split System: Air-Cooled Condensing Unit, Coil with Blower | CZF02413 |  | F6FP036+TXV | 13.5 | 16.75 | Yes | Yes | 2011-02-28 |  | 2
FALSE | CZF02413 | 3871 | 3919385 | LUXAIRE BY JOHNSON CONTROLS | AL6B024F3 | AC | Split System: Air-Cooled Condensing Unit, Coil with Blower | CZF02413 |  | AHP30+TXV | 12 | 14.5 | Yes | Yes | 2011-02-28 |  | 0
FALSE | CZF02413 | 3871 | 3919386 | LUXAIRE BY JOHNSON CONTROLS | AL6B024F3 | AC | Split System: Air-Cooled Condensing Unit, Coil with Blower | CZF02413 |  | AHX24+TXV | 13.5 | 16.75 | Yes | Yes | 2011-02-28 |  | 2
FALSE | CZF02413 | 3871 | 3919387 | LUXAIRE BY JOHNSON CONTROLS | AL6B024F3 | AC | Split System: Air-Cooled Condensing Unit, Coil with Blower | CZF02413 |  | AHX30+TXV | 13.75 | 17 | Yes | Yes | 2011-02-28 |  | 2
FALSE | CZF02413 | 3871 | 3919388 | LUXAIRE BY JOHNSON CONTROLS | AL6B024F3 | AC | Split System: Air-Cooled Condensing Unit, Coil with Blower | CZF02413 |  | AHX36+TXV | 13.25 | 16.5 | Yes | Yes | 2011-02-28 |  | 2
FALSE | CZF02413 | 3871 | 3919393 | LUXAIRE BY JOHNSON CONTROLS | AL6B024F3 | AC | Split System: Air-Cooled Condensing Unit, Coil with Blower | CZF02413 |  | F6FP030+TXV | 13.25 | 16.5 | Yes | Yes | 2011-02-28 |  | 2
FALSE | CZF02413 | 3871 | 3919394 | LUXAIRE BY JOHNSON CONTROLS | AL6B024F3 | AC | Split System: Air-Cooled Condensing Unit, Coil with Blower | CZF02413 |  | F6FP036+TXV | 13.5 | 16.75 | Yes | Yes | 2011-02-28 |  | 2
TRUE | CZF02413 | 3871 | 3919452 | LUXAIRE BY JOHNSON CONTROLS | AL6B024F3 | AC | Split System: Air-Cooled Condensing Unit, Coil Alone | CZF02413 |  | FC/MC/PC35+TXV | 12.25 | 14.5 | Yes | Yes | 2011-02-28 |  | 0
FALSE | 14ACX-030-230-17 | 2250 | 3928667 | LENNOX INDUSTRIES, INC. | 14ACX-030-230-11 | AC | Split System: Air-Cooled Condensing Unit, Coil with Blower | 14ACX-030-230-11 |  | CH33-25+TDR+TXV | 13 | 15.5 | Yes | Yes | 2011-01-21 |  | 1
FALSE | 14ACX-030-230-17 | 2250 | 3928668 | LENNOX INDUSTRIES, INC. | 14ACX-030-230-11 | AC | Split System: Air-Cooled Condensing Unit, Coil with Blower | 14ACX-030-230-11 |  | CH33-31+TDR+TXV | 13 | 15.5 | Yes | Yes | 2011-01-21 |  | 1
FALSE | 14ACX-030-230-17 | 2250 | 3928669 | LENNOX INDUSTRIES, INC. | 14ACX-030-230-11 | AC | Split System: Air-Cooled Condensing Unit, Coil with Blower | 14ACX-030-230-11 |  | CH33-31+TDR+TXV | 13.5 | 16 | Yes | Yes | 2011-01-21 |  | 2
FALSE | 14ACX-030-230-17 | 2250 | 3928670 | LENNOX INDUSTRIES, INC. | 14ACX-030-230-11 | AC | Split System: Air-Cooled Condensing Unit, Coil with Blower | 14ACX-030-230-11 |  | CH33-36+TDR+TXV | 12.5 | 15 | Yes | Yes | 2011-01-21 |  | 1
FALSE | 14ACX-030-230-17 | 2250 | 3928671 | LENNOX INDUSTRIES, INC. | 14ACX-030-230-11 | AC | Split System: Air-Cooled Condensing Unit, Coil with Blower | 14ACX-030-230-11 |  | CH33-36+TDR+TXV | 13 | 15.5 | Yes | Yes | 2011-01-21 |  | 1
FALSE | 14ACX-030-230-17 | 2250 | 3928672 | LENNOX INDUSTRIES, INC. | 14ACX-030-230-11 | AC | Split System: Air-Cooled Condensing Unit, Coil with Blower | 14ACX-030-230-11 |  | CH33-42+TDR+TXV | 13 | 16 | Yes | Yes | 2011-01-21 |  | 2
FALSE | 14ACX-030-230-17 | 2250 | 3928673 | LENNOX INDUSTRIES, INC. | 14ACX-030-230-11 | AC | Split System: Air-Cooled Condensing Unit, Coil with Blower | 14ACX-030-230-11 |  | CH33-43+TDR+TXV | 13.5 | 16 | Yes | Yes | 2011-01-21 |  | 2
FALSE | 14ACX-030-230-17 | 2250 | 3928676 | LENNOX INDUSTRIES, INC. | 14ACX-030-230-11 | AC | Split System: Air-Cooled Condensing Unit, Coil with Blower | 14ACX-030-230-11 |  | CR33-30/36+TDR+TXV | 12.5 | 15 | Yes | Yes | 2011-01-21 |  | 1
FALSE | 14ACX-030-230-17 | 2250 | 3928677 | LENNOX INDUSTRIES, INC. | 14ACX-030-230-11 | AC | Split System: Air-Cooled Condensing Unit, Coil with Blower | 14ACX-030-230-11 |  | CR33-30/36+TDR+TXV | 13 | 15 | Yes | Yes | 2011-01-21 |  | 1
FALSE | 14ACX-036-230-15 | 2264 | 3928678 | LENNOX INDUSTRIES, INC. | 14ACX-036-230-11 | AC | Split System: Air-Cooled Condensing Unit, Coil with Blower | 14ACX-036-230-11 |  | CX34-31+TDR | 12.5 | 15 | Yes | Yes | 2011-01-21 |  | 1
FALSE | 14ACX-036-230-15 | 2264 | 3928679 | LENNOX INDUSTRIES, INC. | 14ACX-036-230-11 | AC | Split System: Air-Cooled Condensing Unit, Coil with Blower | 14ACX-036-230-11 |  | CX34-31+TDR | 13 | 15.5 | Yes | Yes | 2011-01-21 |  | 1
FALSE | 14ACX-036-230-15 | 2264 | 3928680 | LENNOX INDUSTRIES, INC. | 14ACX-036-230-11 | AC | Split System: Air-Cooled Condensing Unit, Coil with Blower | 14ACX-036-230-11 |  | CX34-31+TDR | 12.5 | 15 | Yes | Yes | 2011-01-21 |  | 1
FALSE | 14ACX-036-230-15 | 2264 | 3928681 | LENNOX INDUSTRIES, INC. | 14ACX-036-230-11 | AC | Split System: Air-Cooled Condensing Unit, Coil with Blower | 14ACX-036-230-11 |  | CX34-36+TDR | 12.5 | 15 | Yes | Yes | 2011-01-21 |  | 1
FALSE | 14ACX-036-230-15 | 2264 | 3928682 | LENNOX INDUSTRIES, INC. | 14ACX-036-230-11 | AC | Split System: Air-Cooled Condensing Unit, Coil with Blower | 14ACX-036-230-11 |  | CX34-36+TDR | 12.5 | 15 | Yes | Yes | 2011-01-21 |  | 1
FALSE | 14ACX-036-230-15 | 2264 | 3928683 | LENNOX INDUSTRIES, INC. | 14ACX-036-230-11 | AC | Split System: Air-Cooled Condensing Unit, Coil with Blower | 14ACX-036-230-11 |  | CX34-36+TDR | 12.5 | 15 | Yes | Yes | 2011-01-21 |  | 1
FALSE | 14ACX-036-230-15 | 2264 | 3928684 | LENNOX INDUSTRIES, INC. | 14ACX-036-230-11 | AC | Split System: Air-Cooled Condensing Unit, Coil with Blower | 14ACX-036-230-11 |  | CX34-38+TDR | 12.5 | 15.5 | Yes | Yes | 2011-01-21 |  | 1
FALSE | 14ACX-036-230-15 | 2264 | 3928685 | LENNOX INDUSTRIES, INC. | 14ACX-036-230-11 | AC | Split System: Air-Cooled Condensing Unit, Coil with Blower | 14ACX-036-230-11 |  | CX34-38+TDR | 13 | 15.7 | Yes | Yes | 2011-01-21 |  | 1
FALSE | 14ACX-036-230-15 | 2264 | 3928686 | LENNOX INDUSTRIES, INC. | 14ACX-036-230-11 | AC | Split System: Air-Cooled Condensing Unit, Coil with Blower | 14ACX-036-230-11 |  | CX34-38+TDR | 13 | 15.5 | Yes | Yes | 2011-01-21 |  | 1
FALSE | 14ACX-036-230-15 | 2264 | 3928704 | LENNOX INDUSTRIES, INC. | 14ACX-036-230-11 | AC | Split System: Air-Cooled Condensing Unit, Coil with Blower | 14ACX-036-230-11 |  | CH33-36+TDR+TXV | 12 | 14.5 | Yes | Yes | 2011-01-21 |  | 0
FALSE | 14ACX-036-230-15 | 2264 | 3928705 | LENNOX INDUSTRIES, INC. | 14ACX-036-230-11 | AC | Split System: Air-Cooled Condensing Unit, Coil with Blower | 14ACX-036-230-11 |  | CH33-36+TDR+TXV | 12.5 | 15 | Yes | Yes | 2011-01-21 |  | 1
FALSE | 14ACX-036-230-15 | 2264 | 3928706 | LENNOX INDUSTRIES, INC. | 14ACX-036-230-11 | AC | Split System: Air-Cooled Condensing Unit, Coil with Blower | 14ACX-036-230-11 |  | CH33-36+TDR+TXV | 12.5 | 15 | Yes | Yes | 2011-01-21 |  | 1
FALSE | 14ACX-036-230-15 | 2264 | 3928707 | LENNOX INDUSTRIES, INC. | 14ACX-036-230-11 | AC | Split System: Air-Cooled Condensing Unit, Coil with Blower | 14ACX-036-230-11 |  | CH33-42+TDR+TXV | 13 | 15.5 | Yes | Yes | 2011-01-21 |  | 1
FALSE | 14ACX-036-230-15 | 2264 | 3928708 | LENNOX INDUSTRIES, INC. | 14ACX-036-230-11 | AC | Split System: Air-Cooled Condensing Unit, Coil with Blower | 14ACX-036-230-11 |  | CH33-42+TDR+TXV | 12.5 | 15 | Yes | Yes | 2011-01-21 |  | 1
FALSE | 14ACX-036-230-15 | 2264 | 3928709 | LENNOX INDUSTRIES, INC. | 14ACX-036-230-11 | AC | Split System: Air-Cooled Condensing Unit, Coil with Blower | 14ACX-036-230-11 |  | CH33-43+TDR+TXV | 13 | 16 | Yes | Yes | 2011-01-21 |  | 2
FALSE | 14ACX-036-230-15 | 2264 | 3928710 | LENNOX INDUSTRIES, INC. | 14ACX-036-230-11 | AC | Split System: Air-Cooled Condensing Unit, Coil with Blower | 14ACX-036-230-11 |  | CH33-43+TDR+TXV | 13 | 15.5 | Yes | Yes | 2011-01-21 |  | 1
FALSE | 14ACX-036-230-15 | 2264 | 3928711 | LENNOX INDUSTRIES, INC. | 14ACX-036-230-11 | AC | Split System: Air-Cooled Condensing Unit, Coil with Blower | 14ACX-036-230-11 |  | CH33-43+TDR+TXV | 13 | 16 | Yes | Yes | 2011-01-21 |  | 2
FALSE | 14ACX-036-230-15 | 2264 | 3928712 | LENNOX INDUSTRIES, INC. | 14ACX-036-230-11 | AC | Split System: Air-Cooled Condensing Unit, Coil with Blower | 14ACX-036-230-11 |  | CH33-43+TDR+TXV | 13 | 15.5 | Yes | Yes | 2011-01-21 |  | 1
FALSE | 14ACX-036-230-15 | 2264 | 3928713 | LENNOX INDUSTRIES, INC. | 14ACX-036-230-11 | AC | Split System: Air-Cooled Condensing Unit, Coil with Blower | 14ACX-036-230-11 |  | CH33-44/48+TDR+TXV | 13 | 15.5 | Yes | Yes | 2011-01-21 |  | 1
FALSE | 14ACX-036-230-15 | 2264 | 3928714 | LENNOX INDUSTRIES, INC. | 14ACX-036-230-11 | AC | Split System: Air-Cooled Condensing Unit, Coil with Blower | 14ACX-036-230-11 |  | CH33-50/60C+TDR+TXV | 13 | 16 | Yes | Yes | 2011-01-21 |  | 2
FALSE | 14ACX-036-230-15 | 2264 | 3928715 | LENNOX INDUSTRIES, INC. | 14ACX-036-230-11 | AC | Split System: Air-Cooled Condensing Unit, Coil with Blower | 14ACX-036-230-11 |  | CH33-50/60C+TDR+TXV | 13 | 16 | Yes | Yes | 2011-01-21 |  | 2
FALSE | 14ACX-036-230-15 | 2264 | 3928716 | LENNOX INDUSTRIES, INC. | 14ACX-036-230-11 | AC | Split System: Air-Cooled Condensing Unit, Coil with Blower | 14ACX-036-230-11 |  | CR33-30/36+TDR+TXV | 12.5 | 15 | Yes | Yes | 2011-01-21 |  | 1
FALSE | 14ACX-036-230-15 | 2264 | 3928717 | LENNOX INDUSTRIES, INC. | 14ACX-036-230-11 | AC | Split System: Air-Cooled Condensing Unit, Coil with Blower | 14ACX-036-230-11 |  | CR33-30/36+TDR+TXV | 12.5 | 15 | Yes | Yes | 2011-01-21 |  | 1
FALSE | 14ACX-036-230-15 | 2264 | 3928718 | LENNOX INDUSTRIES, INC. | 14ACX-036-230-11 | AC | Split System: Air-Cooled Condensing Unit, Coil with Blower | 14ACX-036-230-11 |  | CR33-48+TDR+TXV | 12.5 | 15 | Yes | Yes | 2011-01-21 |  | 1
FALSE | 14ACX-036-230-15 | 2264 | 3928719 | LENNOX INDUSTRIES, INC. | 14ACX-036-230-11 | AC | Split System: Air-Cooled Condensing Unit, Coil with Blower | 14ACX-036-230-11 |  | CR33-48+TDR+TXV | 13 | 15.5 | Yes | Yes | 2011-01-21 |  | 1
FALSE | TSA042H4N4*Y | 2280 | 3928724 | LENNOX INDUSTRIES, INC. | 14ACX-042-230-11 | AC | Split System: Air-Cooled Condensing Unit, Coil with Blower | 14ACX-042-230-11 |  | CX34-38+TDR | 12 | 14.5 | Yes | Yes | 2011-01-21 |  | 0
FALSE | TSA042H4N4*Y | 2280 | 3928725 | LENNOX INDUSTRIES, INC. | 14ACX-042-230-11 | AC | Split System: Air-Cooled Condensing Unit, Coil with Blower | 14ACX-042-230-11 |  | CX34-38+TDR | 12.5 | 14.5 | Yes | Yes | 2011-01-21 |  | 0
FALSE | TSA042H4N4*Y | 2280 | 3928746 | LENNOX INDUSTRIES, INC. | 14ACX-042-230-11 | AC | Split System: Air-Cooled Condensing Unit, Coil with Blower | 14ACX-042-230-11 |  | CH33-43+TDR+TXV | 13 | 15 | Yes | Yes | 2011-01-21 |  | 1
FALSE | TSA042H4N4*Y | 2280 | 3928747 | LENNOX INDUSTRIES, INC. | 14ACX-042-230-11 | AC | Split System: Air-Cooled Condensing Unit, Coil with Blower | 14ACX-042-230-11 |  | CH33-43+TDR+TXV | 12.5 | 15 | Yes | Yes | 2011-01-21 |  | 1
FALSE | TSA042H4N4*Y | 2280 | 3928748 | LENNOX INDUSTRIES, INC. | 14ACX-042-230-11 | AC | Split System: Air-Cooled Condensing Unit, Coil with Blower | 14ACX-042-230-11 |  | CH33-44/48+TDR+TXV | 12 | 14.5 | Yes | Yes | 2011-01-21 |  | 0
FALSE | TSA042H4N4*Y | 2280 | 3928749 | LENNOX INDUSTRIES, INC. | 14ACX-042-230-11 | AC | Split System: Air-Cooled Condensing Unit, Coil with Blower | 14ACX-042-230-11 |  | CH33-44/48+TDR+TXV | 12.5 | 14.5 | Yes | Yes | 2011-01-21 |  | 0
FALSE | TSA042H4N4*Y | 2280 | 3928750 | LENNOX INDUSTRIES, INC. | 14ACX-042-230-11 | AC | Split System: Air-Cooled Condensing Unit, Coil with Blower | 14ACX-042-230-11 |  | CH33-48+TDR+TXV | 12.5 | 14.5 | Yes | Yes | 2011-01-21 |  | 0
FALSE | TSA042H4N4*Y | 2280 | 3928751 | LENNOX INDUSTRIES, INC. | 14ACX-042-230-11 | AC | Split System: Air-Cooled Condensing Unit, Coil with Blower | 14ACX-042-230-11 |  | CH33-48+TDR+TXV | 12.5 | 14.5 | Yes | Yes | 2011-01-21 |  | 0
FALSE | TSA042H4N4*Y | 2280 | 3928752 | LENNOX INDUSTRIES, INC. | 14ACX-042-230-11 | AC | Split System: Air-Cooled Condensing Unit, Coil with Blower | 14ACX-042-230-11 |  | CH33-49+TDR+TXV | 12.5 | 15 | Yes | Yes | 2011-01-21 |  | 1
FALSE | TSA042H4N4*Y | 2280 | 3928753 | LENNOX INDUSTRIES, INC. | 14ACX-042-230-11 | AC | Split System: Air-Cooled Condensing Unit, Coil with Blower | 14ACX-042-230-11 |  | CH33-49+TDR+TXV | 12.5 | 15 | Yes | Yes | 2011-01-21 |  | 1
FALSE | TSA042H4N4*Y | 2280 | 3928754 | LENNOX INDUSTRIES, INC. | 14ACX-042-230-11 | AC | Split System: Air-Cooled Condensing Unit, Coil with Blower | 14ACX-042-230-11 |  | CH33-50/60C+TDR+TXV | 12.5 | 15 | Yes | Yes | 2011-01-21 |  | 1
FALSE | TSA042H4N4*Y | 2280 | 3928755 | LENNOX INDUSTRIES, INC. | 14ACX-042-230-11 | AC | Split System: Air-Cooled Condensing Unit, Coil with Blower | 14ACX-042-230-11 |  | CH33-50/60C+TDR+TXV | 12.5 | 15 | Yes | Yes | 2011-01-21 |  | 1
FALSE | XC14-048-230-08 | 2298 | 3928758 | LENNOX INDUSTRIES, INC. | 14ACX-048-230-11 | AC | Split System: Air-Cooled Condensing Unit, Coil with Blower | 14ACX-048-230-11 |  | CX34-43+TDR | 12 | 14.5 | Yes | Yes | 2011-01-21 |  | 0
FALSE | XC14-048-230-08 | 2298 | 3928759 | LENNOX INDUSTRIES, INC. | 14ACX-048-230-11 | AC | Split System: Air-Cooled Condensing Unit, Coil with Blower | 14ACX-048-230-11 |  | CX34-43+TDR | 12 | 14.5 | Yes | Yes | 2011-01-21 |  | 0
FALSE | XC14-048-230-08 | 2298 | 3928762 | LENNOX INDUSTRIES, INC. | 14ACX-048-230-11 | AC | Split System: Air-Cooled Condensing Unit, Coil with Blower | 14ACX-048-230-11 |  | CX34-49+TDR | 12 | 14.5 | Yes | Yes | 2011-01-21 |  | 0
FALSE | XC14-048-230-08 | 2298 | 3928763 | LENNOX INDUSTRIES, INC. | 14ACX-048-230-11 | AC | Split System: Air-Cooled Condensing Unit, Coil with Blower | 14ACX-048-230-11 |  | CX34-49+TDR | 12 | 14.5 | Yes | Yes | 2011-01-21 |  | 0
FALSE | XC14-048-230-08 | 2298 | 3928766 | LENNOX INDUSTRIES, INC. | 14ACX-048-230-11 | AC | Split System: Air-Cooled Condensing Unit, Coil with Blower | 14ACX-048-230-11 |  | CX34-60D+TDR | 12.5 | 15 | Yes | Yes | 2011-01-21 |  | 1
FALSE | XC14-048-230-08 | 2298 | 3928767 | LENNOX INDUSTRIES, INC. | 14ACX-048-230-11 | AC | Split System: Air-Cooled Condensing Unit, Coil with Blower | 14ACX-048-230-11 |  | CX34-62C+TDR | 12.5 | 15 | Yes | Yes | 2011-01-21 |  | 1
FALSE | XC14-048-230-08 | 2298 | 3928768 | LENNOX INDUSTRIES, INC. | 14ACX-048-230-11 | AC | Split System: Air-Cooled Condensing Unit, Coil with Blower | 14ACX-048-230-11 |  | CX34-62C+TDR | 12.5 | 15 | Yes | Yes | 2011-01-21 |  | 1
FALSE | XC14-048-230-08 | 2298 | 3928769 | LENNOX INDUSTRIES, INC. | 14ACX-048-230-11 | AC | Split System: Air-Cooled Condensing Unit, Coil with Blower | 14ACX-048-230-11 |  | CX34-62D+TDR | 12.5 | 15 | Yes | Yes | 2011-01-21 |  | 1
FALSE | TSA042H4N4*Y | 2280 | 3928800 | LENNOX INDUSTRIES, INC. | 14ACX-042-230-11 | AC | Split System: Air-Cooled Condensing Unit, Coil with Blower | 14ACX-042-230-11 |  | CR33-50/60+TDR+TXV | 12.5 | 15 | Yes | Yes | 2011-01-21 |  | 1
FALSE | TSA042H4N4*Y | 2280 | 3928801 | LENNOX INDUSTRIES, INC. | 14ACX-042-230-11 | AC | Split System: Air-Cooled Condensing Unit, Coil with Blower | 14ACX-042-230-11 |  | CR33-50/60+TDR+TXV | 12.5 | 15 | Yes | Yes | 2011-01-21 |  | 1
FALSE | 14ACX-036-230-15 | 2264 | 3929140 | LENNOX INDUSTRIES, INC. | XC14-036-230-03 | AC | Split System: Air-Cooled Condensing Unit, Coil with Blower | XC14-036-230-03 |  | CX34-31+TDR | 12.7 | 15.2 | Yes | Yes | 2011-01-21 |  | 1
FALSE | 14ACX-036-230-15 | 2264 | 3929141 | LENNOX INDUSTRIES, INC. | XC14-036-230-03 | AC | Split System: Air-Cooled Condensing Unit, Coil with Blower | XC14-036-230-03 |  | CX34-31+TDR | 13 | 15.5 | Yes | Yes | 2011-01-21 |  | 1
FALSE | 14ACX-036-230-15 | 2264 | 3929142 | LENNOX INDUSTRIES, INC. | XC14-036-230-03 | AC | Split System: Air-Cooled Condensing Unit, Coil with Blower | XC14-036-230-03 |  | CX34-31+TDR | 12.7 | 15.2 | Yes | Yes | 2011-01-21 |  | 1
FALSE | 14ACX-036-230-15 | 2264 | 3929143 | LENNOX INDUSTRIES, INC. | XC14-036-230-03 | AC | Split System: Air-Cooled Condensing Unit, Coil with Blower | XC14-036-230-03 |  | CX34-36+TDR | 12.5 | 15 | Yes | Yes | 2011-01-21 |  | 1
FALSE | 14ACX-036-230-15 | 2264 | 3929144 | LENNOX INDUSTRIES, INC. | XC14-036-230-03 | AC | Split System: Air-Cooled Condensing Unit, Coil with Blower | XC14-036-230-03 |  | CX34-36+TDR | 12.7 | 15.2 | Yes | Yes | 2011-01-21 |  | 1
FALSE | 14ACX-036-230-15 | 2264 | 3929145 | LENNOX INDUSTRIES, INC. | XC14-036-230-03 | AC | Split System: Air-Cooled Condensing Unit, Coil with Blower | XC14-036-230-03 |  | CX34-36+TDR | 12.7 | 15.2 | Yes | Yes | 2011-01-21 |  | 1
FALSE | 14ACX-036-230-15 | 2264 | 3929146 | LENNOX INDUSTRIES, INC. | XC14-036-230-03 | AC | Split System: Air-Cooled Condensing Unit, Coil with Blower | XC14-036-230-03 |  | CX34-38+TDR | 12.7 | 15.5 | Yes | Yes | 2011-01-21 |  | 1
FALSE | 14ACX-036-230-15 | 2264 | 3929147 | LENNOX INDUSTRIES, INC. | XC14-036-230-03 | AC | Split System: Air-Cooled Condensing Unit, Coil with Blower | XC14-036-230-03 |  | CX34-38+TDR | 13.2 | 15.7 | Yes | Yes | 2011-01-21 |  | 1
FALSE | 14ACX-036-230-15 | 2264 | 3929148 | LENNOX INDUSTRIES, INC. | XC14-036-230-03 | AC | Split System: Air-Cooled Condensing Unit, Coil with Blower | XC14-036-230-03 |  | CX34-38+TDR | 13.2 | 15.7 | Yes | Yes | 2011-01-21 |  | 1
FALSE | 14ACX-036-230-15 | 2264 | 3929149 | LENNOX INDUSTRIES, INC. | XC14-036-230-03 | AC | Split System: Air-Cooled Condensing Unit, Coil with Blower | XC14-036-230-03 |  | CX34-42+TDR | 12.7 | 15.2 | Yes | Yes | 2011-01-21 |  | 1
FALSE | 14ACX-036-230-15 | 2264 | 3929150 | LENNOX INDUSTRIES, INC. | XC14-036-230-03 | AC | Split System: Air-Cooled Condensing Unit, Coil with Blower | XC14-036-230-03 |  | CX34-42+TDR | 12.7 | 15.2 | Yes | Yes | 2011-01-21 |  | 1
FALSE | 14ACX-036-230-15 | 2264 | 3929151 | LENNOX INDUSTRIES, INC. | XC14-036-230-03 | AC | Split System: Air-Cooled Condensing Unit, Coil with Blower | XC14-036-230-03 |  | CX34-43+TDR | 13.2 | 16 | Yes | Yes | 2011-01-21 |  | 2
FALSE | TSA042H4N4*Y | 2280 | 3929212 | LENNOX INDUSTRIES, INC. | XC14-042-230* | AC | Split System: Air-Cooled Condensing Unit, Coil with Blower | XC14-042-230* |  | CH33-48+TDR+TXV | 12.5 | 14.7 | Yes | Yes | 2011-01-21 |  | 0
FALSE | TSA042H4N4*Y | 2280 | 3929213 | LENNOX INDUSTRIES, INC. | XC14-042-230* | AC | Split System: Air-Cooled Condensing Unit, Coil with Blower | XC14-042-230* |  | CH33-48+TDR+TXV | 12.5 | 14.7 | Yes | Yes | 2011-01-21 |  | 0
FALSE | TSA042H4N4*Y | 2280 | 3929214 | LENNOX INDUSTRIES, INC. | XC14-042-230* | AC | Split System: Air-Cooled Condensing Unit, Coil with Blower | XC14-042-230* |  | CH33-49+TDR+TXV | 12.7 | 15 | Yes | Yes | 2011-01-21 |  | 1
FALSE | TSA042H4N4*Y | 2280 | 3929215 | LENNOX INDUSTRIES, INC. | XC14-042-230* | AC | Split System: Air-Cooled Condensing Unit, Coil with Blower | XC14-042-230* |  | CH33-49+TDR+TXV | 12.7 | 15 | Yes | Yes | 2011-01-21 |  | 1
FALSE | TSA042H4N4*Y | 2280 | 3929216 | LENNOX INDUSTRIES, INC. | XC14-042-230* | AC | Split System: Air-Cooled Condensing Unit, Coil with Blower | XC14-042-230* |  | CH33-50/60C+TDR+TXV | 12.7 | 15 | Yes | Yes | 2011-01-21 |  | 1
FALSE | TSA042H4N4*Y | 2280 | 3929217 | LENNOX INDUSTRIES, INC. | XC14-042-230* | AC | Split System: Air-Cooled Condensing Unit, Coil with Blower | XC14-042-230* |  | CH33-50/60C+TDR+TXV | 12.7 | 15 | Yes | Yes | 2011-01-21 |  | 1
FALSE | TSA042H4N4*Y | 2280 | 3929220 | LENNOX INDUSTRIES, INC. | XC14-042-230* | AC | Split System: Air-Cooled Condensing Unit, Coil with Blower | XC14-042-230* |  | CR33-50/60+TDR+TXV | 12.7 | 15 | Yes | Yes | 2011-01-21 |  | 1
FALSE | TSA042H4N4*Y | 2280 | 3929221 | LENNOX INDUSTRIES, INC. | XC14-042-230* | AC | Split System: Air-Cooled Condensing Unit, Coil with Blower | XC14-042-230* |  | CR33-50/60+TDR+TXV | 12.7 | 15 | Yes | Yes | 2011-01-21 |  | 1
FALSE | XC14-048-230-08 | 2298 | 3929222 | LENNOX INDUSTRIES, INC. | XC14-048-230* | AC | Split System: Air-Cooled Condensing Unit, Coil with Blower | XC14-048-230* |  | CX34-43+TDR | 12.2 | 14.7 | Yes | Yes | 2011-01-21 |  | 0
FALSE | XC14-048-230-08 | 2298 | 3929223 | LENNOX INDUSTRIES, INC. | XC14-048-230* | AC | Split System: Air-Cooled Condensing Unit, Coil with Blower | XC14-048-230* |  | CX34-43+TDR | 12.2 | 14.5 | Yes | Yes | 2011-01-21 |  | 0
FALSE | XC14-048-230-08 | 2298 | 3929226 | LENNOX INDUSTRIES, INC. | XC14-048-230* | AC | Split System: Air-Cooled Condensing Unit, Coil with Blower | XC14-048-230* |  | CX34-49+TDR | 12.2 | 14.7 | Yes | Yes | 2011-01-21 |  | 0
FALSE | XC14-048-230-08 | 2298 | 3929227 | LENNOX INDUSTRIES, INC. | XC14-048-230* | AC | Split System: Air-Cooled Condensing Unit, Coil with Blower | XC14-048-230* |  | CX34-49+TDR | 12.2 | 14.7 | Yes | Yes | 2011-01-21 |  | 0
FALSE | XC14-048-230-08 | 2298 | 3929230 | LENNOX INDUSTRIES, INC. | XC14-048-230* | AC | Split System: Air-Cooled Condensing Unit, Coil with Blower | XC14-048-230* |  | CX34-60D+TDR | 12.5 | 15 | Yes | Yes | 2011-01-21 |  | 1
FALSE | XC14-048-230-08 | 2298 | 3929231 | LENNOX INDUSTRIES, INC. | XC14-048-230* | AC | Split System: Air-Cooled Condensing Unit, Coil with Blower | XC14-048-230* |  | CX34-62C+TDR | 12.7 | 15.2 | Yes | Yes | 2011-01-21 |  | 1
FALSE | XC14-048-230-08 | 2298 | 3929232 | LENNOX INDUSTRIES, INC. | XC14-048-230* | AC | Split System: Air-Cooled Condensing Unit, Coil with Blower | XC14-048-230* |  | CX34-62C+TDR | 12.7 | 15.2 | Yes | Yes | 2011-01-21 |  | 1
FALSE | XC14-048-230-08 | 2298 | 3929233 | LENNOX INDUSTRIES, INC. | XC14-048-230* | AC | Split System: Air-Cooled Condensing Unit, Coil with Blower | XC14-048-230* |  | CX34-62D+TDR | 12.5 | 15 | Yes | Yes | 2011-01-21 |  | 1
FALSE | XC14-048-230-08 | 2298 | 3929234 | LENNOX INDUSTRIES, INC. | XC14-048-230* | AC | Split System: Air-Cooled Condensing Unit, Coil with Blower | XC14-048-230* |  | CH33-43+TDR+TXV | 12.2 | 14.5 | Yes | Yes | 2011-01-21 |  | 0
FALSE | XC14-048-230-08 | 2298 | 3929235 | LENNOX INDUSTRIES, INC. | XC14-048-230* | AC | Split System: Air-Cooled Condensing Unit, Coil with Blower | XC14-048-230* |  | CH33-43+TDR+TXV | 12 | 14.5 | Yes | Yes | 2011-01-21 |  | 0
FALSE | 14AJM49 | 4536 | 3930029 | RHEEM SALES COMPANY, INC. | 14AJM49 | AC | Split System: Air-Cooled Condensing Unit, Coil with Blower | 14AJM49 |  | RBHP-24+RCHL-48A1 | 13 | 16 | Yes | Yes | 2011-01-21 |  | 2
FALSE | 14AJM49 | 4536 | 3930030 | RUUD AIR CONDITIONING DIVISION | 14AJM49 | AC | Split System: Air-Cooled Condensing Unit, Coil with Blower | 14AJM49 |  | RBHP-24+RCHL-48A1 | 13 | 16 | Yes | Yes | 2011-03-08 |  | 2
FALSE | 14AJM49 | 4536 | 3930031 | RHEEM SALES COMPANY, INC. | 14AJM49 | AC | Split System: Air-Cooled Condensing Unit, Coil with Blower | 14AJM49 |  | RBHP-24+RCHL-48A1 | 13 | 16 | Yes | Yes | 2011-03-08 |  | 2
FALSE | 14AJM49 | 4536 | 3930032 | WEATHERKING AIR CONDITIONING DIVISION | 14AJM49 | AC | Split System: Air-Cooled Condensing Unit, Coil with Blower | 14AJM49 |  | RBHP-24+RCHL-48A1 | 13 | 16 | Yes | Yes | 2011-03-08 |  | 2
FALSE | TSA036S4N*G | 2270 | 3930213 | LENNOX INDUSTRIES, INC. | XC13-036-230-03 | AC | Split System: Air-Cooled Condensing Unit, Coil with Blower | XC13-036-230-03 |  | C33-38+TDR+TXV | 12 | 14.5 | Yes | Yes | 2011-01-21 |  | 0
FALSE | TSA036S4N*G | 2270 | 3930215 | LENNOX INDUSTRIES, INC. | XC13-036-230-03 | AC | Split System: Air-Cooled Condensing Unit, Coil with Blower | XC13-036-230-03 |  | C33-43+TDR+TXV | 12 | 14.5 | Yes | Yes | 2011-01-21 |  | 0
FALSE | TSA036S4N*G | 2270 | 3930216 | LENNOX INDUSTRIES, INC. | XC13-036-230-03 | AC | Split System: Air-Cooled Condensing Unit, Coil with Blower | XC13-036-230-03 |  | C33-43+TDR+TXV | 12 | 14.5 | Yes | Yes | 2011-01-21 |  | 0
FALSE | TSA036S4N*G | 2270 | 3930217 | LENNOX INDUSTRIES, INC. | XC13-036-230-03 | AC | Split System: Air-Cooled Condensing Unit, Coil with Blower | XC13-036-230-03 |  | C33-43+TDR+TXV | 12 | 14.5 | Yes | Yes | 2011-01-21 |  | 0
FALSE | TSA036S4N*G | 2270 | 3930218 | LENNOX INDUSTRIES, INC. | XC13-036-230-03 | AC | Split System: Air-Cooled Condensing Unit, Coil with Blower | XC13-036-230-03 |  | C33-43+TDR+TXV | 12 | 14.5 | Yes | Yes | 2011-01-21 |  | 0
FALSE | TSA036S4N*G | 2270 | 3930219 | LENNOX INDUSTRIES, INC. | XC13-036-230-03 | AC | Split System: Air-Cooled Condensing Unit, Coil with Blower | XC13-036-230-03 |  | C33-50/60C+TDR+TXV | 12 | 14.5 | Yes | Yes | 2011-01-21 |  | 0
FALSE | TSA036S4N*G | 2270 | 3930221 | LENNOX INDUSTRIES, INC. | XC13-036-230-03 | AC | Split System: Air-Cooled Condensing Unit, Coil with Blower | XC13-036-230-03 |  | CH33-43+TDR+TXV | 12 | 14.5 | Yes | Yes | 2011-01-21 |  | 0
FALSE | 4TTR6049B1 | 3692 | 3930739 | AMERICAN STANDARD, INC. | 4A7A5049E1 | AC | Split System: Air-Cooled Condensing Unit, Coil Alone | 4TTR5049E1 |  | 4TXCD010CC3 | 12 | 14.5 | Yes | Yes | 2011-02-28 |  | 0
FALSE | 4TTX6030H1 | 3530 | 3930882 | TRANE | 4TTX5030A1 | AC | Split System: Air-Cooled Condensing Unit, Coil with Blower | 4TTX5030A1 |  | 4TEE3C01A1 | 12.5 | 15.25 | Yes | Yes | 2011-01-21 |  | 1
FALSE | S4QD-024KC | 2686 | 3932180 | BROAN | ES4BD-024KB | AC | Split System: Air-Cooled Condensing Unit, Coil with Blower | S4BD-024KB |  | C6B(A,H)-X24(C,U)-A | 12.5 | 14.5 | Yes | Yes | 2011-02-08 |  | 0
FALSE | S4QD-024KC | 2686 | 3932181 | BROAN | ES4BD-024KB | AC | Split System: Air-Cooled Condensing Unit, Coil with Blower | S4BD-024KB |  | C6B(A,H)-X24(C,U)-B | 12.5 | 14.5 | Yes | Yes | 2011-02-08 |  | 0
FALSE | S4QD-030KC | 2692 | 3932185 | BROAN | ES4BD-030KB | AC | Split System: Air-Cooled Condensing Unit, Coil with Blower | S4BD-030KB |  | C6B(A,H)-X30(C,U)-A | 12.5 | 14.5 | Yes | Yes | 2011-02-08 |  | 0
FALSE | S4QD-030KC | 2692 | 3932186 | BROAN | ES4BD-030KB | AC | Split System: Air-Cooled Condensing Unit, Coil with Blower | S4BD-030KB |  | C6B(A,H)-X30(C,U)-B | 12.5 | 14.5 | Yes | Yes | 2011-02-08 |  | 0
FALSE | S4QD-030KC | 2692 | 3932187 | BROAN | ES4BD-030KB | AC | Split System: Air-Cooled Condensing Unit, Coil with Blower | S4BD-030KB |  | C6B(A,H)-X30(C,U)-C | 12.5 | 14.5 | Yes | Yes | 2011-02-08 |  | 0
FALSE | S4QD-024KC | 2686 | 3932198 | BROAN | ES4BD-024KB | AC | Split System: Air-Cooled Condensing Unit, Coil with Blower | S4BD-024KB |  | C6B(A,H)-X24(C,U)-A | 12.5 | 14.5 | Yes | Yes | 2011-02-08 |  | 0
FALSE | S4QD-024KC | 2686 | 3932199 | BROAN | ES4BD-024KB | AC | Split System: Air-Cooled Condensing Unit, Coil with Blower | S4BD-024KB |  | C6B(A,H)-X24(C,U)-B | 12.5 | 14.5 | Yes | Yes | 2011-02-08 |  | 0
FALSE | S4QD-030KC | 2692 | 3932203 | BROAN | ES4BD-030KB | AC | Split System: Air-Cooled Condensing Unit, Coil with Blower | S4BD-030KB |  | C6B(A,H)-X30(C,U)-A | 12.5 | 14.5 | Yes | Yes | 2011-02-08 |  | 0
FALSE | S4QD-030KC | 2692 | 3932204 | BROAN | ES4BD-030KB | AC | Split System: Air-Cooled Condensing Unit, Coil with Blower | S4BD-030KB |  | C6B(A,H)-X30(C,U)-B | 12.5 | 14.5 | Yes | Yes | 2011-02-08 |  | 0
FALSE | S4QD-030KC | 2692 | 3932205 | BROAN | ES4BD-030KB | AC | Split System: Air-Cooled Condensing Unit, Coil with Blower | S4BD-030KB |  | C6B(A,H)-X30(C,U)-C | 12.5 | 14.5 | Yes | Yes | 2011-02-08 |  | 0
FALSE | 4A7A7060A1 | 289 | 3933276 | AMERICAN STANDARD, INC. | 4A7A6060E1 | AC | Split System: Air-Cooled Condensing Unit, Coil with Blower | 4A7A6060E1 |  | 4TXCC008CC3 | 12 | 15.5 | Yes | Yes | 2011-01-21 |  | 0
FALSE | 4A7A7060A1 | 289 | 3933277 | AMERICAN STANDARD, INC. | 4A7A6060E1 | AC | Split System: Air-Cooled Condensing Unit, Coil with Blower | 4A7A6060E1 |  | 4TXCC008CC3 | 12 | 15 | Yes | Yes | 2011-01-21 |  | 0
FALSE | 4A7A7060A1 | 289 | 3933278 | AMERICAN STANDARD, INC. | 4A7A6060E1 | AC | Split System: Air-Cooled Condensing Unit, Coil with Blower | 4A7A6060E1 |  | 4TXCC008CC3 | 12 | 15.5 | Yes | Yes | 2011-01-21 |  | 0
FALSE | 4A7A7060A1 | 289 | 3933282 | AMERICAN STANDARD, INC. | 4A7A6060E1 | AC | Split System: Air-Cooled Condensing Unit, Coil with Blower | 4A7A6060E1 |  | 4TXCC008CC3 | 12 | 15 | Yes | Yes | 2011-01-21 |  | 0
FALSE | 4A7A7060A1 | 289 | 3933284 | AMERICAN STANDARD, INC. | 4A7A6060E1 | AC | Split System: Air-Cooled Condensing Unit, Coil with Blower | 4A7A6060E1 |  | 4TXCC060BC3 | 12 | 15 | Yes | Yes | 2011-01-21 |  | 0
FALSE | 4A7A7060A1 | 289 | 3933285 | AMERICAN STANDARD, INC. | 4A7A6060E1 | AC | Split System: Air-Cooled Condensing Unit, Coil with Blower | 4A7A6060E1 |  | 4TXCC060BC3 | 12 | 15 | Yes | Yes | 2011-01-21 |  | 0
FALSE | 4A7A7060A1 | 289 | 3933290 | AMERICAN STANDARD, INC. | 4A7A6060E1 | AC | Split System: Air-Cooled Condensing Unit, Coil with Blower | 4A7A6060E1 |  | 4TXCC060BC3 | 12 | 15 | Yes | Yes | 2011-01-21 |  | 0
FALSE | 4A7A7060A1 | 289 | 3933291 | AMERICAN STANDARD, INC. | 4A7A6060E1 | AC | Split System: Air-Cooled Condensing Unit, Coil with Blower | 4A7A6060E1 |  | 4TXCC060BC3 | 12 | 15 | Yes | Yes | 2011-01-21 |  | 0
FALSE | 4A7A7060A1 | 289 | 3933301 | AMERICAN STANDARD, INC. | 4A7A6060E1 | AC | Split System: Air-Cooled Condensing Unit, Coil with Blower | 4A7A6060E1 |  | 4TXCC060BC3 | 12 | 14.5 | Yes | Yes | 2011-01-21 |  | 0
FALSE | 4A7A7060A1 | 289 | 3933302 | AMERICAN STANDARD, INC. | 4A7A6060E1 | AC | Split System: Air-Cooled Condensing Unit, Coil with Blower | 4A7A6060E1 |  | 4TXCC060BC3 | 12 | 15 | Yes | Yes | 2011-01-21 |  | 0
FALSE | 4A7A7060A1 | 289 | 3933304 | AMERICAN STANDARD, INC. | 4A7A6060E1 | AC | Split System: Air-Cooled Condensing Unit, Coil with Blower | 4A7A6060E1 |  | 4TXCC060BC3 | 12 | 15 | Yes | Yes | 2011-01-21 |  | 0
FALSE | 4A7A7060A1 | 289 | 3933305 | AMERICAN STANDARD, INC. | 4A7A6060E1 | AC | Split System: Air-Cooled Condensing Unit, Coil with Blower | 4A7A6060E1 |  | 4TXCC060BC3 | 12 | 15 | Yes | Yes | 2011-01-21 |  | 0
FALSE | 4A7A7060A1 | 289 | 3933307 | AMERICAN STANDARD, INC. | 4A7A6060E1 | AC | Split System: Air-Cooled Condensing Unit, Coil with Blower | 4A7A6060E1 |  | 4TXCC060BC3 | 12 | 15 | Yes | Yes | 2011-01-21 |  | 0
FALSE | 4A7A7060A1 | 289 | 3933308 | AMERICAN STANDARD, INC. | 4A7A6060E1 | AC | Split System: Air-Cooled Condensing Unit, Coil with Blower | 4A7A6060E1 |  | 4TXCC060BC3 | 12 | 15 | Yes | Yes | 2011-01-21 |  | 0
FALSE | 4A7A7060A1 | 289 | 3933311 | AMERICAN STANDARD, INC. | 4A7A6060E1 | AC | Split System: Air-Cooled Condensing Unit, Coil with Blower | 4A7A6060E1 |  | 4TXCC060BC3 | 12 | 15 | Yes | Yes | 2011-01-21 |  | 0
FALSE | 4A7A7060A1 | 289 | 3933313 | AMERICAN STANDARD, INC. | 4A7A6060E1 | AC | Split System: Air-Cooled Condensing Unit, Coil with Blower | 4A7A6060E1 |  | 4TXCD009CC3 | 12 | 15 | Yes | Yes | 2011-01-21 |  | 0
FALSE | 4A7A7060A1 | 289 | 3933316 | AMERICAN STANDARD, INC. | 4A7A6060E1 | AC | Split System: Air-Cooled Condensing Unit, Coil with Blower | 4A7A6060E1 |  | 4TXCD009CC3 | 12 | 15.5 | Yes | Yes | 2011-01-21 |  | 0
FALSE | 4A7A7060A1 | 289 | 3933317 | AMERICAN STANDARD, INC. | 4A7A6060E1 | AC | Split System: Air-Cooled Condensing Unit, Coil with Blower | 4A7A6060E1 |  | 4TXCD009CC3 | 12 | 15 | Yes | Yes | 2011-01-21 |  | 0
FALSE | 4A7A7060A1 | 289 | 3933319 | AMERICAN STANDARD, INC. | 4A7A6060E1 | AC | Split System: Air-Cooled Condensing Unit, Coil with Blower | 4A7A6060E1 |  | 4TXCD009CC3 | 12 | 15.5 | Yes | Yes | 2011-01-21 |  | 0
FALSE | 4A7A7060A1 | 289 | 3933320 | AMERICAN STANDARD, INC. | 4A7A6060E1 | AC | Split System: Air-Cooled Condensing Unit, Coil with Blower | 4A7A6060E1 |  | 4TXCD009CC3 | 12 | 15.5 | Yes | Yes | 2011-01-21 |  | 0
FALSE | 4A7A7060A1 | 289 | 3933580 | TRANE | 4TTX6060E1 | AC | Split System: Air-Cooled Condensing Unit, Coil with Blower | 4A7A6060E1 |  | 4TXCD010CC3 | 12 | 15 | Yes | Yes | 2011-03-16 |  | 0
FALSE | 4A7A7060A1 | 289 | 3933581 | TRANE | 4TTX6060E1 | AC | Split System: Air-Cooled Condensing Unit, Coil with Blower | 4A7A6060E1 |  | 4TXCD010CC3 | 12 | 15 | Yes | Yes | 2011-03-16 |  | 0
FALSE | 4A7A7060A1 | 289 | 3933582 | TRANE | 4TTX6060E1 | AC | Split System: Air-Cooled Condensing Unit, Coil with Blower | 4A7A6060E1 |  | 4TXCD010CC3 | 12 | 15 | Yes | Yes | 2011-03-16 |  | 0
FALSE | 4A7A7060A1 | 289 | 3933583 | TRANE | 4TTX6060E1 | AC | Split System: Air-Cooled Condensing Unit, Coil with Blower | 4A7A6060E1 |  | 4TXCD010CC3 | 12 | 15.5 | Yes | Yes | 2011-03-16 |  | 0
FALSE | 4A7A7060A1 | 289 | 3933584 | TRANE | 4TTX6060E1 | AC | Split System: Air-Cooled Condensing Unit, Coil with Blower | 4A7A6060E1 |  | 4TXCD010CC3 | 12 | 15 | Yes | Yes | 2011-03-16 |  | 0
FALSE | 4A7A7060A1 | 289 | 3933590 | TRANE | 4TTX6060E1 | AC | Split System: Air-Cooled Condensing Unit, Coil with Blower | 4A7A6060E1 |  | 4TXCD010CC3 | 12 | 15 | Yes | Yes | 2011-03-16 |  | 0
FALSE | 4A7A7060A1 | 289 | 3933592 | TRANE | 4TTX6060E1 | AC | Split System: Air-Cooled Condensing Unit, Coil with Blower | 4A7A6060E1 |  | 4TXCD061BC3 | 12 | 15 | Yes | Yes | 2011-03-16 |  | 0
FALSE | 4A7A7060A1 | 289 | 3933593 | TRANE | 4TTX6060E1 | AC | Split System: Air-Cooled Condensing Unit, Coil with Blower | 4A7A6060E1 |  | 4TXCD061BC3 | 12 | 15 | Yes | Yes | 2011-03-16 |  | 0
FALSE | 4A7A7060A1 | 289 | 3933594 | TRANE | 4TTX6060E1 | AC | Split System: Air-Cooled Condensing Unit, Coil with Blower | 4A7A6060E1 |  | 4TXCD061BC3 | 12 | 15 | Yes | Yes | 2011-03-16 |  | 0
FALSE | 4A7A7060A1 | 289 | 3933595 | TRANE | 4TTX6060E1 | AC | Split System: Air-Cooled Condensing Unit, Coil with Blower | 4A7A6060E1 |  | 4TXCD061BC3 | 12 | 15 | Yes | Yes | 2011-03-16 |  | 0
FALSE | 4A7A7060A1 | 289 | 3933596 | TRANE | 4TTX6060E1 | AC | Split System: Air-Cooled Condensing Unit, Coil with Blower | 4A7A6060E1 |  | 4TXCD061BC3 | 12 | 15 | Yes | Yes | 2011-03-16 |  | 0
FALSE | 4A7A7060A1 | 289 | 3933597 | TRANE | 4TTX6060E1 | AC | Split System: Air-Cooled Condensing Unit, Coil with Blower | 4A7A6060E1 |  | 4TXCD061BC3 | 12 | 15 | Yes | Yes | 2011-03-16 |  | 0
FALSE | 4A7A7060A1 | 289 | 3933598 | TRANE | 4TTX6060E1 | AC | Split System: Air-Cooled Condensing Unit, Coil with Blower | 4A7A6060E1 |  | 4TXCD061BC3 | 12 | 15 | Yes | Yes | 2011-03-16 |  | 0
FALSE | 4A7A7060A1 | 289 | 3933602 | TRANE | 4TTX6060E1 | AC | Split System: Air-Cooled Condensing Unit, Coil with Blower | 4A7A6060E1 |  | 4TXCD061BC3 | 12 | 14.5 | Yes | Yes | 2011-03-16 |  | 0
FALSE | 4A7A7060A1 | 289 | 3933603 | TRANE | 4TTX6060E1 | AC | Split System: Air-Cooled Condensing Unit, Coil with Blower | 4A7A6060E1 |  | 4TXCD061BC3 | 12 | 15 | Yes | Yes | 2011-03-16 |  | 0
FALSE | 4A7A7060A1 | 289 | 3933605 | TRANE | 4TTX6060E1 | AC | Split System: Air-Cooled Condensing Unit, Coil with Blower | 4A7A6060E1 |  | 4TXCD061BC3 | 12 | 15 | Yes | Yes | 2011-03-16 |  | 0
FALSE | 4A7A7060A1 | 289 | 3933606 | TRANE | 4TTX6060E1 | AC | Split System: Air-Cooled Condensing Unit, Coil with Blower | 4A7A6060E1 |  | 4TXCD061BC3 | 12 | 14.5 | Yes | Yes | 2011-03-16 |  | 0
FALSE | 4A7A7060A1 | 289 | 3933609 | TRANE | 4TTX6060E1 | AC | Split System: Air-Cooled Condensing Unit, Coil with Blower | 4A7A6060E1 |  | 4TXCD061BC3 | 12 | 15 | Yes | Yes | 2011-03-16 |  | 0
FALSE | 4A7A7060A1 | 289 | 3933610 | TRANE | 4TTX6060E1 | AC | Split System: Air-Cooled Condensing Unit, Coil with Blower | 4A7A6060E1 |  | 4TXCD061BC3 | 12 | 15 | Yes | Yes | 2011-03-16 |  | 0
FALSE | 4A7A7060A1 | 289 | 3933611 | TRANE | 4TTX6060E1 | AC | Split System: Air-Cooled Condensing Unit, Coil with Blower | 4A7A6060E1 |  | 4TXCD061BC3 | 12 | 15 | Yes | Yes | 2011-03-16 |  | 0
FALSE | 4A7A7060A1 | 289 | 3933536 | TRANE | 4TTX6060E1 | AC | Split System: Air-Cooled Condensing Unit, Coil with Blower | 4A7A6060E1 |  | 4TXCC060BC3 | 12 | 15 | Yes | Yes | 2011-03-16 |  | 0
FALSE | 4A7A7060A1 | 289 | 3933537 | TRANE | 4TTX6060E1 | AC | Split System: Air-Cooled Condensing Unit, Coil with Blower | 4A7A6060E1 |  | 4TXCC060BC3 | 12 | 15 | Yes | Yes | 2011-03-16 |  | 0
FALSE | 4A7A7060A1 | 289 | 3933538 | TRANE | 4TTX6060E1 | AC | Split System: Air-Cooled Condensing Unit, Coil with Blower | 4A7A6060E1 |  | 4TXCC060BC3 | 12 | 15 | Yes | Yes | 2011-03-16 |  | 0
FALSE | 4A7A7060A1 | 289 | 3933541 | TRANE | 4TTX6060E1 | AC | Split System: Air-Cooled Condensing Unit, Coil with Blower | 4A7A6060E1 |  | 4TXCC060BC3 | 12 | 15 | Yes | Yes | 2011-03-16 |  | 0
FALSE | 4A7A7060A1 | 289 | 3933542 | TRANE | 4TTX6060E1 | AC | Split System: Air-Cooled Condensing Unit, Coil with Blower | 4A7A6060E1 |  | 4TXCC060BC3 | 12 | 15 | Yes | Yes | 2011-03-16 |  | 0
FALSE | 4A7A7060A1 | 289 | 3933547 | TRANE | 4TTX6060E1 | AC | Split System: Air-Cooled Condensing Unit, Coil with Blower | 4A7A6060E1 |  | 4TXCC060BC3 | 12 | 15 | Yes | Yes | 2011-03-16 |  | 0
FALSE | 4A7A7060A1 | 289 | 3933548 | TRANE | 4TTX6060E1 | AC | Split System: Air-Cooled Condensing Unit, Coil with Blower | 4A7A6060E1 |  | 4TXCC060BC3 | 12 | 15 | Yes | Yes | 2011-03-16 |  | 0
FALSE | 4A7A7060A1 | 289 | 3933551 | TRANE | 4TTX6060E1 | AC | Split System: Air-Cooled Condensing Unit, Coil with Blower | 4A7A6060E1 |  | 4TXCC060BC3 | 12 | 15 | Yes | Yes | 2011-03-16 |  | 0
FALSE | 4A7A7060A1 | 289 | 3933552 | TRANE | 4TTX6060E1 | AC | Split System: Air-Cooled Condensing Unit, Coil with Blower | 4A7A6060E1 |  | 4TXCC060BC3 | 12 | 14.5 | Yes | Yes | 2011-03-16 |  | 0
FALSE | 4A7A7060A1 | 289 | 3933553 | TRANE | 4TTX6060E1 | AC | Split System: Air-Cooled Condensing Unit, Coil with Blower | 4A7A6060E1 |  | 4TXCC060BC3 | 12 | 14.5 | Yes | Yes | 2011-03-16 |  | 0
FALSE | 4A7A7060A1 | 289 | 3933554 | TRANE | 4TTX6060E1 | AC | Split System: Air-Cooled Condensing Unit, Coil with Blower | 4A7A6060E1 |  | 4TXCC060BC3 | 12 | 15 | Yes | Yes | 2011-03-16 |  | 0
FALSE | 4A7A7060A1 | 289 | 3933556 | TRANE | 4TTX6060E1 | AC | Split System: Air-Cooled Condensing Unit, Coil with Blower | 4A7A6060E1 |  | 4TXCC060BC3 | 12 | 15 | Yes | Yes | 2011-03-16 |  | 0
FALSE | 4A7A7060A1 | 289 | 3933557 | TRANE | 4TTX6060E1 | AC | Split System: Air-Cooled Condensing Unit, Coil with Blower | 4A7A6060E1 |  | 4TXCC060BC3 | 12 | 15 | Yes | Yes | 2011-03-16 |  | 0
FALSE | 4A7A7060A1 | 289 | 3933558 | TRANE | 4TTX6060E1 | AC | Split System: Air-Cooled Condensing Unit, Coil with Blower | 4A7A6060E1 |  | 4TXCC060BC3 | 12 | 15 | Yes | Yes | 2011-03-16 |  | 0
FALSE | 4A7A7060A1 | 289 | 3933559 | TRANE | 4TTX6060E1 | AC | Split System: Air-Cooled Condensing Unit, Coil with Blower | 4A7A6060E1 |  | 4TXCC060BC3 | 12 | 15 | Yes | Yes | 2011-03-16 |  | 0
FALSE | 4A7A7060A1 | 289 | 3933560 | TRANE | 4TTX6060E1 | AC | Split System: Air-Cooled Condensing Unit, Coil with Blower | 4A7A6060E1 |  | 4TXCC060BC3 | 12 | 15 | Yes | Yes | 2011-03-16 |  | 0
FALSE | 4A7A7060A1 | 289 | 3933563 | TRANE | 4TTX6060E1 | AC | Split System: Air-Cooled Condensing Unit, Coil with Blower | 4A7A6060E1 |  | 4TXCC060BC3 | 12 | 15 | Yes | Yes | 2011-03-16 |  | 0
FALSE | 4A7A7060A1 | 289 | 3933565 | TRANE | 4TTX6060E1 | AC | Split System: Air-Cooled Condensing Unit, Coil with Blower | 4A7A6060E1 |  | 4TXCD009CC3 | 12 | 15 | Yes | Yes | 2011-03-16 |  | 0
FALSE | 4A7A7060A1 | 289 | 3933566 | TRANE | 4TTX6060E1 | AC | Split System: Air-Cooled Condensing Unit, Coil with Blower | 4A7A6060E1 |  | 4TXCD009CC3 | 12 | 15 | Yes | Yes | 2011-03-16 |  | 0
FALSE | 4A7A7060A1 | 289 | 3933568 | TRANE | 4TTX6060E1 | AC | Split System: Air-Cooled Condensing Unit, Coil with Blower | 4A7A6060E1 |  | 4TXCD009CC3 | 12 | 15.5 | Yes | Yes | 2011-03-16 |  | 0
FALSE | 4A7A7060A1 | 289 | 3933569 | TRANE | 4TTX6060E1 | AC | Split System: Air-Cooled Condensing Unit, Coil with Blower | 4A7A6060E1 |  | 4TXCD009CC3 | 12 | 15 | Yes | Yes | 2011-03-16 |  | 0
FALSE | 4A7A7060A1 | 289 | 3933571 | TRANE | 4TTX6060E1 | AC | Split System: Air-Cooled Condensing Unit, Coil with Blower | 4A7A6060E1 |  | 4TXCD009CC3 | 12 | 15.5 | Yes | Yes | 2011-03-16 |  | 0
FALSE | 4A7A7060A1 | 289 | 3933572 | TRANE | 4TTX6060E1 | AC | Split System: Air-Cooled Condensing Unit, Coil with Blower | 4A7A6060E1 |  | 4TXCD009CC3 | 12 | 15.5 | Yes | Yes | 2011-03-16 |  | 0
FALSE | 4A7A7060A1 | 289 | 3933576 | TRANE | 4TTX6060E1 | AC | Split System: Air-Cooled Condensing Unit, Coil with Blower | 4A7A6060E1 |  | 4TXCD009CC3 | 12 | 15.5 | Yes | Yes | 2011-03-16 |  | 0
FALSE | 4A7A7060A1 | 289 | 3933577 | TRANE | 4TTX6060E1 | AC | Split System: Air-Cooled Condensing Unit, Coil with Blower | 4A7A6060E1 |  | 4TXCD009CC3 | 12 | 15.5 | Yes | Yes | 2011-03-16 |  | 0
FALSE | 4A7A7060A1 | 289 | 3933579 | TRANE | 4TTX6060E1 | AC | Split System: Air-Cooled Condensing Unit, Coil with Blower | 4A7A6060E1 |  | 4TXCD010CC3 | 12 | 15 | Yes | Yes | 2011-03-16 |  | 0
FALSE | 4A7A7060A1 | 289 | 3933615 | TRANE | 4TTX6060E1 | AC | Split System: Air-Cooled Condensing Unit, Coil with Blower | 4A7A6060E1 |  | 4TXCD061BC3 | 12 | 15 | Yes | Yes | 2011-03-16 |  | 0
FALSE | 4A7A7060A1 | 289 | 3933617 | TRANE | 4TTX6060E1 | AC | Split System: Air-Cooled Condensing Unit, Coil with Blower | 4A7A6060E1 |  | 4TXCD061BC3 | 12 | 15 | Yes | Yes | 2011-03-16 |  | 0
FALSE | 4A7A7060A1 | 289 | 3933618 | TRANE | 4TTX6060E1 | AC | Split System: Air-Cooled Condensing Unit, Coil with Blower | 4A7A6060E1 |  | 4TXCD061BC3 | 12 | 15 | Yes | Yes | 2011-03-16 |  | 0
FALSE | 4A7A7060A1 | 289 | 3933619 | TRANE | 4TTX6060E1 | AC | Split System: Air-Cooled Condensing Unit, Coil with Blower | 4A7A6060E1 |  | 4TXCD061BC3 | 12 | 15 | Yes | Yes | 2011-03-16 |  | 0
FALSE | 4A7A7060A1 | 289 | 3933620 | TRANE | 4TTX6060E1 | AC | Split System: Air-Cooled Condensing Unit, Coil with Blower | 4A7A6060E1 |  | 4TXCD061BC3 | 12 | 15 | Yes | Yes | 2011-03-16 |  | 0
FALSE | 4A7A7060A1 | 289 | 3933621 | TRANE | 4TTX6060E1 | AC | Split System: Air-Cooled Condensing Unit, Coil with Blower | 4A7A6060E1 |  | 4TXCD061BC3 | 12 | 15 | Yes | Yes | 2011-03-16 |  | 0
FALSE | 4A7A7060A1 | 289 | 3933622 | TRANE | 4TTX6060E1 | AC | Split System: Air-Cooled Condensing Unit, Coil with Blower | 4A7A6060E1 |  | 4TXCD063BC3 | 12 | 15.5 | Yes | Yes | 2011-03-16 |  | 0
FALSE | 4A7A7060A1 | 289 | 3933623 | TRANE | 4TTX6060E1 | AC | Split System: Air-Cooled Condensing Unit, Coil with Blower | 4A7A6060E1 |  | 4TXCD063BC3 | 12 | 16 | Yes | Yes | 2011-03-16 |  | 0
FALSE | 4A7A7060A1 | 289 | 3933624 | TRANE | 4TTX6060E1 | AC | Split System: Air-Cooled Condensing Unit, Coil with Blower | 4A7A6060E1 |  | 4TXCD063BC3 | 12.5 | 16 | Yes | Yes | 2011-03-16 |  | 1
FALSE | 4A7A7060A1 | 289 | 3933625 | TRANE | 4TTX6060E1 | AC | Split System: Air-Cooled Condensing Unit, Coil with Blower | 4A7A6060E1 |  | 4TXCD063BC3 | 12.5 | 16 | Yes | Yes | 2011-03-16 |  | 1
FALSE | 4A7A7060A1 | 289 | 3933626 | TRANE | 4TTX6060E1 | AC | Split System: Air-Cooled Condensing Unit, Coil with Blower | 4A7A6060E1 |  | 4TXCD063BC3 | 13 | 16 | Yes | Yes | 2011-03-16 |  | 2
FALSE | 4A7A7060A1 | 289 | 3933627 | TRANE | 4TTX6060E1 | AC | Split System: Air-Cooled Condensing Unit, Coil with Blower | 4A7A6060E1 |  | 4TXCD063BC3 | 13 | 16 | Yes | Yes | 2011-03-16 |  | 2
FALSE | 4A7A7060A1 | 289 | 3933628 | TRANE | 4TTX6060E1 | AC | Split System: Air-Cooled Condensing Unit, Coil with Blower | 4A7A6060E1 |  | 4TXCD063BC3 | 13 | 16 | Yes | Yes | 2011-03-16 |  | 2
FALSE | 4A7A7060A1 | 289 | 3933629 | TRANE | 4TTX6060E1 | AC | Split System: Air-Cooled Condensing Unit, Coil with Blower | 4A7A6060E1 |  | 4TXCD063BC3 | 13 | 16 | Yes | Yes | 2011-03-16 |  | 2
FALSE | 4A7A7060A1 | 289 | 3933630 | TRANE | 4TTX6060E1 | AC | Split System: Air-Cooled Condensing Unit, Coil with Blower | 4A7A6060E1 |  | 4TXCD063BC3 | 12 | 15.5 | Yes | Yes | 2011-03-16 |  | 0
FALSE | 4A7A7060A1 | 289 | 3933631 | TRANE | 4TTX6060E1 | AC | Split System: Air-Cooled Condensing Unit, Coil with Blower | 4A7A6060E1 |  | 4TXCD063BC3 | 12 | 15.5 | Yes | Yes | 2011-03-16 |  | 0
FALSE | 4A7A7060A1 | 289 | 3933632 | TRANE | 4TTX6060E1 | AC | Split System: Air-Cooled Condensing Unit, Coil with Blower | 4A7A6060E1 |  | 4TXCD063BC3 | 12.5 | 16 | Yes | Yes | 2011-03-16 |  | 1
FALSE | 4A7A7060A1 | 289 | 3933633 | TRANE | 4TTX6060E1 | AC | Split System: Air-Cooled Condensing Unit, Coil with Blower | 4A7A6060E1 |  | 4TXCD063BC3 | 12 | 15.5 | Yes | Yes | 2011-03-16 |  | 0
FALSE | 4A7A7060A1 | 289 | 3933634 | TRANE | 4TTX6060E1 | AC | Split System: Air-Cooled Condensing Unit, Coil with Blower | 4A7A6060E1 |  | 4TXCD063BC3 | 12 | 15.5 | Yes | Yes | 2011-03-16 |  | 0
FALSE | 4A7A7060A1 | 289 | 3933635 | TRANE | 4TTX6060E1 | AC | Split System: Air-Cooled Condensing Unit, Coil with Blower | 4A7A6060E1 |  | 4TXCD063BC3 | 12 | 15.5 | Yes | Yes | 2011-03-16 |  | 0
FALSE | 4A7A7060A1 | 289 | 3933636 | TRANE | 4TTX6060E1 | AC | Split System: Air-Cooled Condensing Unit, Coil with Blower | 4A7A6060E1 |  | 4TXCD063BC3 | 12 | 15.5 | Yes | Yes | 2011-03-16 |  | 0
FALSE | 4A7A7060A1 | 289 | 3933637 | TRANE | 4TTX6060E1 | AC | Split System: Air-Cooled Condensing Unit, Coil with Blower | 4A7A6060E1 |  | 4TXCD063BC3 | 12 | 15.5 | Yes | Yes | 2011-03-16 |  | 0
FALSE | 4A7A7060A1 | 289 | 3933638 | TRANE | 4TTX6060E1 | AC | Split System: Air-Cooled Condensing Unit, Coil with Blower | 4A7A6060E1 |  | 4TXCD063BC3 | 12.5 | 16 | Yes | Yes | 2011-03-16 |  | 1
FALSE | 4A7A7060A1 | 289 | 3933639 | TRANE | 4TTX6060E1 | AC | Split System: Air-Cooled Condensing Unit, Coil with Blower | 4A7A6060E1 |  | 4TXCD063BC3 | 12 | 16 | Yes | Yes | 2011-03-16 |  | 0
FALSE | 4A7A7060A1 | 289 | 3933640 | TRANE | 4TTX6060E1 | AC | Split System: Air-Cooled Condensing Unit, Coil with Blower | 4A7A6060E1 |  | 4TXCD063BC3 | 12 | 15.5 | Yes | Yes | 2011-03-16 |  | 0
FALSE | 4A7A7060A1 | 289 | 3933641 | TRANE | 4TTX6060E1 | AC | Split System: Air-Cooled Condensing Unit, Coil with Blower | 4A7A6060E1 |  | 4TXCD063BC3 | 12 | 16 | Yes | Yes | 2011-03-16 |  | 0
FALSE | 4A7A7060A1 | 289 | 3933642 | TRANE | 4TTX6060E1 | AC | Split System: Air-Cooled Condensing Unit, Coil with Blower | 4A7A6060E1 |  | 4TXCD063BC3 | 12 | 15.5 | Yes | Yes | 2011-03-16 |  | 0
FALSE | 4A7A7060A1 | 289 | 3933643 | TRANE | 4TTX6060E1 | AC | Split System: Air-Cooled Condensing Unit, Coil with Blower | 4A7A6060E1 |  | 4TXCD063BC3 | 12 | 16 | Yes | Yes | 2011-03-16 |  | 0
FALSE | 4A7A7060A1 | 289 | 3933719 | TRANE | 4TTX6060E1 | AC | Split System: Air-Cooled Condensing Unit, Coil with Blower | 4A7A6060E1 |  | 4TXFH063CZ3 | 12 | 15 | Yes | Yes | 2011-03-16 |  | 0
FALSE | 4A7A7060A1 | 289 | 3933723 | TRANE | 4TTX6060E1 | AC | Split System: Air-Cooled Condensing Unit, Coil with Blower | 4A7A6060E1 |  | 4TXFH063CZ3 | 12 | 15.5 | Yes | Yes | 2011-03-16 |  | 0
FALSE | 4A7A7060A1 | 289 | 3933724 | TRANE | 4TTX6060E1 | AC | Split System: Air-Cooled Condensing Unit, Coil with Blower | 4A7A6060E1 |  | 4TXFH063CZ3 | 12 | 15.5 | Yes | Yes | 2011-03-16 |  | 0
FALSE | 4A7A7060A1 | 289 | 3933725 | TRANE | 4TTX6060E1 | AC | Split System: Air-Cooled Condensing Unit, Coil with Blower | 4A7A6060E1 |  | 4TXFH063CZ3 | 12 | 15.5 | Yes | Yes | 2011-03-16 |  | 0
FALSE | 4A7A7060A1 | 289 | 3933726 | TRANE | 4TTX6060E1 | AC | Split System: Air-Cooled Condensing Unit, Coil with Blower | 4A7A6060E1 |  | 4TXFH063CZ3 | 12 | 15.5 | Yes | Yes | 2011-03-16 |  | 0
FALSE | 4A7A7060A1 | 289 | 3933727 | TRANE | 4TTX6060E1 | AC | Split System: Air-Cooled Condensing Unit, Coil with Blower | 4A7A6060E1 |  | 4TXFH063CZ3 | 12 | 15 | Yes | Yes | 2011-03-16 |  | 0
FALSE | 4A7A7060A1 | 289 | 3933728 | TRANE | 4TTX6060E1 | AC | Split System: Air-Cooled Condensing Unit, Coil with Blower | 4A7A6060E1 |  | 4TXFH063CZ3 | 12 | 15.5 | Yes | Yes | 2011-03-16 |  | 0
FALSE | 4A7A7060A1 | 289 | 3933729 | TRANE | 4TTX6060E1 | AC | Split System: Air-Cooled Condensing Unit, Coil with Blower | 4A7A6060E1 |  | 4TXFH063CZ3 | 12 | 16 | Yes | Yes | 2011-03-16 |  | 0
FALSE | 4A7A7060A1 | 289 | 3933730 | TRANE | 4TTX6060E1 | AC | Split System: Air-Cooled Condensing Unit, Coil with Blower | 4A7A6060E1 |  | 4TXFH063CZ3 | 12.3 | 16 | Yes | Yes | 2011-03-16 |  | 0
FALSE | 4A7A7060A1 | 289 | 3933731 | TRANE | 4TTX6060E1 | AC | Split System: Air-Cooled Condensing Unit, Coil Alone | 4A7A6060E1 |  | 4TXFH063CZ3 | 12 | 14.5 | Yes | Yes | 2011-03-16 |  | 0
FALSE | 4A7A7060A1 | 289 | 3933732 | TRANE | 4TTX6060E1 | AC | Split System: Air-Cooled Condensing Unit, Coil with Blower | 4A7A6060E1 |  | 4TXFH063CZ3 | 12 | 15.5 | Yes | Yes | 2011-03-16 |  | 0
FALSE | 4A7A7060A1 | 289 | 3933733 | TRANE | 4TTX6060E1 | AC | Split System: Air-Cooled Condensing Unit, Coil with Blower | 4A7A6060E1 |  | 4TXFH063CZ3 | 12 | 15.5 | Yes | Yes | 2011-03-16 |  | 0
FALSE | 4A7A7060A1 | 289 | 3933734 | TRANE | 4TTX6060E1 | AC | Split System: Air-Cooled Condensing Unit, Coil with Blower | 4A7A6060E1 |  | 4TXFH063CZ3 | 12 | 15.5 | Yes | Yes | 2011-03-16 |  | 0
FALSE | 4A7A7060A1 | 289 | 3933735 | TRANE | 4TTX6060E1 | AC | Split System: Air-Cooled Condensing Unit, Coil with Blower | 4A7A6060E1 |  | 4TXFH063CZ3 | 12 | 16 | Yes | Yes | 2011-03-16 |  | 0
FALSE | 4A7A7060A1 | 289 | 3933736 | TRANE | 4TTX6060E1 | AC | Split System: Air-Cooled Condensing Unit, Coil with Blower | 4A7A6060E1 |  | 4TXFH063CZ3 | 12.3 | 16 | Yes | Yes | 2011-03-16 |  | 0
FALSE | 4A7A7060A1 | 289 | 3933737 | TRANE | 4TTX6060E1 | AC | Split System: Air-Cooled Condensing Unit, Coil with Blower | 4A7A6060E1 |  | 4TXFH063CZ3 | 12 | 16 | Yes | Yes | 2011-03-16 |  | 0
FALSE | 4A7A7060A1 | 289 | 3933738 | TRANE | 4TTX6060E1 | AC | Split System: Air-Cooled Condensing Unit, Coil with Blower | 4A7A6060E1 |  | 4TXFH063CZ3 | 12.3 | 16 | Yes | Yes | 2011-03-16 |  | 0
FALSE | 4A7A7060A1 | 289 | 3933739 | TRANE | 4TTX6060E1 | AC | Split System: Air-Cooled Condensing Unit, Coil with Blower | 4A7A6060E1 |  | 4TXFH063CZ3 | 12 | 15.5 | Yes | Yes | 2011-03-16 |  | 0
FALSE | 4A7A7060A1 | 289 | 3933740 | TRANE | 4TTX6060E1 | AC | Split System: Air-Cooled Condensing Unit, Coil with Blower | 4A7A6060E1 |  | 4TXFH063CZ3 | 13 | 16 | Yes | Yes | 2011-03-16 |  | 2
FALSE | 4A7A7060A1 | 289 | 3933741 | TRANE | 4TTX6060E1 | AC | Split System: Air-Cooled Condensing Unit, Coil with Blower | 4A7A6060E1 |  | 4TXFH063CZ3 | 12 | 15.5 | Yes | Yes | 2011-03-16 |  | 0
FALSE | 4A7A7060A1 | 289 | 3933742 | TRANE | 4TTX6060E1 | AC | Split System: Air-Cooled Condensing Unit, Coil with Blower | 4A7A6060E1 |  | 4TXFH063CZ3 | 12 | 16 | Yes | Yes | 2011-03-16 |  | 0
FALSE | 4A7A7060A1 | 289 | 3933743 | TRANE | 4TTX6060E1 | AC | Split System: Air-Cooled Condensing Unit, Coil with Blower | 4A7A6060E1 |  | 4TXFH063CZ3 | 12 | 15.5 | Yes | Yes | 2011-03-16 |  | 0
FALSE | 4A7A7060A1 | 289 | 3933744 | TRANE | 4TTX6060E1 | AC | Split System: Air-Cooled Condensing Unit, Coil with Blower | 4A7A6060E1 |  | 4TXFH063CZ3 | 12 | 15.5 | Yes | Yes | 2011-03-16 |  | 0
FALSE | 4A7A7060A1 | 289 | 3933745 | TRANE | 4TTX6060E1 | AC | Split System: Air-Cooled Condensing Unit, Coil with Blower | 4A7A6060E1 |  | 4TXFH063CZ3 | 12 | 15.5 | Yes | Yes | 2011-03-16 |  | 0
FALSE | 4A7A7060A1 | 289 | 3933746 | TRANE | 4TTX6060E1 | AC | Split System: Air-Cooled Condensing Unit, Coil with Blower | 4A7A6060E1 |  | 4TXFH063CZ3 | 12 | 15.5 | Yes | Yes | 2011-03-16 |  | 0
FALSE | 4A7A7060A1 | 289 | 3933747 | TRANE | 4TTX6060E1 | AC | Split System: Air-Cooled Condensing Unit, Coil with Blower | 4A7A6060E1 |  | 4TXFH063CZ3 | 12 | 15 | Yes | Yes | 2011-03-16 |  | 0
FALSE | 4A7A7048A1 | 288 | 3934785 | AMERICAN STANDARD, INC. | 4A7A6048E1 | AC | Split System: Air-Cooled Condensing Unit, Coil with Blower | 4A7A6048E1 |  | 4TEE3C06A1 | 12.5 | 16 | Yes | Yes | 2011-01-21 |  | 1
FALSE | 4A7A7048A1 | 288 | 3934786 | AMERICAN STANDARD, INC. | 4A7A6048E1 | AC | Split System: Air-Cooled Condensing Unit, Coil with Blower | 4A7A6048E1 |  | 4TEE3C06A1+18-GJ01D | 12 | 16 | Yes | Yes | 2011-01-21 |  | 0
FALSE | 4A7A7048A1 | 288 | 3934787 | AMERICAN STANDARD, INC. | 4A7A6048E1 | AC | Split System: Air-Cooled Condensing Unit, Coil with Blower | 4A7A6048E1 |  | 4TEE3C08A1 | 12.5 | 16 | Yes | Yes | 2011-01-21 |  | 1
FALSE | 4A7A7048A1 | 288 | 3934788 | AMERICAN STANDARD, INC. | 4A7A6048E1 | AC | Split System: Air-Cooled Condensing Unit, Coil with Blower | 4A7A6048E1 |  | 4TEE3C08A1+18-GJ01D | 12 | 15.5 | Yes | Yes | 2011-01-21 |  | 0
FALSE | 4A7A7048A1 | 288 | 3934789 | AMERICAN STANDARD, INC. | 4A7A6048E1 | AC | Split System: Air-Cooled Condensing Unit, Coil with Blower | 4A7A6048E1 |  | 4TEE3C09A1 | 13 | 17 | Yes | Yes | 2011-01-21 |  | 2
FALSE | 4A7A7048A1 | 288 | 3934790 | AMERICAN STANDARD, INC. | 4A7A6048E1 | AC | Split System: Air-Cooled Condensing Unit, Coil with Blower | 4A7A6048E1 |  | 4TEE3C09A1+18-GJ01D | 13 | 17 | Yes | Yes | 2011-01-21 |  | 2
FALSE | 4A7A7048A1 | 288 | 3934791 | AMERICAN STANDARD, INC. | 4A7A6048E1 | AC | Split System: Air-Cooled Condensing Unit, Coil with Blower | 4A7A6048E1 |  | 4TEE3C10A1 | 13 | 17 | Yes | Yes | 2011-01-21 |  | 2
FALSE | 4A7A7048A1 | 288 | 3934792 | AMERICAN STANDARD, INC. | 4A7A6048E1 | AC | Split System: Air-Cooled Condensing Unit, Coil with Blower | 4A7A6048E1 |  | 4TEE3C10A1+18-GJ01D | 13 | 16.5 | Yes | Yes | 2011-01-21 |  | 2
FALSE | 4A7A7048A1 | 288 | 3934793 | AMERICAN STANDARD, INC. | 4A7A6048E1 | AC | Split System: Air-Cooled Condensing Unit, Coil with Blower | 4A7A6048E1 |  | 4TEE3F48A1 | 12.5 | 16 | Yes | Yes | 2011-01-21 |  | 1
FALSE | 4A7A7060A1 | 289 | 3933675 | TRANE | 4TTX6060E1 | AC | Split System: Air-Cooled Condensing Unit, Coil with Blower | 4A7A6060E1 |  | 4TXCD064BC3 | 12 | 15.5 | Yes | Yes | 2011-03-16 |  | 0
FALSE | 4A7A7060A1 | 289 | 3933676 | TRANE | 4TTX6060E1 | AC | Split System: Air-Cooled Condensing Unit, Coil with Blower | 4A7A6060E1 |  | 4TXCD064BC3 | 12 | 15 | Yes | Yes | 2011-03-16 |  | 0
FALSE | 4A7A7060A1 | 289 | 3933678 | TRANE | 4TTX6060E1 | AC | Split System: Air-Cooled Condensing Unit, Coil with Blower | 4A7A6060E1 |  | 4TXCD064BC3 | 12 | 15.5 | Yes | Yes | 2011-03-16 |  | 0
FALSE | 4A7A7060A1 | 289 | 3933681 | TRANE | 4TTX6060E1 | AC | Split System: Air-Cooled Condensing Unit, Coil with Blower | 4A7A6060E1 |  | 4TXCD064BC3 | 12 | 15 | Yes | Yes | 2011-03-16 |  | 0
FALSE | 4A7A7060A1 | 289 | 3933683 | TRANE | 4TTX6060E1 | AC | Split System: Air-Cooled Condensing Unit, Coil with Blower | 4A7A6060E1 |  | 4TXCD064BC3 | 12 | 15.5 | Yes | Yes | 2011-03-16 |  | 0
FALSE | 4A7A7060A1 | 289 | 3933686 | TRANE | 4TTX6060E1 | AC | Split System: Air-Cooled Condensing Unit, Coil with Blower | 4A7A6060E1 |  | 4TXFH054CC3 | 12 | 15.5 | Yes | Yes | 2011-03-16 |  | 0
FALSE | 4A7A7060A1 | 289 | 3933687 | TRANE | 4TTX6060E1 | AC | Split System: Air-Cooled Condensing Unit, Coil with Blower | 4A7A6060E1 |  | 4TXFH054CC3 | 12 | 15 | Yes | Yes | 2011-03-16 |  | 0
FALSE | 4A7A7060A1 | 289 | 3933689 | TRANE | 4TTX6060E1 | AC | Split System: Air-Cooled Condensing Unit, Coil with Blower | 4A7A6060E1 |  | 4TXFH054CC3 | 12 | 15.5 | Yes | Yes | 2011-03-16 |  | 0
FALSE | 4A7A7060A1 | 289 | 3933694 | TRANE | 4TTX6060E1 | AC | Split System: Air-Cooled Condensing Unit, Coil with Blower | 4A7A6060E1 |  | 4TXFH054CC3 | 12 | 15 | Yes | Yes | 2011-03-16 |  | 0
FALSE | 4A7A7060A1 | 289 | 3933695 | TRANE | 4TTX6060E1 | AC | Split System: Air-Cooled Condensing Unit, Coil with Blower | 4A7A6060E1 |  | 4TXFH054CC3 | 12 | 15 | Yes | Yes | 2011-03-16 |  | 0
FALSE | 4A7A7060A1 | 289 | 3933696 | TRANE | 4TTX6060E1 | AC | Split System: Air-Cooled Condensing Unit, Coil Alone | 4A7A6060E1 |  | 4TXFH054CC3 | 12 | 14.5 | Yes | Yes | 2011-03-16 |  | 0
FALSE | 4A7A7060A1 | 289 | 3933698 | TRANE | 4TTX6060E1 | AC | Split System: Air-Cooled Condensing Unit, Coil with Blower | 4A7A6060E1 |  | 4TXFH054CC3 | 12 | 15.5 | Yes | Yes | 2011-03-16 |  | 0
FALSE | 4A7A7060A1 | 289 | 3933699 | TRANE | 4TTX6060E1 | AC | Split System: Air-Cooled Condensing Unit, Coil with Blower | 4A7A6060E1 |  | 4TXFH054CC3 | 12 | 15.5 | Yes | Yes | 2011-03-16 |  | 0
FALSE | 4A7A7060A1 | 289 | 3933700 | TRANE | 4TTX6060E1 | AC | Split System: Air-Cooled Condensing Unit, Coil with Blower | 4A7A6060E1 |  | 4TXFH054CC3 | 12 | 15.5 | Yes | Yes | 2011-03-16 |  | 0
FALSE | 4A7A7060A1 | 289 | 3933705 | TRANE | 4TTX6060E1 | AC | Split System: Air-Cooled Condensing Unit, Coil with Blower | 4A7A6060E1 |  | 4TXFH054CC3 | 12 | 15.5 | Yes | Yes | 2011-03-16 |  | 0
FALSE | 4A7A7060A1 | 289 | 3933707 | TRANE | 4TTX6060E1 | AC | Split System: Air-Cooled Condensing Unit, Coil with Blower | 4A7A6060E1 |  | 4TXFH054CC3 | 12 | 15.5 | Yes | Yes | 2011-03-16 |  | 0
FALSE | 4A7A7060A1 | 289 | 3933708 | TRANE | 4TTX6060E1 | AC | Split System: Air-Cooled Condensing Unit, Coil with Blower | 4A7A6060E1 |  | 4TXFH054CC3 | 12 | 15 | Yes | Yes | 2011-03-16 |  | 0
FALSE | 4A7A7060A1 | 289 | 3933709 | TRANE | 4TTX6060E1 | AC | Split System: Air-Cooled Condensing Unit, Coil with Blower | 4A7A6060E1 |  | 4TXFH054CC3 | 12 | 15 | Yes | Yes | 2011-03-16 |  | 0
FALSE | 4A7A7060A1 | 289 | 3933710 | TRANE | 4TTX6060E1 | AC | Split System: Air-Cooled Condensing Unit, Coil with Blower | 4A7A6060E1 |  | 4TXFH054CC3 | 12 | 15 | Yes | Yes | 2011-03-16 |  | 0
FALSE | 4A7A7060A1 | 289 | 3933711 | TRANE | 4TTX6060E1 | AC | Split System: Air-Cooled Condensing Unit, Coil with Blower | 4A7A6060E1 |  | 4TXFH054CC3 | 12 | 15 | Yes | Yes | 2011-03-16 |  | 0
FALSE | 4A7A7060A1 | 289 | 3933712 | TRANE | 4TTX6060E1 | AC | Split System: Air-Cooled Condensing Unit, Coil with Blower | 4A7A6060E1 |  | 4TXFH054CC3 | 12 | 15.5 | Yes | Yes | 2011-03-16 |  | 0
FALSE | 4A7A7060A1 | 289 | 3933713 | TRANE | 4TTX6060E1 | AC | Split System: Air-Cooled Condensing Unit, Coil with Blower | 4A7A6060E1 |  | 4TXFH054CC3 | 12 | 15 | Yes | Yes | 2011-03-16 |  | 0
FALSE | 4A7A7060A1 | 289 | 3933714 | TRANE | 4TTX6060E1 | AC | Split System: Air-Cooled Condensing Unit, Coil with Blower | 4A7A6060E1 |  | 4TXFH054CC3 | 12 | 15.5 | Yes | Yes | 2011-03-16 |  | 0
FALSE | 4A7A7060A1 | 289 | 3933715 | TRANE | 4TTX6060E1 | AC | Split System: Air-Cooled Condensing Unit, Coil with Blower | 4A7A6060E1 |  | 4TXFH054CC3 | 12 | 15 | Yes | Yes | 2011-03-16 |  | 0
FALSE | 4A7A7060A1 | 289 | 3933716 | TRANE | 4TTX6060E1 | AC | Split System: Air-Cooled Condensing Unit, Coil with Blower | 4A7A6060E1 |  | 4TXFH054CC3 | 12 | 15 | Yes | Yes | 2011-03-16 |  | 0
FALSE | 4A7A7060A1 | 289 | 3933717 | TRANE | 4TTX6060E1 | AC | Split System: Air-Cooled Condensing Unit, Coil with Blower | 4A7A6060E1 |  | 4TXFH063CZ3 | 12 | 15.5 | Yes | Yes | 2011-03-16 |  | 0
FALSE | 4A7A7048A1 | 288 | 3934827 | AMERICAN STANDARD, INC. | 4A7A6048E1 | AC | Split System: Air-Cooled Condensing Unit, Coil with Blower | 4A7A6048E1 |  | 4TXCC043BC3 | 12 | 15.5 | Yes | Yes | 2011-01-21 |  | 0
FALSE | 4A7A7048A1 | 288 | 3934828 | AMERICAN STANDARD, INC. | 4A7A6048E1 | AC | Split System: Air-Cooled Condensing Unit, Coil with Blower | 4A7A6048E1 |  | 4TXCC043BC3 | 12 | 15.5 | Yes | Yes | 2011-01-21 |  | 0
FALSE | 4A7A7048A1 | 288 | 3934829 | AMERICAN STANDARD, INC. | 4A7A6048E1 | AC | Split System: Air-Cooled Condensing Unit, Coil with Blower | 4A7A6048E1 |  | 4TXCC043BC3 | 12 | 15.5 | Yes | Yes | 2011-01-21 |  | 0
FALSE | 4A7A7048A1 | 288 | 3934832 | AMERICAN STANDARD, INC. | 4A7A6048E1 | AC | Split System: Air-Cooled Condensing Unit, Coil with Blower | 4A7A6048E1 |  | 4TXCC043BC3 | 12 | 15 | Yes | Yes | 2011-01-21 |  | 0
FALSE | 4A7A7048A1 | 288 | 3934835 | AMERICAN STANDARD, INC. | 4A7A6048E1 | AC | Split System: Air-Cooled Condensing Unit, Coil with Blower | 4A7A6048E1 |  | 4TXCC043BC3 | 12 | 15.5 | Yes | Yes | 2011-01-21 |  | 0
FALSE | 4A7A7048A1 | 288 | 3934836 | AMERICAN STANDARD, INC. | 4A7A6048E1 | AC | Split System: Air-Cooled Condensing Unit, Coil with Blower | 4A7A6048E1 |  | 4TXCC043BC3 | 12 | 15.5 | Yes | Yes | 2011-01-21 |  | 0
FALSE | 4A7A7048A1 | 288 | 3934838 | AMERICAN STANDARD, INC. | 4A7A6048E1 | AC | Split System: Air-Cooled Condensing Unit, Coil with Blower | 4A7A6048E1 |  | 4TXCC044BC3 | 12 | 16 | Yes | Yes | 2011-01-21 |  | 0
FALSE | 4A7A7048A1 | 288 | 3934841 | AMERICAN STANDARD, INC. | 4A7A6048E1 | AC | Split System: Air-Cooled Condensing Unit, Coil with Blower | 4A7A6048E1 |  | 4TXCC044BC3 | 12 | 16 | Yes | Yes | 2011-01-21 |  | 0
FALSE | 4A7A7048A1 | 288 | 3934843 | AMERICAN STANDARD, INC. | 4A7A6048E1 | AC | Split System: Air-Cooled Condensing Unit, Coil with Blower | 4A7A6048E1 |  | 4TXCC044BC3 | 12 | 16 | Yes | Yes | 2011-01-21 |  | 0
FALSE | 4A7A7048A1 | 288 | 3934847 | AMERICAN STANDARD, INC. | 4A7A6048E1 | AC | Split System: Air-Cooled Condensing Unit, Coil with Blower | 4A7A6048E1 |  | 4TXCC044BC3 | 12 | 15.5 | Yes | Yes | 2011-01-21 |  | 0
FALSE | 4A7A7048A1 | 288 | 3934848 | AMERICAN STANDARD, INC. | 4A7A6048E1 | AC | Split System: Air-Cooled Condensing Unit, Coil with Blower | 4A7A6048E1 |  | 4TXCC044BC3 | 12 | 16 | Yes | Yes | 2011-01-21 |  | 0
FALSE | 4A7A7048A1 | 288 | 3934849 | AMERICAN STANDARD, INC. | 4A7A6048E1 | AC | Split System: Air-Cooled Condensing Unit, Coil with Blower | 4A7A6048E1 |  | 4TXCC044BC3 | 12 | 16 | Yes | Yes | 2011-01-21 |  | 0
FALSE | 4A7A7048A1 | 288 | 3934850 | AMERICAN STANDARD, INC. | 4A7A6048E1 | AC | Split System: Air-Cooled Condensing Unit, Coil with Blower | 4A7A6048E1 |  | 4TXCC044BC3 | 12 | 16 | Yes | Yes | 2011-01-21 |  | 0
FALSE | 4A7A7048A1 | 288 | 3934851 | AMERICAN STANDARD, INC. | 4A7A6048E1 | AC | Split System: Air-Cooled Condensing Unit, Coil Alone | 4A7A6048E1 |  | 4TXCC044BC3 | 12 | 14.5 | Yes | Yes | 2011-01-21 |  | 0
FALSE | 4A7A7048A1 | 288 | 3934852 | AMERICAN STANDARD, INC. | 4A7A6048E1 | AC | Split System: Air-Cooled Condensing Unit, Coil with Blower | 4A7A6048E1 |  | 4TXCC044BC3 | 12 | 16 | Yes | Yes | 2011-01-21 |  | 0
FALSE | 4A7A7048A1 | 288 | 3934853 | AMERICAN STANDARD, INC. | 4A7A6048E1 | AC | Split System: Air-Cooled Condensing Unit, Coil with Blower | 4A7A6048E1 |  | 4TXCC044BC3 | 12.5 | 16 | Yes | Yes | 2011-01-21 |  | 1
FALSE | 4A7A7048A1 | 288 | 3934854 | AMERICAN STANDARD, INC. | 4A7A6048E1 | AC | Split System: Air-Cooled Condensing Unit, Coil with Blower | 4A7A6048E1 |  | 4TXCC049BC3 | 12 | 16 | Yes | Yes | 2011-01-21 |  | 0
FALSE | 4A7A7048A1 | 288 | 3934855 | AMERICAN STANDARD, INC. | 4A7A6048E1 | AC | Split System: Air-Cooled Condensing Unit, Coil with Blower | 4A7A6048E1 |  | 4TXCC049BC3 | 12 | 16 | Yes | Yes | 2011-01-21 |  | 0
FALSE | 4A7A7048A1 | 288 | 3934856 | AMERICAN STANDARD, INC. | 4A7A6048E1 | AC | Split System: Air-Cooled Condensing Unit, Coil with Blower | 4A7A6048E1 |  | 4TXCC049BC3 | 12 | 16 | Yes | Yes | 2011-01-21 |  | 0
FALSE | 4A7A7048A1 | 288 | 3934859 | AMERICAN STANDARD, INC. | 4A7A6048E1 | AC | Split System: Air-Cooled Condensing Unit, Coil with Blower | 4A7A6048E1 |  | 4TXCC049BC3 | 12.5 | 16 | Yes | Yes | 2011-01-21 |  | 1
FALSE | 4A7A7048A1 | 288 | 3934890 | AMERICAN STANDARD, INC. | 4A7A6048E1 | AC | Split System: Air-Cooled Condensing Unit, Coil with Blower | 4A7A6048E1 |  | 4TXCD009CC3 | 12 | 15.5 | Yes | Yes | 2011-01-21 |  | 0
FALSE | 4A7A7048A1 | 288 | 3934891 | AMERICAN STANDARD, INC. | 4A7A6048E1 | AC | Split System: Air-Cooled Condensing Unit, Coil with Blower | 4A7A6048E1 |  | 4TXCD009CC3 | 12.5 | 16 | Yes | Yes | 2011-01-21 |  | 1
FALSE | 4A7A7048A1 | 288 | 3934892 | AMERICAN STANDARD, INC. | 4A7A6048E1 | AC | Split System: Air-Cooled Condensing Unit, Coil with Blower | 4A7A6048E1 |  | 4TXCD009CC3 | 12 | 16 | Yes | Yes | 2011-01-21 |  | 0
FALSE | 4A7A7048A1 | 288 | 3934894 | AMERICAN STANDARD, INC. | 4A7A6048E1 | AC | Split System: Air-Cooled Condensing Unit, Coil with Blower | 4A7A6048E1 |  | 4TXCD009CC3 | 12 | 15.5 | Yes | Yes | 2011-01-21 |  | 0
FALSE | 4A7A7048A1 | 288 | 3934896 | AMERICAN STANDARD, INC. | 4A7A6048E1 | AC | Split System: Air-Cooled Condensing Unit, Coil with Blower | 4A7A6048E1 |  | 4TXCD009CC3 | 12.5 | 16 | Yes | Yes | 2011-01-21 |  | 1
FALSE | 4A7A7048A1 | 288 | 3934897 | AMERICAN STANDARD, INC. | 4A7A6048E1 | AC | Split System: Air-Cooled Condensing Unit, Coil with Blower | 4A7A6048E1 |  | 4TXCD009CC3 | 12 | 16 | Yes | Yes | 2011-01-21 |  | 0
FALSE | 4A7A7048A1 | 288 | 3934898 | AMERICAN STANDARD, INC. | 4A7A6048E1 | AC | Split System: Air-Cooled Condensing Unit, Coil with Blower | 4A7A6048E1 |  | 4TXCD009CC3 | 12 | 16 | Yes | Yes | 2011-01-21 |  | 0
FALSE | 4A7A7048A1 | 288 | 3934899 | AMERICAN STANDARD, INC. | 4A7A6048E1 | AC | Split System: Air-Cooled Condensing Unit, Coil with Blower | 4A7A6048E1 |  | 4TXCD009CC3 | 12 | 16 | Yes | Yes | 2011-01-21 |  | 0
FALSE | 4A7A7048A1 | 288 | 3934901 | AMERICAN STANDARD, INC. | 4A7A6048E1 | AC | Split System: Air-Cooled Condensing Unit, Coil with Blower | 4A7A6048E1 |  | 4TXCD009CC3 | 12 | 15.5 | Yes | Yes | 2011-01-21 |  | 0
FALSE | 4A7A7048A1 | 288 | 3934902 | AMERICAN STANDARD, INC. | 4A7A6048E1 | AC | Split System: Air-Cooled Condensing Unit, Coil with Blower | 4A7A6048E1 |  | 4TXCD009CC3 | 12.5 | 16.5 | Yes | Yes | 2011-01-21 |  | 1
FALSE | 4A7A7048A1 | 288 | 3934903 | AMERICAN STANDARD, INC. | 4A7A6048E1 | AC | Split System: Air-Cooled Condensing Unit, Coil with Blower | 4A7A6048E1 |  | 4TXCD009CC3 | 12 | 15.5 | Yes | Yes | 2011-01-21 |  | 0
FALSE | 4A7A7048A1 | 288 | 3934904 | AMERICAN STANDARD, INC. | 4A7A6048E1 | AC | Split System: Air-Cooled Condensing Unit, Coil with Blower | 4A7A6048E1 |  | 4TXCD009CC3 | 12 | 16 | Yes | Yes | 2011-01-21 |  | 0
FALSE | 4A7A7048A1 | 288 | 3934905 | AMERICAN STANDARD, INC. | 4A7A6048E1 | AC | Split System: Air-Cooled Condensing Unit, Coil Alone | 4A7A6048E1 |  | 4TXCD009CC3 | 12 | 14.5 | Yes | Yes | 2011-01-21 |  | 0
FALSE | 4A7A7048A1 | 288 | 3934906 | AMERICAN STANDARD, INC. | 4A7A6048E1 | AC | Split System: Air-Cooled Condensing Unit, Coil with Blower | 4A7A6048E1 |  | 4TXCD009CC3 | 12.5 | 16 | Yes | Yes | 2011-01-21 |  | 1
FALSE | 4A7A7048A1 | 288 | 3934907 | AMERICAN STANDARD, INC. | 4A7A6048E1 | AC | Split System: Air-Cooled Condensing Unit, Coil with Blower | 4A7A6048E1 |  | 4TXCD009CC3 | 12.5 | 16.5 | Yes | Yes | 2011-01-21 |  | 1
FALSE | 4A7A7048A1 | 288 | 3934908 | AMERICAN STANDARD, INC. | 4A7A6048E1 | AC | Split System: Air-Cooled Condensing Unit, Coil with Blower | 4A7A6048E1 |  | 4TXCD009CC3 | 12.5 | 16 | Yes | Yes | 2011-01-21 |  | 1
FALSE | 4A7A7048A1 | 288 | 3934909 | AMERICAN STANDARD, INC. | 4A7A6048E1 | AC | Split System: Air-Cooled Condensing Unit, Coil with Blower | 4A7A6048E1 |  | 4TXCD009CC3 | 12 | 16 | Yes | Yes | 2011-01-21 |  | 0
FALSE | 4A7A7048A1 | 288 | 3934910 | AMERICAN STANDARD, INC. | 4A7A6048E1 | AC | Split System: Air-Cooled Condensing Unit, Coil with Blower | 4A7A6048E1 |  | 4TXCD009CC3 | 13 | 16.5 | Yes | Yes | 2011-01-21 |  | 2
FALSE | 4A7A7048A1 | 288 | 3934912 | AMERICAN STANDARD, INC. | 4A7A6048E1 | AC | Split System: Air-Cooled Condensing Unit, Coil with Blower | 4A7A6048E1 |  | 4TXCD010CC3 | 12.5 | 16 | Yes | Yes | 2011-01-21 |  | 1
FALSE | 4A7A7048A1 | 288 | 3934913 | AMERICAN STANDARD, INC. | 4A7A6048E1 | AC | Split System: Air-Cooled Condensing Unit, Coil with Blower | 4A7A6048E1 |  | 4TXCD010CC3 | 12 | 15.5 | Yes | Yes | 2011-01-21 |  | 0
FALSE | 4A7A7048A1 | 288 | 3935100 | AMERICAN STANDARD, INC. | 4A7A6048E1 | AC | Split System: Air-Cooled Condensing Unit, Coil with Blower | 4A7A6048E1 |  | 4TXFH063CZ3 | 12 | 16 | Yes | Yes | 2011-01-21 |  | 0
FALSE | 4A7A7048A1 | 288 | 3935102 | AMERICAN STANDARD, INC. | 4A7A6048E1 | AC | Split System: Air-Cooled Condensing Unit, Coil with Blower | 4A7A6048E1 |  | 4TXFH063CZ3 | 12.5 | 16.5 | Yes | Yes | 2011-01-21 |  | 1
FALSE | 4A7A7048A1 | 288 | 3935103 | AMERICAN STANDARD, INC. | 4A7A6048E1 | AC | Split System: Air-Cooled Condensing Unit, Coil with Blower | 4A7A6048E1 |  | 4TXFH063CZ3 | 13 | 17 | Yes | Yes | 2011-01-21 |  | 2
FALSE | 4A7A7048A1 | 288 | 3935104 | TRANE | 4TTX6048E1 | AC | Split System: Air-Cooled Condensing Unit, Coil with Blower | 4A7A6048E1 |  | 4TEE3C06A1 | 12.5 | 16 | Yes | Yes | 2011-03-16 |  | 1
FALSE | 4A7A7048A1 | 288 | 3935105 | TRANE | 4TTX6048E1 | AC | Split System: Air-Cooled Condensing Unit, Coil with Blower | 4A7A6048E1 |  | 4TEE3C06A1+18-GJ01D | 12 | 16 | Yes | Yes | 2011-03-16 |  | 0
FALSE | 4A7A7048A1 | 288 | 3935106 | TRANE | 4TTX6048E1 | AC | Split System: Air-Cooled Condensing Unit, Coil with Blower | 4A7A6048E1 |  | 4TEE3C08A1 | 12.5 | 16 | Yes | Yes | 2011-03-16 |  | 1
FALSE | 4A7A7048A1 | 288 | 3935107 | TRANE | 4TTX6048E1 | AC | Split System: Air-Cooled Condensing Unit, Coil with Blower | 4A7A6048E1 |  | 4TEE3C08A1+18-GJ01D | 12 | 15.5 | Yes | Yes | 2011-03-16 |  | 0
FALSE | 4A7A7048A1 | 288 | 3935108 | TRANE | 4TTX6048E1 | AC | Split System: Air-Cooled Condensing Unit, Coil with Blower | 4A7A6048E1 |  | 4TEE3C09A1 | 13 | 17 | Yes | Yes | 2011-03-16 |  | 2
FALSE | 4A7A7048A1 | 288 | 3935109 | TRANE | 4TTX6048E1 | AC | Split System: Air-Cooled Condensing Unit, Coil with Blower | 4A7A6048E1 |  | 4TEE3C09A1+18-GJ01D | 13 | 17 | Yes | Yes | 2011-03-16 |  | 2
FALSE | 4A7A7048A1 | 288 | 3935110 | TRANE | 4TTX6048E1 | AC | Split System: Air-Cooled Condensing Unit, Coil with Blower | 4A7A6048E1 |  | 4TEE3C10A1 | 13 | 17 | Yes | Yes | 2011-03-16 |  | 2
FALSE | 4A7A7048A1 | 288 | 3935111 | TRANE | 4TTX6048E1 | AC | Split System: Air-Cooled Condensing Unit, Coil with Blower | 4A7A6048E1 |  | 4TEE3C10A1+18-GJ01D | 13 | 16.5 | Yes | Yes | 2011-03-16 |  | 2
FALSE | 4A7A7048A1 | 288 | 3935112 | TRANE | 4TTX6048E1 | AC | Split System: Air-Cooled Condensing Unit, Coil with Blower | 4A7A6048E1 |  | 4TEE3F48A1 | 12.5 | 16 | Yes | Yes | 2011-03-16 |  | 1
FALSE | 4A7A7048A1 | 288 | 3935113 | TRANE | 4TTX6048E1 | AC | Split System: Air-Cooled Condensing Unit, Coil with Blower | 4A7A6048E1 |  | 4TEE3F48B1 | 13 | 16.5 | Yes | Yes | 2011-03-16 |  | 2
FALSE | 4A7A7048A1 | 288 | 3935114 | TRANE | 4TTX6048E1 | AC | Split System: Air-Cooled Condensing Unit, Coil with Blower | 4A7A6048E1 |  | 4TEE3F49B1 | 13 | 16.5 | Yes | Yes | 2011-03-16 |  | 2
FALSE | 4A7A7048A1 | 288 | 3935115 | TRANE | 4TTX6048E1 | AC | Split System: Air-Cooled Condensing Unit, Coil with Blower | 4A7A6048E1 |  | 4TEE3F65B1 | 13 | 17 | Yes | Yes | 2011-03-16 |  | 2
FALSE | 4A7A7048A1 | 288 | 3935116 | TRANE | 4TTX6048E1 | AC | Split System: Air-Cooled Condensing Unit, Coil with Blower | 4A7A6048E1 |  | 4TEE3F66A1 | 13 | 17 | Yes | Yes | 2011-03-16 |  | 2
FALSE | 4A7A7048A1 | 288 | 3935122 | TRANE | 4TTX6048E1 | AC | Split System: Air-Cooled Condensing Unit, Coil Alone | 4A7A6048E1 |  | 4TXCB048BC3 | 12 | 14.5 | Yes | Yes | 2011-03-16 |  | 0
FALSE | 4A7A7048A1 | 288 | 3935125 | TRANE | 4TTX6048E1 | AC | Split System: Air-Cooled Condensing Unit, Coil with Blower | 4A7A6048E1 |  | 4TXCC008CC3 | 12 | 16 | Yes | Yes | 2011-03-16 |  | 0
FALSE | 4A7A7048A1 | 288 | 3935126 | TRANE | 4TTX6048E1 | AC | Split System: Air-Cooled Condensing Unit, Coil with Blower | 4A7A6048E1 |  | 4TXCC008CC3 | 12.5 | 16 | Yes | Yes | 2011-03-16 |  | 1
FALSE | 4A7A7048A1 | 288 | 3935127 | TRANE | 4TTX6048E1 | AC | Split System: Air-Cooled Condensing Unit, Coil with Blower | 4A7A6048E1 |  | 4TXCC008CC3 | 12.5 | 16.5 | Yes | Yes | 2011-03-16 |  | 1
FALSE | 4A7A7048A1 | 288 | 3935128 | TRANE | 4TTX6048E1 | AC | Split System: Air-Cooled Condensing Unit, Coil with Blower | 4A7A6048E1 |  | 4TXCC008CC3 | 12 | 15.5 | Yes | Yes | 2011-03-16 |  | 0
FALSE | 4A7A7048A1 | 288 | 3935129 | TRANE | 4TTX6048E1 | AC | Split System: Air-Cooled Condensing Unit, Coil with Blower | 4A7A6048E1 |  | 4TXCC008CC3 | 12 | 15.5 | Yes | Yes | 2011-03-16 |  | 0
FALSE | 4A7A7048A1 | 288 | 3935130 | TRANE | 4TTX6048E1 | AC | Split System: Air-Cooled Condensing Unit, Coil with Blower | 4A7A6048E1 |  | 4TXCC008CC3 | 12 | 15.5 | Yes | Yes | 2011-03-16 |  | 0
FALSE | 4A7A7048A1 | 288 | 3935131 | TRANE | 4TTX6048E1 | AC | Split System: Air-Cooled Condensing Unit, Coil Alone | 4A7A6048E1 |  | 4TXCC008CC3 | 12 | 14.5 | Yes | Yes | 2011-03-16 |  | 0
FALSE | 4A7A7048A1 | 288 | 3935132 | TRANE | 4TTX6048E1 | AC | Split System: Air-Cooled Condensing Unit, Coil with Blower | 4A7A6048E1 |  | 4TXCC008CC3 | 12.5 | 16 | Yes | Yes | 2011-03-16 |  | 1
FALSE | 4A7A7048A1 | 288 | 3935133 | TRANE | 4TTX6048E1 | AC | Split System: Air-Cooled Condensing Unit, Coil with Blower | 4A7A6048E1 |  | 4TXCC008CC3 | 12.5 | 16 | Yes | Yes | 2011-03-16 |  | 1
FALSE | 4A7A7048A1 | 288 | 3935135 | TRANE | 4TTX6048E1 | AC | Split System: Air-Cooled Condensing Unit, Coil with Blower | 4A7A6048E1 |  | 4TXCC008CC3 | 12 | 16 | Yes | Yes | 2011-03-16 |  | 0
FALSE | 4A7A7048A1 | 288 | 3935136 | TRANE | 4TTX6048E1 | AC | Split System: Air-Cooled Condensing Unit, Coil with Blower | 4A7A6048E1 |  | 4TXCC008CC3 | 12 | 16 | Yes | Yes | 2011-03-16 |  | 0
FALSE | 4A7A7048A1 | 288 | 3935137 | TRANE | 4TTX6048E1 | AC | Split System: Air-Cooled Condensing Unit, Coil with Blower | 4A7A6048E1 |  | 4TXCC008CC3 | 12 | 16 | Yes | Yes | 2011-03-16 |  | 0
FALSE | 4A7A7048A1 | 288 | 3935138 | TRANE | 4TTX6048E1 | AC | Split System: Air-Cooled Condensing Unit, Coil with Blower | 4A7A6048E1 |  | 4TXCC008CC3 | 12 | 16 | Yes | Yes | 2011-03-16 |  | 0
FALSE | 4A7A7048A1 | 288 | 3935139 | TRANE | 4TTX6048E1 | AC | Split System: Air-Cooled Condensing Unit, Coil with Blower | 4A7A6048E1 |  | 4TXCC008CC3 | 12 | 16 | Yes | Yes | 2011-03-16 |  | 0
FALSE | 4A7A7048A1 | 288 | 3935140 | TRANE | 4TTX6048E1 | AC | Split System: Air-Cooled Condensing Unit, Coil with Blower | 4A7A6048E1 |  | 4TXCC008CC3 | 12.5 | 16 | Yes | Yes | 2011-03-16 |  | 1
FALSE | 4A7A7048A1 | 288 | 3935141 | TRANE | 4TTX6048E1 | AC | Split System: Air-Cooled Condensing Unit, Coil with Blower | 4A7A6048E1 |  | 4TXCC043BC3 | 12 | 15 | Yes | Yes | 2011-03-16 |  | 0
FALSE | 4A7A7048A1 | 288 | 3935142 | TRANE | 4TTX6048E1 | AC | Split System: Air-Cooled Condensing Unit, Coil with Blower | 4A7A6048E1 |  | 4TXCC043BC3 | 12 | 15 | Yes | Yes | 2011-03-16 |  | 0
FALSE | 4A7A7048A1 | 288 | 3935144 | TRANE | 4TTX6048E1 | AC | Split System: Air-Cooled Condensing Unit, Coil with Blower | 4A7A6048E1 |  | 4TXCC043BC3 | 12 | 15 | Yes | Yes | 2011-03-16 |  | 0
FALSE | 4A7A7048A1 | 288 | 3935145 | TRANE | 4TTX6048E1 | AC | Split System: Air-Cooled Condensing Unit, Coil with Blower | 4A7A6048E1 |  | 4TXCC043BC3 | 12 | 15.5 | Yes | Yes | 2011-03-16 |  | 0
FALSE | 4A7A7048A1 | 288 | 3935146 | TRANE | 4TTX6048E1 | AC | Split System: Air-Cooled Condensing Unit, Coil with Blower | 4A7A6048E1 |  | 4TXCC043BC3 | 12 | 15.5 | Yes | Yes | 2011-03-16 |  | 0
FALSE | 4A7A7048A1 | 288 | 3935147 | TRANE | 4TTX6048E1 | AC | Split System: Air-Cooled Condensing Unit, Coil with Blower | 4A7A6048E1 |  | 4TXCC043BC3 | 12 | 15.5 | Yes | Yes | 2011-03-16 |  | 0
FALSE | 4A7A7048A1 | 288 | 3935148 | TRANE | 4TTX6048E1 | AC | Split System: Air-Cooled Condensing Unit, Coil with Blower | 4A7A6048E1 |  | 4TXCC043BC3 | 12 | 15.5 | Yes | Yes | 2011-03-16 |  | 0
FALSE | 4A7A7048A1 | 288 | 3935151 | TRANE | 4TTX6048E1 | AC | Split System: Air-Cooled Condensing Unit, Coil with Blower | 4A7A6048E1 |  | 4TXCC043BC3 | 12 | 15 | Yes | Yes | 2011-03-16 |  | 0
FALSE | 4A7A7048A1 | 288 | 3935153 | TRANE | 4TTX6048E1 | AC | Split System: Air-Cooled Condensing Unit, Coil with Blower | 4A7A6048E1 |  | 4TXCC043BC3 | 12 | 15 | Yes | Yes | 2011-03-16 |  | 0
FALSE | 4A7A7048A1 | 288 | 3935154 | TRANE | 4TTX6048E1 | AC | Split System: Air-Cooled Condensing Unit, Coil with Blower | 4A7A6048E1 |  | 4TXCC043BC3 | 12 | 15.5 | Yes | Yes | 2011-03-16 |  | 0
FALSE | 4A7A7048A1 | 288 | 3935155 | TRANE | 4TTX6048E1 | AC | Split System: Air-Cooled Condensing Unit, Coil with Blower | 4A7A6048E1 |  | 4TXCC043BC3 | 12 | 15.5 | Yes | Yes | 2011-03-16 |  | 0
FALSE | 4A7A7048A1 | 288 | 3935157 | TRANE | 4TTX6048E1 | AC | Split System: Air-Cooled Condensing Unit, Coil with Blower | 4A7A6048E1 |  | 4TXCC044BC3 | 12 | 16 | Yes | Yes | 2011-03-16 |  | 0
FALSE | 4A7A7048A1 | 288 | 3935212 | TRANE | 4TTX6048E1 | AC | Split System: Air-Cooled Condensing Unit, Coil with Blower | 4A7A6048E1 |  | 4TXCD009CC3 | 12.5 | 16 | Yes | Yes | 2011-03-16 |  | 1
FALSE | 4A7A7048A1 | 288 | 3935213 | TRANE | 4TTX6048E1 | AC | Split System: Air-Cooled Condensing Unit, Coil with Blower | 4A7A6048E1 |  | 4TXCD009CC3 | 12 | 15.5 | Yes | Yes | 2011-03-16 |  | 0
FALSE | 4A7A7048A1 | 288 | 3935214 | TRANE | 4TTX6048E1 | AC | Split System: Air-Cooled Condensing Unit, Coil with Blower | 4A7A6048E1 |  | 4TXCD009CC3 | 12.5 | 16 | Yes | Yes | 2011-03-16 |  | 1
FALSE | 4A7A7048A1 | 288 | 3935215 | TRANE | 4TTX6048E1 | AC | Split System: Air-Cooled Condensing Unit, Coil with Blower | 4A7A6048E1 |  | 4TXCD009CC3 | 12.5 | 16 | Yes | Yes | 2011-03-16 |  | 1
FALSE | 4A7A7048A1 | 288 | 3935216 | TRANE | 4TTX6048E1 | AC | Split System: Air-Cooled Condensing Unit, Coil with Blower | 4A7A6048E1 |  | 4TXCD009CC3 | 12 | 16 | Yes | Yes | 2011-03-16 |  | 0
FALSE | 4A7A7048A1 | 288 | 3935217 | TRANE | 4TTX6048E1 | AC | Split System: Air-Cooled Condensing Unit, Coil with Blower | 4A7A6048E1 |  | 4TXCD009CC3 | 12 | 16 | Yes | Yes | 2011-03-16 |  | 0
FALSE | 4A7A7048A1 | 288 | 3935218 | TRANE | 4TTX6048E1 | AC | Split System: Air-Cooled Condensing Unit, Coil with Blower | 4A7A6048E1 |  | 4TXCD009CC3 | 12 | 16 | Yes | Yes | 2011-03-16 |  | 0
FALSE | 4A7A7048A1 | 288 | 3935219 | TRANE | 4TTX6048E1 | AC | Split System: Air-Cooled Condensing Unit, Coil with Blower | 4A7A6048E1 |  | 4TXCD009CC3 | 12 | 15 | Yes | Yes | 2011-03-16 |  | 0
FALSE | 4A7A7048A1 | 288 | 3935220 | TRANE | 4TTX6048E1 | AC | Split System: Air-Cooled Condensing Unit, Coil with Blower | 4A7A6048E1 |  | 4TXCD009CC3 | 12 | 15.5 | Yes | Yes | 2011-03-16 |  | 0
FALSE | 4A7A7048A1 | 288 | 3935221 | TRANE | 4TTX6048E1 | AC | Split System: Air-Cooled Condensing Unit, Coil with Blower | 4A7A6048E1 |  | 4TXCD009CC3 | 12.5 | 16.5 | Yes | Yes | 2011-03-16 |  | 1
FALSE | 4A7A7048A1 | 288 | 3935222 | TRANE | 4TTX6048E1 | AC | Split System: Air-Cooled Condensing Unit, Coil with Blower | 4A7A6048E1 |  | 4TXCD009CC3 | 12 | 15.5 | Yes | Yes | 2011-03-16 |  | 0
FALSE | 4A7A7048A1 | 288 | 3935223 | TRANE | 4TTX6048E1 | AC | Split System: Air-Cooled Condensing Unit, Coil with Blower | 4A7A6048E1 |  | 4TXCD009CC3 | 12 | 16 | Yes | Yes | 2011-03-16 |  | 0
FALSE | 4A7A7048A1 | 288 | 3935224 | TRANE | 4TTX6048E1 | AC | Split System: Air-Cooled Condensing Unit, Coil Alone | 4A7A6048E1 |  | 4TXCD009CC3 | 12 | 14.5 | Yes | Yes | 2011-03-16 |  | 0
FALSE | 4A7A7048A1 | 288 | 3935225 | TRANE | 4TTX6048E1 | AC | Split System: Air-Cooled Condensing Unit, Coil with Blower | 4A7A6048E1 |  | 4TXCD009CC3 | 12.5 | 16 | Yes | Yes | 2011-03-16 |  | 1
FALSE | 4A7A7048A1 | 288 | 3935226 | TRANE | 4TTX6048E1 | AC | Split System: Air-Cooled Condensing Unit, Coil with Blower | 4A7A6048E1 |  | 4TXCD009CC3 | 12.5 | 16.5 | Yes | Yes | 2011-03-16 |  | 1
FALSE | 4A7A7048A1 | 288 | 3935227 | TRANE | 4TTX6048E1 | AC | Split System: Air-Cooled Condensing Unit, Coil with Blower | 4A7A6048E1 |  | 4TXCD009CC3 | 12.5 | 16 | Yes | Yes | 2011-03-16 |  | 1
FALSE | 4A7A7048A1 | 288 | 3935228 | TRANE | 4TTX6048E1 | AC | Split System: Air-Cooled Condensing Unit, Coil with Blower | 4A7A6048E1 |  | 4TXCD009CC3 | 12 | 16 | Yes | Yes | 2011-03-16 |  | 0
FALSE | 4A7A7048A1 | 288 | 3935229 | TRANE | 4TTX6048E1 | AC | Split System: Air-Cooled Condensing Unit, Coil with Blower | 4A7A6048E1 |  | 4TXCD009CC3 | 13 | 16.5 | Yes | Yes | 2011-03-16 |  | 2
FALSE | 4A7A7048A1 | 288 | 3935231 | TRANE | 4TTX6048E1 | AC | Split System: Air-Cooled Condensing Unit, Coil with Blower | 4A7A6048E1 |  | 4TXCD010CC3 | 12.5 | 16 | Yes | Yes | 2011-03-16 |  | 1
FALSE | 4A7A7048A1 | 288 | 3935232 | TRANE | 4TTX6048E1 | AC | Split System: Air-Cooled Condensing Unit, Coil with Blower | 4A7A6048E1 |  | 4TXCD010CC3 | 12 | 15.5 | Yes | Yes | 2011-03-16 |  | 0
FALSE | 4A7A7048A1 | 288 | 3935182 | TRANE | 4TTX6048E1 | AC | Split System: Air-Cooled Condensing Unit, Coil with Blower | 4A7A6048E1 |  | 4TXCC049BC3 | 12 | 15 | Yes | Yes | 2011-03-16 |  | 0
FALSE | 4A7A7048A1 | 288 | 3935183 | TRANE | 4TTX6048E1 | AC | Split System: Air-Cooled Condensing Unit, Coil with Blower | 4A7A6048E1 |  | 4TXCC049BC3 | 12 | 15.5 | Yes | Yes | 2011-03-16 |  | 0
FALSE | 4A7A7048A1 | 288 | 3935184 | TRANE | 4TTX6048E1 | AC | Split System: Air-Cooled Condensing Unit, Coil with Blower | 4A7A6048E1 |  | 4TXCC049BC3 | 12 | 16 | Yes | Yes | 2011-03-16 |  | 0
FALSE | 4A7A7048A1 | 288 | 3935185 | TRANE | 4TTX6048E1 | AC | Split System: Air-Cooled Condensing Unit, Coil with Blower | 4A7A6048E1 |  | 4TXCC049BC3 | 12 | 15.5 | Yes | Yes | 2011-03-16 |  | 0
FALSE | 4A7A7048A1 | 288 | 3935186 | TRANE | 4TTX6048E1 | AC | Split System: Air-Cooled Condensing Unit, Coil Alone | 4A7A6048E1 |  | 4TXCC049BC3 | 12 | 14.5 | Yes | Yes | 2011-03-16 |  | 0
FALSE | 4A7A7048A1 | 288 | 3935189 | TRANE | 4TTX6048E1 | AC | Split System: Air-Cooled Condensing Unit, Coil Alone | 4A7A6048E1 |  | 4TXCC060BC3 | 12 | 14.5 | Yes | Yes | 2011-03-16 |  | 0
FALSE | 4A7A7048A1 | 288 | 3935190 | TRANE | 4TTX6048E1 | AC | Split System: Air-Cooled Condensing Unit, Coil with Blower | 4A7A6048E1 |  | 4TXCC060BC3 | 12.5 | 16 | Yes | Yes | 2011-03-16 |  | 1
FALSE | 4A7A7048A1 | 288 | 3935191 | TRANE | 4TTX6048E1 | AC | Split System: Air-Cooled Condensing Unit, Coil with Blower | 4A7A6048E1 |  | 4TXCC060BC3 | 12.5 | 16 | Yes | Yes | 2011-03-16 |  | 1
FALSE | 4A7A7048A1 | 288 | 3935192 | TRANE | 4TTX6048E1 | AC | Split System: Air-Cooled Condensing Unit, Coil with Blower | 4A7A6048E1 |  | 4TXCC060BC3 | 12 | 16 | Yes | Yes | 2011-03-16 |  | 0
FALSE | 4A7A7048A1 | 288 | 3935193 | TRANE | 4TTX6048E1 | AC | Split System: Air-Cooled Condensing Unit, Coil with Blower | 4A7A6048E1 |  | 4TXCC060BC3 | 12 | 15 | Yes | Yes | 2011-03-16 |  | 0
FALSE | 4A7A7048A1 | 288 | 3935194 | TRANE | 4TTX6048E1 | AC | Split System: Air-Cooled Condensing Unit, Coil with Blower | 4A7A6048E1 |  | 4TXCC060BC3 | 12 | 15 | Yes | Yes | 2011-03-16 |  | 0
FALSE | 4A7A7048A1 | 288 | 3935195 | TRANE | 4TTX6048E1 | AC | Split System: Air-Cooled Condensing Unit, Coil with Blower | 4A7A6048E1 |  | 4TXCC060BC3 | 12 | 15.5 | Yes | Yes | 2011-03-16 |  | 0
FALSE | 4A7A7048A1 | 288 | 3935196 | TRANE | 4TTX6048E1 | AC | Split System: Air-Cooled Condensing Unit, Coil with Blower | 4A7A6048E1 |  | 4TXCC060BC3 | 12 | 16 | Yes | Yes | 2011-03-16 |  | 0
FALSE | 4A7A7048A1 | 288 | 3935197 | TRANE | 4TTX6048E1 | AC | Split System: Air-Cooled Condensing Unit, Coil with Blower | 4A7A6048E1 |  | 4TXCC060BC3 | 12 | 15 | Yes | Yes | 2011-03-16 |  | 0
FALSE | 4A7A7048A1 | 288 | 3935198 | TRANE | 4TTX6048E1 | AC | Split System: Air-Cooled Condensing Unit, Coil with Blower | 4A7A6048E1 |  | 4TXCC060BC3 | 12 | 16 | Yes | Yes | 2011-03-16 |  | 0
FALSE | 4A7A7048A1 | 288 | 3935199 | TRANE | 4TTX6048E1 | AC | Split System: Air-Cooled Condensing Unit, Coil with Blower | 4A7A6048E1 |  | 4TXCC060BC3 | 12 | 15 | Yes | Yes | 2011-03-16 |  | 0
FALSE | 4A7A7048A1 | 288 | 3935200 | TRANE | 4TTX6048E1 | AC | Split System: Air-Cooled Condensing Unit, Coil with Blower | 4A7A6048E1 |  | 4TXCC060BC3 | 12.5 | 16 | Yes | Yes | 2011-03-16 |  | 1
FALSE | 4A7A7048A1 | 288 | 3935201 | TRANE | 4TTX6048E1 | AC | Split System: Air-Cooled Condensing Unit, Coil with Blower | 4A7A6048E1 |  | 4TXCC060BC3 | 12.5 | 16 | Yes | Yes | 2011-03-16 |  | 1
FALSE | 4A7A7048A1 | 288 | 3935202 | TRANE | 4TTX6048E1 | AC | Split System: Air-Cooled Condensing Unit, Coil with Blower | 4A7A6048E1 |  | 4TXCC060BC3 | 12.5 | 16 | Yes | Yes | 2011-03-16 |  | 1
FALSE | 4A7A7048A1 | 288 | 3935203 | TRANE | 4TTX6048E1 | AC | Split System: Air-Cooled Condensing Unit, Coil with Blower | 4A7A6048E1 |  | 4TXCC060BC3 | 12 | 15.5 | Yes | Yes | 2011-03-16 |  | 0
FALSE | 4A7A7048A1 | 288 | 3935204 | TRANE | 4TTX6048E1 | AC | Split System: Air-Cooled Condensing Unit, Coil with Blower | 4A7A6048E1 |  | 4TXCD009CC3 | 12.5 | 16 | Yes | Yes | 2011-03-16 |  | 1
FALSE | 4A7A7048A1 | 288 | 3935205 | TRANE | 4TTX6048E1 | AC | Split System: Air-Cooled Condensing Unit, Coil with Blower | 4A7A6048E1 |  | 4TXCD009CC3 | 12.5 | 16 | Yes | Yes | 2011-03-16 |  | 1
FALSE | 4A7A7048A1 | 288 | 3935206 | TRANE | 4TTX6048E1 | AC | Split System: Air-Cooled Condensing Unit, Coil with Blower | 4A7A6048E1 |  | 4TXCD009CC3 | 12 | 16 | Yes | Yes | 2011-03-16 |  | 0
FALSE | 4A7A7048A1 | 288 | 3935207 | TRANE | 4TTX6048E1 | AC | Split System: Air-Cooled Condensing Unit, Coil with Blower | 4A7A6048E1 |  | 4TXCD009CC3 | 12.5 | 16 | Yes | Yes | 2011-03-16 |  | 1
FALSE | 4A7A7048A1 | 288 | 3935208 | TRANE | 4TTX6048E1 | AC | Split System: Air-Cooled Condensing Unit, Coil with Blower | 4A7A6048E1 |  | 4TXCD009CC3 | 12 | 15.5 | Yes | Yes | 2011-03-16 |  | 0
FALSE | 4A7A7048A1 | 288 | 3935209 | TRANE | 4TTX6048E1 | AC | Split System: Air-Cooled Condensing Unit, Coil with Blower | 4A7A6048E1 |  | 4TXCD009CC3 | 12 | 15.5 | Yes | Yes | 2011-03-16 |  | 0
FALSE | 4A7A7048A1 | 288 | 3935210 | TRANE | 4TTX6048E1 | AC | Split System: Air-Cooled Condensing Unit, Coil with Blower | 4A7A6048E1 |  | 4TXCD009CC3 | 12.5 | 16 | Yes | Yes | 2011-03-16 |  | 1
FALSE | 4A7A7048A1 | 288 | 3935211 | TRANE | 4TTX6048E1 | AC | Split System: Air-Cooled Condensing Unit, Coil with Blower | 4A7A6048E1 |  | 4TXCD009CC3 | 12 | 16 | Yes | Yes | 2011-03-16 |  | 0
FALSE | 4A7A7048A1 | 288 | 3935233 | TRANE | 4TTX6048E1 | AC | Split System: Air-Cooled Condensing Unit, Coil with Blower | 4A7A6048E1 |  | 4TXCD010CC3 | 12 | 16 | Yes | Yes | 2011-03-16 |  | 0
FALSE | 4A7A7048A1 | 288 | 3935234 | TRANE | 4TTX6048E1 | AC | Split System: Air-Cooled Condensing Unit, Coil with Blower | 4A7A6048E1 |  | 4TXCD010CC3 | 12.5 | 16 | Yes | Yes | 2011-03-16 |  | 1
FALSE | 4A7A7048A1 | 288 | 3935235 | TRANE | 4TTX6048E1 | AC | Split System: Air-Cooled Condensing Unit, Coil with Blower | 4A7A6048E1 |  | 4TXCD010CC3 | 12 | 16 | Yes | Yes | 2011-03-16 |  | 0
FALSE | 4A7A7048A1 | 288 | 3935236 | TRANE | 4TTX6048E1 | AC | Split System: Air-Cooled Condensing Unit, Coil with Blower | 4A7A6048E1 |  | 4TXCD010CC3 | 12 | 16 | Yes | Yes | 2011-03-16 |  | 0
FALSE | 4A7A7048A1 | 288 | 3935237 | TRANE | 4TTX6048E1 | AC | Split System: Air-Cooled Condensing Unit, Coil with Blower | 4A7A6048E1 |  | 4TXCD010CC3 | 12.5 | 16 | Yes | Yes | 2011-03-16 |  | 1
FALSE | 4A7A7048A1 | 288 | 3935238 | TRANE | 4TTX6048E1 | AC | Split System: Air-Cooled Condensing Unit, Coil with Blower | 4A7A6048E1 |  | 4TXCD010CC3 | 12.5 | 16 | Yes | Yes | 2011-03-16 |  | 1
FALSE | 4A7A7048A1 | 288 | 3935239 | TRANE | 4TTX6048E1 | AC | Split System: Air-Cooled Condensing Unit, Coil with Blower | 4A7A6048E1 |  | 4TXCD010CC3 | 12 | 15.5 | Yes | Yes | 2011-03-16 |  | 0
FALSE | 4A7A7048A1 | 288 | 3935241 | TRANE | 4TTX6048E1 | AC | Split System: Air-Cooled Condensing Unit, Coil Alone | 4A7A6048E1 |  | 4TXCD010CC3 | 12 | 14.5 | Yes | Yes | 2011-03-16 |  | 0
FALSE | 4A7A7048A1 | 288 | 3935242 | TRANE | 4TTX6048E1 | AC | Split System: Air-Cooled Condensing Unit, Coil with Blower | 4A7A6048E1 |  | 4TXCD010CC3 | 12 | 15 | Yes | Yes | 2011-03-16 |  | 0
FALSE | 4A7A7048A1 | 288 | 3935243 | TRANE | 4TTX6048E1 | AC | Split System: Air-Cooled Condensing Unit, Coil with Blower | 4A7A6048E1 |  | 4TXCD010CC3 | 12 | 15 | Yes | Yes | 2011-03-16 |  | 0
FALSE | 4A7A7048A1 | 288 | 3935244 | TRANE | 4TTX6048E1 | AC | Split System: Air-Cooled Condensing Unit, Coil with Blower | 4A7A6048E1 |  | 4TXCD010CC3 | 12 | 16 | Yes | Yes | 2011-03-16 |  | 0
FALSE | 4A7A7048A1 | 288 | 3935245 | TRANE | 4TTX6048E1 | AC | Split System: Air-Cooled Condensing Unit, Coil with Blower | 4A7A6048E1 |  | 4TXCD010CC3 | 12 | 16 | Yes | Yes | 2011-03-16 |  | 0
FALSE | 4A7A7048A1 | 288 | 3935246 | TRANE | 4TTX6048E1 | AC | Split System: Air-Cooled Condensing Unit, Coil with Blower | 4A7A6048E1 |  | 4TXCD010CC3 | 12 | 15.5 | Yes | Yes | 2011-03-16 |  | 0
FALSE | 4A7A7048A1 | 288 | 3935247 | TRANE | 4TTX6048E1 | AC | Split System: Air-Cooled Condensing Unit, Coil with Blower | 4A7A6048E1 |  | 4TXCD010CC3 | 12 | 16 | Yes | Yes | 2011-03-16 |  | 0
FALSE | 4A7A7048A1 | 288 | 3935248 | TRANE | 4TTX6048E1 | AC | Split System: Air-Cooled Condensing Unit, Coil with Blower | 4A7A6048E1 |  | 4TXCD010CC3 | 12 | 15 | Yes | Yes | 2011-03-16 |  | 0
FALSE | 4A7A7048A1 | 288 | 3935249 | TRANE | 4TTX6048E1 | AC | Split System: Air-Cooled Condensing Unit, Coil with Blower | 4A7A6048E1 |  | 4TXCD010CC3 | 12.5 | 16 | Yes | Yes | 2011-03-16 |  | 1
FALSE | 4A7A7048A1 | 288 | 3935250 | TRANE | 4TTX6048E1 | AC | Split System: Air-Cooled Condensing Unit, Coil with Blower | 4A7A6048E1 |  | 4TXCD010CC3 | 12 | 16 | Yes | Yes | 2011-03-16 |  | 0
FALSE | 4A7A7048A1 | 288 | 3935251 | TRANE | 4TTX6048E1 | AC | Split System: Air-Cooled Condensing Unit, Coil with Blower | 4A7A6048E1 |  | 4TXCD010CC3 | 12 | 15.5 | Yes | Yes | 2011-03-16 |  | 0
FALSE | 4A7A7048A1 | 288 | 3935252 | TRANE | 4TTX6048E1 | AC | Split System: Air-Cooled Condensing Unit, Coil with Blower | 4A7A6048E1 |  | 4TXCD010CC3 | 12 | 15.5 | Yes | Yes | 2011-03-16 |  | 0
FALSE | 4A7A7048A1 | 288 | 3935253 | TRANE | 4TTX6048E1 | AC | Split System: Air-Cooled Condensing Unit, Coil with Blower | 4A7A6048E1 |  | 4TXCD010CC3 | 12 | 16 | Yes | Yes | 2011-03-16 |  | 0
FALSE | 4A7A7048A1 | 288 | 3935254 | TRANE | 4TTX6048E1 | AC | Split System: Air-Cooled Condensing Unit, Coil with Blower | 4A7A6048E1 |  | 4TXCD010CC3 | 12 | 16 | Yes | Yes | 2011-03-16 |  | 0
FALSE | 4A7A7048A1 | 288 | 3935255 | TRANE | 4TTX6048E1 | AC | Split System: Air-Cooled Condensing Unit, Coil with Blower | 4A7A6048E1 |  | 4TXCD010CC3 | 12 | 16 | Yes | Yes | 2011-03-16 |  | 0
FALSE | 4A7A7048A1 | 288 | 3935256 | TRANE | 4TTX6048E1 | AC | Split System: Air-Cooled Condensing Unit, Coil with Blower | 4A7A6048E1 |  | 4TXCD010CC3 | 12 | 16 | Yes | Yes | 2011-03-16 |  | 0
FALSE | 4A7A7048A1 | 288 | 3935257 | TRANE | 4TTX6048E1 | AC | Split System: Air-Cooled Condensing Unit, Coil with Blower | 4A7A6048E1 |  | 4TXCD010CC3 | 12 | 16 | Yes | Yes | 2011-03-16 |  | 0
FALSE | 4A7A7048A1 | 288 | 3935258 | TRANE | 4TTX6048E1 | AC | Split System: Air-Cooled Condensing Unit, Coil with Blower | 4A7A6048E1 |  | 4TXCD050BC3 | 12 | 15 | Yes | Yes | 2011-03-16 |  | 0
FALSE | 4A7A7048A1 | 288 | 3935259 | TRANE | 4TTX6048E1 | AC | Split System: Air-Cooled Condensing Unit, Coil with Blower | 4A7A6048E1 |  | 4TXCD050BC3 | 12 | 16 | Yes | Yes | 2011-03-16 |  | 0
FALSE | 4A7A7048A1 | 288 | 3935260 | TRANE | 4TTX6048E1 | AC | Split System: Air-Cooled Condensing Unit, Coil with Blower | 4A7A6048E1 |  | 4TXCD050BC3 | 12.5 | 16 | Yes | Yes | 2011-03-16 |  | 1
FALSE | 4A7A7048A1 | 288 | 3935261 | TRANE | 4TTX6048E1 | AC | Split System: Air-Cooled Condensing Unit, Coil with Blower | 4A7A6048E1 |  | 4TXCD050BC3 | 12.5 | 16 | Yes | Yes | 2011-03-16 |  | 1
FALSE | 4A7A7048A1 | 288 | 3935310 | TRANE | 4TTX6048E1 | AC | Split System: Air-Cooled Condensing Unit, Coil with Blower | 4A7A6048E1 |  | 4TXCD061BC3 | 12 | 15 | Yes | Yes | 2011-03-16 |  | 0
FALSE | 4A7A7048A1 | 288 | 3935311 | TRANE | 4TTX6048E1 | AC | Split System: Air-Cooled Condensing Unit, Coil with Blower | 4A7A6048E1 |  | 4TXCD061BC3 | 12.5 | 16 | Yes | Yes | 2011-03-16 |  | 1
FALSE | 4A7A7048A1 | 288 | 3935312 | TRANE | 4TTX6048E1 | AC | Split System: Air-Cooled Condensing Unit, Coil with Blower | 4A7A6048E1 |  | 4TXCD063BC3 | 12.5 | 16.5 | Yes | Yes | 2011-03-16 |  | 1
FALSE | 4A7A7048A1 | 288 | 3935313 | TRANE | 4TTX6048E1 | AC | Split System: Air-Cooled Condensing Unit, Coil with Blower | 4A7A6048E1 |  | 4TXCD063BC3 | 13 | 17 | Yes | Yes | 2011-03-16 |  | 2
FALSE | 4A7A7048A1 | 288 | 3935314 | TRANE | 4TTX6048E1 | AC | Split System: Air-Cooled Condensing Unit, Coil with Blower | 4A7A6048E1 |  | 4TXCD063BC3 | 12.5 | 16.5 | Yes | Yes | 2011-03-16 |  | 1
FALSE | 4A7A7048A1 | 288 | 3935315 | TRANE | 4TTX6048E1 | AC | Split System: Air-Cooled Condensing Unit, Coil with Blower | 4A7A6048E1 |  | 4TXCD063BC3 | 13 | 17 | Yes | Yes | 2011-03-16 |  | 2
FALSE | 4A7A7048A1 | 288 | 3935316 | TRANE | 4TTX6048E1 | AC | Split System: Air-Cooled Condensing Unit, Coil with Blower | 4A7A6048E1 |  | 4TXCD063BC3 | 13 | 16 | Yes | Yes | 2011-03-16 |  | 2
FALSE | 4A7A7048A1 | 288 | 3935317 | TRANE | 4TTX6048E1 | AC | Split System: Air-Cooled Condensing Unit, Coil with Blower | 4A7A6048E1 |  | 4TXCD063BC3 | 13 | 16 | Yes | Yes | 2011-03-16 |  | 2
FALSE | 4A7A7048A1 | 288 | 3935318 | TRANE | 4TTX6048E1 | AC | Split System: Air-Cooled Condensing Unit, Coil with Blower | 4A7A6048E1 |  | 4TXCD063BC3 | 13 | 15 | Yes | Yes | 2011-03-16 |  | 1
FALSE | 4A7A7048A1 | 288 | 3935319 | TRANE | 4TTX6048E1 | AC | Split System: Air-Cooled Condensing Unit, Coil with Blower | 4A7A6048E1 |  | 4TXCD063BC3 | 13 | 15 | Yes | Yes | 2011-03-16 |  | 1
FALSE | 4A7A7048A1 | 288 | 3935320 | TRANE | 4TTX6048E1 | AC | Split System: Air-Cooled Condensing Unit, Coil with Blower | 4A7A6048E1 |  | 4TXCD063BC3 | 12.5 | 16.5 | Yes | Yes | 2011-03-16 |  | 1
FALSE | 4A7A7048A1 | 288 | 3935321 | TRANE | 4TTX6048E1 | AC | Split System: Air-Cooled Condensing Unit, Coil with Blower | 4A7A6048E1 |  | 4TXCD063BC3 | 12.5 | 16.5 | Yes | Yes | 2011-03-16 |  | 1
FALSE | 4A7A7048A1 | 288 | 3935322 | TRANE | 4TTX6048E1 | AC | Split System: Air-Cooled Condensing Unit, Coil with Blower | 4A7A6048E1 |  | 4TXCD063BC3 | 12.5 | 16.5 | Yes | Yes | 2011-03-16 |  | 1
FALSE | 4A7A7048A1 | 288 | 3935323 | TRANE | 4TTX6048E1 | AC | Split System: Air-Cooled Condensing Unit, Coil with Blower | 4A7A6048E1 |  | 4TXCD063BC3 | 12.5 | 16 | Yes | Yes | 2011-03-16 |  | 1
FALSE | 4A7A7048A1 | 288 | 3935324 | TRANE | 4TTX6048E1 | AC | Split System: Air-Cooled Condensing Unit, Coil with Blower | 4A7A6048E1 |  | 4TXCD063BC3 | 12 | 15.5 | Yes | Yes | 2011-03-16 |  | 0
FALSE | 4A7A7048A1 | 288 | 3935325 | TRANE | 4TTX6048E1 | AC | Split System: Air-Cooled Condensing Unit, Coil with Blower | 4A7A6048E1 |  | 4TXCD063BC3 | 12 | 15.5 | Yes | Yes | 2011-03-16 |  | 0
FALSE | 4A7A7048A1 | 288 | 3935326 | TRANE | 4TTX6048E1 | AC | Split System: Air-Cooled Condensing Unit, Coil with Blower | 4A7A6048E1 |  | 4TXCD063BC3 | 13 | 15 | Yes | Yes | 2011-03-16 |  | 1
FALSE | 4A7A7048A1 | 288 | 3935327 | TRANE | 4TTX6048E1 | AC | Split System: Air-Cooled Condensing Unit, Coil with Blower | 4A7A6048E1 |  | 4TXCD063BC3 | 12.5 | 15 | Yes | Yes | 2011-03-16 |  | 1
FALSE | 4A7A7048A1 | 288 | 3935328 | TRANE | 4TTX6048E1 | AC | Split System: Air-Cooled Condensing Unit, Coil with Blower | 4A7A6048E1 |  | 4TXCD063BC3 | 13 | 17 | Yes | Yes | 2011-03-16 |  | 2
FALSE | 4A7A7048A1 | 288 | 3935329 | TRANE | 4TTX6048E1 | AC | Split System: Air-Cooled Condensing Unit, Coil with Blower | 4A7A6048E1 |  | 4TXCD063BC3 | 13 | 17 | Yes | Yes | 2011-03-16 |  | 2
FALSE | 4A7A7048A1 | 288 | 3935282 | TRANE | 4TTX6048E1 | AC | Split System: Air-Cooled Condensing Unit, Coil with Blower | 4A7A6048E1 |  | 4TXCD050BC3 | 12 | 15.5 | Yes | Yes | 2011-03-16 |  | 0
FALSE | 4A7A7048A1 | 288 | 3935283 | TRANE | 4TTX6048E1 | AC | Split System: Air-Cooled Condensing Unit, Coil with Blower | 4A7A6048E1 |  | 4TXCD050BC3 | 12 | 16 | Yes | Yes | 2011-03-16 |  | 0
FALSE | 4A7A7048A1 | 288 | 3935284 | TRANE | 4TTX6048E1 | AC | Split System: Air-Cooled Condensing Unit, Coil with Blower | 4A7A6048E1 |  | 4TXCD050BC3 | 12 | 15 | Yes | Yes | 2011-03-16 |  | 0
FALSE | 4A7A7048A1 | 288 | 3935285 | TRANE | 4TTX6048E1 | AC | Split System: Air-Cooled Condensing Unit, Coil with Blower | 4A7A6048E1 |  | 4TXCD061BC3 | 12 | 16 | Yes | Yes | 2011-03-16 |  | 0
FALSE | 4A7A7048A1 | 288 | 3935286 | TRANE | 4TTX6048E1 | AC | Split System: Air-Cooled Condensing Unit, Coil with Blower | 4A7A6048E1 |  | 4TXCD061BC3 | 12.5 | 16 | Yes | Yes | 2011-03-16 |  | 1
FALSE | 4A7A7048A1 | 288 | 3935287 | TRANE | 4TTX6048E1 | AC | Split System: Air-Cooled Condensing Unit, Coil with Blower | 4A7A6048E1 |  | 4TXCD061BC3 | 12.5 | 16 | Yes | Yes | 2011-03-16 |  | 1
FALSE | 4A7A7048A1 | 288 | 3935288 | TRANE | 4TTX6048E1 | AC | Split System: Air-Cooled Condensing Unit, Coil with Blower | 4A7A6048E1 |  | 4TXCD061BC3 | 12 | 15.5 | Yes | Yes | 2011-03-16 |  | 0
FALSE | 4A7A7048A1 | 288 | 3935289 | TRANE | 4TTX6048E1 | AC | Split System: Air-Cooled Condensing Unit, Coil with Blower | 4A7A6048E1 |  | 4TXCD061BC3 | 12.5 | 16 | Yes | Yes | 2011-03-16 |  | 1
FALSE | 4A7A7048A1 | 288 | 3935290 | TRANE | 4TTX6048E1 | AC | Split System: Air-Cooled Condensing Unit, Coil with Blower | 4A7A6048E1 |  | 4TXCD061BC3 | 12 | 16 | Yes | Yes | 2011-03-16 |  | 0
FALSE | 4A7A7048A1 | 288 | 3935291 | TRANE | 4TTX6048E1 | AC | Split System: Air-Cooled Condensing Unit, Coil Alone | 4A7A6048E1 |  | 4TXCD061BC3 | 12 | 14.5 | Yes | Yes | 2011-03-16 |  | 0
FALSE | 4A7A7048A1 | 288 | 3935292 | TRANE | 4TTX6048E1 | AC | Split System: Air-Cooled Condensing Unit, Coil with Blower | 4A7A6048E1 |  | 4TXCD061BC3 | 12 | 15.5 | Yes | Yes | 2011-03-16 |  | 0
FALSE | 4A7A7048A1 | 288 | 3935293 | TRANE | 4TTX6048E1 | AC | Split System: Air-Cooled Condensing Unit, Coil with Blower | 4A7A6048E1 |  | 4TXCD061BC3 | 12.5 | 16 | Yes | Yes | 2011-03-16 |  | 1
FALSE | 4A7A7048A1 | 288 | 3935294 | TRANE | 4TTX6048E1 | AC | Split System: Air-Cooled Condensing Unit, Coil with Blower | 4A7A6048E1 |  | 4TXCD061BC3 | 12 | 15.5 | Yes | Yes | 2011-03-16 |  | 0
FALSE | 4A7A7048A1 | 288 | 3935295 | TRANE | 4TTX6048E1 | AC | Split System: Air-Cooled Condensing Unit, Coil with Blower | 4A7A6048E1 |  | 4TXCD061BC3 | 12 | 15.5 | Yes | Yes | 2011-03-16 |  | 0
FALSE | 4A7A7048A1 | 288 | 3935296 | TRANE | 4TTX6048E1 | AC | Split System: Air-Cooled Condensing Unit, Coil with Blower | 4A7A6048E1 |  | 4TXCD061BC3 | 12 | 15.5 | Yes | Yes | 2011-03-16 |  | 0
FALSE | 4A7A7048A1 | 288 | 3935297 | TRANE | 4TTX6048E1 | AC | Split System: Air-Cooled Condensing Unit, Coil with Blower | 4A7A6048E1 |  | 4TXCD061BC3 | 12.5 | 16 | Yes | Yes | 2011-03-16 |  | 1
FALSE | 4A7A7048A1 | 288 | 3935298 | TRANE | 4TTX6048E1 | AC | Split System: Air-Cooled Condensing Unit, Coil with Blower | 4A7A6048E1 |  | 4TXCD061BC3 | 12.5 | 16 | Yes | Yes | 2011-03-16 |  | 1
FALSE | 4A7A7048A1 | 288 | 3935299 | TRANE | 4TTX6048E1 | AC | Split System: Air-Cooled Condensing Unit, Coil with Blower | 4A7A6048E1 |  | 4TXCD061BC3 | 12.5 | 16 | Yes | Yes | 2011-03-16 |  | 1
FALSE | 4A7A7048A1 | 288 | 3935300 | TRANE | 4TTX6048E1 | AC | Split System: Air-Cooled Condensing Unit, Coil with Blower | 4A7A6048E1 |  | 4TXCD061BC3 | 12 | 15 | Yes | Yes | 2011-03-16 |  | 0
FALSE | 4A7A7048A1 | 288 | 3935301 | TRANE | 4TTX6048E1 | AC | Split System: Air-Cooled Condensing Unit, Coil with Blower | 4A7A6048E1 |  | 4TXCD061BC3 | 12 | 16 | Yes | Yes | 2011-03-16 |  | 0
FALSE | 4A7A7048A1 | 288 | 3935302 | TRANE | 4TTX6048E1 | AC | Split System: Air-Cooled Condensing Unit, Coil with Blower | 4A7A6048E1 |  | 4TXCD061BC3 | 12.5 | 16 | Yes | Yes | 2011-03-16 |  | 1
FALSE | 4A7A7048A1 | 288 | 3935303 | TRANE | 4TTX6048E1 | AC | Split System: Air-Cooled Condensing Unit, Coil with Blower | 4A7A6048E1 |  | 4TXCD061BC3 | 12 | 16 | Yes | Yes | 2011-03-16 |  | 0
FALSE | 4A7A7048A1 | 288 | 3935304 | TRANE | 4TTX6048E1 | AC | Split System: Air-Cooled Condensing Unit, Coil with Blower | 4A7A6048E1 |  | 4TXCD061BC3 | 13 | 16 | Yes | Yes | 2011-03-16 |  | 2
FALSE | 4A7A7048A1 | 288 | 3935305 | TRANE | 4TTX6048E1 | AC | Split System: Air-Cooled Condensing Unit, Coil with Blower | 4A7A6048E1 |  | 4TXCD061BC3 | 13 | 16 | Yes | Yes | 2011-03-16 |  | 2
FALSE | 4A7A7048A1 | 288 | 3935306 | TRANE | 4TTX6048E1 | AC | Split System: Air-Cooled Condensing Unit, Coil with Blower | 4A7A6048E1 |  | 4TXCD061BC3 | 13 | 16 | Yes | Yes | 2011-03-16 |  | 2
FALSE | 4A7A7048A1 | 288 | 3935307 | TRANE | 4TTX6048E1 | AC | Split System: Air-Cooled Condensing Unit, Coil with Blower | 4A7A6048E1 |  | 4TXCD061BC3 | 13 | 16 | Yes | Yes | 2011-03-16 |  | 2
FALSE | 4A7A7048A1 | 288 | 3935308 | TRANE | 4TTX6048E1 | AC | Split System: Air-Cooled Condensing Unit, Coil with Blower | 4A7A6048E1 |  | 4TXCD061BC3 | 12 | 16 | Yes | Yes | 2011-03-16 |  | 0
FALSE | 4A7A7048A1 | 288 | 3935309 | TRANE | 4TTX6048E1 | AC | Split System: Air-Cooled Condensing Unit, Coil with Blower | 4A7A6048E1 |  | 4TXCD061BC3 | 12.5 | 16 | Yes | Yes | 2011-03-16 |  | 1
FALSE | 4A7A7048A1 | 288 | 3935330 | TRANE | 4TTX6048E1 | AC | Split System: Air-Cooled Condensing Unit, Coil with Blower | 4A7A6048E1 |  | 4TXCD063BC3 | 13 | 17 | Yes | Yes | 2011-03-16 |  | 2
FALSE | 4A7A7048A1 | 288 | 3935331 | TRANE | 4TTX6048E1 | AC | Split System: Air-Cooled Condensing Unit, Coil with Blower | 4A7A6048E1 |  | 4TXCD063BC3 | 13 | 17 | Yes | Yes | 2011-03-16 |  | 2
FALSE | 4A7A7048A1 | 288 | 3935332 | TRANE | 4TTX6048E1 | AC | Split System: Air-Cooled Condensing Unit, Coil with Blower | 4A7A6048E1 |  | 4TXCD063BC3 | 13 | 17 | Yes | Yes | 2011-03-16 |  | 2
FALSE | 4A7A7048A1 | 288 | 3935333 | TRANE | 4TTX6048E1 | AC | Split System: Air-Cooled Condensing Unit, Coil with Blower | 4A7A6048E1 |  | 4TXCD063BC3 | 13 | 17 | Yes | Yes | 2011-03-16 |  | 2
FALSE | 4A7A7048A1 | 288 | 3935334 | TRANE | 4TTX6048E1 | AC | Split System: Air-Cooled Condensing Unit, Coil with Blower | 4A7A6048E1 |  | 4TXCD063BC3 | 12.5 | 16 | Yes | Yes | 2011-03-16 |  | 1
FALSE | 4A7A7048A1 | 288 | 3935335 | TRANE | 4TTX6048E1 | AC | Split System: Air-Cooled Condensing Unit, Coil with Blower | 4A7A6048E1 |  | 4TXCD063BC3 | 12.5 | 16 | Yes | Yes | 2011-03-16 |  | 1
FALSE | 4A7A7048A1 | 288 | 3935336 | TRANE | 4TTX6048E1 | AC | Split System: Air-Cooled Condensing Unit, Coil with Blower | 4A7A6048E1 |  | 4TXCD063BC3 | 13 | 17 | Yes | Yes | 2011-03-16 |  | 2
FALSE | 4A7A7048A1 | 288 | 3935337 | TRANE | 4TTX6048E1 | AC | Split System: Air-Cooled Condensing Unit, Coil with Blower | 4A7A6048E1 |  | 4TXCD063BC3 | 13 | 17 | Yes | Yes | 2011-03-16 |  | 2
FALSE | 4A7A7048A1 | 288 | 3935338 | TRANE | 4TTX6048E1 | AC | Split System: Air-Cooled Condensing Unit, Coil with Blower | 4A7A6048E1 |  | 4TXCD063BC3 | 13 | 17 | Yes | Yes | 2011-03-16 |  | 2
FALSE | 4A7A7048A1 | 288 | 3935339 | TRANE | 4TTX6048E1 | AC | Split System: Air-Cooled Condensing Unit, Coil with Blower | 4A7A6048E1 |  | 4TXCD063BC3 | 12.5 | 17 | Yes | Yes | 2011-03-16 |  | 1
FALSE | 4A7A7048A1 | 288 | 3935340 | TRANE | 4TTX6048E1 | AC | Split System: Air-Cooled Condensing Unit, Coil with Blower | 4A7A6048E1 |  | 4TXCD063BC3 | 13 | 17 | Yes | Yes | 2011-03-16 |  | 2
FALSE | 4A7A7048A1 | 288 | 3935341 | TRANE | 4TTX6048E1 | AC | Split System: Air-Cooled Condensing Unit, Coil with Blower | 4A7A6048E1 |  | 4TXCD063BC3 | 12.5 | 16.5 | Yes | Yes | 2011-03-16 |  | 1
FALSE | 4A7A7048A1 | 288 | 3935342 | TRANE | 4TTX6048E1 | AC | Split System: Air-Cooled Condensing Unit, Coil with Blower | 4A7A6048E1 |  | 4TXCD064BC3 | 12.5 | 16.5 | Yes | Yes | 2011-03-16 |  | 1
FALSE | 4A7A7048A1 | 288 | 3935343 | TRANE | 4TTX6048E1 | AC | Split System: Air-Cooled Condensing Unit, Coil with Blower | 4A7A6048E1 |  | 4TXCD064BC3 | 12.5 | 16 | Yes | Yes | 2011-03-16 |  | 1
FALSE | 4A7A7048A1 | 288 | 3935344 | TRANE | 4TTX6048E1 | AC | Split System: Air-Cooled Condensing Unit, Coil with Blower | 4A7A6048E1 |  | 4TXCD064BC3 | 12.5 | 16 | Yes | Yes | 2011-03-16 |  | 1
FALSE | 4A7A7048A1 | 288 | 3935345 | TRANE | 4TTX6048E1 | AC | Split System: Air-Cooled Condensing Unit, Coil with Blower | 4A7A6048E1 |  | 4TXCD064BC3 | 12.5 | 16.5 | Yes | Yes | 2011-03-16 |  | 1
FALSE | 4A7A7048A1 | 288 | 3935346 | TRANE | 4TTX6048E1 | AC | Split System: Air-Cooled Condensing Unit, Coil with Blower | 4A7A6048E1 |  | 4TXCD064BC3 | 12 | 16 | Yes | Yes | 2011-03-16 |  | 0
FALSE | 4A7A7048A1 | 288 | 3935347 | TRANE | 4TTX6048E1 | AC | Split System: Air-Cooled Condensing Unit, Coil with Blower | 4A7A6048E1 |  | 4TXCD064BC3 | 12 | 16 | Yes | Yes | 2011-03-16 |  | 0
FALSE | 4A7A7048A1 | 288 | 3935348 | TRANE | 4TTX6048E1 | AC | Split System: Air-Cooled Condensing Unit, Coil with Blower | 4A7A6048E1 |  | 4TXCD064BC3 | 12 | 16 | Yes | Yes | 2011-03-16 |  | 0
FALSE | 4A7A7048A1 | 288 | 3935349 | TRANE | 4TTX6048E1 | AC | Split System: Air-Cooled Condensing Unit, Coil with Blower | 4A7A6048E1 |  | 4TXCD064BC3 | 13 | 16.5 | Yes | Yes | 2011-03-16 |  | 2
FALSE | 4A7A7048A1 | 288 | 3935350 | TRANE | 4TTX6048E1 | AC | Split System: Air-Cooled Condensing Unit, Coil with Blower | 4A7A6048E1 |  | 4TXCD064BC3 | 12 | 16 | Yes | Yes | 2011-03-16 |  | 0
FALSE | 4A7A7048A1 | 288 | 3935351 | TRANE | 4TTX6048E1 | AC | Split System: Air-Cooled Condensing Unit, Coil with Blower | 4A7A6048E1 |  | 4TXCD064BC3 | 12 | 15.5 | Yes | Yes | 2011-03-16 |  | 0
FALSE | 4A7A7048A1 | 288 | 3935352 | TRANE | 4TTX6048E1 | AC | Split System: Air-Cooled Condensing Unit, Coil with Blower | 4A7A6048E1 |  | 4TXCD064BC3 | 12 | 16 | Yes | Yes | 2011-03-16 |  | 0
FALSE | 4A7A7048A1 | 288 | 3935353 | TRANE | 4TTX6048E1 | AC | Split System: Air-Cooled Condensing Unit, Coil with Blower | 4A7A6048E1 |  | 4TXCD064BC3 | 12.5 | 16.5 | Yes | Yes | 2011-03-16 |  | 1
FALSE | 4A7A7048A1 | 288 | 3935354 | TRANE | 4TTX6048E1 | AC | Split System: Air-Cooled Condensing Unit, Coil with Blower | 4A7A6048E1 |  | 4TXCD064BC3 | 12 | 16 | Yes | Yes | 2011-03-16 |  | 0
FALSE | 4A7A7048A1 | 288 | 3935355 | TRANE | 4TTX6048E1 | AC | Split System: Air-Cooled Condensing Unit, Coil with Blower | 4A7A6048E1 |  | 4TXCD064BC3 | 12 | 15.5 | Yes | Yes | 2011-03-16 |  | 0
FALSE | 4A7A7048A1 | 288 | 3935356 | TRANE | 4TTX6048E1 | AC | Split System: Air-Cooled Condensing Unit, Coil with Blower | 4A7A6048E1 |  | 4TXCD064BC3 | 12 | 15.5 | Yes | Yes | 2011-03-16 |  | 0
FALSE | 4A7A7048A1 | 288 | 3935357 | TRANE | 4TTX6048E1 | AC | Split System: Air-Cooled Condensing Unit, Coil with Blower | 4A7A6048E1 |  | 4TXCD064BC3 | 12 | 15.5 | Yes | Yes | 2011-03-16 |  | 0
FALSE | 4A7A7048A1 | 288 | 3935405 | TRANE | 4TTX6048E1 | AC | Split System: Air-Cooled Condensing Unit, Coil with Blower | 4A7A6048E1 |  | 4TXFH063CZ3 | 12.5 | 16.5 | Yes | Yes | 2011-03-16 |  | 1
FALSE | 4A7A7048A1 | 288 | 3935406 | TRANE | 4TTX6048E1 | AC | Split System: Air-Cooled Condensing Unit, Coil with Blower | 4A7A6048E1 |  | 4TXFH063CZ3 | 12.5 | 16.5 | Yes | Yes | 2011-03-16 |  | 1
FALSE | 4A7A7048A1 | 288 | 3935407 | TRANE | 4TTX6048E1 | AC | Split System: Air-Cooled Condensing Unit, Coil with Blower | 4A7A6048E1 |  | 4TXFH063CZ3 | 13 | 16 | Yes | Yes | 2011-03-16 |  | 2
FALSE | 4A7A7048A1 | 288 | 3935408 | TRANE | 4TTX6048E1 | AC | Split System: Air-Cooled Condensing Unit, Coil with Blower | 4A7A6048E1 |  | 4TXFH063CZ3 | 13 | 16.5 | Yes | Yes | 2011-03-16 |  | 2
FALSE | 4A7A7048A1 | 288 | 3935409 | TRANE | 4TTX6048E1 | AC | Split System: Air-Cooled Condensing Unit, Coil with Blower | 4A7A6048E1 |  | 4TXFH063CZ3 | 12 | 15.5 | Yes | Yes | 2011-03-16 |  | 0
FALSE | 4A7A7048A1 | 288 | 3935410 | TRANE | 4TTX6048E1 | AC | Split System: Air-Cooled Condensing Unit, Coil with Blower | 4A7A6048E1 |  | 4TXFH063CZ3 | 13 | 16.5 | Yes | Yes | 2011-03-16 |  | 2
FALSE | 4A7A7048A1 | 288 | 3935411 | TRANE | 4TTX6048E1 | AC | Split System: Air-Cooled Condensing Unit, Coil with Blower | 4A7A6048E1 |  | 4TXFH063CZ3 | 13 | 17 | Yes | Yes | 2011-03-16 |  | 2
FALSE | 4A7A7048A1 | 288 | 3935412 | TRANE | 4TTX6048E1 | AC | Split System: Air-Cooled Condensing Unit, Coil with Blower | 4A7A6048E1 |  | 4TXFH063CZ3 | 12 | 16 | Yes | Yes | 2011-03-16 |  | 0
FALSE | 4A7A7048A1 | 288 | 3935413 | TRANE | 4TTX6048E1 | AC | Split System: Air-Cooled Condensing Unit, Coil with Blower | 4A7A6048E1 |  | 4TXFH063CZ3 | 13 | 16.5 | Yes | Yes | 2011-03-16 |  | 2
FALSE | 4A7A7048A1 | 288 | 3935414 | TRANE | 4TTX6048E1 | AC | Split System: Air-Cooled Condensing Unit, Coil with Blower | 4A7A6048E1 |  | 4TXFH063CZ3 | 13 | 17 | Yes | Yes | 2011-03-16 |  | 2
FALSE | 4A7A7048A1 | 288 | 3935415 | TRANE | 4TTX6048E1 | AC | Split System: Air-Cooled Condensing Unit, Coil with Blower | 4A7A6048E1 |  | 4TXFH063CZ3 | 13 | 17 | Yes | Yes | 2011-03-16 |  | 2
FALSE | 4A7A7048A1 | 288 | 3935416 | TRANE | 4TTX6048E1 | AC | Split System: Air-Cooled Condensing Unit, Coil with Blower | 4A7A6048E1 |  | 4TXFH063CZ3 | 12.5 | 16.5 | Yes | Yes | 2011-03-16 |  | 1
FALSE | 4A7A7048A1 | 288 | 3935417 | TRANE | 4TTX6048E1 | AC | Split System: Air-Cooled Condensing Unit, Coil with Blower | 4A7A6048E1 |  | 4TXFH063CZ3 | 12.5 | 16.5 | Yes | Yes | 2011-03-16 |  | 1
FALSE | 4A7A7048A1 | 288 | 3935418 | TRANE | 4TTX6048E1 | AC | Split System: Air-Cooled Condensing Unit, Coil Alone | 4A7A6048E1 |  | 4TXFH063CZ3 | 12 | 15 | Yes | Yes | 2011-03-16 |  | 0
FALSE | 4A7A7048A1 | 288 | 3935419 | TRANE | 4TTX6048E1 | AC | Split System: Air-Cooled Condensing Unit, Coil with Blower | 4A7A6048E1 |  | 4TXFH063CZ3 | 12 | 16 | Yes | Yes | 2011-03-16 |  | 0
FALSE | 4A7A7048A1 | 288 | 3935420 | TRANE | 4TTX6048E1 | AC | Split System: Air-Cooled Condensing Unit, Coil with Blower | 4A7A6048E1 |  | 4TXFH063CZ3 | 12.5 | 16.5 | Yes | Yes | 2011-03-16 |  | 1
FALSE | 4A7A7048A1 | 288 | 3935421 | TRANE | 4TTX6048E1 | AC | Split System: Air-Cooled Condensing Unit, Coil with Blower | 4A7A6048E1 |  | 4TXFH063CZ3 | 12.5 | 16.5 | Yes | Yes | 2011-03-16 |  | 1
FALSE | 4A7A7048A1 | 288 | 3935422 | TRANE | 4TTX6048E1 | AC | Split System: Air-Cooled Condensing Unit, Coil with Blower | 4A7A6048E1 |  | 4TXFH063CZ3 | 13 | 17 | Yes | Yes | 2011-03-16 |  | 2
FALSE | 4A7A7048A1 | 288 | 3935378 | TRANE | 4TTX6048E1 | AC | Split System: Air-Cooled Condensing Unit, Coil with Blower | 4A7A6048E1 |  | 4TXFH054CC3 | 12.5 | 16 | Yes | Yes | 2011-03-16 |  | 1
FALSE | 4A7A7048A1 | 288 | 3935379 | TRANE | 4TTX6048E1 | AC | Split System: Air-Cooled Condensing Unit, Coil with Blower | 4A7A6048E1 |  | 4TXFH054CC3 | 12 | 15.5 | Yes | Yes | 2011-03-16 |  | 0
FALSE | 4A7A7048A1 | 288 | 3935380 | TRANE | 4TTX6048E1 | AC | Split System: Air-Cooled Condensing Unit, Coil with Blower | 4A7A6048E1 |  | 4TXFH054CC3 | 12 | 15.5 | Yes | Yes | 2011-03-16 |  | 0
FALSE | 4A7A7048A1 | 288 | 3935381 | TRANE | 4TTX6048E1 | AC | Split System: Air-Cooled Condensing Unit, Coil with Blower | 4A7A6048E1 |  | 4TXFH054CC3 | 12 | 16 | Yes | Yes | 2011-03-16 |  | 0
FALSE | 4A7A7048A1 | 288 | 3935382 | TRANE | 4TTX6048E1 | AC | Split System: Air-Cooled Condensing Unit, Coil with Blower | 4A7A6048E1 |  | 4TXFH054CC3 | 12.5 | 16 | Yes | Yes | 2011-03-16 |  | 1
FALSE | 4A7A7048A1 | 288 | 3935383 | TRANE | 4TTX6048E1 | AC | Split System: Air-Cooled Condensing Unit, Coil with Blower | 4A7A6048E1 |  | 4TXFH054CC3 | 12.5 | 16.5 | Yes | Yes | 2011-03-16 |  | 1
FALSE | 4A7A7048A1 | 288 | 3935384 | TRANE | 4TTX6048E1 | AC | Split System: Air-Cooled Condensing Unit, Coil with Blower | 4A7A6048E1 |  | 4TXFH054CC3 | 12.5 | 16 | Yes | Yes | 2011-03-16 |  | 1
FALSE | 4A7A7048A1 | 288 | 3935385 | TRANE | 4TTX6048E1 | AC | Split System: Air-Cooled Condensing Unit, Coil with Blower | 4A7A6048E1 |  | 4TXFH054CC3 | 12.5 | 16 | Yes | Yes | 2011-03-16 |  | 1
FALSE | 4A7A7048A1 | 288 | 3935386 | TRANE | 4TTX6048E1 | AC | Split System: Air-Cooled Condensing Unit, Coil with Blower | 4A7A6048E1 |  | 4TXFH054CC3 | 12.5 | 16 | Yes | Yes | 2011-03-16 |  | 1
FALSE | 4A7A7048A1 | 288 | 3935387 | TRANE | 4TTX6048E1 | AC | Split System: Air-Cooled Condensing Unit, Coil with Blower | 4A7A6048E1 |  | 4TXFH054CC3 | 12 | 15.5 | Yes | Yes | 2011-03-16 |  | 0
FALSE | 4A7A7048A1 | 288 | 3935388 | TRANE | 4TTX6048E1 | AC | Split System: Air-Cooled Condensing Unit, Coil with Blower | 4A7A6048E1 |  | 4TXFH054CC3 | 12.5 | 16.5 | Yes | Yes | 2011-03-16 |  | 1
FALSE | 4A7A7048A1 | 288 | 3935389 | TRANE | 4TTX6048E1 | AC | Split System: Air-Cooled Condensing Unit, Coil with Blower | 4A7A6048E1 |  | 4TXFH054CC3 | 12.5 | 16.5 | Yes | Yes | 2011-03-16 |  | 1
FALSE | 4A7A7048A1 | 288 | 3935390 | TRANE | 4TTX6048E1 | AC | Split System: Air-Cooled Condensing Unit, Coil with Blower | 4A7A6048E1 |  | 4TXFH054CC3 | 12 | 16 | Yes | Yes | 2011-03-16 |  | 0
FALSE | 4A7A7048A1 | 288 | 3935391 | TRANE | 4TTX6048E1 | AC | Split System: Air-Cooled Condensing Unit, Coil with Blower | 4A7A6048E1 |  | 4TXFH054CC3 | 12.5 | 16 | Yes | Yes | 2011-03-16 |  | 1
FALSE | 4A7A7048A1 | 288 | 3935392 | TRANE | 4TTX6048E1 | AC | Split System: Air-Cooled Condensing Unit, Coil with Blower | 4A7A6048E1 |  | 4TXFH054CC3 | 12.5 | 16 | Yes | Yes | 2011-03-16 |  | 1
FALSE | 4A7A7048A1 | 288 | 3935393 | TRANE | 4TTX6048E1 | AC | Split System: Air-Cooled Condensing Unit, Coil with Blower | 4A7A6048E1 |  | 4TXFH054CC3 | 12 | 15 | Yes | Yes | 2011-03-16 |  | 0
FALSE | 4A7A7048A1 | 288 | 3935394 | TRANE | 4TTX6048E1 | AC | Split System: Air-Cooled Condensing Unit, Coil with Blower | 4A7A6048E1 |  | 4TXFH054CC3 | 12 | 15.5 | Yes | Yes | 2011-03-16 |  | 0
FALSE | 4A7A7048A1 | 288 | 3935395 | TRANE | 4TTX6048E1 | AC | Split System: Air-Cooled Condensing Unit, Coil with Blower | 4A7A6048E1 |  | 4TXFH054CC3 | 12 | 16 | Yes | Yes | 2011-03-16 |  | 0
FALSE | 4A7A7048A1 | 288 | 3935396 | TRANE | 4TTX6048E1 | AC | Split System: Air-Cooled Condensing Unit, Coil with Blower | 4A7A6048E1 |  | 4TXFH063CZ3 | 12.5 | 17 | Yes | Yes | 2011-03-16 |  | 1
FALSE | 4A7A7048A1 | 288 | 3935397 | TRANE | 4TTX6048E1 | AC | Split System: Air-Cooled Condensing Unit, Coil with Blower | 4A7A6048E1 |  | 4TXFH063CZ3 | 12.5 | 17 | Yes | Yes | 2011-03-16 |  | 1
FALSE | 4A7A7048A1 | 288 | 3935398 | TRANE | 4TTX6048E1 | AC | Split System: Air-Cooled Condensing Unit, Coil with Blower | 4A7A6048E1 |  | 4TXFH063CZ3 | 12.5 | 16.5 | Yes | Yes | 2011-03-16 |  | 1
FALSE | 4A7A7048A1 | 288 | 3935399 | TRANE | 4TTX6048E1 | AC | Split System: Air-Cooled Condensing Unit, Coil with Blower | 4A7A6048E1 |  | 4TXFH063CZ3 | 12 | 16 | Yes | Yes | 2011-03-16 |  | 0
FALSE | 4A7A7048A1 | 288 | 3935400 | TRANE | 4TTX6048E1 | AC | Split System: Air-Cooled Condensing Unit, Coil with Blower | 4A7A6048E1 |  | 4TXFH063CZ3 | 12.5 | 16.5 | Yes | Yes | 2011-03-16 |  | 1
FALSE | 4A7A7048A1 | 288 | 3935401 | TRANE | 4TTX6048E1 | AC | Split System: Air-Cooled Condensing Unit, Coil with Blower | 4A7A6048E1 |  | 4TXFH063CZ3 | 12 | 16 | Yes | Yes | 2011-03-16 |  | 0
FALSE | 4A7A7048A1 | 288 | 3935402 | TRANE | 4TTX6048E1 | AC | Split System: Air-Cooled Condensing Unit, Coil with Blower | 4A7A6048E1 |  | 4TXFH063CZ3 | 12 | 16 | Yes | Yes | 2011-03-16 |  | 0
FALSE | 4A7A7048A1 | 288 | 3935403 | TRANE | 4TTX6048E1 | AC | Split System: Air-Cooled Condensing Unit, Coil with Blower | 4A7A6048E1 |  | 4TXFH063CZ3 | 12.5 | 16.5 | Yes | Yes | 2011-03-16 |  | 1
FALSE | 4A7A7048A1 | 288 | 3935404 | TRANE | 4TTX6048E1 | AC | Split System: Air-Cooled Condensing Unit, Coil with Blower | 4A7A6048E1 |  | 4TXFH063CZ3 | 12.5 | 16.5 | Yes | Yes | 2011-03-16 |  | 1
FALSE | 4TTX6049H1 | 3690 | 3937030 | TRANE | 4TTX5049E1 | AC | Split System: Air-Cooled Condensing Unit, Coil with Blower | 4TTX5049E1 |  | 4TEE3C06A1+18-GJ01D | 12.5 | 15 | Yes | Yes | 2011-01-21 |  | 1
FALSE | 4TTX6049H1 | 3690 | 3937031 | TRANE | 4TTX5049E1 | AC | Split System: Air-Cooled Condensing Unit, Coil with Blower | 4TTX5049E1 |  | 4TEE3C07A1 | 13 | 16 | Yes | Yes | 2011-01-21 |  | 2
FALSE | 4TTX6049H1 | 3690 | 3937032 | TRANE | 4TTX5049E1 | AC | Split System: Air-Cooled Condensing Unit, Coil with Blower | 4TTX5049E1 |  | 4TEE3C07A1+18-GJ01D | 13 | 16 | Yes | Yes | 2011-01-21 |  | 2
FALSE | 4TTX6049H1 | 3690 | 3937033 | TRANE | 4TTX5049E1 | AC | Split System: Air-Cooled Condensing Unit, Coil with Blower | 4TTX5049E1 |  | 4TEE3C08A1 | 13 | 15.5 | Yes | Yes | 2011-01-21 |  | 1
FALSE | 4TTX6049H1 | 3690 | 3937034 | TRANE | 4TTX5049E1 | AC | Split System: Air-Cooled Condensing Unit, Coil with Blower | 4TTX5049E1 |  | 4TEE3C08A1+18-GJ01D | 12.5 | 15 | Yes | Yes | 2011-01-21 |  | 1
FALSE | 4TTX6049H1 | 3690 | 3937035 | TRANE | 4TTX5049E1 | AC | Split System: Air-Cooled Condensing Unit, Coil with Blower | 4TTX5049E1 |  | 4TEE3C09A1 | 13 | 16 | Yes | Yes | 2011-01-21 |  | 2
FALSE | 4TTX6049H1 | 3690 | 3937036 | TRANE | 4TTX5049E1 | AC | Split System: Air-Cooled Condensing Unit, Coil with Blower | 4TTX5049E1 |  | 4TEE3C09A1+18-GJ01D | 13 | 16 | Yes | Yes | 2011-01-21 |  | 2
FALSE | 4TTX6049H1 | 3690 | 3937037 | TRANE | 4TTX5049E1 | AC | Split System: Air-Cooled Condensing Unit, Coil with Blower | 4TTX5049E1 |  | 4TEE3C10A1 | 13 | 16 | Yes | Yes | 2011-01-21 |  | 2
FALSE | 4TTX6049H1 | 3690 | 3937038 | TRANE | 4TTX5049E1 | AC | Split System: Air-Cooled Condensing Unit, Coil with Blower | 4TTX5049E1 |  | 4TEE3C10A1+18-GJ01D | 13 | 16 | Yes | Yes | 2011-01-21 |  | 2
FALSE | 4TTX6049H1 | 3690 | 3937039 | TRANE | 4TTX5049E1 | AC | Split System: Air-Cooled Condensing Unit, Coil with Blower | 4TTX5049E1 |  | 4TEE3F48A1 | 13 | 15.5 | Yes | Yes | 2011-01-21 |  | 1
FALSE | 4TTX6049H1 | 3690 | 3937040 | TRANE | 4TTX5049E1 | AC | Split System: Air-Cooled Condensing Unit, Coil with Blower | 4TTX5049E1 |  | 4TEE3F48B1 | 13 | 16 | Yes | Yes | 2011-01-21 |  | 2
FALSE | 4TTX6049H1 | 3690 | 3937041 | TRANE | 4TTX5049E1 | AC | Split System: Air-Cooled Condensing Unit, Coil with Blower | 4TTX5049E1 |  | 4TEE3F49B1 | 13 | 16 | Yes | Yes | 2011-01-21 |  | 2
FALSE | 4TTX6049H1 | 3690 | 3937042 | TRANE | 4TTX5049E1 | AC | Split System: Air-Cooled Condensing Unit, Coil with Blower | 4TTX5049E1 |  | 4TEE3F49C1 | 13 | 16 | Yes | Yes | 2011-01-21 |  | 2
FALSE | 4TTX6049H1 | 3690 | 3937043 | TRANE | 4TTX5049E1 | AC | Split System: Air-Cooled Condensing Unit, Coil with Blower | 4TTX5049E1 |  | 4TEE3F64A1 | 13 | 15.5 | Yes | Yes | 2011-01-21 |  | 1
FALSE | 4TTX6049H1 | 3690 | 3937044 | TRANE | 4TTX5049E1 | AC | Split System: Air-Cooled Condensing Unit, Coil with Blower | 4TTX5049E1 |  | 4TEE3F65B1 | 13 | 16 | Yes | Yes | 2011-01-21 |  | 2
FALSE | 4TTX6049H1 | 3690 | 3937045 | TRANE | 4TTX5049E1 | AC | Split System: Air-Cooled Condensing Unit, Coil with Blower | 4TTX5049E1 |  | 4TEE3F66A1 | 13 | 16 | Yes | Yes | 2011-01-21 |  | 2
FALSE | 4TTX6049H1 | 3690 | 3937054 | TRANE | 4TTX5049E1 | AC | Split System: Air-Cooled Condensing Unit, Coil Alone | 4TTX5049E1 |  | 4TXCB042BC3 | 12 | 14.5 | Yes | Yes | 2011-01-21 |  | 0
FALSE | 4TTX6049H1 | 3690 | 3937055 | TRANE | 4TTX5049E1 | AC | Split System: Air-Cooled Condensing Unit, Coil Alone | 4TTX5049E1 |  | 4TXCB048BC3 | 12 | 14.5 | Yes | Yes | 2011-01-21 |  | 0
FALSE | 4TTX6049H1 | 3690 | 3937056 | TRANE | 4TTX5049E1 | AC | Split System: Air-Cooled Condensing Unit, Coil with Blower | 4TTX5049E1 |  | 4TXCB048BC3 | 12 | 14.5 | Yes | Yes | 2011-01-21 |  | 0
FALSE | 4TTX6049H1 | 3690 | 3937057 | TRANE | 4TTX5049E1 | AC | Split System: Air-Cooled Condensing Unit, Coil with Blower | 4TTX5049E1 |  | 4TXCB048BC3 | 12 | 14.5 | Yes | Yes | 2011-01-21 |  | 0
FALSE | 4TTX6049H1 | 3690 | 3937058 | TRANE | 4TTX5049E1 | AC | Split System: Air-Cooled Condensing Unit, Coil with Blower | 4TTX5049E1 |  | 4TXCB048BC3 | 12 | 14.5 | Yes | Yes | 2011-01-21 |  | 0
FALSE | 4TTX6049H1 | 3690 | 3937060 | TRANE | 4TTX5049E1 | AC | Split System: Air-Cooled Condensing Unit, Coil with Blower | 4TTX5049E1 |  | 4TXCC008CC3 | 13 | 16 | Yes | Yes | 2011-01-21 |  | 2
FALSE | 4TTX6049H1 | 3690 | 3937084 | TRANE | 4TTX5049E1 | AC | Split System: Air-Cooled Condensing Unit, Coil with Blower | 4TTX5049E1 |  | 4TXCC043BC3 | 12.5 | 15 | Yes | Yes | 2011-01-21 |  | 1
FALSE | 4TTX6049H1 | 3690 | 3937085 | TRANE | 4TTX5049E1 | AC | Split System: Air-Cooled Condensing Unit, Coil with Blower | 4TTX5049E1 |  | 4TXCC043BC3 | 13 | 15.5 | Yes | Yes | 2011-01-21 |  | 1
FALSE | 4TTX6049H1 | 3690 | 3937086 | TRANE | 4TTX5049E1 | AC | Split System: Air-Cooled Condensing Unit, Coil with Blower | 4TTX5049E1 |  | 4TXCC043BC3 | 12.5 | 15.5 | Yes | Yes | 2011-01-21 |  | 1
FALSE | 4TTX6049H1 | 3690 | 3937087 | TRANE | 4TTX5049E1 | AC | Split System: Air-Cooled Condensing Unit, Coil with Blower | 4TTX5049E1 |  | 4TXCC043BC3 | 12.5 | 15 | Yes | Yes | 2011-01-21 |  | 1
FALSE | 4TTX6049H1 | 3690 | 3937088 | TRANE | 4TTX5049E1 | AC | Split System: Air-Cooled Condensing Unit, Coil with Blower | 4TTX5049E1 |  | 4TXCC043BC3 | 13 | 15.5 | Yes | Yes | 2011-01-21 |  | 1
FALSE | 4TTX6049H1 | 3690 | 3937090 | TRANE | 4TTX5049E1 | AC | Split System: Air-Cooled Condensing Unit, Coil with Blower | 4TTX5049E1 |  | 4TXCC043BC3 | 12 | 14.5 | Yes | Yes | 2011-01-21 |  | 0
FALSE | 4TTX6049H1 | 3690 | 3937091 | TRANE | 4TTX5049E1 | AC | Split System: Air-Cooled Condensing Unit, Coil with Blower | 4TTX5049E1 |  | 4TXCC043BC3 | 12.5 | 15 | Yes | Yes | 2011-01-21 |  | 1
FALSE | 4TTX6049H1 | 3690 | 3937092 | TRANE | 4TTX5049E1 | AC | Split System: Air-Cooled Condensing Unit, Coil with Blower | 4TTX5049E1 |  | 4TXCC043BC3 | 12.5 | 15 | Yes | Yes | 2011-01-21 |  | 1
FALSE | 4TTX6049H1 | 3690 | 3937093 | TRANE | 4TTX5049E1 | AC | Split System: Air-Cooled Condensing Unit, Coil with Blower | 4TTX5049E1 |  | 4TXCC043BC3 | 12.5 | 15 | Yes | Yes | 2011-01-21 |  | 1
FALSE | 4TTX6049H1 | 3690 | 3937095 | TRANE | 4TTX5049E1 | AC | Split System: Air-Cooled Condensing Unit, Coil with Blower | 4TTX5049E1 |  | 4TXCC043BC3 | 12.5 | 15 | Yes | Yes | 2011-01-21 |  | 1
FALSE | 4TTX6049H1 | 3690 | 3937096 | TRANE | 4TTX5049E1 | AC | Split System: Air-Cooled Condensing Unit, Coil with Blower | 4TTX5049E1 |  | 4TXCC043BC3 | 12 | 14.5 | Yes | Yes | 2011-01-21 |  | 0
FALSE | 4TTX6049H1 | 3690 | 3937097 | TRANE | 4TTX5049E1 | AC | Split System: Air-Cooled Condensing Unit, Coil with Blower | 4TTX5049E1 |  | 4TXCC043BC3 | 12 | 14.5 | Yes | Yes | 2011-01-21 |  | 0
FALSE | 4TTX6049H1 | 3690 | 3937098 | TRANE | 4TTX5049E1 | AC | Split System: Air-Cooled Condensing Unit, Coil Alone | 4TTX5049E1 |  | 4TXCC043BC3 | 12 | 14.5 | Yes | Yes | 2011-01-21 |  | 0
FALSE | 4TTX6049H1 | 3690 | 3937100 | TRANE | 4TTX5049E1 | AC | Split System: Air-Cooled Condensing Unit, Coil with Blower | 4TTX5049E1 |  | 4TXCC043BC3 | 12 | 14.5 | Yes | Yes | 2011-01-21 |  | 0
FALSE | 4TTX6049H1 | 3690 | 3937101 | TRANE | 4TTX5049E1 | AC | Split System: Air-Cooled Condensing Unit, Coil with Blower | 4TTX5049E1 |  | 4TXCC044BC3 | 12 | 14.5 | Yes | Yes | 2011-01-21 |  | 0
FALSE | 4TTX6049H1 | 3690 | 3937102 | TRANE | 4TTX5049E1 | AC | Split System: Air-Cooled Condensing Unit, Coil with Blower | 4TTX5049E1 |  | 4TXCC044BC3 | 12.5 | 15 | Yes | Yes | 2011-01-21 |  | 1
FALSE | 4TTX6049H1 | 3690 | 3937103 | TRANE | 4TTX5049E1 | AC | Split System: Air-Cooled Condensing Unit, Coil with Blower | 4TTX5049E1 |  | 4TXCC044BC3 | 13 | 16 | Yes | Yes | 2011-01-21 |  | 2
FALSE | 4TTX6049H1 | 3690 | 3937104 | TRANE | 4TTX5049E1 | AC | Split System: Air-Cooled Condensing Unit, Coil with Blower | 4TTX5049E1 |  | 4TXCC044BC3 | 13 | 15.5 | Yes | Yes | 2011-01-21 |  | 1
FALSE | 4TTX6049H1 | 3690 | 3937105 | TRANE | 4TTX5049E1 | AC | Split System: Air-Cooled Condensing Unit, Coil with Blower | 4TTX5049E1 |  | 4TXCC044BC3 | 12.5 | 15 | Yes | Yes | 2011-01-21 |  | 1
FALSE | 4TTX6049H1 | 3690 | 3937106 | TRANE | 4TTX5049E1 | AC | Split System: Air-Cooled Condensing Unit, Coil with Blower | 4TTX5049E1 |  | 4TXCC044BC3 | 12 | 14.5 | Yes | Yes | 2011-01-21 |  | 0
FALSE | 4TTX6049H1 | 3690 | 3937107 | TRANE | 4TTX5049E1 | AC | Split System: Air-Cooled Condensing Unit, Coil with Blower | 4TTX5049E1 |  | 4TXCC044BC3 | 12 | 14.5 | Yes | Yes | 2011-01-21 |  | 0
FALSE | 4TTX6049H1 | 3690 | 3937111 | TRANE | 4TTX5049E1 | AC | Split System: Air-Cooled Condensing Unit, Coil with Blower | 4TTX5049E1 |  | 4TXCC044BC3 | 12.5 | 15.5 | Yes | Yes | 2011-01-21 |  | 1
FALSE | 4TTX6049H1 | 3690 | 3937137 | TRANE | 4TTX5049E1 | AC | Split System: Air-Cooled Condensing Unit, Coil Alone | 4TTX5049E1 |  | 4TXCC049BC3 | 12 | 14.5 | Yes | Yes | 2011-01-21 |  | 0
FALSE | 4TTX6049H1 | 3690 | 3937138 | TRANE | 4TTX5049E1 | AC | Split System: Air-Cooled Condensing Unit, Coil with Blower | 4TTX5049E1 |  | 4TXCC049BC3 | 12 | 14.5 | Yes | Yes | 2011-01-21 |  | 0
FALSE | 4TTX6049H1 | 3690 | 3937139 | TRANE | 4TTX5049E1 | AC | Split System: Air-Cooled Condensing Unit, Coil with Blower | 4TTX5049E1 |  | 4TXCC049BC3 | 13 | 16 | Yes | Yes | 2011-01-21 |  | 2
FALSE | 4TTX6049H1 | 3690 | 3937140 | TRANE | 4TTX5049E1 | AC | Split System: Air-Cooled Condensing Unit, Coil with Blower | 4TTX5049E1 |  | 4TXCC049BC3 | 13 | 16 | Yes | Yes | 2011-01-21 |  | 2
FALSE | 4TTX6049H1 | 3690 | 3937141 | TRANE | 4TTX5049E1 | AC | Split System: Air-Cooled Condensing Unit, Coil with Blower | 4TTX5049E1 |  | 4TXCC049BC3 | 12.5 | 15 | Yes | Yes | 2011-01-21 |  | 1
FALSE | 4TTX6049H1 | 3690 | 3937142 | TRANE | 4TTX5049E1 | AC | Split System: Air-Cooled Condensing Unit, Coil with Blower | 4TTX5049E1 |  | 4TXCC049BC3 | 12 | 14.5 | Yes | Yes | 2011-01-21 |  | 0
FALSE | 4TTX6049H1 | 3690 | 3937143 | TRANE | 4TTX5049E1 | AC | Split System: Air-Cooled Condensing Unit, Coil with Blower | 4TTX5049E1 |  | 4TXCC049BC3 | 12 | 14.5 | Yes | Yes | 2011-01-21 |  | 0
FALSE | 4TTX6049H1 | 3690 | 3937144 | TRANE | 4TTX5049E1 | AC | Split System: Air-Cooled Condensing Unit, Coil with Blower | 4TTX5049E1 |  | 4TXCC049BC3 | 13 | 15.5 | Yes | Yes | 2011-01-21 |  | 1
FALSE | 4TTX6049H1 | 3690 | 3937145 | TRANE | 4TTX5049E1 | AC | Split System: Air-Cooled Condensing Unit, Coil with Blower | 4TTX5049E1 |  | 4TXCC060BC3 | 12 | 15 | Yes | Yes | 2011-01-21 |  | 0
FALSE | 4TTX6049H1 | 3690 | 3937146 | TRANE | 4TTX5049E1 | AC | Split System: Air-Cooled Condensing Unit, Coil with Blower | 4TTX5049E1 |  | 4TXCC060BC3 | 12 | 15 | Yes | Yes | 2011-01-21 |  | 0
FALSE | 4TTX6049H1 | 3690 | 3937147 | TRANE | 4TTX5049E1 | AC | Split System: Air-Cooled Condensing Unit, Coil with Blower | 4TTX5049E1 |  | 4TXCC060BC3 | 12.5 | 15 | Yes | Yes | 2011-01-21 |  | 1
FALSE | 4TTX6049H1 | 3690 | 3937148 | TRANE | 4TTX5049E1 | AC | Split System: Air-Cooled Condensing Unit, Coil with Blower | 4TTX5049E1 |  | 4TXCC060BC3 | 13 | 16 | Yes | Yes | 2011-01-21 |  | 2
FALSE | 4TTX6049H1 | 3690 | 3937149 | TRANE | 4TTX5049E1 | AC | Split System: Air-Cooled Condensing Unit, Coil with Blower | 4TTX5049E1 |  | 4TXCC060BC3 | 13 | 16 | Yes | Yes | 2011-01-21 |  | 2
FALSE | 4TTX6049H1 | 3690 | 3937150 | TRANE | 4TTX5049E1 | AC | Split System: Air-Cooled Condensing Unit, Coil with Blower | 4TTX5049E1 |  | 4TXCC060BC3 | 12 | 14.5 | Yes | Yes | 2011-01-21 |  | 0
FALSE | 4TTX6049H1 | 3690 | 3937151 | TRANE | 4TTX5049E1 | AC | Split System: Air-Cooled Condensing Unit, Coil with Blower | 4TTX5049E1 |  | 4TXCC060BC3 | 13 | 15.5 | Yes | Yes | 2011-01-21 |  | 1
FALSE | 4TTX6049H1 | 3690 | 3937152 | TRANE | 4TTX5049E1 | AC | Split System: Air-Cooled Condensing Unit, Coil with Blower | 4TTX5049E1 |  | 4TXCC060BC3 | 13 | 15.75 | Yes | Yes | 2011-01-21 |  | 1
FALSE | 4TTX6049H1 | 3690 | 3937155 | TRANE | 4TTX5049E1 | AC | Split System: Air-Cooled Condensing Unit, Coil with Blower | 4TTX5049E1 |  | 4TXCC060BC3 | 12.5 | 15 | Yes | Yes | 2011-01-21 |  | 1
FALSE | 4TTX6049H1 | 3690 | 3937156 | TRANE | 4TTX5049E1 | AC | Split System: Air-Cooled Condensing Unit, Coil Alone | 4TTX5049E1 |  | 4TXCC060BC3 | 12 | 14.5 | Yes | Yes | 2011-01-21 |  | 0
FALSE | 4TTX6049H1 | 3690 | 3937157 | TRANE | 4TTX5049E1 | AC | Split System: Air-Cooled Condensing Unit, Coil with Blower | 4TTX5049E1 |  | 4TXCC060BC3 | 13 | 15.5 | Yes | Yes | 2011-01-21 |  | 1
FALSE | 4TTX6049H1 | 3690 | 3937158 | TRANE | 4TTX5049E1 | AC | Split System: Air-Cooled Condensing Unit, Coil with Blower | 4TTX5049E1 |  | 4TXCC060BC3 | 13 | 15.75 | Yes | Yes | 2011-01-21 |  | 1
FALSE | 4TTX6049H1 | 3690 | 3937159 | TRANE | 4TTX5049E1 | AC | Split System: Air-Cooled Condensing Unit, Coil with Blower | 4TTX5049E1 |  | 4TXCC060BC3 | 13 | 16 | Yes | Yes | 2011-01-21 |  | 2
FALSE | 4TTX6049H1 | 3690 | 3937160 | TRANE | 4TTX5049E1 | AC | Split System: Air-Cooled Condensing Unit, Coil with Blower | 4TTX5049E1 |  | 4TXCC060BC3 | 13 | 16 | Yes | Yes | 2011-01-21 |  | 2
FALSE | 4TTX6049H1 | 3690 | 3937189 | TRANE | 4TTX5049E1 | AC | Split System: Air-Cooled Condensing Unit, Coil with Blower | 4TTX5049E1 |  | 4TXCD009CC3 | 13 | 16 | Yes | Yes | 2011-01-21 |  | 2
FALSE | 4TTX6049H1 | 3690 | 3937190 | TRANE | 4TTX5049E1 | AC | Split System: Air-Cooled Condensing Unit, Coil with Blower | 4TTX5049E1 |  | 4TXCD009CC3 | 13 | 16 | Yes | Yes | 2011-01-21 |  | 2
FALSE | 4TTX6049H1 | 3690 | 3937191 | TRANE | 4TTX5049E1 | AC | Split System: Air-Cooled Condensing Unit, Coil with Blower | 4TTX5049E1 |  | 4TXCD009CC3 | 13 | 15.5 | Yes | Yes | 2011-01-21 |  | 1
FALSE | 4TTX6049H1 | 3690 | 3937192 | TRANE | 4TTX5049E1 | AC | Split System: Air-Cooled Condensing Unit, Coil with Blower | 4TTX5049E1 |  | 4TXCD009CC3 | 13 | 15.5 | Yes | Yes | 2011-01-21 |  | 1
FALSE | 4TTX6049H1 | 3690 | 3937194 | TRANE | 4TTX5049E1 | AC | Split System: Air-Cooled Condensing Unit, Coil with Blower | 4TTX5049E1 |  | 4TXCD009CC3 | 12.5 | 15 | Yes | Yes | 2011-01-21 |  | 1
FALSE | 4TTX6049H1 | 3690 | 3937195 | TRANE | 4TTX5049E1 | AC | Split System: Air-Cooled Condensing Unit, Coil with Blower | 4TTX5049E1 |  | 4TXCD009CC3 | 13 | 16 | Yes | Yes | 2011-01-21 |  | 2
FALSE | 4TTX6049H1 | 3690 | 3937196 | TRANE | 4TTX5049E1 | AC | Split System: Air-Cooled Condensing Unit, Coil with Blower | 4TTX5049E1 |  | 4TXCD009CC3 | 12.5 | 15 | Yes | Yes | 2011-01-21 |  | 1
FALSE | 4TTX6049H1 | 3690 | 3937197 | TRANE | 4TTX5049E1 | AC | Split System: Air-Cooled Condensing Unit, Coil with Blower | 4TTX5049E1 |  | 4TXCD009CC3 | 12.5 | 15.5 | Yes | Yes | 2011-01-21 |  | 1
FALSE | 4TTX6049H1 | 3690 | 3937198 | TRANE | 4TTX5049E1 | AC | Split System: Air-Cooled Condensing Unit, Coil with Blower | 4TTX5049E1 |  | 4TXCD009CC3 | 12.5 | 15 | Yes | Yes | 2011-01-21 |  | 1
FALSE | 4TTX6049H1 | 3690 | 3937200 | TRANE | 4TTX5049E1 | AC | Split System: Air-Cooled Condensing Unit, Coil with Blower | 4TTX5049E1 |  | 4TXCD009CC3 | 13 | 15.5 | Yes | Yes | 2011-01-21 |  | 1
FALSE | 4TTX6049H1 | 3690 | 3937201 | TRANE | 4TTX5049E1 | AC | Split System: Air-Cooled Condensing Unit, Coil with Blower | 4TTX5049E1 |  | 4TXCD009CC3 | 13 | 16 | Yes | Yes | 2011-01-21 |  | 2
FALSE | 4TTX6049H1 | 3690 | 3937202 | TRANE | 4TTX5049E1 | AC | Split System: Air-Cooled Condensing Unit, Coil with Blower | 4TTX5049E1 |  | 4TXCD009CC3 | 13 | 16 | Yes | Yes | 2011-01-21 |  | 2
FALSE | 4TTX6049H1 | 3690 | 3937203 | TRANE | 4TTX5049E1 | AC | Split System: Air-Cooled Condensing Unit, Coil with Blower | 4TTX5049E1 |  | 4TXCD009CC3 | 13 | 16 | Yes | Yes | 2011-01-21 |  | 2
FALSE | 4TTX6049H1 | 3690 | 3937204 | TRANE | 4TTX5049E1 | AC | Split System: Air-Cooled Condensing Unit, Coil with Blower | 4TTX5049E1 |  | 4TXCD009CC3 | 12.5 | 15.5 | Yes | Yes | 2011-01-21 |  | 1
FALSE | 4TTX6049H1 | 3690 | 3937205 | TRANE | 4TTX5049E1 | AC | Split System: Air-Cooled Condensing Unit, Coil with Blower | 4TTX5049E1 |  | 4TXCD010CC3 | 12.5 | 15 | Yes | Yes | 2011-01-21 |  | 1
FALSE | 4TTX6049H1 | 3690 | 3937206 | TRANE | 4TTX5049E1 | AC | Split System: Air-Cooled Condensing Unit, Coil with Blower | 4TTX5049E1 |  | 4TXCD010CC3 | 13 | 15.5 | Yes | Yes | 2011-01-21 |  | 1
FALSE | 4TTX6049H1 | 3690 | 3937207 | TRANE | 4TTX5049E1 | AC | Split System: Air-Cooled Condensing Unit, Coil with Blower | 4TTX5049E1 |  | 4TXCD010CC3 | 12 | 14.5 | Yes | Yes | 2011-01-21 |  | 0
FALSE | 4TTX6049H1 | 3690 | 3937208 | TRANE | 4TTX5049E1 | AC | Split System: Air-Cooled Condensing Unit, Coil with Blower | 4TTX5049E1 |  | 4TXCD010CC3 | 13 | 16 | Yes | Yes | 2011-01-21 |  | 2
FALSE | 4TTX6049H1 | 3690 | 3937209 | TRANE | 4TTX5049E1 | AC | Split System: Air-Cooled Condensing Unit, Coil with Blower | 4TTX5049E1 |  | 4TXCD010CC3 | 13 | 16 | Yes | Yes | 2011-01-21 |  | 2
FALSE | 4TTX6049H1 | 3690 | 3937210 | TRANE | 4TTX5049E1 | AC | Split System: Air-Cooled Condensing Unit, Coil with Blower | 4TTX5049E1 |  | 4TXCD010CC3 | 12.5 | 15 | Yes | Yes | 2011-01-21 |  | 1
FALSE | 4TTX6049H1 | 3690 | 3937212 | TRANE | 4TTX5049E1 | AC | Split System: Air-Cooled Condensing Unit, Coil with Blower | 4TTX5049E1 |  | 4TXCD010CC3 | 12.5 | 15.5 | Yes | Yes | 2011-01-21 |  | 1
FALSE | 4TTX6049H1 | 3690 | 3937214 | TRANE | 4TTX5049E1 | AC | Split System: Air-Cooled Condensing Unit, Coil with Blower | 4TTX5049E1 |  | 4TXCD010CC3 | 13 | 15.5 | Yes | Yes | 2011-01-21 |  | 1
FALSE | 4TTX6049H1 | 3690 | 3937240 | TRANE | 4TTX5049E1 | AC | Split System: Air-Cooled Condensing Unit, Coil with Blower | 4TTX5049E1 |  | 4TXCD010CC3 | 13 | 15.5 | Yes | Yes | 2011-01-21 |  | 1
FALSE | 4TTX6049H1 | 3690 | 3937241 | TRANE | 4TTX5049E1 | AC | Split System: Air-Cooled Condensing Unit, Coil Alone | 4TTX5049E1 |  | 4TXCD050BC3 | 12 | 14.5 | Yes | Yes | 2011-01-21 |  | 0
FALSE | 4TTX6049H1 | 3690 | 3937242 | TRANE | 4TTX5049E1 | AC | Split System: Air-Cooled Condensing Unit, Coil with Blower | 4TTX5049E1 |  | 4TXCD050BC3 | 13 | 15.5 | Yes | Yes | 2011-01-21 |  | 1
FALSE | 4TTX6049H1 | 3690 | 3937244 | TRANE | 4TTX5049E1 | AC | Split System: Air-Cooled Condensing Unit, Coil with Blower | 4TTX5049E1 |  | 4TXCD050BC3 | 12 | 14.5 | Yes | Yes | 2011-01-21 |  | 0
FALSE | 4TTX6049H1 | 3690 | 3937245 | TRANE | 4TTX5049E1 | AC | Split System: Air-Cooled Condensing Unit, Coil with Blower | 4TTX5049E1 |  | 4TXCD050BC3 | 12.5 | 15 | Yes | Yes | 2011-01-21 |  | 1
FALSE | 4TTX6049H1 | 3690 | 3937246 | TRANE | 4TTX5049E1 | AC | Split System: Air-Cooled Condensing Unit, Coil with Blower | 4TTX5049E1 |  | 4TXCD050BC3 | 13 | 16 | Yes | Yes | 2011-01-21 |  | 2
FALSE | 4TTX6049H1 | 3690 | 3937247 | TRANE | 4TTX5049E1 | AC | Split System: Air-Cooled Condensing Unit, Coil with Blower | 4TTX5049E1 |  | 4TXCD050BC3 | 13 | 15.5 | Yes | Yes | 2011-01-21 |  | 1
FALSE | 4TTX6049H1 | 3690 | 3937248 | TRANE | 4TTX5049E1 | AC | Split System: Air-Cooled Condensing Unit, Coil with Blower | 4TTX5049E1 |  | 4TXCD050BC3 | 12 | 14.5 | Yes | Yes | 2011-01-21 |  | 0
FALSE | 4TTX6049H1 | 3690 | 3937250 | TRANE | 4TTX5049E1 | AC | Split System: Air-Cooled Condensing Unit, Coil with Blower | 4TTX5049E1 |  | 4TXCD050BC3 | 13 | 16 | Yes | Yes | 2011-01-21 |  | 2
FALSE | 4TTX6049H1 | 3690 | 3937251 | TRANE | 4TTX5049E1 | AC | Split System: Air-Cooled Condensing Unit, Coil with Blower | 4TTX5049E1 |  | 4TXCD050BC3 | 13 | 15.5 | Yes | Yes | 2011-01-21 |  | 1
FALSE | 4TTX6049H1 | 3690 | 3937252 | TRANE | 4TTX5049E1 | AC | Split System: Air-Cooled Condensing Unit, Coil with Blower | 4TTX5049E1 |  | 4TXCD050BC3 | 13 | 15.5 | Yes | Yes | 2011-01-21 |  | 1
FALSE | 4TTX6049H1 | 3690 | 3937253 | TRANE | 4TTX5049E1 | AC | Split System: Air-Cooled Condensing Unit, Coil with Blower | 4TTX5049E1 |  | 4TXCD050BC3 | 13 | 15.5 | Yes | Yes | 2011-01-21 |  | 1
FALSE | 4TTX6049H1 | 3690 | 3937255 | TRANE | 4TTX5049E1 | AC | Split System: Air-Cooled Condensing Unit, Coil with Blower | 4TTX5049E1 |  | 4TXCD050BC3 | 12.5 | 15.5 | Yes | Yes | 2011-01-21 |  | 1
FALSE | 4TTX6049H1 | 3690 | 3937256 | TRANE | 4TTX5049E1 | AC | Split System: Air-Cooled Condensing Unit, Coil with Blower | 4TTX5049E1 |  | 4TXCD050BC3 | 13 | 15.5 | Yes | Yes | 2011-01-21 |  | 1
FALSE | 4TTX6049H1 | 3690 | 3937258 | TRANE | 4TTX5049E1 | AC | Split System: Air-Cooled Condensing Unit, Coil with Blower | 4TTX5049E1 |  | 4TXCD050BC3 | 12.5 | 15 | Yes | Yes | 2011-01-21 |  | 1
FALSE | 4TTX6049H1 | 3690 | 3937259 | TRANE | 4TTX5049E1 | AC | Split System: Air-Cooled Condensing Unit, Coil with Blower | 4TTX5049E1 |  | 4TXCD050BC3 | 13 | 16 | Yes | Yes | 2011-01-21 |  | 2
FALSE | 4TTX6049H1 | 3690 | 3937262 | TRANE | 4TTX5049E1 | AC | Split System: Air-Cooled Condensing Unit, Coil with Blower | 4TTX5049E1 |  | 4TXCD050BC3 | 13 | 15.5 | Yes | Yes | 2011-01-21 |  | 1
FALSE | 4TTX6049H1 | 3690 | 3937263 | TRANE | 4TTX5049E1 | AC | Split System: Air-Cooled Condensing Unit, Coil with Blower | 4TTX5049E1 |  | 4TXCD050BC3 | 13 | 16 | Yes | Yes | 2011-01-21 |  | 2
FALSE | 4TTX6049H1 | 3690 | 3937264 | TRANE | 4TTX5049E1 | AC | Split System: Air-Cooled Condensing Unit, Coil with Blower | 4TTX5049E1 |  | 4TXCD050BC3 | 13 | 16 | Yes | Yes | 2011-01-21 |  | 2
FALSE | 4TTX6049H1 | 3690 | 3937265 | TRANE | 4TTX5049E1 | AC | Split System: Air-Cooled Condensing Unit, Coil with Blower | 4TTX5049E1 |  | 4TXCD050BC3 | 12 | 15 | Yes | Yes | 2011-01-21 |  | 0
FALSE | 4TTX6049H1 | 3690 | 3937267 | TRANE | 4TTX5049E1 | AC | Split System: Air-Cooled Condensing Unit, Coil with Blower | 4TTX5049E1 |  | 4TXCD050BC3 | 12.5 | 15.5 | Yes | Yes | 2011-01-21 |  | 1
FALSE | 4TTX6049H1 | 3690 | 3937268 | TRANE | 4TTX5049E1 | AC | Split System: Air-Cooled Condensing Unit, Coil with Blower | 4TTX5049E1 |  | 4TXCD050BC3 | 12 | 14.5 | Yes | Yes | 2011-01-21 |  | 0
FALSE | 4TTX6049H1 | 3690 | 3937293 | TRANE | 4TTX5049E1 | AC | Split System: Air-Cooled Condensing Unit, Coil with Blower | 4TTX5049E1 |  | 4TXCD061BC3 | 13 | 16 | Yes | Yes | 2011-01-21 |  | 2
FALSE | 4TTX6049H1 | 3690 | 3937296 | TRANE | 4TTX5049E1 | AC | Split System: Air-Cooled Condensing Unit, Coil with Blower | 4TTX5049E1 |  | 4TXCD061BC3 | 12.5 | 15 | Yes | Yes | 2011-01-21 |  | 1
FALSE | 4TTX6049H1 | 3690 | 3937297 | TRANE | 4TTX5049E1 | AC | Split System: Air-Cooled Condensing Unit, Coil with Blower | 4TTX5049E1 |  | 4TXCD061BC3 | 12.5 | 15 | Yes | Yes | 2011-01-21 |  | 1
FALSE | 4TTX6049H1 | 3690 | 3937298 | TRANE | 4TTX5049E1 | AC | Split System: Air-Cooled Condensing Unit, Coil with Blower | 4TTX5049E1 |  | 4TXCD061BC3 | 13 | 16 | Yes | Yes | 2011-01-21 |  | 2
FALSE | 4TTX6049H1 | 3690 | 3937299 | TRANE | 4TTX5049E1 | AC | Split System: Air-Cooled Condensing Unit, Coil with Blower | 4TTX5049E1 |  | 4TXCD061BC3 | 13 | 16 | Yes | Yes | 2011-01-21 |  | 2
FALSE | 4TTX6049H1 | 3690 | 3937300 | TRANE | 4TTX5049E1 | AC | Split System: Air-Cooled Condensing Unit, Coil with Blower | 4TTX5049E1 |  | 4TXCD061BC3 | 13 | 16 | Yes | Yes | 2011-01-21 |  | 2
FALSE | 4TTX6049H1 | 3690 | 3937301 | TRANE | 4TTX5049E1 | AC | Split System: Air-Cooled Condensing Unit, Coil with Blower | 4TTX5049E1 |  | 4TXCD061BC3 | 13 | 16 | Yes | Yes | 2011-01-21 |  | 2
FALSE | 4TTX6049H1 | 3690 | 3937302 | TRANE | 4TTX5049E1 | AC | Split System: Air-Cooled Condensing Unit, Coil with Blower | 4TTX5049E1 |  | 4TXCD061BC3 | 13 | 16 | Yes | Yes | 2011-01-21 |  | 2
FALSE | 4TTX6049H1 | 3690 | 3937304 | TRANE | 4TTX5049E1 | AC | Split System: Air-Cooled Condensing Unit, Coil with Blower | 4TTX5049E1 |  | 4TXCD061BC3 | 13 | 15.75 | Yes | Yes | 2011-01-21 |  | 1
FALSE | 4TTX6049H1 | 3690 | 3937305 | TRANE | 4TTX5049E1 | AC | Split System: Air-Cooled Condensing Unit, Coil with Blower | 4TTX5049E1 |  | 4TXCD061BC3 | 13 | 16 | Yes | Yes | 2011-01-21 |  | 2
FALSE | 4TTX6049H1 | 3690 | 3937306 | TRANE | 4TTX5049E1 | AC | Split System: Air-Cooled Condensing Unit, Coil with Blower | 4TTX5049E1 |  | 4TXCD061BC3 | 12.5 | 15.5 | Yes | Yes | 2011-01-21 |  | 1
FALSE | 4TTX6049H1 | 3690 | 3937307 | TRANE | 4TTX5049E1 | AC | Split System: Air-Cooled Condensing Unit, Coil with Blower | 4TTX5049E1 |  | 4TXCD061BC3 | 13 | 15.5 | Yes | Yes | 2011-01-21 |  | 1
FALSE | 4TTX6049H1 | 3690 | 3937308 | TRANE | 4TTX5049E1 | AC | Split System: Air-Cooled Condensing Unit, Coil with Blower | 4TTX5049E1 |  | 4TXCD061BC3 | 12 | 14.5 | Yes | Yes | 2011-01-21 |  | 0
FALSE | 4TTX6049H1 | 3690 | 3937309 | TRANE | 4TTX5049E1 | AC | Split System: Air-Cooled Condensing Unit, Coil with Blower | 4TTX5049E1 |  | 4TXCD061BC3 | 13 | 16 | Yes | Yes | 2011-01-21 |  | 2
FALSE | 4TTX6049H1 | 3690 | 3937310 | TRANE | 4TTX5049E1 | AC | Split System: Air-Cooled Condensing Unit, Coil with Blower | 4TTX5049E1 |  | 4TXCD061BC3 | 13 | 15.5 | Yes | Yes | 2011-01-21 |  | 1
FALSE | 4TTX6049H1 | 3690 | 3937312 | TRANE | 4TTX5049E1 | AC | Split System: Air-Cooled Condensing Unit, Coil with Blower | 4TTX5049E1 |  | 4TXCD061BC3 | 12.5 | 15 | Yes | Yes | 2011-01-21 |  | 1
FALSE | 4TTX6049H1 | 3690 | 3937313 | TRANE | 4TTX5049E1 | AC | Split System: Air-Cooled Condensing Unit, Coil with Blower | 4TTX5049E1 |  | 4TXCD061BC3 | 13 | 15.5 | Yes | Yes | 2011-01-21 |  | 1
FALSE | 4TTX6049H1 | 3690 | 3937315 | TRANE | 4TTX5049E1 | AC | Split System: Air-Cooled Condensing Unit, Coil with Blower | 4TTX5049E1 |  | 4TXCD061BC3 | 13 | 15.5 | Yes | Yes | 2011-01-21 |  | 1
FALSE | 4TTX6049H1 | 3690 | 3937316 | TRANE | 4TTX5049E1 | AC | Split System: Air-Cooled Condensing Unit, Coil with Blower | 4TTX5049E1 |  | 4TXCD061BC3 | 13 | 16 | Yes | Yes | 2011-01-21 |  | 2
FALSE | 4TTX6049H1 | 3690 | 3937317 | TRANE | 4TTX5049E1 | AC | Split System: Air-Cooled Condensing Unit, Coil with Blower | 4TTX5049E1 |  | 4TXCD063BC3 | 13 | 16 | Yes | Yes | 2011-01-21 |  | 2
FALSE | 4TTX6049H1 | 3690 | 3937318 | TRANE | 4TTX5049E1 | AC | Split System: Air-Cooled Condensing Unit, Coil with Blower | 4TTX5049E1 |  | 4TXCD063BC3 | 13 | 16 | Yes | Yes | 2011-01-21 |  | 2
FALSE | 4TTX6049H1 | 3690 | 3937319 | TRANE | 4TTX5049E1 | AC | Split System: Air-Cooled Condensing Unit, Coil with Blower | 4TTX5049E1 |  | 4TXCD063BC3 | 13 | 15.5 | Yes | Yes | 2011-01-21 |  | 1
FALSE | 4TTX6049H1 | 3690 | 3937346 | TRANE | 4TTX5049E1 | AC | Split System: Air-Cooled Condensing Unit, Coil with Blower | 4TTX5049E1 |  | 4TXCD063BC3 | 13 | 16 | Yes | Yes | 2011-01-21 |  | 2
FALSE | 4TTX6049H1 | 3690 | 3937347 | TRANE | 4TTX5049E1 | AC | Split System: Air-Cooled Condensing Unit, Coil with Blower | 4TTX5049E1 |  | 4TXCD063BC3 | 13 | 16 | Yes | Yes | 2011-01-21 |  | 2
FALSE | 4TTX6049H1 | 3690 | 3937348 | TRANE | 4TTX5049E1 | AC | Split System: Air-Cooled Condensing Unit, Coil with Blower | 4TTX5049E1 |  | 4TXCD063BC3 | 13 | 16 | Yes | Yes | 2011-01-21 |  | 2
FALSE | 4TTX6049H1 | 3690 | 3937349 | TRANE | 4TTX5049E1 | AC | Split System: Air-Cooled Condensing Unit, Coil with Blower | 4TTX5049E1 |  | 4TXCD063BC3 | 13 | 16 | Yes | Yes | 2011-01-21 |  | 2
FALSE | 4TTX6049H1 | 3690 | 3937351 | TRANE | 4TTX5049E1 | AC | Split System: Air-Cooled Condensing Unit, Coil with Blower | 4TTX5049E1 |  | 4TXCD063BC3 | 13 | 16 | Yes | Yes | 2011-01-21 |  | 2
FALSE | 4TTX6049H1 | 3690 | 3937352 | TRANE | 4TTX5049E1 | AC | Split System: Air-Cooled Condensing Unit, Coil with Blower | 4TTX5049E1 |  | 4TXCD063BC3 | 13 | 16 | Yes | Yes | 2011-01-21 |  | 2
FALSE | 4TTX6049H1 | 3690 | 3937353 | TRANE | 4TTX5049E1 | AC | Split System: Air-Cooled Condensing Unit, Coil with Blower | 4TTX5049E1 |  | 4TXCD063BC3 | 13 | 15.5 | Yes | Yes | 2011-01-21 |  | 1
FALSE | 4TTX6049H1 | 3690 | 3937354 | TRANE | 4TTX5049E1 | AC | Split System: Air-Cooled Condensing Unit, Coil with Blower | 4TTX5049E1 |  | 4TXCD064BC3 | 12 | 15 | Yes | Yes | 2011-01-21 |  | 0
FALSE | 4TTX6049H1 | 3690 | 3937355 | TRANE | 4TTX5049E1 | AC | Split System: Air-Cooled Condensing Unit, Coil with Blower | 4TTX5049E1 |  | 4TXCD064BC3 | 13 | 15.5 | Yes | Yes | 2011-01-21 |  | 1
FALSE | 4TTX6049H1 | 3690 | 3937356 | TRANE | 4TTX5049E1 | AC | Split System: Air-Cooled Condensing Unit, Coil with Blower | 4TTX5049E1 |  | 4TXCD064BC3 | 12.5 | 15.5 | Yes | Yes | 2011-01-21 |  | 1
FALSE | 4TTX6049H1 | 3690 | 3937357 | TRANE | 4TTX5049E1 | AC | Split System: Air-Cooled Condensing Unit, Coil with Blower | 4TTX5049E1 |  | 4TXCD064BC3 | 12 | 15 | Yes | Yes | 2011-01-21 |  | 0
FALSE | 4TTX6049H1 | 3690 | 3937358 | TRANE | 4TTX5049E1 | AC | Split System: Air-Cooled Condensing Unit, Coil with Blower | 4TTX5049E1 |  | 4TXCD064BC3 | 13 | 15.5 | Yes | Yes | 2011-01-21 |  | 1
FALSE | 4TTX6049H1 | 3690 | 3937359 | TRANE | 4TTX5049E1 | AC | Split System: Air-Cooled Condensing Unit, Coil with Blower | 4TTX5049E1 |  | 4TXCD064BC3 | 12.5 | 15 | Yes | Yes | 2011-01-21 |  | 1
FALSE | 4TTX6049H1 | 3690 | 3937361 | TRANE | 4TTX5049E1 | AC | Split System: Air-Cooled Condensing Unit, Coil with Blower | 4TTX5049E1 |  | 4TXCD064BC3 | 13 | 16 | Yes | Yes | 2011-01-21 |  | 2
FALSE | 4TTX6049H1 | 3690 | 3937362 | TRANE | 4TTX5049E1 | AC | Split System: Air-Cooled Condensing Unit, Coil with Blower | 4TTX5049E1 |  | 4TXCD064BC3 | 13 | 15.5 | Yes | Yes | 2011-01-21 |  | 1
FALSE | 4TTX6049H1 | 3690 | 3937364 | TRANE | 4TTX5049E1 | AC | Split System: Air-Cooled Condensing Unit, Coil with Blower | 4TTX5049E1 |  | 4TXCD064BC3 | 13 | 16 | Yes | Yes | 2011-01-21 |  | 2
FALSE | 4TTX6049H1 | 3690 | 3937365 | TRANE | 4TTX5049E1 | AC | Split System: Air-Cooled Condensing Unit, Coil with Blower | 4TTX5049E1 |  | 4TXCD064BC3 | 13 | 15.5 | Yes | Yes | 2011-01-21 |  | 1
FALSE | 4TTX6049H1 | 3690 | 3937366 | TRANE | 4TTX5049E1 | AC | Split System: Air-Cooled Condensing Unit, Coil with Blower | 4TTX5049E1 |  | 4TXCD064BC3 | 13 | 16 | Yes | Yes | 2011-01-21 |  | 2
FALSE | 4TTX6049H1 | 3690 | 3937367 | TRANE | 4TTX5049E1 | AC | Split System: Air-Cooled Condensing Unit, Coil with Blower | 4TTX5049E1 |  | 4TXCD064BC3 | 12.5 | 15 | Yes | Yes | 2011-01-21 |  | 1
FALSE | 4TTX6049H1 | 3690 | 3937368 | TRANE | 4TTX5049E1 | AC | Split System: Air-Cooled Condensing Unit, Coil with Blower | 4TTX5049E1 |  | 4TXCD064BC3 | 13 | 16 | Yes | Yes | 2011-01-21 |  | 2
FALSE | 4TTX6049H1 | 3690 | 3937369 | TRANE | 4TTX5049E1 | AC | Split System: Air-Cooled Condensing Unit, Coil with Blower | 4TTX5049E1 |  | 4TXCD064BC3 | 12 | 15 | Yes | Yes | 2011-01-21 |  | 0
FALSE | 4TTX6049H1 | 3690 | 3937370 | TRANE | 4TTX5049E1 | AC | Split System: Air-Cooled Condensing Unit, Coil with Blower | 4TTX5049E1 |  | 4TXCD064BC3 | 13 | 16 | Yes | Yes | 2011-01-21 |  | 2
FALSE | 4TTX6049H1 | 3690 | 3937399 | TRANE | 4TTX5049E1 | AC | Split System: Air-Cooled Condensing Unit, Coil with Blower | 4TTX5049E1 |  | 4TXFH054CC3 | 13 | 16 | Yes | Yes | 2011-01-21 |  | 2
FALSE | 4TTX6049H1 | 3690 | 3937400 | TRANE | 4TTX5049E1 | AC | Split System: Air-Cooled Condensing Unit, Coil with Blower | 4TTX5049E1 |  | 4TXFH054CC3 | 12.5 | 15 | Yes | Yes | 2011-01-21 |  | 1
FALSE | 4TTX6049H1 | 3690 | 3937402 | TRANE | 4TTX5049E1 | AC | Split System: Air-Cooled Condensing Unit, Coil with Blower | 4TTX5049E1 |  | 4TXFH054CC3 | 13 | 15.5 | Yes | Yes | 2011-01-21 |  | 1
FALSE | 4TTX6049H1 | 3690 | 3937403 | TRANE | 4TTX5049E1 | AC | Split System: Air-Cooled Condensing Unit, Coil with Blower | 4TTX5049E1 |  | 4TXFH054CC3 | 13 | 15.5 | Yes | Yes | 2011-01-21 |  | 1
FALSE | 4TTX6049H1 | 3690 | 3937404 | TRANE | 4TTX5049E1 | AC | Split System: Air-Cooled Condensing Unit, Coil with Blower | 4TTX5049E1 |  | 4TXFH054CC3 | 13 | 15.5 | Yes | Yes | 2011-01-21 |  | 1
FALSE | 4TTX6049H1 | 3690 | 3937405 | TRANE | 4TTX5049E1 | AC | Split System: Air-Cooled Condensing Unit, Coil with Blower | 4TTX5049E1 |  | 4TXFH054CC3 | 13 | 15.5 | Yes | Yes | 2011-01-21 |  | 1
FALSE | 4TTX6049H1 | 3690 | 3937406 | TRANE | 4TTX5049E1 | AC | Split System: Air-Cooled Condensing Unit, Coil with Blower | 4TTX5049E1 |  | 4TXFH054CC3 | 13 | 16 | Yes | Yes | 2011-01-21 |  | 2
FALSE | 4TTX6049H1 | 3690 | 3937408 | TRANE | 4TTX5049E1 | AC | Split System: Air-Cooled Condensing Unit, Coil with Blower | 4TTX5049E1 |  | 4TXFH054CC3 | 13 | 15.5 | Yes | Yes | 2011-01-21 |  | 1
FALSE | 4TTX6049H1 | 3690 | 3937409 | TRANE | 4TTX5049E1 | AC | Split System: Air-Cooled Condensing Unit, Coil with Blower | 4TTX5049E1 |  | 4TXFH054CC3 | 13 | 15.5 | Yes | Yes | 2011-01-21 |  | 1
FALSE | 4TTX6049H1 | 3690 | 3937410 | TRANE | 4TTX5049E1 | AC | Split System: Air-Cooled Condensing Unit, Coil with Blower | 4TTX5049E1 |  | 4TXFH054CC3 | 12.5 | 15 | Yes | Yes | 2011-01-21 |  | 1
FALSE | 4TTX6049H1 | 3690 | 3937411 | TRANE | 4TTX5049E1 | AC | Split System: Air-Cooled Condensing Unit, Coil Alone | 4TTX5049E1 |  | 4TXFH054CC3 | 12.5 | 15 | Yes | Yes | 2011-01-21 |  | 1
FALSE | 4TTX6049H1 | 3690 | 3937413 | TRANE | 4TTX5049E1 | AC | Split System: Air-Cooled Condensing Unit, Coil with Blower | 4TTX5049E1 |  | 4TXFH054CC3 | 13 | 16 | Yes | Yes | 2011-01-21 |  | 2
FALSE | 4TTX6049H1 | 3690 | 3937414 | TRANE | 4TTX5049E1 | AC | Split System: Air-Cooled Condensing Unit, Coil with Blower | 4TTX5049E1 |  | 4TXFH054CC3 | 13 | 15.5 | Yes | Yes | 2011-01-21 |  | 1
FALSE | 4TTX6049H1 | 3690 | 3937415 | TRANE | 4TTX5049E1 | AC | Split System: Air-Cooled Condensing Unit, Coil with Blower | 4TTX5049E1 |  | 4TXFH054CC3 | 13 | 15.5 | Yes | Yes | 2011-01-21 |  | 1
FALSE | 4TTX6049H1 | 3690 | 3937416 | TRANE | 4TTX5049E1 | AC | Split System: Air-Cooled Condensing Unit, Coil with Blower | 4TTX5049E1 |  | 4TXFH054CC3 | 12.5 | 15 | Yes | Yes | 2011-01-21 |  | 1
FALSE | 4TTX6049H1 | 3690 | 3937417 | TRANE | 4TTX5049E1 | AC | Split System: Air-Cooled Condensing Unit, Coil with Blower | 4TTX5049E1 |  | 4TXFH054CC3 | 12 | 15 | Yes | Yes | 2011-01-21 |  | 0
FALSE | 4TTX6049H1 | 3690 | 3937418 | TRANE | 4TTX5049E1 | AC | Split System: Air-Cooled Condensing Unit, Coil with Blower | 4TTX5049E1 |  | 4TXFH054CC3 | 13 | 16 | Yes | Yes | 2011-01-21 |  | 2
FALSE | 4TTX6049H1 | 3690 | 3937420 | TRANE | 4TTX5049E1 | AC | Split System: Air-Cooled Condensing Unit, Coil with Blower | 4TTX5049E1 |  | 4TXFH054CC3 | 13 | 16 | Yes | Yes | 2011-01-21 |  | 2
FALSE | 4TTX6049H1 | 3690 | 3937421 | TRANE | 4TTX5049E1 | AC | Split System: Air-Cooled Condensing Unit, Coil with Blower | 4TTX5049E1 |  | 4TXFH054CC3 | 13 | 16 | Yes | Yes | 2011-01-21 |  | 2
FALSE | 4TTX6049H1 | 3690 | 3937422 | TRANE | 4TTX5049E1 | AC | Split System: Air-Cooled Condensing Unit, Coil with Blower | 4TTX5049E1 |  | 4TXFH054CC3 | 13 | 15.5 | Yes | Yes | 2011-01-21 |  | 1
FALSE | 4TTX6049H1 | 3690 | 3937424 | TRANE | 4TTX5049E1 | AC | Split System: Air-Cooled Condensing Unit, Coil with Blower | 4TTX5049E1 |  | 4TXFH054CC3 | 13 | 16 | Yes | Yes | 2011-01-21 |  | 2
FALSE | 4TTX6049H1 | 3690 | 3937425 | TRANE | 4TTX5049E1 | AC | Split System: Air-Cooled Condensing Unit, Coil with Blower | 4TTX5049E1 |  | 4TXFH054CC3 | 12 | 15 | Yes | Yes | 2011-01-21 |  | 0
FALSE | 4TTX6049H1 | 3690 | 3937448 | TRANE | 4TTX5049E1 | AC | Split System: Air-Cooled Condensing Unit, Coil with Blower | 4TTX5049E1 |  | 4TXFH063CZ3 | 13 | 16 | Yes | Yes | 2011-01-21 |  | 2
FALSE | 4TTX6049H1 | 3690 | 3937449 | TRANE | 4TTX5049E1 | AC | Split System: Air-Cooled Condensing Unit, Coil with Blower | 4TTX5049E1 |  | 4TXFH063CZ3 | 13 | 15.5 | Yes | Yes | 2011-01-21 |  | 1
FALSE | 4TTX6049H1 | 3690 | 3937451 | TRANE | 4TTX5049E1 | AC | Split System: Air-Cooled Condensing Unit, Coil with Blower | 4TTX5049E1 |  | 4TXFH063CZ3 | 13 | 16 | Yes | Yes | 2011-01-21 |  | 2
FALSE | 4TTX6049H1 | 3690 | 3937452 | TRANE | 4TTX5049E1 | AC | Split System: Air-Cooled Condensing Unit, Coil with Blower | 4TTX5049E1 |  | 4TXFH063CZ3 | 12.5 | 15.5 | Yes | Yes | 2011-01-21 |  | 1
FALSE | 4TTX6049H1 | 3690 | 3937453 | TRANE | 4TTX5049E1 | AC | Split System: Air-Cooled Condensing Unit, Coil Alone | 4TTX5049E1 |  | 4TXFH063CZ3 | 12.5 | 15 | Yes | Yes | 2011-01-21 |  | 1
FALSE | 4TTX6049H1 | 3690 | 3937455 | TRANE | 4TTX5049E1 | AC | Split System: Air-Cooled Condensing Unit, Coil with Blower | 4TTX5049E1 |  | 4TXFH063CZ3 | 13 | 15.5 | Yes | Yes | 2011-01-21 |  | 1
FALSE | 4TTX6049H1 | 3690 | 3937456 | TRANE | 4TTX5049E1 | AC | Split System: Air-Cooled Condensing Unit, Coil with Blower | 4TTX5049E1 |  | 4TXFH063CZ3 | 12.5 | 15 | Yes | Yes | 2011-01-21 |  | 1
FALSE | 4TTX6049H1 | 3690 | 3937457 | TRANE | 4TTX5049E1 | AC | Split System: Air-Cooled Condensing Unit, Coil with Blower | 4TTX5049E1 |  | 4TXFH063CZ3 | 13 | 15.5 | Yes | Yes | 2011-01-21 |  | 1
FALSE | 4TTX6049H1 | 3690 | 3937458 | TRANE | 4TTX5049E1 | AC | Split System: Air-Cooled Condensing Unit, Coil with Blower | 4TTX5049E1 |  | 4TXFH063CZ3 | 13 | 16 | Yes | Yes | 2011-01-21 |  | 2
FALSE | 4TTX6049H1 | 3690 | 3937461 | TRANE | 4TTX5049E1 | AC | Split System: Air-Cooled Condensing Unit, Coil with Blower | 4TTX5049E1 |  | 4TXFH063CZ3 | 13 | 16 | Yes | Yes | 2011-01-21 |  | 2
FALSE | 4TTX6049H1 | 3690 | 3937462 | TRANE | 4TTX5049E1 | AC | Split System: Air-Cooled Condensing Unit, Coil with Blower | 4TTX5049E1 |  | 4TXFH063CZ3 | 13 | 15.5 | Yes | Yes | 2011-01-21 |  | 1
FALSE | 4TTX6049H1 | 3690 | 3937463 | TRANE | 4TTX5049E1 | AC | Split System: Air-Cooled Condensing Unit, Coil with Blower | 4TTX5049E1 |  | 4TXFH063CZ3 | 13 | 16 | Yes | Yes | 2011-01-21 |  | 2
FALSE | 4TTX6049H1 | 3690 | 3937465 | TRANE | 4TTX5049E1 | AC | Split System: Air-Cooled Condensing Unit, Coil with Blower | 4TTX5049E1 |  | 4TXFH063CZ3 | 13 | 16 | Yes | Yes | 2011-01-21 |  | 2
FALSE | 4TTR6049B1 | 3692 | 3937466 | TRANE | 4TTR5049E1 | AC | Split System: Air-Cooled Condensing Unit, Coil with Blower | 4TTR5049E1 |  | 4TEC3F42C1 | 12 | 14.5 | Yes | Yes | 2011-01-21 |  | 0
FALSE | 4TTR6049B1 | 3692 | 3937467 | TRANE | 4TTR5049E1 | AC | Split System: Air-Cooled Condensing Unit, Coil with Blower | 4TTR5049E1 |  | 4TEC3F48B1 | 12.5 | 14.5 | Yes | Yes | 2011-01-21 |  | 0
FALSE | 4TTR6049B1 | 3692 | 3937468 | TRANE | 4TTR5049E1 | AC | Split System: Air-Cooled Condensing Unit, Coil with Blower | 4TTR5049E1 |  | 4TEC3F55B1 | 12.5 | 15 | Yes | Yes | 2011-01-21 |  | 1
FALSE | 4TTR6049B1 | 3692 | 3937469 | TRANE | 4TTR5049E1 | AC | Split System: Air-Cooled Condensing Unit, Coil with Blower | 4TTR5049E1 |  | 4TEE3C06A1 | 13 | 15.5 | Yes | Yes | 2011-01-21 |  | 1
FALSE | 4TTR6049B1 | 3692 | 3937470 | TRANE | 4TTR5049E1 | AC | Split System: Air-Cooled Condensing Unit, Coil with Blower | 4TTR5049E1 |  | 4TEE3C06A1+18-GJ01D | 12.5 | 15 | Yes | Yes | 2011-01-21 |  | 1
FALSE | 4TTR6049B1 | 3692 | 3937471 | TRANE | 4TTR5049E1 | AC | Split System: Air-Cooled Condensing Unit, Coil with Blower | 4TTR5049E1 |  | 4TEE3C07A1 | 13 | 16 | Yes | Yes | 2011-01-21 |  | 2
FALSE | 4TTR6049B1 | 3692 | 3937472 | TRANE | 4TTR5049E1 | AC | Split System: Air-Cooled Condensing Unit, Coil with Blower | 4TTR5049E1 |  | 4TEE3C07A1+18-GJ01D | 13 | 16 | Yes | Yes | 2011-01-21 |  | 2
FALSE | 4TTR6049B1 | 3692 | 3937473 | TRANE | 4TTR5049E1 | AC | Split System: Air-Cooled Condensing Unit, Coil with Blower | 4TTR5049E1 |  | 4TEE3C08A1 | 13 | 15.5 | Yes | Yes | 2011-01-21 |  | 1
FALSE | 4TTR6049B1 | 3692 | 3937474 | TRANE | 4TTR5049E1 | AC | Split System: Air-Cooled Condensing Unit, Coil with Blower | 4TTR5049E1 |  | 4TEE3C08A1+18-GJ01D | 12.5 | 15 | Yes | Yes | 2011-01-21 |  | 1
FALSE | 4TTR6049B1 | 3692 | 3937503 | TRANE | 4TTR5049E1 | AC | Split System: Air-Cooled Condensing Unit, Coil with Blower | 4TTR5049E1 |  | 4TXCC008CC3 | 13 | 15.5 | Yes | Yes | 2011-01-21 |  | 1
FALSE | 4TTR6049B1 | 3692 | 3937504 | TRANE | 4TTR5049E1 | AC | Split System: Air-Cooled Condensing Unit, Coil with Blower | 4TTR5049E1 |  | 4TXCC008CC3 | 13 | 15.5 | Yes | Yes | 2011-01-21 |  | 1
FALSE | 4TTR6049B1 | 3692 | 3937506 | TRANE | 4TTR5049E1 | AC | Split System: Air-Cooled Condensing Unit, Coil with Blower | 4TTR5049E1 |  | 4TXCC008CC3 | 12.5 | 15 | Yes | Yes | 2011-01-21 |  | 1
FALSE | 4TTR6049B1 | 3692 | 3937507 | TRANE | 4TTR5049E1 | AC | Split System: Air-Cooled Condensing Unit, Coil with Blower | 4TTR5049E1 |  | 4TXCC008CC3 | 13 | 16 | Yes | Yes | 2011-01-21 |  | 2
FALSE | 4TTR6049B1 | 3692 | 3937508 | TRANE | 4TTR5049E1 | AC | Split System: Air-Cooled Condensing Unit, Coil with Blower | 4TTR5049E1 |  | 4TXCC008CC3 | 13 | 16 | Yes | Yes | 2011-01-21 |  | 2
FALSE | 4TTR6049B1 | 3692 | 3937509 | TRANE | 4TTR5049E1 | AC | Split System: Air-Cooled Condensing Unit, Coil with Blower | 4TTR5049E1 |  | 4TXCC008CC3 | 13 | 15.5 | Yes | Yes | 2011-01-21 |  | 1
FALSE | 4TTR6049B1 | 3692 | 3937510 | TRANE | 4TTR5049E1 | AC | Split System: Air-Cooled Condensing Unit, Coil with Blower | 4TTR5049E1 |  | 4TXCC008CC3 | 13 | 15.5 | Yes | Yes | 2011-01-21 |  | 1
FALSE | 4TTR6049B1 | 3692 | 3937511 | TRANE | 4TTR5049E1 | AC | Split System: Air-Cooled Condensing Unit, Coil with Blower | 4TTR5049E1 |  | 4TXCC008CC3 | 13 | 16 | Yes | Yes | 2011-01-21 |  | 2
FALSE | 4TTR6049B1 | 3692 | 3937512 | TRANE | 4TTR5049E1 | AC | Split System: Air-Cooled Condensing Unit, Coil with Blower | 4TTR5049E1 |  | 4TXCC008CC3 | 12 | 15 | Yes | Yes | 2011-01-21 |  | 0
FALSE | 4TTR6049B1 | 3692 | 3937513 | TRANE | 4TTR5049E1 | AC | Split System: Air-Cooled Condensing Unit, Coil with Blower | 4TTR5049E1 |  | 4TXCC008CC3 | 12.5 | 15 | Yes | Yes | 2011-01-21 |  | 1
FALSE | 4TTR6049B1 | 3692 | 3937515 | TRANE | 4TTR5049E1 | AC | Split System: Air-Cooled Condensing Unit, Coil with Blower | 4TTR5049E1 |  | 4TXCC008CC3 | 12.5 | 15 | Yes | Yes | 2011-01-21 |  | 1
FALSE | 4TTR6049B1 | 3692 | 3937517 | TRANE | 4TTR5049E1 | AC | Split System: Air-Cooled Condensing Unit, Coil with Blower | 4TTR5049E1 |  | 4TXCC008CC3 | 13 | 16 | Yes | Yes | 2011-01-21 |  | 2
FALSE | 4TTR6049B1 | 3692 | 3937518 | TRANE | 4TTR5049E1 | AC | Split System: Air-Cooled Condensing Unit, Coil with Blower | 4TTR5049E1 |  | 4TXCC008CC3 | 13 | 16 | Yes | Yes | 2011-01-21 |  | 2
FALSE | 4TTR6049B1 | 3692 | 3937519 | TRANE | 4TTR5049E1 | AC | Split System: Air-Cooled Condensing Unit, Coil with Blower | 4TTR5049E1 |  | 4TXCC043BC3 | 12.5 | 15 | Yes | Yes | 2011-01-21 |  | 1
FALSE | 4TTR6049B1 | 3692 | 3937520 | TRANE | 4TTR5049E1 | AC | Split System: Air-Cooled Condensing Unit, Coil with Blower | 4TTR5049E1 |  | 4TXCC043BC3 | 12.5 | 15 | Yes | Yes | 2011-01-21 |  | 1
FALSE | 4TTR6049B1 | 3692 | 3937522 | TRANE | 4TTR5049E1 | AC | Split System: Air-Cooled Condensing Unit, Coil with Blower | 4TTR5049E1 |  | 4TXCC043BC3 | 12.5 | 15 | Yes | Yes | 2011-01-21 |  | 1
FALSE | 4TTR6049B1 | 3692 | 3937523 | TRANE | 4TTR5049E1 | AC | Split System: Air-Cooled Condensing Unit, Coil with Blower | 4TTR5049E1 |  | 4TXCC043BC3 | 13 | 15.5 | Yes | Yes | 2011-01-21 |  | 1
FALSE | 4TTR6049B1 | 3692 | 3937524 | TRANE | 4TTR5049E1 | AC | Split System: Air-Cooled Condensing Unit, Coil with Blower | 4TTR5049E1 |  | 4TXCC043BC3 | 12.5 | 15 | Yes | Yes | 2011-01-21 |  | 1
FALSE | 4TTR6049B1 | 3692 | 3937525 | TRANE | 4TTR5049E1 | AC | Split System: Air-Cooled Condensing Unit, Coil with Blower | 4TTR5049E1 |  | 4TXCC043BC3 | 12.5 | 15.5 | Yes | Yes | 2011-01-21 |  | 1
FALSE | 4TTR6049B1 | 3692 | 3937526 | TRANE | 4TTR5049E1 | AC | Split System: Air-Cooled Condensing Unit, Coil with Blower | 4TTR5049E1 |  | 4TXCC043BC3 | 12 | 14.5 | Yes | Yes | 2011-01-21 |  | 0
FALSE | 4TTR6049B1 | 3692 | 3937527 | TRANE | 4TTR5049E1 | AC | Split System: Air-Cooled Condensing Unit, Coil with Blower | 4TTR5049E1 |  | 4TXCC043BC3 | 12 | 14.5 | Yes | Yes | 2011-01-21 |  | 0
FALSE | 4TTR6049B1 | 3692 | 3937528 | TRANE | 4TTR5049E1 | AC | Split System: Air-Cooled Condensing Unit, Coil with Blower | 4TTR5049E1 |  | 4TXCC043BC3 | 12 | 14.5 | Yes | Yes | 2011-01-21 |  | 0
FALSE | 4TTR6049B1 | 3692 | 3937553 | TRANE | 4TTR5049E1 | AC | Split System: Air-Cooled Condensing Unit, Coil with Blower | 4TTR5049E1 |  | 4TXCC044BC3 | 12 | 14.5 | Yes | Yes | 2011-01-21 |  | 0
FALSE | 4TTR6049B1 | 3692 | 3937554 | TRANE | 4TTR5049E1 | AC | Split System: Air-Cooled Condensing Unit, Coil with Blower | 4TTR5049E1 |  | 4TXCC044BC3 | 13 | 15.5 | Yes | Yes | 2011-01-21 |  | 1
FALSE | 4TTR6049B1 | 3692 | 3937555 | TRANE | 4TTR5049E1 | AC | Split System: Air-Cooled Condensing Unit, Coil with Blower | 4TTR5049E1 |  | 4TXCC044BC3 | 12.5 | 15.5 | Yes | Yes | 2011-01-21 |  | 1
FALSE | 4TTR6049B1 | 3692 | 3937556 | TRANE | 4TTR5049E1 | AC | Split System: Air-Cooled Condensing Unit, Coil with Blower | 4TTR5049E1 |  | 4TXCC044BC3 | 13 | 15.5 | Yes | Yes | 2011-01-21 |  | 1
FALSE | 4TTR6049B1 | 3692 | 3937557 | TRANE | 4TTR5049E1 | AC | Split System: Air-Cooled Condensing Unit, Coil Alone | 4TTR5049E1 |  | 4TXCC044BC3 | 12 | 14.5 | Yes | Yes | 2011-01-21 |  | 0
FALSE | 4TTR6049B1 | 3692 | 3937561 | TRANE | 4TTR5049E1 | AC | Split System: Air-Cooled Condensing Unit, Coil with Blower | 4TTR5049E1 |  | 4TXCC044BC3 | 13 | 15.5 | Yes | Yes | 2011-01-21 |  | 1
FALSE | 4TTR6049B1 | 3692 | 3937562 | TRANE | 4TTR5049E1 | AC | Split System: Air-Cooled Condensing Unit, Coil with Blower | 4TTR5049E1 |  | 4TXCC049BC3 | 12 | 14.5 | Yes | Yes | 2011-01-21 |  | 0
FALSE | 4TTR6049B1 | 3692 | 3937563 | TRANE | 4TTR5049E1 | AC | Split System: Air-Cooled Condensing Unit, Coil with Blower | 4TTR5049E1 |  | 4TXCC049BC3 | 13 | 15.5 | Yes | Yes | 2011-01-21 |  | 1
FALSE | 4TTR6049B1 | 3692 | 3937564 | TRANE | 4TTR5049E1 | AC | Split System: Air-Cooled Condensing Unit, Coil with Blower | 4TTR5049E1 |  | 4TXCC049BC3 | 12.5 | 15.5 | Yes | Yes | 2011-01-21 |  | 1
FALSE | 4TTR6049B1 | 3692 | 3937565 | TRANE | 4TTR5049E1 | AC | Split System: Air-Cooled Condensing Unit, Coil with Blower | 4TTR5049E1 |  | 4TXCC049BC3 | 12.5 | 15.5 | Yes | Yes | 2011-01-21 |  | 1
FALSE | 4TTR6049B1 | 3692 | 3937568 | TRANE | 4TTR5049E1 | AC | Split System: Air-Cooled Condensing Unit, Coil with Blower | 4TTR5049E1 |  | 4TXCC049BC3 | 13 | 16 | Yes | Yes | 2011-01-21 |  | 2
FALSE | 4TTR6049B1 | 3692 | 3937569 | TRANE | 4TTR5049E1 | AC | Split System: Air-Cooled Condensing Unit, Coil with Blower | 4TTR5049E1 |  | 4TXCC049BC3 | 13 | 16 | Yes | Yes | 2011-01-21 |  | 2
FALSE | 4TTR6049B1 | 3692 | 3937570 | TRANE | 4TTR5049E1 | AC | Split System: Air-Cooled Condensing Unit, Coil with Blower | 4TTR5049E1 |  | 4TXCC049BC3 | 12 | 14.5 | Yes | Yes | 2011-01-21 |  | 0
FALSE | 4TTR6049B1 | 3692 | 3937571 | TRANE | 4TTR5049E1 | AC | Split System: Air-Cooled Condensing Unit, Coil with Blower | 4TTR5049E1 |  | 4TXCC049BC3 | 12.5 | 15 | Yes | Yes | 2011-01-21 |  | 1
FALSE | 4TTR6049B1 | 3692 | 3937572 | TRANE | 4TTR5049E1 | AC | Split System: Air-Cooled Condensing Unit, Coil with Blower | 4TTR5049E1 |  | 4TXCC049BC3 | 13 | 15.5 | Yes | Yes | 2011-01-21 |  | 1
FALSE | 4TTR6049B1 | 3692 | 3937573 | TRANE | 4TTR5049E1 | AC | Split System: Air-Cooled Condensing Unit, Coil Alone | 4TTR5049E1 |  | 4TXCC049BC3 | 12 | 14.5 | Yes | Yes | 2011-01-21 |  | 0
FALSE | 4TTR6049B1 | 3692 | 3937574 | TRANE | 4TTR5049E1 | AC | Split System: Air-Cooled Condensing Unit, Coil with Blower | 4TTR5049E1 |  | 4TXCC049BC3 | 12 | 14.5 | Yes | Yes | 2011-01-21 |  | 0
FALSE | 4TTR6049B1 | 3692 | 3937575 | TRANE | 4TTR5049E1 | AC | Split System: Air-Cooled Condensing Unit, Coil with Blower | 4TTR5049E1 |  | 4TXCC049BC3 | 13 | 16 | Yes | Yes | 2011-01-21 |  | 2
FALSE | 4TTR6049B1 | 3692 | 3937576 | TRANE | 4TTR5049E1 | AC | Split System: Air-Cooled Condensing Unit, Coil with Blower | 4TTR5049E1 |  | 4TXCC049BC3 | 13 | 15.5 | Yes | Yes | 2011-01-21 |  | 1
FALSE | 4TTR6049B1 | 3692 | 3937578 | TRANE | 4TTR5049E1 | AC | Split System: Air-Cooled Condensing Unit, Coil with Blower | 4TTR5049E1 |  | 4TXCC049BC3 | 13 | 15.5 | Yes | Yes | 2011-01-21 |  | 1
FALSE | 4TTR6049B1 | 3692 | 3937579 | TRANE | 4TTR5049E1 | AC | Split System: Air-Cooled Condensing Unit, Coil with Blower | 4TTR5049E1 |  | 4TXCC049BC3 | 12 | 14.5 | Yes | Yes | 2011-01-21 |  | 0
FALSE | 4TTR6049B1 | 3692 | 3937580 | TRANE | 4TTR5049E1 | AC | Split System: Air-Cooled Condensing Unit, Coil with Blower | 4TTR5049E1 |  | 4TXCC049BC3 | 12.5 | 15 | Yes | Yes | 2011-01-21 |  | 1
FALSE | 4TTR6049B1 | 3692 | 3937606 | TRANE | 4TTR5049E1 | AC | Split System: Air-Cooled Condensing Unit, Coil with Blower | 4TTR5049E1 |  | 4TXCD009CC3 | 13 | 16 | Yes | Yes | 2011-01-21 |  | 2
FALSE | 4TTR6049B1 | 3692 | 3937607 | TRANE | 4TTR5049E1 | AC | Split System: Air-Cooled Condensing Unit, Coil with Blower | 4TTR5049E1 |  | 4TXCD009CC3 | 12.5 | 15 | Yes | Yes | 2011-01-21 |  | 1
FALSE | 4TTR6049B1 | 3692 | 3937608 | TRANE | 4TTR5049E1 | AC | Split System: Air-Cooled Condensing Unit, Coil with Blower | 4TTR5049E1 |  | 4TXCD009CC3 | 13 | 15.5 | Yes | Yes | 2011-01-21 |  | 1
FALSE | 4TTR6049B1 | 3692 | 3937609 | TRANE | 4TTR5049E1 | AC | Split System: Air-Cooled Condensing Unit, Coil with Blower | 4TTR5049E1 |  | 4TXCD009CC3 | 12.5 | 15.5 | Yes | Yes | 2011-01-21 |  | 1
FALSE | 4TTR6049B1 | 3692 | 3937610 | TRANE | 4TTR5049E1 | AC | Split System: Air-Cooled Condensing Unit, Coil with Blower | 4TTR5049E1 |  | 4TXCD009CC3 | 12.5 | 15.5 | Yes | Yes | 2011-01-21 |  | 1
FALSE | 4TTR6049B1 | 3692 | 3937611 | TRANE | 4TTR5049E1 | AC | Split System: Air-Cooled Condensing Unit, Coil with Blower | 4TTR5049E1 |  | 4TXCD009CC3 | 13 | 16 | Yes | Yes | 2011-01-21 |  | 2
FALSE | 4TTR6049B1 | 3692 | 3937612 | TRANE | 4TTR5049E1 | AC | Split System: Air-Cooled Condensing Unit, Coil with Blower | 4TTR5049E1 |  | 4TXCD009CC3 | 13 | 15.5 | Yes | Yes | 2011-01-21 |  | 1
FALSE | 4TTR6049B1 | 3692 | 3937613 | TRANE | 4TTR5049E1 | AC | Split System: Air-Cooled Condensing Unit, Coil with Blower | 4TTR5049E1 |  | 4TXCD009CC3 | 12.5 | 15.5 | Yes | Yes | 2011-01-21 |  | 1
FALSE | 4TTR6049B1 | 3692 | 3937614 | TRANE | 4TTR5049E1 | AC | Split System: Air-Cooled Condensing Unit, Coil with Blower | 4TTR5049E1 |  | 4TXCD009CC3 | 12 | 15 | Yes | Yes | 2011-01-21 |  | 0
FALSE | 4TTR6049B1 | 3692 | 3937615 | TRANE | 4TTR5049E1 | AC | Split System: Air-Cooled Condensing Unit, Coil with Blower | 4TTR5049E1 |  | 4TXCD009CC3 | 13 | 16 | Yes | Yes | 2011-01-21 |  | 2
FALSE | 4TTR6049B1 | 3692 | 3937616 | TRANE | 4TTR5049E1 | AC | Split System: Air-Cooled Condensing Unit, Coil with Blower | 4TTR5049E1 |  | 4TXCD009CC3 | 13 | 15.5 | Yes | Yes | 2011-01-21 |  | 1
FALSE | 4TTR6049B1 | 3692 | 3937617 | TRANE | 4TTR5049E1 | AC | Split System: Air-Cooled Condensing Unit, Coil with Blower | 4TTR5049E1 |  | 4TXCD009CC3 | 13 | 15.5 | Yes | Yes | 2011-01-21 |  | 1
FALSE | 4TTR6049B1 | 3692 | 3937618 | TRANE | 4TTR5049E1 | AC | Split System: Air-Cooled Condensing Unit, Coil with Blower | 4TTR5049E1 |  | 4TXCD009CC3 | 13 | 15.5 | Yes | Yes | 2011-01-21 |  | 1
FALSE | 4TTR6049B1 | 3692 | 3937619 | TRANE | 4TTR5049E1 | AC | Split System: Air-Cooled Condensing Unit, Coil with Blower | 4TTR5049E1 |  | 4TXCD009CC3 | 12 | 14.5 | Yes | Yes | 2011-01-21 |  | 0
FALSE | 4TTR6049B1 | 3692 | 3937621 | TRANE | 4TTR5049E1 | AC | Split System: Air-Cooled Condensing Unit, Coil with Blower | 4TTR5049E1 |  | 4TXCD009CC3 | 13 | 16 | Yes | Yes | 2011-01-21 |  | 2
FALSE | 4TTR6049B1 | 3692 | 3937623 | TRANE | 4TTR5049E1 | AC | Split System: Air-Cooled Condensing Unit, Coil with Blower | 4TTR5049E1 |  | 4TXCD009CC3 | 12.5 | 15 | Yes | Yes | 2011-01-21 |  | 1
FALSE | 4TTR6049B1 | 3692 | 3937624 | TRANE | 4TTR5049E1 | AC | Split System: Air-Cooled Condensing Unit, Coil with Blower | 4TTR5049E1 |  | 4TXCD009CC3 | 13 | 16 | Yes | Yes | 2011-01-21 |  | 2
FALSE | 4TTR6049B1 | 3692 | 3937625 | TRANE | 4TTR5049E1 | AC | Split System: Air-Cooled Condensing Unit, Coil with Blower | 4TTR5049E1 |  | 4TXCD009CC3 | 12.5 | 15 | Yes | Yes | 2011-01-21 |  | 1
FALSE | 4TTR6049B1 | 3692 | 3937626 | TRANE | 4TTR5049E1 | AC | Split System: Air-Cooled Condensing Unit, Coil with Blower | 4TTR5049E1 |  | 4TXCD009CC3 | 13 | 16 | Yes | Yes | 2011-01-21 |  | 2
FALSE | 4TTR6049B1 | 3692 | 3937630 | TRANE | 4TTR5049E1 | AC | Split System: Air-Cooled Condensing Unit, Coil with Blower | 4TTR5049E1 |  | 4TXCD009CC3 | 13 | 16 | Yes | Yes | 2011-01-21 |  | 2
FALSE | 4TTR6049B1 | 3692 | 3937632 | TRANE | 4TTR5049E1 | AC | Split System: Air-Cooled Condensing Unit, Coil with Blower | 4TTR5049E1 |  | 4TXCD009CC3 | 12 | 15 | Yes | Yes | 2011-01-21 |  | 0
FALSE | 4TTR6049B1 | 3692 | 3937633 | TRANE | 4TTR5049E1 | AC | Split System: Air-Cooled Condensing Unit, Coil with Blower | 4TTR5049E1 |  | 4TXCD009CC3 | 12.5 | 15 | Yes | Yes | 2011-01-21 |  | 1
FALSE | 4TTR6049B1 | 3692 | 3937661 | TRANE | 4TTR5049E1 | AC | Split System: Air-Cooled Condensing Unit, Coil with Blower | 4TTR5049E1 |  | 4TXCD010CC3 | 12.5 | 15 | Yes | Yes | 2011-01-21 |  | 1
FALSE | 4TTR6049B1 | 3692 | 3937662 | TRANE | 4TTR5049E1 | AC | Split System: Air-Cooled Condensing Unit, Coil with Blower | 4TTR5049E1 |  | 4TXCD010CC3 | 13 | 15.5 | Yes | Yes | 2011-01-21 |  | 1
FALSE | 4TTR6049B1 | 3692 | 3937663 | TRANE | 4TTR5049E1 | AC | Split System: Air-Cooled Condensing Unit, Coil with Blower | 4TTR5049E1 |  | 4TXCD010CC3 | 12 | 14.5 | Yes | Yes | 2011-01-21 |  | 0
FALSE | 4TTR6049B1 | 3692 | 3937664 | TRANE | 4TTR5049E1 | AC | Split System: Air-Cooled Condensing Unit, Coil with Blower | 4TTR5049E1 |  | 4TXCD010CC3 | 13 | 16 | Yes | Yes | 2011-01-21 |  | 2
FALSE | 4TTR6049B1 | 3692 | 3937665 | TRANE | 4TTR5049E1 | AC | Split System: Air-Cooled Condensing Unit, Coil with Blower | 4TTR5049E1 |  | 4TXCD010CC3 | 13 | 16 | Yes | Yes | 2011-01-21 |  | 2
FALSE | 4TTR6049B1 | 3692 | 3937666 | TRANE | 4TTR5049E1 | AC | Split System: Air-Cooled Condensing Unit, Coil with Blower | 4TTR5049E1 |  | 4TXCD010CC3 | 12 | 14.5 | Yes | Yes | 2011-01-21 |  | 0
FALSE | 4TTR6049B1 | 3692 | 3937667 | TRANE | 4TTR5049E1 | AC | Split System: Air-Cooled Condensing Unit, Coil with Blower | 4TTR5049E1 |  | 4TXCD010CC3 | 12 | 14.5 | Yes | Yes | 2011-01-21 |  | 0
FALSE | 4TTR6049B1 | 3692 | 3937668 | TRANE | 4TTR5049E1 | AC | Split System: Air-Cooled Condensing Unit, Coil with Blower | 4TTR5049E1 |  | 4TXCD010CC3 | 13 | 15.5 | Yes | Yes | 2011-01-21 |  | 1
FALSE | 4TTR6049B1 | 3692 | 3937669 | TRANE | 4TTR5049E1 | AC | Split System: Air-Cooled Condensing Unit, Coil with Blower | 4TTR5049E1 |  | 4TXCD010CC3 | 13 | 15.5 | Yes | Yes | 2011-01-21 |  | 1
FALSE | 4TTR6049B1 | 3692 | 3937670 | TRANE | 4TTR5049E1 | AC | Split System: Air-Cooled Condensing Unit, Coil with Blower | 4TTR5049E1 |  | 4TXCD010CC3 | 12.5 | 15 | Yes | Yes | 2011-01-21 |  | 1
FALSE | 4TTR6049B1 | 3692 | 3937671 | TRANE | 4TTR5049E1 | AC | Split System: Air-Cooled Condensing Unit, Coil with Blower | 4TTR5049E1 |  | 4TXCD010CC3 | 13 | 15.5 | Yes | Yes | 2011-01-21 |  | 1
FALSE | 4TTR6049B1 | 3692 | 3937672 | TRANE | 4TTR5049E1 | AC | Split System: Air-Cooled Condensing Unit, Coil with Blower | 4TTR5049E1 |  | 4TXCD010CC3 | 13 | 15.5 | Yes | Yes | 2011-01-21 |  | 1
FALSE | 4TTR6049B1 | 3692 | 3937673 | TRANE | 4TTR5049E1 | AC | Split System: Air-Cooled Condensing Unit, Coil with Blower | 4TTR5049E1 |  | 4TXCD010CC3 | 13 | 16 | Yes | Yes | 2011-01-21 |  | 2
FALSE | 4TTR6049B1 | 3692 | 3937674 | TRANE | 4TTR5049E1 | AC | Split System: Air-Cooled Condensing Unit, Coil with Blower | 4TTR5049E1 |  | 4TXCD010CC3 | 13 | 15.5 | Yes | Yes | 2011-01-21 |  | 1
FALSE | 4TTR6049B1 | 3692 | 3937677 | TRANE | 4TTR5049E1 | AC | Split System: Air-Cooled Condensing Unit, Coil with Blower | 4TTR5049E1 |  | 4TXCD010CC3 | 12.5 | 15 | Yes | Yes | 2011-01-21 |  | 1
FALSE | 4TTR6049B1 | 3692 | 3937678 | TRANE | 4TTR5049E1 | AC | Split System: Air-Cooled Condensing Unit, Coil with Blower | 4TTR5049E1 |  | 4TXCD010CC3 | 12.5 | 15.5 | Yes | Yes | 2011-01-21 |  | 1
FALSE | 4TTR6049B1 | 3692 | 3937679 | TRANE | 4TTR5049E1 | AC | Split System: Air-Cooled Condensing Unit, Coil with Blower | 4TTR5049E1 |  | 4TXCD050BC3 | 13 | 15.5 | Yes | Yes | 2011-01-21 |  | 1
FALSE | 4TTR6049B1 | 3692 | 3937681 | TRANE | 4TTR5049E1 | AC | Split System: Air-Cooled Condensing Unit, Coil with Blower | 4TTR5049E1 |  | 4TXCD050BC3 | 13 | 15.5 | Yes | Yes | 2011-01-21 |  | 1
FALSE | 4TTR6049B1 | 3692 | 3937684 | TRANE | 4TTR5049E1 | AC | Split System: Air-Cooled Condensing Unit, Coil with Blower | 4TTR5049E1 |  | 4TXCD050BC3 | 12.5 | 15 | Yes | Yes | 2011-01-21 |  | 1
FALSE | 4TTR6049B1 | 3692 | 3937685 | TRANE | 4TTR5049E1 | AC | Split System: Air-Cooled Condensing Unit, Coil with Blower | 4TTR5049E1 |  | 4TXCD050BC3 | 13 | 15.5 | Yes | Yes | 2011-01-21 |  | 1
FALSE | 4TTR6049B1 | 3692 | 3937686 | TRANE | 4TTR5049E1 | AC | Split System: Air-Cooled Condensing Unit, Coil with Blower | 4TTR5049E1 |  | 4TXCD050BC3 | 13 | 15.5 | Yes | Yes | 2011-01-21 |  | 1
FALSE | 4TTR6049B1 | 3692 | 3937688 | TRANE | 4TTR5049E1 | AC | Split System: Air-Cooled Condensing Unit, Coil with Blower | 4TTR5049E1 |  | 4TXCD050BC3 | 13 | 15.5 | Yes | Yes | 2011-01-21 |  | 1
FALSE | 4TTR6049B1 | 3692 | 3937712 | TRANE | 4TTR5049E1 | AC | Split System: Air-Cooled Condensing Unit, Coil with Blower | 4TTR5049E1 |  | 4TXCD050BC3 | 13 | 16 | Yes | Yes | 2011-01-21 |  | 2
FALSE | 4TTR6049B1 | 3692 | 3937713 | TRANE | 4TTR5049E1 | AC | Split System: Air-Cooled Condensing Unit, Coil with Blower | 4TTR5049E1 |  | 4TXCD050BC3 | 13 | 16 | Yes | Yes | 2011-01-21 |  | 2
FALSE | 4TTR6049B1 | 3692 | 3937714 | TRANE | 4TTR5049E1 | AC | Split System: Air-Cooled Condensing Unit, Coil with Blower | 4TTR5049E1 |  | 4TXCD050BC3 | 13 | 15.5 | Yes | Yes | 2011-01-21 |  | 1
FALSE | 4TTR6049B1 | 3692 | 3937715 | TRANE | 4TTR5049E1 | AC | Split System: Air-Cooled Condensing Unit, Coil with Blower | 4TTR5049E1 |  | 4TXCD050BC3 | 13 | 15.5 | Yes | Yes | 2011-01-21 |  | 1
FALSE | 4TTR6049B1 | 3692 | 3937718 | TRANE | 4TTR5049E1 | AC | Split System: Air-Cooled Condensing Unit, Coil with Blower | 4TTR5049E1 |  | 4TXCD061BC3 | 13 | 16 | Yes | Yes | 2011-01-21 |  | 2
FALSE | 4TTR6049B1 | 3692 | 3937720 | TRANE | 4TTR5049E1 | AC | Split System: Air-Cooled Condensing Unit, Coil with Blower | 4TTR5049E1 |  | 4TXCD061BC3 | 13 | 16 | Yes | Yes | 2011-01-21 |  | 2
FALSE | 4TTR6049B1 | 3692 | 3937721 | TRANE | 4TTR5049E1 | AC | Split System: Air-Cooled Condensing Unit, Coil with Blower | 4TTR5049E1 |  | 4TXCD061BC3 | 13 | 16 | Yes | Yes | 2011-01-21 |  | 2
FALSE | 4TTR6049B1 | 3692 | 3937722 | TRANE | 4TTR5049E1 | AC | Split System: Air-Cooled Condensing Unit, Coil with Blower | 4TTR5049E1 |  | 4TXCD061BC3 | 13 | 16 | Yes | Yes | 2011-01-21 |  | 2
FALSE | 4TTR6049B1 | 3692 | 3937723 | TRANE | 4TTR5049E1 | AC | Split System: Air-Cooled Condensing Unit, Coil with Blower | 4TTR5049E1 |  | 4TXCD061BC3 | 13 | 16 | Yes | Yes | 2011-01-21 |  | 2
FALSE | 4TTR6049B1 | 3692 | 3937724 | TRANE | 4TTR5049E1 | AC | Split System: Air-Cooled Condensing Unit, Coil with Blower | 4TTR5049E1 |  | 4TXCD061BC3 | 13 | 16 | Yes | Yes | 2011-01-21 |  | 2
FALSE | 4TTR6049B1 | 3692 | 3937725 | TRANE | 4TTR5049E1 | AC | Split System: Air-Cooled Condensing Unit, Coil with Blower | 4TTR5049E1 |  | 4TXCD061BC3 | 13 | 15.5 | Yes | Yes | 2011-01-21 |  | 1
FALSE | 4TTR6049B1 | 3692 | 3937726 | TRANE | 4TTR5049E1 | AC | Split System: Air-Cooled Condensing Unit, Coil with Blower | 4TTR5049E1 |  | 4TXCD061BC3 | 12.5 | 15.5 | Yes | Yes | 2011-01-21 |  | 1
FALSE | 4TTR6049B1 | 3692 | 3937727 | TRANE | 4TTR5049E1 | AC | Split System: Air-Cooled Condensing Unit, Coil with Blower | 4TTR5049E1 |  | 4TXCD061BC3 | 13 | 15.5 | Yes | Yes | 2011-01-21 |  | 1
FALSE | 4TTR6049B1 | 3692 | 3937728 | TRANE | 4TTR5049E1 | AC | Split System: Air-Cooled Condensing Unit, Coil with Blower | 4TTR5049E1 |  | 4TXCD061BC3 | 13 | 16 | Yes | Yes | 2011-01-21 |  | 2
FALSE | 4TTR6049B1 | 3692 | 3937729 | TRANE | 4TTR5049E1 | AC | Split System: Air-Cooled Condensing Unit, Coil with Blower | 4TTR5049E1 |  | 4TXCD061BC3 | 12 | 14.5 | Yes | Yes | 2011-01-21 |  | 0
FALSE | 4TTR6049B1 | 3692 | 3937730 | TRANE | 4TTR5049E1 | AC | Split System: Air-Cooled Condensing Unit, Coil with Blower | 4TTR5049E1 |  | 4TXCD061BC3 | 13 | 16 | Yes | Yes | 2011-01-21 |  | 2
FALSE | 4TTR6049B1 | 3692 | 3937731 | TRANE | 4TTR5049E1 | AC | Split System: Air-Cooled Condensing Unit, Coil with Blower | 4TTR5049E1 |  | 4TXCD061BC3 | 13 | 16 | Yes | Yes | 2011-01-21 |  | 2
FALSE | 4TTR6049B1 | 3692 | 3937733 | TRANE | 4TTR5049E1 | AC | Split System: Air-Cooled Condensing Unit, Coil with Blower | 4TTR5049E1 |  | 4TXCD061BC3 | 13 | 15.5 | Yes | Yes | 2011-01-21 |  | 1
FALSE | 4TTR6049B1 | 3692 | 3937734 | TRANE | 4TTR5049E1 | AC | Split System: Air-Cooled Condensing Unit, Coil with Blower | 4TTR5049E1 |  | 4TXCD061BC3 | 13 | 16 | Yes | Yes | 2011-01-21 |  | 2
FALSE | 4TTR6049B1 | 3692 | 3937735 | TRANE | 4TTR5049E1 | AC | Split System: Air-Cooled Condensing Unit, Coil with Blower | 4TTR5049E1 |  | 4TXCD061BC3 | 12.5 | 15 | Yes | Yes | 2011-01-21 |  | 1
FALSE | 4TTR6049B1 | 3692 | 3937737 | TRANE | 4TTR5049E1 | AC | Split System: Air-Cooled Condensing Unit, Coil with Blower | 4TTR5049E1 |  | 4TXCD061BC3 | 12.5 | 15 | Yes | Yes | 2011-01-21 |  | 1
FALSE | 4TTR6049B1 | 3692 | 3937738 | TRANE | 4TTR5049E1 | AC | Split System: Air-Cooled Condensing Unit, Coil with Blower | 4TTR5049E1 |  | 4TXCD061BC3 | 13 | 15.5 | Yes | Yes | 2011-01-21 |  | 1
FALSE | 4TTR6049B1 | 3692 | 3937768 | TRANE | 4TTR5049E1 | AC | Split System: Air-Cooled Condensing Unit, Coil with Blower | 4TTR5049E1 |  | 4TXCD063BC3 | 13 | 16 | Yes | Yes | 2011-01-21 |  | 2
FALSE | 4TTR6049B1 | 3692 | 3937769 | TRANE | 4TTR5049E1 | AC | Split System: Air-Cooled Condensing Unit, Coil with Blower | 4TTR5049E1 |  | 4TXCD063BC3 | 13 | 16 | Yes | Yes | 2011-01-21 |  | 2
FALSE | 4TTR6049B1 | 3692 | 3937770 | TRANE | 4TTR5049E1 | AC | Split System: Air-Cooled Condensing Unit, Coil with Blower | 4TTR5049E1 |  | 4TXCD063BC3 | 13 | 16 | Yes | Yes | 2011-01-21 |  | 2
FALSE | 4TTR6049B1 | 3692 | 3937772 | TRANE | 4TTR5049E1 | AC | Split System: Air-Cooled Condensing Unit, Coil with Blower | 4TTR5049E1 |  | 4TXCD063BC3 | 13 | 16 | Yes | Yes | 2011-01-21 |  | 2
FALSE | 4TTR6049B1 | 3692 | 3937773 | TRANE | 4TTR5049E1 | AC | Split System: Air-Cooled Condensing Unit, Coil with Blower | 4TTR5049E1 |  | 4TXCD063BC3 | 13 | 16 | Yes | Yes | 2011-01-21 |  | 2
FALSE | 4TTR6049B1 | 3692 | 3937775 | TRANE | 4TTR5049E1 | AC | Split System: Air-Cooled Condensing Unit, Coil with Blower | 4TTR5049E1 |  | 4TXCD063BC3 | 13 | 16 | Yes | Yes | 2011-01-21 |  | 2
FALSE | 4TTR6049B1 | 3692 | 3937776 | TRANE | 4TTR5049E1 | AC | Split System: Air-Cooled Condensing Unit, Coil with Blower | 4TTR5049E1 |  | 4TXCD063BC3 | 13 | 16 | Yes | Yes | 2011-01-21 |  | 2
FALSE | 4TTR6049B1 | 3692 | 3937777 | TRANE | 4TTR5049E1 | AC | Split System: Air-Cooled Condensing Unit, Coil with Blower | 4TTR5049E1 |  | 4TXCD063BC3 | 13 | 16 | Yes | Yes | 2011-01-21 |  | 2
FALSE | 4TTR6049B1 | 3692 | 3937778 | TRANE | 4TTR5049E1 | AC | Split System: Air-Cooled Condensing Unit, Coil with Blower | 4TTR5049E1 |  | 4TXCD063BC3 | 13 | 16 | Yes | Yes | 2011-01-21 |  | 2
FALSE | 4TTR6049B1 | 3692 | 3937779 | TRANE | 4TTR5049E1 | AC | Split System: Air-Cooled Condensing Unit, Coil with Blower | 4TTR5049E1 |  | 4TXCD063BC3 | 12 | 15 | Yes | Yes | 2011-01-21 |  | 0
FALSE | 4TTR6049B1 | 3692 | 3937780 | TRANE | 4TTR5049E1 | AC | Split System: Air-Cooled Condensing Unit, Coil with Blower | 4TTR5049E1 |  | 4TXCD063BC3 | 13 | 15.5 | Yes | Yes | 2011-01-21 |  | 1
FALSE | 4TTR6049B1 | 3692 | 3937781 | TRANE | 4TTR5049E1 | AC | Split System: Air-Cooled Condensing Unit, Coil with Blower | 4TTR5049E1 |  | 4TXCD063BC3 | 13 | 15.5 | Yes | Yes | 2011-01-21 |  | 1
FALSE | 4TTR6049B1 | 3692 | 3937782 | TRANE | 4TTR5049E1 | AC | Split System: Air-Cooled Condensing Unit, Coil with Blower | 4TTR5049E1 |  | 4TXCD063BC3 | 13 | 15.5 | Yes | Yes | 2011-01-21 |  | 1
FALSE | 4TTR6049B1 | 3692 | 3937783 | TRANE | 4TTR5049E1 | AC | Split System: Air-Cooled Condensing Unit, Coil with Blower | 4TTR5049E1 |  | 4TXCD063BC3 | 13 | 15.5 | Yes | Yes | 2011-01-21 |  | 1
FALSE | 4TTR6049B1 | 3692 | 3937784 | TRANE | 4TTR5049E1 | AC | Split System: Air-Cooled Condensing Unit, Coil with Blower | 4TTR5049E1 |  | 4TXCD063BC3 | 13 | 16 | Yes | Yes | 2011-01-21 |  | 2
FALSE | 4TTR6049B1 | 3692 | 3937785 | TRANE | 4TTR5049E1 | AC | Split System: Air-Cooled Condensing Unit, Coil with Blower | 4TTR5049E1 |  | 4TXCD063BC3 | 13 | 15.5 | Yes | Yes | 2011-01-21 |  | 1
FALSE | 4TTR6049B1 | 3692 | 3937786 | TRANE | 4TTR5049E1 | AC | Split System: Air-Cooled Condensing Unit, Coil with Blower | 4TTR5049E1 |  | 4TXCD063BC3 | 13 | 15.5 | Yes | Yes | 2011-01-21 |  | 1
FALSE | 4TTR6049B1 | 3692 | 3937787 | TRANE | 4TTR5049E1 | AC | Split System: Air-Cooled Condensing Unit, Coil with Blower | 4TTR5049E1 |  | 4TXCD063BC3 | 13 | 16 | Yes | Yes | 2011-01-21 |  | 2
FALSE | 4TTR6049B1 | 3692 | 3937788 | TRANE | 4TTR5049E1 | AC | Split System: Air-Cooled Condensing Unit, Coil with Blower | 4TTR5049E1 |  | 4TXCD063BC3 | 13 | 16 | Yes | Yes | 2011-01-21 |  | 2
FALSE | 4TTR6049B1 | 3692 | 3937789 | TRANE | 4TTR5049E1 | AC | Split System: Air-Cooled Condensing Unit, Coil with Blower | 4TTR5049E1 |  | 4TXCD063BC3 | 13 | 16 | Yes | Yes | 2011-01-21 |  | 2
FALSE | 4TTR6049B1 | 3692 | 3937790 | TRANE | 4TTR5049E1 | AC | Split System: Air-Cooled Condensing Unit, Coil with Blower | 4TTR5049E1 |  | 4TXCD064BC3 | 13 | 15.5 | Yes | Yes | 2011-01-21 |  | 1
FALSE | 4TTR6049B1 | 3692 | 3937791 | TRANE | 4TTR5049E1 | AC | Split System: Air-Cooled Condensing Unit, Coil with Blower | 4TTR5049E1 |  | 4TXCD064BC3 | 13 | 15.5 | Yes | Yes | 2011-01-21 |  | 1
FALSE | 4TTR6049B1 | 3692 | 3937818 | TRANE | 4TTR5049E1 | AC | Split System: Air-Cooled Condensing Unit, Coil with Blower | 4TTR5049E1 |  | 4TXCD064BC3 | 13 | 16 | Yes | Yes | 2011-01-21 |  | 2
FALSE | 4TTR6049B1 | 3692 | 3937820 | TRANE | 4TTR5049E1 | AC | Split System: Air-Cooled Condensing Unit, Coil with Blower | 4TTR5049E1 |  | 4TXCD064BC3 | 12 | 15 | Yes | Yes | 2011-01-21 |  | 0
FALSE | 4TTR6049B1 | 3692 | 3937821 | TRANE | 4TTR5049E1 | AC | Split System: Air-Cooled Condensing Unit, Coil with Blower | 4TTR5049E1 |  | 4TXCD064BC3 | 13 | 15.5 | Yes | Yes | 2011-01-21 |  | 1
FALSE | 4TTR6049B1 | 3692 | 3937822 | TRANE | 4TTR5049E1 | AC | Split System: Air-Cooled Condensing Unit, Coil Alone | 4TTR5049E1 |  | 4TXCD064BC3 | 12 | 14.5 | Yes | Yes | 2011-01-21 |  | 0
FALSE | 4TTR6049B1 | 3692 | 3937823 | TRANE | 4TTR5049E1 | AC | Split System: Air-Cooled Condensing Unit, Coil with Blower | 4TTR5049E1 |  | 4TXCD064BC3 | 12.5 | 15 | Yes | Yes | 2011-01-21 |  | 1
FALSE | 4TTR6049B1 | 3692 | 3937825 | TRANE | 4TTR5049E1 | AC | Split System: Air-Cooled Condensing Unit, Coil with Blower | 4TTR5049E1 |  | 4TXCD064BC3 | 13 | 16 | Yes | Yes | 2011-01-21 |  | 2
FALSE | 4TTR6049B1 | 3692 | 3937826 | TRANE | 4TTR5049E1 | AC | Split System: Air-Cooled Condensing Unit, Coil with Blower | 4TTR5049E1 |  | 4TXCD064BC3 | 12.5 | 15 | Yes | Yes | 2011-01-21 |  | 1
FALSE | 4TTR6049B1 | 3692 | 3937827 | TRANE | 4TTR5049E1 | AC | Split System: Air-Cooled Condensing Unit, Coil with Blower | 4TTR5049E1 |  | 4TXCD064BC3 | 12 | 14.5 | Yes | Yes | 2011-01-21 |  | 0
FALSE | 4TTR6049B1 | 3692 | 3937828 | TRANE | 4TTR5049E1 | AC | Split System: Air-Cooled Condensing Unit, Coil with Blower | 4TTR5049E1 |  | 4TXFH054CC3 | 13 | 16 | Yes | Yes | 2011-01-21 |  | 2
FALSE | 4TTR6049B1 | 3692 | 3937829 | TRANE | 4TTR5049E1 | AC | Split System: Air-Cooled Condensing Unit, Coil with Blower | 4TTR5049E1 |  | 4TXFH054CC3 | 12.5 | 15 | Yes | Yes | 2011-01-21 |  | 1
FALSE | 4TTR6049B1 | 3692 | 3937830 | TRANE | 4TTR5049E1 | AC | Split System: Air-Cooled Condensing Unit, Coil with Blower | 4TTR5049E1 |  | 4TXFH054CC3 | 12 | 14.5 | Yes | Yes | 2011-01-21 |  | 0
FALSE | 4TTR6049B1 | 3692 | 3937831 | TRANE | 4TTR5049E1 | AC | Split System: Air-Cooled Condensing Unit, Coil with Blower | 4TTR5049E1 |  | 4TXFH054CC3 | 13 | 15.5 | Yes | Yes | 2011-01-21 |  | 1
FALSE | 4TTR6049B1 | 3692 | 3937832 | TRANE | 4TTR5049E1 | AC | Split System: Air-Cooled Condensing Unit, Coil with Blower | 4TTR5049E1 |  | 4TXFH054CC3 | 13 | 15.5 | Yes | Yes | 2011-01-21 |  | 1
FALSE | 4TTR6049B1 | 3692 | 3937833 | TRANE | 4TTR5049E1 | AC | Split System: Air-Cooled Condensing Unit, Coil with Blower | 4TTR5049E1 |  | 4TXFH054CC3 | 13 | 15.5 | Yes | Yes | 2011-01-21 |  | 1
FALSE | 4TTR6049B1 | 3692 | 3937834 | TRANE | 4TTR5049E1 | AC | Split System: Air-Cooled Condensing Unit, Coil with Blower | 4TTR5049E1 |  | 4TXFH054CC3 | 13 | 15.5 | Yes | Yes | 2011-01-21 |  | 1
FALSE | 4TTR6049B1 | 3692 | 3937836 | TRANE | 4TTR5049E1 | AC | Split System: Air-Cooled Condensing Unit, Coil with Blower | 4TTR5049E1 |  | 4TXFH054CC3 | 13 | 16 | Yes | Yes | 2011-01-21 |  | 2
FALSE | 4TTR6049B1 | 3692 | 3937838 | TRANE | 4TTR5049E1 | AC | Split System: Air-Cooled Condensing Unit, Coil with Blower | 4TTR5049E1 |  | 4TXFH054CC3 | 12.5 | 15 | Yes | Yes | 2011-01-21 |  | 1
FALSE | 4TTR6049B1 | 3692 | 3937839 | TRANE | 4TTR5049E1 | AC | Split System: Air-Cooled Condensing Unit, Coil with Blower | 4TTR5049E1 |  | 4TXFH054CC3 | 13 | 15.5 | Yes | Yes | 2011-01-21 |  | 1
FALSE | 4TTR6049B1 | 3692 | 3937840 | TRANE | 4TTR5049E1 | AC | Split System: Air-Cooled Condensing Unit, Coil with Blower | 4TTR5049E1 |  | 4TXFH054CC3 | 12 | 15 | Yes | Yes | 2011-01-21 |  | 0
FALSE | 4TTR6049B1 | 3692 | 3937841 | TRANE | 4TTR5049E1 | AC | Split System: Air-Cooled Condensing Unit, Coil with Blower | 4TTR5049E1 |  | 4TXFH054CC3 | 12 | 15 | Yes | Yes | 2011-01-21 |  | 0
FALSE | 4TTR6049B1 | 3692 | 3937842 | TRANE | 4TTR5049E1 | AC | Split System: Air-Cooled Condensing Unit, Coil with Blower | 4TTR5049E1 |  | 4TXFH054CC3 | 13 | 15.5 | Yes | Yes | 2011-01-21 |  | 1
FALSE | 4TTR6049B1 | 3692 | 3937843 | TRANE | 4TTR5049E1 | AC | Split System: Air-Cooled Condensing Unit, Coil with Blower | 4TTR5049E1 |  | 4TXFH054CC3 | 12.5 | 15 | Yes | Yes | 2011-01-21 |  | 1
FALSE | 4TTR6049B1 | 3692 | 3937874 | TRANE | 4TTR5049E1 | AC | Split System: Air-Cooled Condensing Unit, Coil with Blower | 4TTR5049E1 |  | 4TXFH063CZ3 | 13 | 16 | Yes | Yes | 2011-01-21 |  | 2
FALSE | 4TTR6049B1 | 3692 | 3937875 | TRANE | 4TTR5049E1 | AC | Split System: Air-Cooled Condensing Unit, Coil with Blower | 4TTR5049E1 |  | 4TXFH063CZ3 | 13 | 15.5 | Yes | Yes | 2011-01-21 |  | 1
FALSE | 4TTR6049B1 | 3692 | 3937877 | TRANE | 4TTR5049E1 | AC | Split System: Air-Cooled Condensing Unit, Coil with Blower | 4TTR5049E1 |  | 4TXFH063CZ3 | 12.5 | 15.5 | Yes | Yes | 2011-01-21 |  | 1
FALSE | 4TTR6049B1 | 3692 | 3937878 | TRANE | 4TTR5049E1 | AC | Split System: Air-Cooled Condensing Unit, Coil with Blower | 4TTR5049E1 |  | 4TXFH063CZ3 | 13 | 16 | Yes | Yes | 2011-01-21 |  | 2
FALSE | 4TTR6049B1 | 3692 | 3937879 | TRANE | 4TTR5049E1 | AC | Split System: Air-Cooled Condensing Unit, Coil with Blower | 4TTR5049E1 |  | 4TXFH063CZ3 | 13 | 15.5 | Yes | Yes | 2011-01-21 |  | 1
FALSE | 4TTR6049B1 | 3692 | 3937880 | TRANE | 4TTR5049E1 | AC | Split System: Air-Cooled Condensing Unit, Coil with Blower | 4TTR5049E1 |  | 4TXFH063CZ3 | 13 | 16 | Yes | Yes | 2011-01-21 |  | 2
FALSE | 4TTR6049B1 | 3692 | 3937881 | TRANE | 4TTR5049E1 | AC | Split System: Air-Cooled Condensing Unit, Coil with Blower | 4TTR5049E1 |  | 4TXFH063CZ3 | 13 | 15.5 | Yes | Yes | 2011-01-21 |  | 1
FALSE | 4TTR6049B1 | 3692 | 3937882 | TRANE | 4TTR5049E1 | AC | Split System: Air-Cooled Condensing Unit, Coil with Blower | 4TTR5049E1 |  | 4TXFH063CZ3 | 12.5 | 15 | Yes | Yes | 2011-01-21 |  | 1
FALSE | 4TTR6049B1 | 3692 | 3937883 | TRANE | 4TTR5049E1 | AC | Split System: Air-Cooled Condensing Unit, Coil with Blower | 4TTR5049E1 |  | 4TXFH063CZ3 | 13 | 16 | Yes | Yes | 2011-01-21 |  | 2
FALSE | 4TTR6049B1 | 3692 | 3937884 | TRANE | 4TTR5049E1 | AC | Split System: Air-Cooled Condensing Unit, Coil with Blower | 4TTR5049E1 |  | 4TXFH063CZ3 | 13 | 15.5 | Yes | Yes | 2011-01-21 |  | 1
FALSE | 4TTR6049B1 | 3692 | 3937885 | TRANE | 4TTR5049E1 | AC | Split System: Air-Cooled Condensing Unit, Coil with Blower | 4TTR5049E1 |  | 4TXFH063CZ3 | 13 | 16 | Yes | Yes | 2011-01-21 |  | 2
FALSE | 4TTR6049B1 | 3692 | 3937886 | TRANE | 4TTR5049E1 | AC | Split System: Air-Cooled Condensing Unit, Coil with Blower | 4TTR5049E1 |  | 4TXFH063CZ3 | 13 | 16 | Yes | Yes | 2011-01-21 |  | 2
FALSE | 4TTR6049B1 | 3692 | 3937887 | TRANE | 4TTR5049E1 | AC | Split System: Air-Cooled Condensing Unit, Coil with Blower | 4TTR5049E1 |  | 4TXFH063CZ3 | 13 | 16 | Yes | Yes | 2011-01-21 |  | 2
FALSE | 4TTR6049B1 | 3692 | 3937888 | TRANE | 4TTR5049E1 | AC | Split System: Air-Cooled Condensing Unit, Coil with Blower | 4TTR5049E1 |  | 4TXFH063CZ3 | 13 | 16 | Yes | Yes | 2011-01-21 |  | 2
FALSE | 4TTR6049B1 | 3692 | 3937889 | TRANE | 4TTR5049E1 | AC | Split System: Air-Cooled Condensing Unit, Coil with Blower | 4TTR5049E1 |  | 4TXFH063CZ3 | 13 | 16 | Yes | Yes | 2011-01-21 |  | 2
FALSE | 4TTR6049B1 | 3692 | 3937890 | TRANE | 4TTR5049E1 | AC | Split System: Air-Cooled Condensing Unit, Coil with Blower | 4TTR5049E1 |  | 4TXFH063CZ3 | 13 | 16 | Yes | Yes | 2011-01-21 |  | 2
FALSE | 4TTR6049B1 | 3692 | 3937891 | TRANE | 4TTR5049E1 | AC | Split System: Air-Cooled Condensing Unit, Coil with Blower | 4TTR5049E1 |  | 4TXFH063CZ3 | 13 | 16 | Yes | Yes | 2011-01-21 |  | 2
FALSE | 4TTR6049B1 | 3692 | 3937892 | TRANE | 4TTR5049E1 | AC | Split System: Air-Cooled Condensing Unit, Coil with Blower | 4TTR5049E1 |  | 4TXFH063CZ3 | 13 | 16 | Yes | Yes | 2011-01-21 |  | 2
FALSE | 4TTR6049B1 | 3692 | 3937893 | TRANE | 4TTR5049E1 | AC | Split System: Air-Cooled Condensing Unit, Coil with Blower | 4TTR5049E1 |  | 4TXFH063CZ3 | 13 | 16 | Yes | Yes | 2011-01-21 |  | 2
FALSE | 4TTR6049B1 | 3692 | 3937894 | TRANE | 4TTR5049E1 | AC | Split System: Air-Cooled Condensing Unit, Coil with Blower | 4TTR5049E1 |  | 4TXFH063CZ3 | 13 | 16 | Yes | Yes | 2011-01-21 |  | 2
FALSE | 4TTR6049B1 | 3692 | 3937895 | TRANE | 4TTR5049E1 | AC | Split System: Air-Cooled Condensing Unit, Coil with Blower | 4TTR5049E1 |  | 4TXFH063CZ3 | 13 | 16 | Yes | Yes | 2011-01-21 |  | 2
FALSE | 4TTR6049B1 | 3692 | 3937896 | TRANE | 4TTR5049E1 | AC | Split System: Air-Cooled Condensing Unit, Coil with Blower | 4TTR5049E1 |  | 4TXFH063CZ3 | 13 | 16 | Yes | Yes | 2011-01-21 |  | 2
FALSE | 4TTR6049B1 | 3692 | 3938682 | AMERICAN STANDARD, INC. | 4A7A5049E1 | AC | Split System: Air-Cooled Condensing Unit, Coil with Blower | 4TTR5049E1 |  | 4TXCC008CC3 | 12.5 | 15 | Yes | Yes | 2011-02-28 |  | 1
FALSE | 4TTR6049B1 | 3692 | 3938683 | AMERICAN STANDARD, INC. | 4A7A5049E1 | AC | Split System: Air-Cooled Condensing Unit, Coil with Blower | 4TTR5049E1 |  | 4TXCC008CC3 | 13 | 16 | Yes | Yes | 2011-02-28 |  | 2
FALSE | 4TTR6049B1 | 3692 | 3938684 | AMERICAN STANDARD, INC. | 4A7A5049E1 | AC | Split System: Air-Cooled Condensing Unit, Coil with Blower | 4TTR5049E1 |  | 4TXCC008CC3 | 13 | 15.5 | Yes | Yes | 2011-02-28 |  | 1
FALSE | 4TTR6049B1 | 3692 | 3938686 | AMERICAN STANDARD, INC. | 4A7A5049E1 | AC | Split System: Air-Cooled Condensing Unit, Coil with Blower | 4TTR5049E1 |  | 4TXCC008CC3 | 12.5 | 15 | Yes | Yes | 2011-02-28 |  | 1
FALSE | 4TTR6049B1 | 3692 | 3938688 | AMERICAN STANDARD, INC. | 4A7A5049E1 | AC | Split System: Air-Cooled Condensing Unit, Coil with Blower | 4TTR5049E1 |  | 4TXCC008CC3 | 12.5 | 15 | Yes | Yes | 2011-02-28 |  | 1
FALSE | 4TTR6049B1 | 3692 | 3938689 | AMERICAN STANDARD, INC. | 4A7A5049E1 | AC | Split System: Air-Cooled Condensing Unit, Coil with Blower | 4TTR5049E1 |  | 4TXCC008CC3 | 12 | 15 | Yes | Yes | 2011-02-28 |  | 0
FALSE | 4TTR6049B1 | 3692 | 3938690 | AMERICAN STANDARD, INC. | 4A7A5049E1 | AC | Split System: Air-Cooled Condensing Unit, Coil with Blower | 4TTR5049E1 |  | 4TXCC008CC3 | 13 | 16 | Yes | Yes | 2011-02-28 |  | 2
FALSE | 4TTR6049B1 | 3692 | 3938691 | AMERICAN STANDARD, INC. | 4A7A5049E1 | AC | Split System: Air-Cooled Condensing Unit, Coil with Blower | 4TTR5049E1 |  | 4TXCC008CC3 | 12.5 | 15 | Yes | Yes | 2011-02-28 |  | 1
FALSE | 4TTR6049B1 | 3692 | 3938692 | AMERICAN STANDARD, INC. | 4A7A5049E1 | AC | Split System: Air-Cooled Condensing Unit, Coil with Blower | 4TTR5049E1 |  | 4TXCC008CC3 | 13 | 16 | Yes | Yes | 2011-02-28 |  | 2
FALSE | 4TTR6049B1 | 3692 | 3938694 | AMERICAN STANDARD, INC. | 4A7A5049E1 | AC | Split System: Air-Cooled Condensing Unit, Coil with Blower | 4TTR5049E1 |  | 4TXCC043BC3 | 12 | 14.5 | Yes | Yes | 2011-02-28 |  | 0
FALSE | 4TTR6049B1 | 3692 | 3938695 | AMERICAN STANDARD, INC. | 4A7A5049E1 | AC | Split System: Air-Cooled Condensing Unit, Coil with Blower | 4TTR5049E1 |  | 4TXCC043BC3 | 12 | 14.5 | Yes | Yes | 2011-02-28 |  | 0
FALSE | 4TTR6049B1 | 3692 | 3938696 | AMERICAN STANDARD, INC. | 4A7A5049E1 | AC | Split System: Air-Cooled Condensing Unit, Coil with Blower | 4TTR5049E1 |  | 4TXCC043BC3 | 12.5 | 15 | Yes | Yes | 2011-02-28 |  | 1
FALSE | 4TTR6049B1 | 3692 | 3938697 | AMERICAN STANDARD, INC. | 4A7A5049E1 | AC | Split System: Air-Cooled Condensing Unit, Coil Alone | 4TTR5049E1 |  | 4TXCC043BC3 | 12 | 14.5 | Yes | Yes | 2011-02-28 |  | 0
FALSE | 4TTR6049B1 | 3692 | 3938698 | AMERICAN STANDARD, INC. | 4A7A5049E1 | AC | Split System: Air-Cooled Condensing Unit, Coil with Blower | 4TTR5049E1 |  | 4TXCC043BC3 | 12.5 | 15 | Yes | Yes | 2011-02-28 |  | 1
FALSE | 4TTR6049B1 | 3692 | 3938699 | AMERICAN STANDARD, INC. | 4A7A5049E1 | AC | Split System: Air-Cooled Condensing Unit, Coil with Blower | 4TTR5049E1 |  | 4TXCC043BC3 | 12.5 | 15 | Yes | Yes | 2011-02-28 |  | 1
FALSE | 4TTR6049B1 | 3692 | 3938700 | AMERICAN STANDARD, INC. | 4A7A5049E1 | AC | Split System: Air-Cooled Condensing Unit, Coil with Blower | 4TTR5049E1 |  | 4TXCC043BC3 | 12.5 | 15 | Yes | Yes | 2011-02-28 |  | 1
FALSE | 4TTR6049B1 | 3692 | 3938701 | AMERICAN STANDARD, INC. | 4A7A5049E1 | AC | Split System: Air-Cooled Condensing Unit, Coil with Blower | 4TTR5049E1 |  | 4TXCC043BC3 | 13 | 15.5 | Yes | Yes | 2011-02-28 |  | 1
FALSE | 4TTR6049B1 | 3692 | 3938702 | AMERICAN STANDARD, INC. | 4A7A5049E1 | AC | Split System: Air-Cooled Condensing Unit, Coil with Blower | 4TTR5049E1 |  | 4TXCC043BC3 | 12.5 | 15.5 | Yes | Yes | 2011-02-28 |  | 1
FALSE | 4TTR6049B1 | 3692 | 3938703 | AMERICAN STANDARD, INC. | 4A7A5049E1 | AC | Split System: Air-Cooled Condensing Unit, Coil with Blower | 4TTR5049E1 |  | 4TXCC043BC3 | 12.5 | 15 | Yes | Yes | 2011-02-28 |  | 1
FALSE | 4TTR6049B1 | 3692 | 3938706 | AMERICAN STANDARD, INC. | 4A7A5049E1 | AC | Split System: Air-Cooled Condensing Unit, Coil with Blower | 4TTR5049E1 |  | 4TXCC043BC3 | 12 | 14.5 | Yes | Yes | 2011-02-28 |  | 0
FALSE | 4TTR6049B1 | 3692 | 3938707 | AMERICAN STANDARD, INC. | 4A7A5049E1 | AC | Split System: Air-Cooled Condensing Unit, Coil with Blower | 4TTR5049E1 |  | 4TXCC043BC3 | 12 | 14.5 | Yes | Yes | 2011-02-28 |  | 0
FALSE | 4TTR6049B1 | 3692 | 3938708 | AMERICAN STANDARD, INC. | 4A7A5049E1 | AC | Split System: Air-Cooled Condensing Unit, Coil with Blower | 4TTR5049E1 |  | 4TXCC043BC3 | 12.5 | 15 | Yes | Yes | 2011-02-28 |  | 1
FALSE | 4TTR6049B1 | 3692 | 3938709 | AMERICAN STANDARD, INC. | 4A7A5049E1 | AC | Split System: Air-Cooled Condensing Unit, Coil with Blower | 4TTR5049E1 |  | 4TXCC043BC3 | 12.5 | 15 | Yes | Yes | 2011-02-28 |  | 1
FALSE | 4TTR6049B1 | 3692 | 3938710 | AMERICAN STANDARD, INC. | 4A7A5049E1 | AC | Split System: Air-Cooled Condensing Unit, Coil with Blower | 4TTR5049E1 |  | 4TXCC043BC3 | 13 | 16 | Yes | Yes | 2011-02-28 |  | 2
FALSE | 4TTR6049B1 | 3692 | 3938712 | AMERICAN STANDARD, INC. | 4A7A5049E1 | AC | Split System: Air-Cooled Condensing Unit, Coil with Blower | 4TTR5049E1 |  | 4TXCC043BC3 | 13 | 15.5 | Yes | Yes | 2011-02-28 |  | 1
FALSE | 4TTR6049B1 | 3692 | 3938713 | AMERICAN STANDARD, INC. | 4A7A5049E1 | AC | Split System: Air-Cooled Condensing Unit, Coil with Blower | 4TTR5049E1 |  | 4TXCC043BC3 | 12 | 14.5 | Yes | Yes | 2011-02-28 |  | 0
FALSE | 4TTR6049B1 | 3692 | 3938714 | AMERICAN STANDARD, INC. | 4A7A5049E1 | AC | Split System: Air-Cooled Condensing Unit, Coil with Blower | 4TTR5049E1 |  | 4TXCC044BC3 | 12.5 | 15 | Yes | Yes | 2011-02-28 |  | 1
FALSE | 4TTR6049B1 | 3692 | 3938715 | AMERICAN STANDARD, INC. | 4A7A5049E1 | AC | Split System: Air-Cooled Condensing Unit, Coil with Blower | 4TTR5049E1 |  | 4TXCC044BC3 | 13 | 16 | Yes | Yes | 2011-02-28 |  | 2
FALSE | 4TTR6049B1 | 3692 | 3938716 | AMERICAN STANDARD, INC. | 4A7A5049E1 | AC | Split System: Air-Cooled Condensing Unit, Coil with Blower | 4TTR5049E1 |  | 4TXCC044BC3 | 13 | 16 | Yes | Yes | 2011-02-28 |  | 2
FALSE | 4TTR6049B1 | 3692 | 3938717 | AMERICAN STANDARD, INC. | 4A7A5049E1 | AC | Split System: Air-Cooled Condensing Unit, Coil with Blower | 4TTR5049E1 |  | 4TXCC044BC3 | 12.5 | 15 | Yes | Yes | 2011-02-28 |  | 1
FALSE | 4TTR6049B1 | 3692 | 3938718 | AMERICAN STANDARD, INC. | 4A7A5049E1 | AC | Split System: Air-Cooled Condensing Unit, Coil with Blower | 4TTR5049E1 |  | 4TXCC044BC3 | 12 | 14.5 | Yes | Yes | 2011-02-28 |  | 0
FALSE | 4TTR6049B1 | 3692 | 3938719 | AMERICAN STANDARD, INC. | 4A7A5049E1 | AC | Split System: Air-Cooled Condensing Unit, Coil with Blower | 4TTR5049E1 |  | 4TXCC044BC3 | 12 | 14.5 | Yes | Yes | 2011-02-28 |  | 0
FALSE | 4TTR6049B1 | 3692 | 3938720 | AMERICAN STANDARD, INC. | 4A7A5049E1 | AC | Split System: Air-Cooled Condensing Unit, Coil with Blower | 4TTR5049E1 |  | 4TXCC044BC3 | 12 | 14.5 | Yes | Yes | 2011-02-28 |  | 0
FALSE | 4TTR6049B1 | 3692 | 3938721 | AMERICAN STANDARD, INC. | 4A7A5049E1 | AC | Split System: Air-Cooled Condensing Unit, Coil with Blower | 4TTR5049E1 |  | 4TXCC044BC3 | 13 | 16 | Yes | Yes | 2011-02-28 |  | 2
FALSE | 4TTR6049B1 | 3692 | 3938722 | AMERICAN STANDARD, INC. | 4A7A5049E1 | AC | Split System: Air-Cooled Condensing Unit, Coil with Blower | 4TTR5049E1 |  | 4TXCC044BC3 | 13 | 15.5 | Yes | Yes | 2011-02-28 |  | 1
FALSE | 4TTR6049B1 | 3692 | 3938723 | AMERICAN STANDARD, INC. | 4A7A5049E1 | AC | Split System: Air-Cooled Condensing Unit, Coil with Blower | 4TTR5049E1 |  | 4TXCC044BC3 | 12.5 | 15.5 | Yes | Yes | 2011-02-28 |  | 1
FALSE | 4TTR6049B1 | 3692 | 3938724 | AMERICAN STANDARD, INC. | 4A7A5049E1 | AC | Split System: Air-Cooled Condensing Unit, Coil with Blower | 4TTR5049E1 |  | 4TXCC044BC3 | 13 | 15.5 | Yes | Yes | 2011-02-28 |  | 1
FALSE | 4TTR6049B1 | 3692 | 3938726 | AMERICAN STANDARD, INC. | 4A7A5049E1 | AC | Split System: Air-Cooled Condensing Unit, Coil Alone | 4TTR5049E1 |  | 4TXCC044BC3 | 12 | 14.5 | Yes | Yes | 2011-02-28 |  | 0
FALSE | 4TTR6049B1 | 3692 | 3938730 | AMERICAN STANDARD, INC. | 4A7A5049E1 | AC | Split System: Air-Cooled Condensing Unit, Coil with Blower | 4TTR5049E1 |  | 4TXCC044BC3 | 12.5 | 15.5 | Yes | Yes | 2011-02-28 |  | 1
FALSE | 4TTR6049B1 | 3692 | 3938731 | AMERICAN STANDARD, INC. | 4A7A5049E1 | AC | Split System: Air-Cooled Condensing Unit, Coil with Blower | 4TTR5049E1 |  | 4TXCC044BC3 | 12.5 | 15.5 | Yes | Yes | 2011-02-28 |  | 1
FALSE | 4TTR6049B1 | 3692 | 3938778 | AMERICAN STANDARD, INC. | 4A7A5049E1 | AC | Split System: Air-Cooled Condensing Unit, Coil with Blower | 4TTR5049E1 |  | 4TXCC060BC3 | 13 | 16 | Yes | Yes | 2011-02-28 |  | 2
FALSE | 4TTR6049B1 | 3692 | 3938780 | AMERICAN STANDARD, INC. | 4A7A5049E1 | AC | Split System: Air-Cooled Condensing Unit, Coil with Blower | 4TTR5049E1 |  | 4TXCD009CC3 | 12.5 | 15.5 | Yes | Yes | 2011-02-28 |  | 1
FALSE | 4TTR6049B1 | 3692 | 3938781 | AMERICAN STANDARD, INC. | 4A7A5049E1 | AC | Split System: Air-Cooled Condensing Unit, Coil with Blower | 4TTR5049E1 |  | 4TXCD009CC3 | 13 | 15.5 | Yes | Yes | 2011-02-28 |  | 1
FALSE | 4TTR6049B1 | 3692 | 3938782 | AMERICAN STANDARD, INC. | 4A7A5049E1 | AC | Split System: Air-Cooled Condensing Unit, Coil with Blower | 4TTR5049E1 |  | 4TXCD009CC3 | 13 | 16 | Yes | Yes | 2011-02-28 |  | 2
FALSE | 4TTR6049B1 | 3692 | 3938783 | AMERICAN STANDARD, INC. | 4A7A5049E1 | AC | Split System: Air-Cooled Condensing Unit, Coil with Blower | 4TTR5049E1 |  | 4TXCD009CC3 | 13 | 15.5 | Yes | Yes | 2011-02-28 |  | 1
FALSE | 4TTR6049B1 | 3692 | 3938784 | AMERICAN STANDARD, INC. | 4A7A5049E1 | AC | Split System: Air-Cooled Condensing Unit, Coil with Blower | 4TTR5049E1 |  | 4TXCD009CC3 | 13 | 15.5 | Yes | Yes | 2011-02-28 |  | 1
FALSE | 4TTR6049B1 | 3692 | 3938785 | AMERICAN STANDARD, INC. | 4A7A5049E1 | AC | Split System: Air-Cooled Condensing Unit, Coil with Blower | 4TTR5049E1 |  | 4TXCD009CC3 | 13 | 15.5 | Yes | Yes | 2011-02-28 |  | 1
FALSE | 4TTR6049B1 | 3692 | 3938786 | AMERICAN STANDARD, INC. | 4A7A5049E1 | AC | Split System: Air-Cooled Condensing Unit, Coil with Blower | 4TTR5049E1 |  | 4TXCD009CC3 | 12 | 14.5 | Yes | Yes | 2011-02-28 |  | 0
FALSE | 4TTR6049B1 | 3692 | 3938789 | AMERICAN STANDARD, INC. | 4A7A5049E1 | AC | Split System: Air-Cooled Condensing Unit, Coil with Blower | 4TTR5049E1 |  | 4TXCD009CC3 | 12.5 | 15 | Yes | Yes | 2011-02-28 |  | 1
FALSE | 4TTR6049B1 | 3692 | 3938790 | AMERICAN STANDARD, INC. | 4A7A5049E1 | AC | Split System: Air-Cooled Condensing Unit, Coil with Blower | 4TTR5049E1 |  | 4TXCD009CC3 | 13 | 16 | Yes | Yes | 2011-02-28 |  | 2
FALSE | 4TTR6049B1 | 3692 | 3938791 | AMERICAN STANDARD, INC. | 4A7A5049E1 | AC | Split System: Air-Cooled Condensing Unit, Coil Alone | 4TTR5049E1 |  | 4TXCD009CC3 | 12.5 | 15 | Yes | Yes | 2011-02-28 |  | 1
FALSE | 4TTR6049B1 | 3692 | 3938792 | AMERICAN STANDARD, INC. | 4A7A5049E1 | AC | Split System: Air-Cooled Condensing Unit, Coil with Blower | 4TTR5049E1 |  | 4TXCD009CC3 | 13 | 15.5 | Yes | Yes | 2011-02-28 |  | 1
FALSE | 4TTR6049B1 | 3692 | 3938794 | AMERICAN STANDARD, INC. | 4A7A5049E1 | AC | Split System: Air-Cooled Condensing Unit, Coil with Blower | 4TTR5049E1 |  | 4TXCD009CC3 | 12 | 15 | Yes | Yes | 2011-02-28 |  | 0
FALSE | 4TTR6049B1 | 3692 | 3938795 | AMERICAN STANDARD, INC. | 4A7A5049E1 | AC | Split System: Air-Cooled Condensing Unit, Coil with Blower | 4TTR5049E1 |  | 4TXCD009CC3 | 12.5 | 15.5 | Yes | Yes | 2011-02-28 |  | 1
FALSE | 4TTR6049B1 | 3692 | 3938796 | AMERICAN STANDARD, INC. | 4A7A5049E1 | AC | Split System: Air-Cooled Condensing Unit, Coil with Blower | 4TTR5049E1 |  | 4TXCD009CC3 | 12.5 | 15.5 | Yes | Yes | 2011-02-28 |  | 1
FALSE | 4TTR6049B1 | 3692 | 3938797 | AMERICAN STANDARD, INC. | 4A7A5049E1 | AC | Split System: Air-Cooled Condensing Unit, Coil with Blower | 4TTR5049E1 |  | 4TXCD009CC3 | 13 | 16 | Yes | Yes | 2011-02-28 |  | 2
FALSE | 4TTR6049B1 | 3692 | 3938798 | AMERICAN STANDARD, INC. | 4A7A5049E1 | AC | Split System: Air-Cooled Condensing Unit, Coil with Blower | 4TTR5049E1 |  | 4TXCD009CC3 | 13 | 15.5 | Yes | Yes | 2011-02-28 |  | 1
FALSE | 4TTR6049B1 | 3692 | 3938801 | AMERICAN STANDARD, INC. | 4A7A5049E1 | AC | Split System: Air-Cooled Condensing Unit, Coil with Blower | 4TTR5049E1 |  | 4TXCD009CC3 | 13 | 16 | Yes | Yes | 2011-02-28 |  | 2
FALSE | 4TTR6049B1 | 3692 | 3938752 | AMERICAN STANDARD, INC. | 4A7A5049E1 | AC | Split System: Air-Cooled Condensing Unit, Coil with Blower | 4TTR5049E1 |  | 4TXCC049BC3 | 13 | 16 | Yes | Yes | 2011-02-28 |  | 2
FALSE | 4TTR6049B1 | 3692 | 3938755 | AMERICAN STANDARD, INC. | 4A7A5049E1 | AC | Split System: Air-Cooled Condensing Unit, Coil with Blower | 4TTR5049E1 |  | 4TXCC049BC3 | 12.5 | 15.5 | Yes | Yes | 2011-02-28 |  | 1
FALSE | 4TTR6049B1 | 3692 | 3938756 | AMERICAN STANDARD, INC. | 4A7A5049E1 | AC | Split System: Air-Cooled Condensing Unit, Coil with Blower | 4TTR5049E1 |  | 4TXCC049BC3 | 12.5 | 15.5 | Yes | Yes | 2011-02-28 |  | 1
FALSE | 4TTR6049B1 | 3692 | 3938757 | AMERICAN STANDARD, INC. | 4A7A5049E1 | AC | Split System: Air-Cooled Condensing Unit, Coil with Blower | 4TTR5049E1 |  | 4TXCC049BC3 | 13 | 15.5 | Yes | Yes | 2011-02-28 |  | 1
FALSE | 4TTR6049B1 | 3692 | 3938758 | AMERICAN STANDARD, INC. | 4A7A5049E1 | AC | Split System: Air-Cooled Condensing Unit, Coil Alone | 4TTR5049E1 |  | 4TXCC060BC3 | 12 | 14.5 | Yes | Yes | 2011-02-28 |  | 0
FALSE | 4TTR6049B1 | 3692 | 3938759 | AMERICAN STANDARD, INC. | 4A7A5049E1 | AC | Split System: Air-Cooled Condensing Unit, Coil with Blower | 4TTR5049E1 |  | 4TXCC060BC3 | 12 | 14.5 | Yes | Yes | 2011-02-28 |  | 0
FALSE | 4TTR6049B1 | 3692 | 3938760 | AMERICAN STANDARD, INC. | 4A7A5049E1 | AC | Split System: Air-Cooled Condensing Unit, Coil with Blower | 4TTR5049E1 |  | 4TXCC060BC3 | 12.5 | 15 | Yes | Yes | 2011-02-28 |  | 1
FALSE | 4TTR6049B1 | 3692 | 3938761 | AMERICAN STANDARD, INC. | 4A7A5049E1 | AC | Split System: Air-Cooled Condensing Unit, Coil with Blower | 4TTR5049E1 |  | 4TXCC060BC3 | 13 | 16 | Yes | Yes | 2011-02-28 |  | 2
FALSE | 4TTR6049B1 | 3692 | 3938762 | AMERICAN STANDARD, INC. | 4A7A5049E1 | AC | Split System: Air-Cooled Condensing Unit, Coil with Blower | 4TTR5049E1 |  | 4TXCC060BC3 | 12 | 15 | Yes | Yes | 2011-02-28 |  | 0
FALSE | 4TTR6049B1 | 3692 | 3938763 | AMERICAN STANDARD, INC. | 4A7A5049E1 | AC | Split System: Air-Cooled Condensing Unit, Coil with Blower | 4TTR5049E1 |  | 4TXCC060BC3 | 13 | 16 | Yes | Yes | 2011-02-28 |  | 2
FALSE | 4TTR6049B1 | 3692 | 3938764 | AMERICAN STANDARD, INC. | 4A7A5049E1 | AC | Split System: Air-Cooled Condensing Unit, Coil with Blower | 4TTR5049E1 |  | 4TXCC060BC3 | 12 | 15 | Yes | Yes | 2011-02-28 |  | 0
FALSE | 4TTR6049B1 | 3692 | 3938765 | AMERICAN STANDARD, INC. | 4A7A5049E1 | AC | Split System: Air-Cooled Condensing Unit, Coil with Blower | 4TTR5049E1 |  | 4TXCC060BC3 | 13 | 15.5 | Yes | Yes | 2011-02-28 |  | 1
FALSE | 4TTR6049B1 | 3692 | 3938766 | AMERICAN STANDARD, INC. | 4A7A5049E1 | AC | Split System: Air-Cooled Condensing Unit, Coil with Blower | 4TTR5049E1 |  | 4TXCC060BC3 | 13 | 16 | Yes | Yes | 2011-02-28 |  | 2
FALSE | 4TTR6049B1 | 3692 | 3938768 | AMERICAN STANDARD, INC. | 4A7A5049E1 | AC | Split System: Air-Cooled Condensing Unit, Coil with Blower | 4TTR5049E1 |  | 4TXCC060BC3 | 12.5 | 15 | Yes | Yes | 2011-02-28 |  | 1
FALSE | 4TTR6049B1 | 3692 | 3938769 | AMERICAN STANDARD, INC. | 4A7A5049E1 | AC | Split System: Air-Cooled Condensing Unit, Coil with Blower | 4TTR5049E1 |  | 4TXCC060BC3 | 13 | 15.5 | Yes | Yes | 2011-02-28 |  | 1
FALSE | 4TTR6049B1 | 3692 | 3938770 | AMERICAN STANDARD, INC. | 4A7A5049E1 | AC | Split System: Air-Cooled Condensing Unit, Coil with Blower | 4TTR5049E1 |  | 4TXCC060BC3 | 13 | 15.5 | Yes | Yes | 2011-02-28 |  | 1
FALSE | 4TTR6049B1 | 3692 | 3938773 | AMERICAN STANDARD, INC. | 4A7A5049E1 | AC | Split System: Air-Cooled Condensing Unit, Coil with Blower | 4TTR5049E1 |  | 4TXCC060BC3 | 13 | 15.5 | Yes | Yes | 2011-02-28 |  | 1
FALSE | 4TTR6049B1 | 3692 | 3938774 | AMERICAN STANDARD, INC. | 4A7A5049E1 | AC | Split System: Air-Cooled Condensing Unit, Coil with Blower | 4TTR5049E1 |  | 4TXCC060BC3 | 13 | 16 | Yes | Yes | 2011-02-28 |  | 2
FALSE | 4TTR6049B1 | 3692 | 3938775 | AMERICAN STANDARD, INC. | 4A7A5049E1 | AC | Split System: Air-Cooled Condensing Unit, Coil with Blower | 4TTR5049E1 |  | 4TXCC060BC3 | 13 | 15.5 | Yes | Yes | 2011-02-28 |  | 1
FALSE | 4TTR6049B1 | 3692 | 3938776 | AMERICAN STANDARD, INC. | 4A7A5049E1 | AC | Split System: Air-Cooled Condensing Unit, Coil with Blower | 4TTR5049E1 |  | 4TXCC060BC3 | 13 | 15.5 | Yes | Yes | 2011-02-28 |  | 1
FALSE | 4TTR6049B1 | 3692 | 3938777 | AMERICAN STANDARD, INC. | 4A7A5049E1 | AC | Split System: Air-Cooled Condensing Unit, Coil with Blower | 4TTR5049E1 |  | 4TXCC060BC3 | 12.5 | 15 | Yes | Yes | 2011-02-28 |  | 1
FALSE | 4TTR6049B1 | 3692 | 3938802 | AMERICAN STANDARD, INC. | 4A7A5049E1 | AC | Split System: Air-Cooled Condensing Unit, Coil with Blower | 4TTR5049E1 |  | 4TXCD009CC3 | 13 | 16 | Yes | Yes | 2011-02-28 |  | 2
FALSE | 4TTR6049B1 | 3692 | 3938804 | AMERICAN STANDARD, INC. | 4A7A5049E1 | AC | Split System: Air-Cooled Condensing Unit, Coil with Blower | 4TTR5049E1 |  | 4TXCD009CC3 | 12.5 | 15 | Yes | Yes | 2011-02-28 |  | 1
FALSE | 4TTR6049B1 | 3692 | 3938805 | AMERICAN STANDARD, INC. | 4A7A5049E1 | AC | Split System: Air-Cooled Condensing Unit, Coil with Blower | 4TTR5049E1 |  | 4TXCD009CC3 | 13 | 16 | Yes | Yes | 2011-02-28 |  | 2
FALSE | 4TTR6049B1 | 3692 | 3938806 | AMERICAN STANDARD, INC. | 4A7A5049E1 | AC | Split System: Air-Cooled Condensing Unit, Coil with Blower | 4TTR5049E1 |  | 4TXCD009CC3 | 12.5 | 15 | Yes | Yes | 2011-02-28 |  | 1
FALSE | 4TTR6049B1 | 3692 | 3938807 | AMERICAN STANDARD, INC. | 4A7A5049E1 | AC | Split System: Air-Cooled Condensing Unit, Coil with Blower | 4TTR5049E1 |  | 4TXCD009CC3 | 13 | 16 | Yes | Yes | 2011-02-28 |  | 2
FALSE | 4TTR6049B1 | 3692 | 3938808 | AMERICAN STANDARD, INC. | 4A7A5049E1 | AC | Split System: Air-Cooled Condensing Unit, Coil with Blower | 4TTR5049E1 |  | 4TXCD009CC3 | 12.5 | 15 | Yes | Yes | 2011-02-28 |  | 1
FALSE | 4TTR6049B1 | 3692 | 3938809 | AMERICAN STANDARD, INC. | 4A7A5049E1 | AC | Split System: Air-Cooled Condensing Unit, Coil with Blower | 4TTR5049E1 |  | 4TXCD009CC3 | 13 | 16 | Yes | Yes | 2011-02-28 |  | 2
FALSE | 4TTR6049B1 | 3692 | 3938810 | AMERICAN STANDARD, INC. | 4A7A5049E1 | AC | Split System: Air-Cooled Condensing Unit, Coil with Blower | 4TTR5049E1 |  | 4TXCD009CC3 | 13 | 16 | Yes | Yes | 2011-02-28 |  | 2
FALSE | 4TTR6049B1 | 3692 | 3938811 | AMERICAN STANDARD, INC. | 4A7A5049E1 | AC | Split System: Air-Cooled Condensing Unit, Coil with Blower | 4TTR5049E1 |  | 4TXCD009CC3 | 13 | 15.5 | Yes | Yes | 2011-02-28 |  | 1
FALSE | 4TTR6049B1 | 3692 | 3938814 | AMERICAN STANDARD, INC. | 4A7A5049E1 | AC | Split System: Air-Cooled Condensing Unit, Coil with Blower | 4TTR5049E1 |  | 4TXCD009CC3 | 12.5 | 15 | Yes | Yes | 2011-02-28 |  | 1
FALSE | 4TTR6049B1 | 3692 | 3938815 | AMERICAN STANDARD, INC. | 4A7A5049E1 | AC | Split System: Air-Cooled Condensing Unit, Coil with Blower | 4TTR5049E1 |  | 4TXCD009CC3 | 13 | 15.5 | Yes | Yes | 2011-02-28 |  | 1
FALSE | 4TTR6049B1 | 3692 | 3938816 | AMERICAN STANDARD, INC. | 4A7A5049E1 | AC | Split System: Air-Cooled Condensing Unit, Coil with Blower | 4TTR5049E1 |  | 4TXCD009CC3 | 13 | 16 | Yes | Yes | 2011-02-28 |  | 2
FALSE | 4TTR6049B1 | 3692 | 3938817 | AMERICAN STANDARD, INC. | 4A7A5049E1 | AC | Split System: Air-Cooled Condensing Unit, Coil with Blower | 4TTR5049E1 |  | 4TXCD009CC3 | 12 | 15 | Yes | Yes | 2011-02-28 |  | 0
FALSE | 4TTR6049B1 | 3692 | 3938819 | AMERICAN STANDARD, INC. | 4A7A5049E1 | AC | Split System: Air-Cooled Condensing Unit, Coil with Blower | 4TTR5049E1 |  | 4TXCD010CC3 | 13 | 16 | Yes | Yes | 2011-02-28 |  | 2
FALSE | 4TTR6049B1 | 3692 | 3938820 | AMERICAN STANDARD, INC. | 4A7A5049E1 | AC | Split System: Air-Cooled Condensing Unit, Coil with Blower | 4TTR5049E1 |  | 4TXCD010CC3 | 13 | 16 | Yes | Yes | 2011-02-28 |  | 2
FALSE | 4TTR6049B1 | 3692 | 3938821 | AMERICAN STANDARD, INC. | 4A7A5049E1 | AC | Split System: Air-Cooled Condensing Unit, Coil with Blower | 4TTR5049E1 |  | 4TXCD010CC3 | 12.5 | 15.5 | Yes | Yes | 2011-02-28 |  | 1
FALSE | 4TTR6049B1 | 3692 | 3938822 | AMERICAN STANDARD, INC. | 4A7A5049E1 | AC | Split System: Air-Cooled Condensing Unit, Coil with Blower | 4TTR5049E1 |  | 4TXCD010CC3 | 12.5 | 15 | Yes | Yes | 2011-02-28 |  | 1
FALSE | 4TTR6049B1 | 3692 | 3938825 | AMERICAN STANDARD, INC. | 4A7A5049E1 | AC | Split System: Air-Cooled Condensing Unit, Coil with Blower | 4TTR5049E1 |  | 4TXCD010CC3 | 13 | 15.5 | Yes | Yes | 2011-02-28 |  | 1
FALSE | 4TTR6049B1 | 3692 | 3938826 | AMERICAN STANDARD, INC. | 4A7A5049E1 | AC | Split System: Air-Cooled Condensing Unit, Coil with Blower | 4TTR5049E1 |  | 4TXCD010CC3 | 13 | 16 | Yes | Yes | 2011-02-28 |  | 2
FALSE | 4TTR6049B1 | 3692 | 3938827 | AMERICAN STANDARD, INC. | 4A7A5049E1 | AC | Split System: Air-Cooled Condensing Unit, Coil with Blower | 4TTR5049E1 |  | 4TXCD010CC3 | 12.5 | 15.5 | Yes | Yes | 2011-02-28 |  | 1
FALSE | 4TTR6049B1 | 3692 | 3938828 | AMERICAN STANDARD, INC. | 4A7A5049E1 | AC | Split System: Air-Cooled Condensing Unit, Coil with Blower | 4TTR5049E1 |  | 4TXCD010CC3 | 12 | 15 | Yes | Yes | 2011-02-28 |  | 0
FALSE | 4TTR6049B1 | 3692 | 3938829 | AMERICAN STANDARD, INC. | 4A7A5049E1 | AC | Split System: Air-Cooled Condensing Unit, Coil with Blower | 4TTR5049E1 |  | 4TXCD010CC3 | 12.5 | 15 | Yes | Yes | 2011-02-28 |  | 1
FALSE | 4TTR6049B1 | 3692 | 3938879 | AMERICAN STANDARD, INC. | 4A7A5049E1 | AC | Split System: Air-Cooled Condensing Unit, Coil with Blower | 4TTR5049E1 |  | 4TXCD050BC3 | 12.5 | 15 | Yes | Yes | 2011-02-28 |  | 1
FALSE | 4TTR6049B1 | 3692 | 3938880 | AMERICAN STANDARD, INC. | 4A7A5049E1 | AC | Split System: Air-Cooled Condensing Unit, Coil with Blower | 4TTR5049E1 |  | 4TXCD050BC3 | 12.5 | 15.5 | Yes | Yes | 2011-02-28 |  | 1
FALSE | 4TTR6049B1 | 3692 | 3938882 | AMERICAN STANDARD, INC. | 4A7A5049E1 | AC | Split System: Air-Cooled Condensing Unit, Coil with Blower | 4TTR5049E1 |  | 4TXCD050BC3 | 12 | 14.5 | Yes | Yes | 2011-02-28 |  | 0
FALSE | 4TTR6049B1 | 3692 | 3938883 | AMERICAN STANDARD, INC. | 4A7A5049E1 | AC | Split System: Air-Cooled Condensing Unit, Coil with Blower | 4TTR5049E1 |  | 4TXCD050BC3 | 12 | 14.5 | Yes | Yes | 2011-02-28 |  | 0
FALSE | 4TTR6049B1 | 3692 | 3938884 | AMERICAN STANDARD, INC. | 4A7A5049E1 | AC | Split System: Air-Cooled Condensing Unit, Coil with Blower | 4TTR5049E1 |  | 4TXCD050BC3 | 13 | 16 | Yes | Yes | 2011-02-28 |  | 2
FALSE | 4TTR6049B1 | 3692 | 3938885 | AMERICAN STANDARD, INC. | 4A7A5049E1 | AC | Split System: Air-Cooled Condensing Unit, Coil with Blower | 4TTR5049E1 |  | 4TXCD050BC3 | 12.5 | 15.5 | Yes | Yes | 2011-02-28 |  | 1
FALSE | 4TTR6049B1 | 3692 | 3938887 | AMERICAN STANDARD, INC. | 4A7A5049E1 | AC | Split System: Air-Cooled Condensing Unit, Coil with Blower | 4TTR5049E1 |  | 4TXCD050BC3 | 13 | 15.5 | Yes | Yes | 2011-02-28 |  | 1
FALSE | 4TTR6049B1 | 3692 | 3938888 | AMERICAN STANDARD, INC. | 4A7A5049E1 | AC | Split System: Air-Cooled Condensing Unit, Coil with Blower | 4TTR5049E1 |  | 4TXCD050BC3 | 13 | 15.5 | Yes | Yes | 2011-02-28 |  | 1
FALSE | 4TTR6049B1 | 3692 | 3938890 | AMERICAN STANDARD, INC. | 4A7A5049E1 | AC | Split System: Air-Cooled Condensing Unit, Coil with Blower | 4TTR5049E1 |  | 4TXCD050BC3 | 13 | 15.5 | Yes | Yes | 2011-02-28 |  | 1
FALSE | 4TTR6049B1 | 3692 | 3938891 | AMERICAN STANDARD, INC. | 4A7A5049E1 | AC | Split System: Air-Cooled Condensing Unit, Coil with Blower | 4TTR5049E1 |  | 4TXCD050BC3 | 13 | 15.5 | Yes | Yes | 2011-02-28 |  | 1
FALSE | 4TTR6049B1 | 3692 | 3938892 | AMERICAN STANDARD, INC. | 4A7A5049E1 | AC | Split System: Air-Cooled Condensing Unit, Coil with Blower | 4TTR5049E1 |  | 4TXCD050BC3 | 13 | 16 | Yes | Yes | 2011-02-28 |  | 2
FALSE | 4TTR6049B1 | 3692 | 3938893 | AMERICAN STANDARD, INC. | 4A7A5049E1 | AC | Split System: Air-Cooled Condensing Unit, Coil with Blower | 4TTR5049E1 |  | 4TXCD061BC3 | 13 | 15.5 | Yes | Yes | 2011-02-28 |  | 1
FALSE | 4TTR6049B1 | 3692 | 3938894 | AMERICAN STANDARD, INC. | 4A7A5049E1 | AC | Split System: Air-Cooled Condensing Unit, Coil with Blower | 4TTR5049E1 |  | 4TXCD061BC3 | 12.5 | 15 | Yes | Yes | 2011-02-28 |  | 1
FALSE | 4TTR6049B1 | 3692 | 3938896 | AMERICAN STANDARD, INC. | 4A7A5049E1 | AC | Split System: Air-Cooled Condensing Unit, Coil with Blower | 4TTR5049E1 |  | 4TXCD061BC3 | 12.5 | 15.5 | Yes | Yes | 2011-02-28 |  | 1
FALSE | 4TTR6049B1 | 3692 | 3938897 | AMERICAN STANDARD, INC. | 4A7A5049E1 | AC | Split System: Air-Cooled Condensing Unit, Coil Alone | 4TTR5049E1 |  | 4TXCD061BC3 | 12.5 | 15 | Yes | Yes | 2011-02-28 |  | 1
FALSE | 4TTR6049B1 | 3692 | 3938898 | AMERICAN STANDARD, INC. | 4A7A5049E1 | AC | Split System: Air-Cooled Condensing Unit, Coil with Blower | 4TTR5049E1 |  | 4TXCD061BC3 | 13 | 15.5 | Yes | Yes | 2011-02-28 |  | 1
FALSE | 4TTR6049B1 | 3692 | 3938900 | AMERICAN STANDARD, INC. | 4A7A5049E1 | AC | Split System: Air-Cooled Condensing Unit, Coil with Blower | 4TTR5049E1 |  | 4TXCD061BC3 | 13 | 16 | Yes | Yes | 2011-02-28 |  | 2
FALSE | 4TTR6049B1 | 3692 | 3938901 | AMERICAN STANDARD, INC. | 4A7A5049E1 | AC | Split System: Air-Cooled Condensing Unit, Coil with Blower | 4TTR5049E1 |  | 4TXCD061BC3 | 13 | 16 | Yes | Yes | 2011-02-28 |  | 2
FALSE | 4TTR6049B1 | 3692 | 3938852 | AMERICAN STANDARD, INC. | 4A7A5049E1 | AC | Split System: Air-Cooled Condensing Unit, Coil with Blower | 4TTR5049E1 |  | 4TXCD010CC3 | 13 | 16 | Yes | Yes | 2011-02-28 |  | 2
FALSE | 4TTR6049B1 | 3692 | 3938853 | AMERICAN STANDARD, INC. | 4A7A5049E1 | AC | Split System: Air-Cooled Condensing Unit, Coil with Blower | 4TTR5049E1 |  | 4TXCD010CC3 | 13 | 15.5 | Yes | Yes | 2011-02-28 |  | 1
FALSE | 4TTR6049B1 | 3692 | 3938854 | AMERICAN STANDARD, INC. | 4A7A5049E1 | AC | Split System: Air-Cooled Condensing Unit, Coil with Blower | 4TTR5049E1 |  | 4TXCD050BC3 | 12 | 15 | Yes | Yes | 2011-02-28 |  | 0
FALSE | 4TTR6049B1 | 3692 | 3938856 | AMERICAN STANDARD, INC. | 4A7A5049E1 | AC | Split System: Air-Cooled Condensing Unit, Coil with Blower | 4TTR5049E1 |  | 4TXCD050BC3 | 12 | 14.5 | Yes | Yes | 2011-02-28 |  | 0
FALSE | 4TTR6049B1 | 3692 | 3938857 | AMERICAN STANDARD, INC. | 4A7A5049E1 | AC | Split System: Air-Cooled Condensing Unit, Coil with Blower | 4TTR5049E1 |  | 4TXCD050BC3 | 13 | 16 | Yes | Yes | 2011-02-28 |  | 2
FALSE | 4TTR6049B1 | 3692 | 3938858 | AMERICAN STANDARD, INC. | 4A7A5049E1 | AC | Split System: Air-Cooled Condensing Unit, Coil Alone | 4TTR5049E1 |  | 4TXCD050BC3 | 12 | 14.5 | Yes | Yes | 2011-02-28 |  | 0
FALSE | 4TTR6049B1 | 3692 | 3938859 | AMERICAN STANDARD, INC. | 4A7A5049E1 | AC | Split System: Air-Cooled Condensing Unit, Coil with Blower | 4TTR5049E1 |  | 4TXCD050BC3 | 13 | 16 | Yes | Yes | 2011-02-28 |  | 2
FALSE | 4TTR6049B1 | 3692 | 3938860 | AMERICAN STANDARD, INC. | 4A7A5049E1 | AC | Split System: Air-Cooled Condensing Unit, Coil with Blower | 4TTR5049E1 |  | 4TXCD050BC3 | 13 | 15.5 | Yes | Yes | 2011-02-28 |  | 1
FALSE | 4TTR6049B1 | 3692 | 3938861 | AMERICAN STANDARD, INC. | 4A7A5049E1 | AC | Split System: Air-Cooled Condensing Unit, Coil with Blower | 4TTR5049E1 |  | 4TXCD050BC3 | 12.5 | 15 | Yes | Yes | 2011-02-28 |  | 1
FALSE | 4TTR6049B1 | 3692 | 3938862 | AMERICAN STANDARD, INC. | 4A7A5049E1 | AC | Split System: Air-Cooled Condensing Unit, Coil with Blower | 4TTR5049E1 |  | 4TXCD050BC3 | 12.5 | 15 | Yes | Yes | 2011-02-28 |  | 1
FALSE | 4TTR6049B1 | 3692 | 3938863 | AMERICAN STANDARD, INC. | 4A7A5049E1 | AC | Split System: Air-Cooled Condensing Unit, Coil with Blower | 4TTR5049E1 |  | 4TXCD050BC3 | 13 | 16 | Yes | Yes | 2011-02-28 |  | 2
FALSE | 4TTR6049B1 | 3692 | 3938864 | AMERICAN STANDARD, INC. | 4A7A5049E1 | AC | Split System: Air-Cooled Condensing Unit, Coil with Blower | 4TTR5049E1 |  | 4TXCD050BC3 | 13 | 15.5 | Yes | Yes | 2011-02-28 |  | 1
FALSE | 4TTR6049B1 | 3692 | 3938865 | AMERICAN STANDARD, INC. | 4A7A5049E1 | AC | Split System: Air-Cooled Condensing Unit, Coil with Blower | 4TTR5049E1 |  | 4TXCD050BC3 | 13 | 15.5 | Yes | Yes | 2011-02-28 |  | 1
FALSE | 4TTR6049B1 | 3692 | 3938867 | AMERICAN STANDARD, INC. | 4A7A5049E1 | AC | Split System: Air-Cooled Condensing Unit, Coil with Blower | 4TTR5049E1 |  | 4TXCD050BC3 | 13 | 15.5 | Yes | Yes | 2011-02-28 |  | 1
FALSE | 4TTR6049B1 | 3692 | 3938869 | AMERICAN STANDARD, INC. | 4A7A5049E1 | AC | Split System: Air-Cooled Condensing Unit, Coil with Blower | 4TTR5049E1 |  | 4TXCD050BC3 | 13 | 15.5 | Yes | Yes | 2011-02-28 |  | 1
FALSE | 4TTR6049B1 | 3692 | 3938872 | AMERICAN STANDARD, INC. | 4A7A5049E1 | AC | Split System: Air-Cooled Condensing Unit, Coil with Blower | 4TTR5049E1 |  | 4TXCD050BC3 | 12.5 | 15 | Yes | Yes | 2011-02-28 |  | 1
FALSE | 4TTR6049B1 | 3692 | 3938873 | AMERICAN STANDARD, INC. | 4A7A5049E1 | AC | Split System: Air-Cooled Condensing Unit, Coil with Blower | 4TTR5049E1 |  | 4TXCD050BC3 | 13 | 15.5 | Yes | Yes | 2011-02-28 |  | 1
FALSE | 4TTR6049B1 | 3692 | 3938874 | AMERICAN STANDARD, INC. | 4A7A5049E1 | AC | Split System: Air-Cooled Condensing Unit, Coil with Blower | 4TTR5049E1 |  | 4TXCD050BC3 | 13 | 15.5 | Yes | Yes | 2011-02-28 |  | 1
FALSE | 4TTR6049B1 | 3692 | 3938875 | AMERICAN STANDARD, INC. | 4A7A5049E1 | AC | Split System: Air-Cooled Condensing Unit, Coil with Blower | 4TTR5049E1 |  | 4TXCD050BC3 | 13 | 16 | Yes | Yes | 2011-02-28 |  | 2
FALSE | 4TTR6049B1 | 3692 | 3938877 | AMERICAN STANDARD, INC. | 4A7A5049E1 | AC | Split System: Air-Cooled Condensing Unit, Coil with Blower | 4TTR5049E1 |  | 4TXCD050BC3 | 13 | 15.5 | Yes | Yes | 2011-02-28 |  | 1
FALSE | 4TTR6049B1 | 3692 | 3938878 | AMERICAN STANDARD, INC. | 4A7A5049E1 | AC | Split System: Air-Cooled Condensing Unit, Coil with Blower | 4TTR5049E1 |  | 4TXCD050BC3 | 13 | 15.5 | Yes | Yes | 2011-02-28 |  | 1
FALSE | 4TTR6049B1 | 3692 | 3938902 | AMERICAN STANDARD, INC. | 4A7A5049E1 | AC | Split System: Air-Cooled Condensing Unit, Coil with Blower | 4TTR5049E1 |  | 4TXCD061BC3 | 13 | 16 | Yes | Yes | 2011-02-28 |  | 2
FALSE | 4TTR6049B1 | 3692 | 3938903 | AMERICAN STANDARD, INC. | 4A7A5049E1 | AC | Split System: Air-Cooled Condensing Unit, Coil with Blower | 4TTR5049E1 |  | 4TXCD061BC3 | 12.5 | 15 | Yes | Yes | 2011-02-28 |  | 1
FALSE | 4TTR6049B1 | 3692 | 3938904 | AMERICAN STANDARD, INC. | 4A7A5049E1 | AC | Split System: Air-Cooled Condensing Unit, Coil with Blower | 4TTR5049E1 |  | 4TXCD061BC3 | 13 | 15.5 | Yes | Yes | 2011-02-28 |  | 1
FALSE | 4TTR6049B1 | 3692 | 3938905 | AMERICAN STANDARD, INC. | 4A7A5049E1 | AC | Split System: Air-Cooled Condensing Unit, Coil with Blower | 4TTR5049E1 |  | 4TXCD061BC3 | 13 | 16 | Yes | Yes | 2011-02-28 |  | 2
FALSE | 4TTR6049B1 | 3692 | 3938906 | AMERICAN STANDARD, INC. | 4A7A5049E1 | AC | Split System: Air-Cooled Condensing Unit, Coil with Blower | 4TTR5049E1 |  | 4TXCD061BC3 | 13 | 16 | Yes | Yes | 2011-02-28 |  | 2
FALSE | 4TTR6049B1 | 3692 | 3938908 | AMERICAN STANDARD, INC. | 4A7A5049E1 | AC | Split System: Air-Cooled Condensing Unit, Coil with Blower | 4TTR5049E1 |  | 4TXCD061BC3 | 13 | 15.5 | Yes | Yes | 2011-02-28 |  | 1
FALSE | 4TTR6049B1 | 3692 | 3938909 | AMERICAN STANDARD, INC. | 4A7A5049E1 | AC | Split System: Air-Cooled Condensing Unit, Coil with Blower | 4TTR5049E1 |  | 4TXCD061BC3 | 12.5 | 15 | Yes | Yes | 2011-02-28 |  | 1
FALSE | 4TTR6049B1 | 3692 | 3938911 | AMERICAN STANDARD, INC. | 4A7A5049E1 | AC | Split System: Air-Cooled Condensing Unit, Coil with Blower | 4TTR5049E1 |  | 4TXCD061BC3 | 12.5 | 15.5 | Yes | Yes | 2011-02-28 |  | 1
FALSE | 4TTR6049B1 | 3692 | 3938913 | AMERICAN STANDARD, INC. | 4A7A5049E1 | AC | Split System: Air-Cooled Condensing Unit, Coil with Blower | 4TTR5049E1 |  | 4TXCD061BC3 | 13 | 16 | Yes | Yes | 2011-02-28 |  | 2
FALSE | 4TTR6049B1 | 3692 | 3938914 | AMERICAN STANDARD, INC. | 4A7A5049E1 | AC | Split System: Air-Cooled Condensing Unit, Coil with Blower | 4TTR5049E1 |  | 4TXCD061BC3 | 13 | 16 | Yes | Yes | 2011-02-28 |  | 2
FALSE | 4TTR6049B1 | 3692 | 3938915 | AMERICAN STANDARD, INC. | 4A7A5049E1 | AC | Split System: Air-Cooled Condensing Unit, Coil with Blower | 4TTR5049E1 |  | 4TXCD061BC3 | 13 | 16 | Yes | Yes | 2011-02-28 |  | 2
FALSE | 4TTR6049B1 | 3692 | 3938916 | AMERICAN STANDARD, INC. | 4A7A5049E1 | AC | Split System: Air-Cooled Condensing Unit, Coil with Blower | 4TTR5049E1 |  | 4TXCD061BC3 | 13 | 16 | Yes | Yes | 2011-02-28 |  | 2
FALSE | 4TTR6049B1 | 3692 | 3938917 | AMERICAN STANDARD, INC. | 4A7A5049E1 | AC | Split System: Air-Cooled Condensing Unit, Coil with Blower | 4TTR5049E1 |  | 4TXCD061BC3 | 13 | 15.5 | Yes | Yes | 2011-02-28 |  | 1
FALSE | 4TTR6049B1 | 3692 | 3938918 | AMERICAN STANDARD, INC. | 4A7A5049E1 | AC | Split System: Air-Cooled Condensing Unit, Coil with Blower | 4TTR5049E1 |  | 4TXCD061BC3 | 12.5 | 15.5 | Yes | Yes | 2011-02-28 |  | 1
FALSE | 4TTR6049B1 | 3692 | 3938919 | AMERICAN STANDARD, INC. | 4A7A5049E1 | AC | Split System: Air-Cooled Condensing Unit, Coil with Blower | 4TTR5049E1 |  | 4TXCD061BC3 | 13 | 15.5 | Yes | Yes | 2011-02-28 |  | 1
FALSE | 4TTR6049B1 | 3692 | 3938920 | AMERICAN STANDARD, INC. | 4A7A5049E1 | AC | Split System: Air-Cooled Condensing Unit, Coil with Blower | 4TTR5049E1 |  | 4TXCD061BC3 | 13 | 16 | Yes | Yes | 2011-02-28 |  | 2
FALSE | 4TTR6049B1 | 3692 | 3938921 | AMERICAN STANDARD, INC. | 4A7A5049E1 | AC | Split System: Air-Cooled Condensing Unit, Coil with Blower | 4TTR5049E1 |  | 4TXCD061BC3 | 12 | 14.5 | Yes | Yes | 2011-02-28 |  | 0
FALSE | 4TTR6049B1 | 3692 | 3938922 | AMERICAN STANDARD, INC. | 4A7A5049E1 | AC | Split System: Air-Cooled Condensing Unit, Coil with Blower | 4TTR5049E1 |  | 4TXCD061BC3 | 13 | 16 | Yes | Yes | 2011-02-28 |  | 2
FALSE | 4TTR6049B1 | 3692 | 3938923 | AMERICAN STANDARD, INC. | 4A7A5049E1 | AC | Split System: Air-Cooled Condensing Unit, Coil with Blower | 4TTR5049E1 |  | 4TXCD061BC3 | 13 | 16 | Yes | Yes | 2011-02-28 |  | 2
FALSE | 4TTR6049B1 | 3692 | 3938925 | AMERICAN STANDARD, INC. | 4A7A5049E1 | AC | Split System: Air-Cooled Condensing Unit, Coil with Blower | 4TTR5049E1 |  | 4TXCD061BC3 | 13 | 15.5 | Yes | Yes | 2011-02-28 |  | 1
FALSE | 4TTR6049B1 | 3692 | 3938926 | AMERICAN STANDARD, INC. | 4A7A5049E1 | AC | Split System: Air-Cooled Condensing Unit, Coil with Blower | 4TTR5049E1 |  | 4TXCD061BC3 | 13 | 16 | Yes | Yes | 2011-02-28 |  | 2
FALSE | 4TTR6049B1 | 3692 | 3938927 | AMERICAN STANDARD, INC. | 4A7A5049E1 | AC | Split System: Air-Cooled Condensing Unit, Coil with Blower | 4TTR5049E1 |  | 4TXCD061BC3 | 12.5 | 15 | Yes | Yes | 2011-02-28 |  | 1
FALSE | 4TTR6049B1 | 3692 | 3938976 | AMERICAN STANDARD, INC. | 4A7A5049E1 | AC | Split System: Air-Cooled Condensing Unit, Coil with Blower | 4TTR5049E1 |  | 4TXCD064BC3 | 13 | 16 | Yes | Yes | 2011-02-28 |  | 2
FALSE | 4TTR6049B1 | 3692 | 3938977 | AMERICAN STANDARD, INC. | 4A7A5049E1 | AC | Split System: Air-Cooled Condensing Unit, Coil with Blower | 4TTR5049E1 |  | 4TXCD064BC3 | 13 | 16 | Yes | Yes | 2011-02-28 |  | 2
FALSE | 4TTR6049B1 | 3692 | 3938978 | AMERICAN STANDARD, INC. | 4A7A5049E1 | AC | Split System: Air-Cooled Condensing Unit, Coil with Blower | 4TTR5049E1 |  | 4TXCD064BC3 | 12.5 | 15.5 | Yes | Yes | 2011-02-28 |  | 1
FALSE | 4TTR6049B1 | 3692 | 3938980 | AMERICAN STANDARD, INC. | 4A7A5049E1 | AC | Split System: Air-Cooled Condensing Unit, Coil with Blower | 4TTR5049E1 |  | 4TXCD064BC3 | 12 | 15 | Yes | Yes | 2011-02-28 |  | 0
FALSE | 4TTR6049B1 | 3692 | 3938981 | AMERICAN STANDARD, INC. | 4A7A5049E1 | AC | Split System: Air-Cooled Condensing Unit, Coil with Blower | 4TTR5049E1 |  | 4TXCD064BC3 | 13 | 15.5 | Yes | Yes | 2011-02-28 |  | 1
FALSE | 4TTR6049B1 | 3692 | 3938982 | AMERICAN STANDARD, INC. | 4A7A5049E1 | AC | Split System: Air-Cooled Condensing Unit, Coil with Blower | 4TTR5049E1 |  | 4TXCD064BC3 | 13 | 16 | Yes | Yes | 2011-02-28 |  | 2
FALSE | 4TTR6049B1 | 3692 | 3938983 | AMERICAN STANDARD, INC. | 4A7A5049E1 | AC | Split System: Air-Cooled Condensing Unit, Coil with Blower | 4TTR5049E1 |  | 4TXCD064BC3 | 13 | 15.5 | Yes | Yes | 2011-02-28 |  | 1
FALSE | 4TTR6049B1 | 3692 | 3938985 | AMERICAN STANDARD, INC. | 4A7A5049E1 | AC | Split System: Air-Cooled Condensing Unit, Coil with Blower | 4TTR5049E1 |  | 4TXCD064BC3 | 13 | 16 | Yes | Yes | 2011-02-28 |  | 2
FALSE | 4TTR6049B1 | 3692 | 3938987 | AMERICAN STANDARD, INC. | 4A7A5049E1 | AC | Split System: Air-Cooled Condensing Unit, Coil with Blower | 4TTR5049E1 |  | 4TXCD064BC3 | 13 | 15.5 | Yes | Yes | 2011-02-28 |  | 1
FALSE | 4TTR6049B1 | 3692 | 3938989 | AMERICAN STANDARD, INC. | 4A7A5049E1 | AC | Split System: Air-Cooled Condensing Unit, Coil with Blower | 4TTR5049E1 |  | 4TXCD064BC3 | 13 | 15.5 | Yes | Yes | 2011-02-28 |  | 1
FALSE | 4TTR6049B1 | 3692 | 3938990 | AMERICAN STANDARD, INC. | 4A7A5049E1 | AC | Split System: Air-Cooled Condensing Unit, Coil with Blower | 4TTR5049E1 |  | 4TXCD064BC3 | 13 | 15.5 | Yes | Yes | 2011-02-28 |  | 1
FALSE | 4TTR6049B1 | 3692 | 3938992 | AMERICAN STANDARD, INC. | 4A7A5049E1 | AC | Split System: Air-Cooled Condensing Unit, Coil with Blower | 4TTR5049E1 |  | 4TXCD064BC3 | 13 | 16 | Yes | Yes | 2011-02-28 |  | 2
FALSE | 4TTR6049B1 | 3692 | 3938993 | AMERICAN STANDARD, INC. | 4A7A5049E1 | AC | Split System: Air-Cooled Condensing Unit, Coil with Blower | 4TTR5049E1 |  | 4TXCD064BC3 | 13 | 15.5 | Yes | Yes | 2011-02-28 |  | 1
FALSE | 4TTR6049B1 | 3692 | 3938994 | AMERICAN STANDARD, INC. | 4A7A5049E1 | AC | Split System: Air-Cooled Condensing Unit, Coil with Blower | 4TTR5049E1 |  | 4TXCD064BC3 | 12.5 | 15 | Yes | Yes | 2011-02-28 |  | 1
FALSE | 4TTR6049B1 | 3692 | 3938995 | AMERICAN STANDARD, INC. | 4A7A5049E1 | AC | Split System: Air-Cooled Condensing Unit, Coil with Blower | 4TTR5049E1 |  | 4TXCD064BC3 | 13 | 16 | Yes | Yes | 2011-02-28 |  | 2
FALSE | 4TTR6049B1 | 3692 | 3938997 | AMERICAN STANDARD, INC. | 4A7A5049E1 | AC | Split System: Air-Cooled Condensing Unit, Coil with Blower | 4TTR5049E1 |  | 4TXCD064BC3 | 12 | 15 | Yes | Yes | 2011-02-28 |  | 0
FALSE | 4TTR6049B1 | 3692 | 3938998 | AMERICAN STANDARD, INC. | 4A7A5049E1 | AC | Split System: Air-Cooled Condensing Unit, Coil with Blower | 4TTR5049E1 |  | 4TXCD064BC3 | 13 | 15.5 | Yes | Yes | 2011-02-28 |  | 1
FALSE | 4TTR6049B1 | 3692 | 3938999 | AMERICAN STANDARD, INC. | 4A7A5049E1 | AC | Split System: Air-Cooled Condensing Unit, Coil Alone | 4TTR5049E1 |  | 4TXCD064BC3 | 12 | 14.5 | Yes | Yes | 2011-02-28 |  | 0
FALSE | 4TTR6049B1 | 3692 | 3938949 | AMERICAN STANDARD, INC. | 4A7A5049E1 | AC | Split System: Air-Cooled Condensing Unit, Coil with Blower | 4TTR5049E1 |  | 4TXCD063BC3 | 13 | 16 | Yes | Yes | 2011-02-28 |  | 2
FALSE | 4TTR6049B1 | 3692 | 3938950 | AMERICAN STANDARD, INC. | 4A7A5049E1 | AC | Split System: Air-Cooled Condensing Unit, Coil with Blower | 4TTR5049E1 |  | 4TXCD063BC3 | 13 | 16 | Yes | Yes | 2011-02-28 |  | 2
FALSE | 4TTR6049B1 | 3692 | 3938951 | AMERICAN STANDARD, INC. | 4A7A5049E1 | AC | Split System: Air-Cooled Condensing Unit, Coil with Blower | 4TTR5049E1 |  | 4TXCD063BC3 | 13 | 16 | Yes | Yes | 2011-02-28 |  | 2
FALSE | 4TTR6049B1 | 3692 | 3938952 | AMERICAN STANDARD, INC. | 4A7A5049E1 | AC | Split System: Air-Cooled Condensing Unit, Coil with Blower | 4TTR5049E1 |  | 4TXCD063BC3 | 13 | 16 | Yes | Yes | 2011-02-28 |  | 2
FALSE | 4TTR6049B1 | 3692 | 3938953 | AMERICAN STANDARD, INC. | 4A7A5049E1 | AC | Split System: Air-Cooled Condensing Unit, Coil with Blower | 4TTR5049E1 |  | 4TXCD063BC3 | 13 | 16 | Yes | Yes | 2011-02-28 |  | 2
FALSE | 4TTR6049B1 | 3692 | 3938955 | AMERICAN STANDARD, INC. | 4A7A5049E1 | AC | Split System: Air-Cooled Condensing Unit, Coil with Blower | 4TTR5049E1 |  | 4TXCD063BC3 | 13 | 16 | Yes | Yes | 2011-02-28 |  | 2
FALSE | 4TTR6049B1 | 3692 | 3938956 | AMERICAN STANDARD, INC. | 4A7A5049E1 | AC | Split System: Air-Cooled Condensing Unit, Coil with Blower | 4TTR5049E1 |  | 4TXCD063BC3 | 13 | 16 | Yes | Yes | 2011-02-28 |  | 2
FALSE | 4TTR6049B1 | 3692 | 3938958 | AMERICAN STANDARD, INC. | 4A7A5049E1 | AC | Split System: Air-Cooled Condensing Unit, Coil with Blower | 4TTR5049E1 |  | 4TXCD063BC3 | 13 | 16 | Yes | Yes | 2011-02-28 |  | 2
FALSE | 4TTR6049B1 | 3692 | 3938959 | AMERICAN STANDARD, INC. | 4A7A5049E1 | AC | Split System: Air-Cooled Condensing Unit, Coil with Blower | 4TTR5049E1 |  | 4TXCD063BC3 | 13 | 16 | Yes | Yes | 2011-02-28 |  | 2
FALSE | 4TTR6049B1 | 3692 | 3938960 | AMERICAN STANDARD, INC. | 4A7A5049E1 | AC | Split System: Air-Cooled Condensing Unit, Coil with Blower | 4TTR5049E1 |  | 4TXCD063BC3 | 13 | 16 | Yes | Yes | 2011-02-28 |  | 2
FALSE | 4TTR6049B1 | 3692 | 3938962 | AMERICAN STANDARD, INC. | 4A7A5049E1 | AC | Split System: Air-Cooled Condensing Unit, Coil with Blower | 4TTR5049E1 |  | 4TXCD063BC3 | 13 | 16 | Yes | Yes | 2011-02-28 |  | 2
FALSE | 4TTR6049B1 | 3692 | 3938965 | AMERICAN STANDARD, INC. | 4A7A5049E1 | AC | Split System: Air-Cooled Condensing Unit, Coil with Blower | 4TTR5049E1 |  | 4TXCD063BC3 | 13 | 16 | Yes | Yes | 2011-02-28 |  | 2
FALSE | 4TTR6049B1 | 3692 | 3938966 | AMERICAN STANDARD, INC. | 4A7A5049E1 | AC | Split System: Air-Cooled Condensing Unit, Coil with Blower | 4TTR5049E1 |  | 4TXCD063BC3 | 13 | 16 | Yes | Yes | 2011-02-28 |  | 2
FALSE | 4TTR6049B1 | 3692 | 3938967 | AMERICAN STANDARD, INC. | 4A7A5049E1 | AC | Split System: Air-Cooled Condensing Unit, Coil with Blower | 4TTR5049E1 |  | 4TXCD064BC3 | 13 | 15.5 | Yes | Yes | 2011-02-28 |  | 1
FALSE | 4TTR6049B1 | 3692 | 3938968 | AMERICAN STANDARD, INC. | 4A7A5049E1 | AC | Split System: Air-Cooled Condensing Unit, Coil with Blower | 4TTR5049E1 |  | 4TXCD064BC3 | 12 | 14.5 | Yes | Yes | 2011-02-28 |  | 0
FALSE | 4TTR6049B1 | 3692 | 3938969 | AMERICAN STANDARD, INC. | 4A7A5049E1 | AC | Split System: Air-Cooled Condensing Unit, Coil with Blower | 4TTR5049E1 |  | 4TXCD064BC3 | 13 | 15.5 | Yes | Yes | 2011-02-28 |  | 1
FALSE | 4TTR6049B1 | 3692 | 3938970 | AMERICAN STANDARD, INC. | 4A7A5049E1 | AC | Split System: Air-Cooled Condensing Unit, Coil with Blower | 4TTR5049E1 |  | 4TXCD064BC3 | 13 | 15.5 | Yes | Yes | 2011-02-28 |  | 1
FALSE | 4TTR6049B1 | 3692 | 3938972 | AMERICAN STANDARD, INC. | 4A7A5049E1 | AC | Split System: Air-Cooled Condensing Unit, Coil with Blower | 4TTR5049E1 |  | 4TXCD064BC3 | 12.5 | 15 | Yes | Yes | 2011-02-28 |  | 1
FALSE | 4TTR6049B1 | 3692 | 3938973 | AMERICAN STANDARD, INC. | 4A7A5049E1 | AC | Split System: Air-Cooled Condensing Unit, Coil with Blower | 4TTR5049E1 |  | 4TXCD064BC3 | 13 | 16 | Yes | Yes | 2011-02-28 |  | 2
FALSE | 4TTR6049B1 | 3692 | 3938974 | AMERICAN STANDARD, INC. | 4A7A5049E1 | AC | Split System: Air-Cooled Condensing Unit, Coil with Blower | 4TTR5049E1 |  | 4TXCD064BC3 | 13 | 16 | Yes | Yes | 2011-02-28 |  | 2
FALSE | 4TTR6049B1 | 3692 | 3938975 | AMERICAN STANDARD, INC. | 4A7A5049E1 | AC | Split System: Air-Cooled Condensing Unit, Coil with Blower | 4TTR5049E1 |  | 4TXCD064BC3 | 12 | 15 | Yes | Yes | 2011-02-28 |  | 0
FALSE | 4TTR6049B1 | 3692 | 3939000 | AMERICAN STANDARD, INC. | 4A7A5049E1 | AC | Split System: Air-Cooled Condensing Unit, Coil with Blower | 4TTR5049E1 |  | 4TXCD064BC3 | 12.5 | 15 | Yes | Yes | 2011-02-28 |  | 1
FALSE | 4TTR6049B1 | 3692 | 3939002 | AMERICAN STANDARD, INC. | 4A7A5049E1 | AC | Split System: Air-Cooled Condensing Unit, Coil with Blower | 4TTR5049E1 |  | 4TXCD064BC3 | 13 | 16 | Yes | Yes | 2011-02-28 |  | 2
FALSE | 4TTR6049B1 | 3692 | 3939003 | AMERICAN STANDARD, INC. | 4A7A5049E1 | AC | Split System: Air-Cooled Condensing Unit, Coil with Blower | 4TTR5049E1 |  | 4TXCD064BC3 | 12.5 | 15 | Yes | Yes | 2011-02-28 |  | 1
FALSE | 4TTR6049B1 | 3692 | 3939004 | AMERICAN STANDARD, INC. | 4A7A5049E1 | AC | Split System: Air-Cooled Condensing Unit, Coil with Blower | 4TTR5049E1 |  | 4TXCD064BC3 | 13 | 15.5 | Yes | Yes | 2011-02-28 |  | 1
FALSE | 4TTR6049B1 | 3692 | 3939005 | AMERICAN STANDARD, INC. | 4A7A5049E1 | AC | Split System: Air-Cooled Condensing Unit, Coil with Blower | 4TTR5049E1 |  | 4TXFH054CC3 | 13 | 16 | Yes | Yes | 2011-02-28 |  | 2
FALSE | 4TTR6049B1 | 3692 | 3939006 | AMERICAN STANDARD, INC. | 4A7A5049E1 | AC | Split System: Air-Cooled Condensing Unit, Coil with Blower | 4TTR5049E1 |  | 4TXFH054CC3 | 12.5 | 15 | Yes | Yes | 2011-02-28 |  | 1
FALSE | 4TTR6049B1 | 3692 | 3939007 | AMERICAN STANDARD, INC. | 4A7A5049E1 | AC | Split System: Air-Cooled Condensing Unit, Coil with Blower | 4TTR5049E1 |  | 4TXFH054CC3 | 12 | 14.5 | Yes | Yes | 2011-02-28 |  | 0
FALSE | 4TTR6049B1 | 3692 | 3939008 | AMERICAN STANDARD, INC. | 4A7A5049E1 | AC | Split System: Air-Cooled Condensing Unit, Coil with Blower | 4TTR5049E1 |  | 4TXFH054CC3 | 13 | 15.5 | Yes | Yes | 2011-02-28 |  | 1
FALSE | 4TTR6049B1 | 3692 | 3939009 | AMERICAN STANDARD, INC. | 4A7A5049E1 | AC | Split System: Air-Cooled Condensing Unit, Coil with Blower | 4TTR5049E1 |  | 4TXFH054CC3 | 13 | 15.5 | Yes | Yes | 2011-02-28 |  | 1
FALSE | 4TTR6049B1 | 3692 | 3939010 | AMERICAN STANDARD, INC. | 4A7A5049E1 | AC | Split System: Air-Cooled Condensing Unit, Coil with Blower | 4TTR5049E1 |  | 4TXFH054CC3 | 13 | 15.5 | Yes | Yes | 2011-02-28 |  | 1
FALSE | 4TTR6049B1 | 3692 | 3939011 | AMERICAN STANDARD, INC. | 4A7A5049E1 | AC | Split System: Air-Cooled Condensing Unit, Coil with Blower | 4TTR5049E1 |  | 4TXFH054CC3 | 13 | 15.5 | Yes | Yes | 2011-02-28 |  | 1
FALSE | 4TTR6049B1 | 3692 | 3939013 | AMERICAN STANDARD, INC. | 4A7A5049E1 | AC | Split System: Air-Cooled Condensing Unit, Coil with Blower | 4TTR5049E1 |  | 4TXFH054CC3 | 13 | 16 | Yes | Yes | 2011-02-28 |  | 2
FALSE | 4TTR6049B1 | 3692 | 3939015 | AMERICAN STANDARD, INC. | 4A7A5049E1 | AC | Split System: Air-Cooled Condensing Unit, Coil with Blower | 4TTR5049E1 |  | 4TXFH054CC3 | 12.5 | 15 | Yes | Yes | 2011-02-28 |  | 1
FALSE | 4TTR6049B1 | 3692 | 3939016 | AMERICAN STANDARD, INC. | 4A7A5049E1 | AC | Split System: Air-Cooled Condensing Unit, Coil with Blower | 4TTR5049E1 |  | 4TXFH054CC3 | 13 | 15.5 | Yes | Yes | 2011-02-28 |  | 1
FALSE | 4TTR6049B1 | 3692 | 3939017 | AMERICAN STANDARD, INC. | 4A7A5049E1 | AC | Split System: Air-Cooled Condensing Unit, Coil with Blower | 4TTR5049E1 |  | 4TXFH054CC3 | 12 | 15 | Yes | Yes | 2011-02-28 |  | 0
FALSE | 4TTR6049B1 | 3692 | 3939018 | AMERICAN STANDARD, INC. | 4A7A5049E1 | AC | Split System: Air-Cooled Condensing Unit, Coil with Blower | 4TTR5049E1 |  | 4TXFH054CC3 | 12 | 15 | Yes | Yes | 2011-02-28 |  | 0
FALSE | 4TTR6049B1 | 3692 | 3939019 | AMERICAN STANDARD, INC. | 4A7A5049E1 | AC | Split System: Air-Cooled Condensing Unit, Coil Alone | 4TTR5049E1 |  | 4TXFH054CC3 | 12.5 | 15 | Yes | Yes | 2011-02-28 |  | 1
FALSE | 4TTR6049B1 | 3692 | 3939020 | AMERICAN STANDARD, INC. | 4A7A5049E1 | AC | Split System: Air-Cooled Condensing Unit, Coil with Blower | 4TTR5049E1 |  | 4TXFH054CC3 | 13 | 15.5 | Yes | Yes | 2011-02-28 |  | 1
FALSE | 4TTR6049B1 | 3692 | 3939021 | AMERICAN STANDARD, INC. | 4A7A5049E1 | AC | Split System: Air-Cooled Condensing Unit, Coil with Blower | 4TTR5049E1 |  | 4TXFH054CC3 | 12.5 | 15 | Yes | Yes | 2011-02-28 |  | 1
FALSE | 4TTR6049B1 | 3692 | 3939022 | AMERICAN STANDARD, INC. | 4A7A5049E1 | AC | Split System: Air-Cooled Condensing Unit, Coil with Blower | 4TTR5049E1 |  | 4TXFH054CC3 | 13 | 16 | Yes | Yes | 2011-02-28 |  | 2
FALSE | 4TTR6049B1 | 3692 | 3939024 | AMERICAN STANDARD, INC. | 4A7A5049E1 | AC | Split System: Air-Cooled Condensing Unit, Coil with Blower | 4TTR5049E1 |  | 4TXFH054CC3 | 13 | 16 | Yes | Yes | 2011-02-28 |  | 2
FALSE | 4TTR6049B1 | 3692 | 3939026 | AMERICAN STANDARD, INC. | 4A7A5049E1 | AC | Split System: Air-Cooled Condensing Unit, Coil with Blower | 4TTR5049E1 |  | 4TXFH054CC3 | 13 | 15.5 | Yes | Yes | 2011-02-28 |  | 1
FALSE | 4TTR6049B1 | 3692 | 3939076 | AMERICAN STANDARD, INC. | 4A7A5049E1 | AC | Split System: Air-Cooled Condensing Unit, Coil Alone | 4TTR5049E1 |  | 4TXFH063CZ3 | 12.5 | 15 | Yes | Yes | 2011-02-28 |  | 1
FALSE | 4TTR6049B1 | 3692 | 3939077 | AMERICAN STANDARD, INC. | 4A7A5049E1 | AC | Split System: Air-Cooled Condensing Unit, Coil with Blower | 4TTR5049E1 |  | 4TXFH063CZ3 | 13 | 16 | Yes | Yes | 2011-02-28 |  | 2
FALSE | 4TTR6049B1 | 3692 | 3939078 | AMERICAN STANDARD, INC. | 4A7A5049E1 | AC | Split System: Air-Cooled Condensing Unit, Coil with Blower | 4TTR5049E1 |  | 4TXFH063CZ3 | 13 | 16 | Yes | Yes | 2011-02-28 |  | 2
FALSE | 4TTR6049B1 | 3692 | 3939053 | AMERICAN STANDARD, INC. | 4A7A5049E1 | AC | Split System: Air-Cooled Condensing Unit, Coil with Blower | 4TTR5049E1 |  | 4TXFH063CZ3 | 13 | 15.5 | Yes | Yes | 2011-02-28 |  | 1
FALSE | 4TTR6049B1 | 3692 | 3939055 | AMERICAN STANDARD, INC. | 4A7A5049E1 | AC | Split System: Air-Cooled Condensing Unit, Coil with Blower | 4TTR5049E1 |  | 4TXFH063CZ3 | 12.5 | 15.5 | Yes | Yes | 2011-02-28 |  | 1
FALSE | 4TTR6049B1 | 3692 | 3939056 | AMERICAN STANDARD, INC. | 4A7A5049E1 | AC | Split System: Air-Cooled Condensing Unit, Coil with Blower | 4TTR5049E1 |  | 4TXFH063CZ3 | 13 | 16 | Yes | Yes | 2011-02-28 |  | 2
FALSE | 4TTR6049B1 | 3692 | 3939057 | AMERICAN STANDARD, INC. | 4A7A5049E1 | AC | Split System: Air-Cooled Condensing Unit, Coil with Blower | 4TTR5049E1 |  | 4TXFH063CZ3 | 13 | 15.5 | Yes | Yes | 2011-02-28 |  | 1
FALSE | 4TTR6049B1 | 3692 | 3939058 | AMERICAN STANDARD, INC. | 4A7A5049E1 | AC | Split System: Air-Cooled Condensing Unit, Coil with Blower | 4TTR5049E1 |  | 4TXFH063CZ3 | 13 | 16 | Yes | Yes | 2011-02-28 |  | 2
FALSE | 4TTR6049B1 | 3692 | 3939059 | AMERICAN STANDARD, INC. | 4A7A5049E1 | AC | Split System: Air-Cooled Condensing Unit, Coil with Blower | 4TTR5049E1 |  | 4TXFH063CZ3 | 13 | 15.5 | Yes | Yes | 2011-02-28 |  | 1
FALSE | 4TTR6049B1 | 3692 | 3939060 | AMERICAN STANDARD, INC. | 4A7A5049E1 | AC | Split System: Air-Cooled Condensing Unit, Coil with Blower | 4TTR5049E1 |  | 4TXFH063CZ3 | 12.5 | 15 | Yes | Yes | 2011-02-28 |  | 1
FALSE | 4TTR6049B1 | 3692 | 3939061 | AMERICAN STANDARD, INC. | 4A7A5049E1 | AC | Split System: Air-Cooled Condensing Unit, Coil with Blower | 4TTR5049E1 |  | 4TXFH063CZ3 | 13 | 16 | Yes | Yes | 2011-02-28 |  | 2
FALSE | 4TTR6049B1 | 3692 | 3939062 | AMERICAN STANDARD, INC. | 4A7A5049E1 | AC | Split System: Air-Cooled Condensing Unit, Coil with Blower | 4TTR5049E1 |  | 4TXFH063CZ3 | 13 | 15.5 | Yes | Yes | 2011-02-28 |  | 1
FALSE | 4TTR6049B1 | 3692 | 3939063 | AMERICAN STANDARD, INC. | 4A7A5049E1 | AC | Split System: Air-Cooled Condensing Unit, Coil with Blower | 4TTR5049E1 |  | 4TXFH063CZ3 | 13 | 16 | Yes | Yes | 2011-02-28 |  | 2
FALSE | 4TTR6049B1 | 3692 | 3939064 | AMERICAN STANDARD, INC. | 4A7A5049E1 | AC | Split System: Air-Cooled Condensing Unit, Coil with Blower | 4TTR5049E1 |  | 4TXFH063CZ3 | 13 | 16 | Yes | Yes | 2011-02-28 |  | 2
FALSE | 4TTR6049B1 | 3692 | 3939065 | AMERICAN STANDARD, INC. | 4A7A5049E1 | AC | Split System: Air-Cooled Condensing Unit, Coil with Blower | 4TTR5049E1 |  | 4TXFH063CZ3 | 13 | 16 | Yes | Yes | 2011-02-28 |  | 2
FALSE | 4TTR6049B1 | 3692 | 3939066 | AMERICAN STANDARD, INC. | 4A7A5049E1 | AC | Split System: Air-Cooled Condensing Unit, Coil with Blower | 4TTR5049E1 |  | 4TXFH063CZ3 | 13 | 16 | Yes | Yes | 2011-02-28 |  | 2
FALSE | 4TTR6049B1 | 3692 | 3939067 | AMERICAN STANDARD, INC. | 4A7A5049E1 | AC | Split System: Air-Cooled Condensing Unit, Coil with Blower | 4TTR5049E1 |  | 4TXFH063CZ3 | 13 | 16 | Yes | Yes | 2011-02-28 |  | 2
FALSE | 4TTR6049B1 | 3692 | 3939068 | AMERICAN STANDARD, INC. | 4A7A5049E1 | AC | Split System: Air-Cooled Condensing Unit, Coil with Blower | 4TTR5049E1 |  | 4TXFH063CZ3 | 13 | 16 | Yes | Yes | 2011-02-28 |  | 2
FALSE | 4TTR6049B1 | 3692 | 3939069 | AMERICAN STANDARD, INC. | 4A7A5049E1 | AC | Split System: Air-Cooled Condensing Unit, Coil with Blower | 4TTR5049E1 |  | 4TXFH063CZ3 | 13 | 16 | Yes | Yes | 2011-02-28 |  | 2
FALSE | 4TTR6049B1 | 3692 | 3939070 | AMERICAN STANDARD, INC. | 4A7A5049E1 | AC | Split System: Air-Cooled Condensing Unit, Coil with Blower | 4TTR5049E1 |  | 4TXFH063CZ3 | 13 | 16 | Yes | Yes | 2011-02-28 |  | 2
FALSE | 4TTR6049B1 | 3692 | 3939071 | AMERICAN STANDARD, INC. | 4A7A5049E1 | AC | Split System: Air-Cooled Condensing Unit, Coil with Blower | 4TTR5049E1 |  | 4TXFH063CZ3 | 13 | 16 | Yes | Yes | 2011-02-28 |  | 2
FALSE | 4TTR6049B1 | 3692 | 3939072 | AMERICAN STANDARD, INC. | 4A7A5049E1 | AC | Split System: Air-Cooled Condensing Unit, Coil with Blower | 4TTR5049E1 |  | 4TXFH063CZ3 | 13 | 16 | Yes | Yes | 2011-02-28 |  | 2
FALSE | 4TTR6049B1 | 3692 | 3939073 | AMERICAN STANDARD, INC. | 4A7A5049E1 | AC | Split System: Air-Cooled Condensing Unit, Coil with Blower | 4TTR5049E1 |  | 4TXFH063CZ3 | 13 | 16 | Yes | Yes | 2011-02-28 |  | 2
FALSE | 4TTR6049B1 | 3692 | 3939074 | AMERICAN STANDARD, INC. | 4A7A5049E1 | AC | Split System: Air-Cooled Condensing Unit, Coil with Blower | 4TTR5049E1 |  | 4TXFH063CZ3 | 13 | 16 | Yes | Yes | 2011-02-28 |  | 2
FALSE | 4TTR6049B1 | 3692 | 3941113 | TRANE | 4TTR5049E1 | AC | Split System: Air-Cooled Condensing Unit, Coil Alone | 4TTR5049E1 |  | 4TXAB042BC3 | 12 | 14.5 | Yes | Yes | 2011-01-21 |  | 0
FALSE | 4TTR6049B1 | 3692 | 3941114 | TRANE | 4TTR5049E1 | AC | Split System: Air-Cooled Condensing Unit, Coil with Blower | 4TTR5049E1 |  | 4TXAB048BC3 | 12 | 14.5 | Yes | Yes | 2011-01-21 |  | 0
FALSE | 4TTR6049B1 | 3692 | 3941115 | TRANE | 4TTR5049E1 | AC | Split System: Air-Cooled Condensing Unit, Coil with Blower | 4TTR5049E1 |  | 4TXAB048BC3 | 12 | 14.5 | Yes | Yes | 2011-01-21 |  | 0
FALSE | 4TTR6049B1 | 3692 | 3941116 | TRANE | 4TTR5049E1 | AC | Split System: Air-Cooled Condensing Unit, Coil with Blower | 4TTR5049E1 |  | 4TXAB048BC3 | 12 | 14.5 | Yes | Yes | 2011-01-21 |  | 0
FALSE | 4TTR6049B1 | 3692 | 3941117 | TRANE | 4TTR5049E1 | AC | Split System: Air-Cooled Condensing Unit, Coil Alone | 4TTR5049E1 |  | 4TXAB048BC3 | 12 | 14.5 | Yes | Yes | 2011-01-21 |  | 0
FALSE | 4TTR6049B1 | 3692 | 3941119 | TRANE | 4TTR5049E1 | AC | Split System: Air-Cooled Condensing Unit, Coil with Blower | 4TTR5049E1 |  | 4TXAC043BC3 | 13 | 15.5 | Yes | Yes | 2011-01-21 |  | 1
FALSE | 4TTR6049B1 | 3692 | 3941120 | TRANE | 4TTR5049E1 | AC | Split System: Air-Cooled Condensing Unit, Coil with Blower | 4TTR5049E1 |  | 4TXAC043BC3 | 12.5 | 15 | Yes | Yes | 2011-01-21 |  | 1
FALSE | 4TTR6049B1 | 3692 | 3941121 | TRANE | 4TTR5049E1 | AC | Split System: Air-Cooled Condensing Unit, Coil with Blower | 4TTR5049E1 |  | 4TXAC043BC3 | 12 | 14.5 | Yes | Yes | 2011-01-21 |  | 0
FALSE | 4TTR6049B1 | 3692 | 3941123 | TRANE | 4TTR5049E1 | AC | Split System: Air-Cooled Condensing Unit, Coil with Blower | 4TTR5049E1 |  | 4TXAC043BC3 | 13 | 16 | Yes | Yes | 2011-01-21 |  | 2
FALSE | 4TTR6049B1 | 3692 | 3941124 | TRANE | 4TTR5049E1 | AC | Split System: Air-Cooled Condensing Unit, Coil with Blower | 4TTR5049E1 |  | 4TXAC043BC3 | 12 | 14.5 | Yes | Yes | 2011-01-21 |  | 0
FALSE | 4TTR6049B1 | 3692 | 3941125 | TRANE | 4TTR5049E1 | AC | Split System: Air-Cooled Condensing Unit, Coil with Blower | 4TTR5049E1 |  | 4TXAC043BC3 | 12 | 14.5 | Yes | Yes | 2011-01-21 |  | 0
FALSE | 4TTR6049B1 | 3692 | 3941126 | TRANE | 4TTR5049E1 | AC | Split System: Air-Cooled Condensing Unit, Coil with Blower | 4TTR5049E1 |  | 4TXAC043BC3 | 12 | 14.5 | Yes | Yes | 2011-01-21 |  | 0
FALSE | 4TTR6049B1 | 3692 | 3941129 | TRANE | 4TTR5049E1 | AC | Split System: Air-Cooled Condensing Unit, Coil with Blower | 4TTR5049E1 |  | 4TXAC043BC3 | 13 | 15.5 | Yes | Yes | 2011-01-21 |  | 1
FALSE | 4TTR6049B1 | 3692 | 3941130 | TRANE | 4TTR5049E1 | AC | Split System: Air-Cooled Condensing Unit, Coil with Blower | 4TTR5049E1 |  | 4TXAC043BC3 | 12.5 | 15 | Yes | Yes | 2011-01-21 |  | 1
FALSE | 4TTR6049B1 | 3692 | 3941131 | TRANE | 4TTR5049E1 | AC | Split System: Air-Cooled Condensing Unit, Coil with Blower | 4TTR5049E1 |  | 4TXAC043BC3 | 12.5 | 15 | Yes | Yes | 2011-01-21 |  | 1
FALSE | 4TTR6049B1 | 3692 | 3941156 | TRANE | 4TTR5049E1 | AC | Split System: Air-Cooled Condensing Unit, Coil with Blower | 4TTR5049E1 |  | 4TXAC044BC3 | 12.5 | 15.5 | Yes | Yes | 2011-01-21 |  | 1
FALSE | 4TTR6049B1 | 3692 | 3941157 | TRANE | 4TTR5049E1 | AC | Split System: Air-Cooled Condensing Unit, Coil with Blower | 4TTR5049E1 |  | 4TXAC044BC3 | 12.5 | 15 | Yes | Yes | 2011-01-21 |  | 1
FALSE | 4TTR6049B1 | 3692 | 3941158 | TRANE | 4TTR5049E1 | AC | Split System: Air-Cooled Condensing Unit, Coil with Blower | 4TTR5049E1 |  | 4TXAC044BC3 | 12.5 | 15 | Yes | Yes | 2011-01-21 |  | 1
FALSE | 4TTR6049B1 | 3692 | 3941159 | TRANE | 4TTR5049E1 | AC | Split System: Air-Cooled Condensing Unit, Coil with Blower | 4TTR5049E1 |  | 4TXAC044BC3 | 13 | 15.5 | Yes | Yes | 2011-01-21 |  | 1
FALSE | 4TTR6049B1 | 3692 | 3941160 | TRANE | 4TTR5049E1 | AC | Split System: Air-Cooled Condensing Unit, Coil Alone | 4TTR5049E1 |  | 4TXAC044BC3 | 12 | 14.5 | Yes | Yes | 2011-01-21 |  | 0
FALSE | 4TTR6049B1 | 3692 | 3941162 | TRANE | 4TTR5049E1 | AC | Split System: Air-Cooled Condensing Unit, Coil with Blower | 4TTR5049E1 |  | 4TXAC049BC3 | 13 | 16 | Yes | Yes | 2011-01-21 |  | 2
FALSE | 4TTR6049B1 | 3692 | 3941163 | TRANE | 4TTR5049E1 | AC | Split System: Air-Cooled Condensing Unit, Coil with Blower | 4TTR5049E1 |  | 4TXAC049BC3 | 12.5 | 15.5 | Yes | Yes | 2011-01-21 |  | 1
FALSE | 4TTR6049B1 | 3692 | 3941164 | TRANE | 4TTR5049E1 | AC | Split System: Air-Cooled Condensing Unit, Coil with Blower | 4TTR5049E1 |  | 4TXAC049BC3 | 12.5 | 15 | Yes | Yes | 2011-01-21 |  | 1
FALSE | 4TTR6049B1 | 3692 | 3941165 | TRANE | 4TTR5049E1 | AC | Split System: Air-Cooled Condensing Unit, Coil with Blower | 4TTR5049E1 |  | 4TXAC049BC3 | 12 | 14.5 | Yes | Yes | 2011-01-21 |  | 0
FALSE | 4TTR6049B1 | 3692 | 3941166 | TRANE | 4TTR5049E1 | AC | Split System: Air-Cooled Condensing Unit, Coil with Blower | 4TTR5049E1 |  | 4TXAC049BC3 | 13 | 16 | Yes | Yes | 2011-01-21 |  | 2
FALSE | 4TTR6049B1 | 3692 | 3941167 | TRANE | 4TTR5049E1 | AC | Split System: Air-Cooled Condensing Unit, Coil with Blower | 4TTR5049E1 |  | 4TXAC049BC3 | 12 | 14.5 | Yes | Yes | 2011-01-21 |  | 0
FALSE | 4TTR6049B1 | 3692 | 3941168 | TRANE | 4TTR5049E1 | AC | Split System: Air-Cooled Condensing Unit, Coil with Blower | 4TTR5049E1 |  | 4TXAC049BC3 | 12 | 14.5 | Yes | Yes | 2011-01-21 |  | 0
FALSE | 4TTR6049B1 | 3692 | 3941169 | TRANE | 4TTR5049E1 | AC | Split System: Air-Cooled Condensing Unit, Coil with Blower | 4TTR5049E1 |  | 4TXAC049BC3 | 12 | 14.5 | Yes | Yes | 2011-01-21 |  | 0
FALSE | 4TTR6049B1 | 3692 | 3941172 | TRANE | 4TTR5049E1 | AC | Split System: Air-Cooled Condensing Unit, Coil with Blower | 4TTR5049E1 |  | 4TXAC049BC3 | 13 | 16 | Yes | Yes | 2011-01-21 |  | 2
FALSE | 4TTR6049B1 | 3692 | 3941173 | TRANE | 4TTR5049E1 | AC | Split System: Air-Cooled Condensing Unit, Coil with Blower | 4TTR5049E1 |  | 4TXAC049BC3 | 12.5 | 15.5 | Yes | Yes | 2011-01-21 |  | 1
FALSE | 4TTR6049B1 | 3692 | 3941174 | TRANE | 4TTR5049E1 | AC | Split System: Air-Cooled Condensing Unit, Coil with Blower | 4TTR5049E1 |  | 4TXAC049BC3 | 13 | 15.5 | Yes | Yes | 2011-01-21 |  | 1
FALSE | 4TTR6049B1 | 3692 | 3941175 | TRANE | 4TTR5049E1 | AC | Split System: Air-Cooled Condensing Unit, Coil with Blower | 4TTR5049E1 |  | 4TXAC049BC3 | 13 | 15.5 | Yes | Yes | 2011-01-21 |  | 1
FALSE | 4TTR6049B1 | 3692 | 3941176 | TRANE | 4TTR5049E1 | AC | Split System: Air-Cooled Condensing Unit, Coil with Blower | 4TTR5049E1 |  | 4TXAC049BC3 | 13 | 15.5 | Yes | Yes | 2011-01-21 |  | 1
FALSE | 4TTR6049B1 | 3692 | 3941177 | TRANE | 4TTR5049E1 | AC | Split System: Air-Cooled Condensing Unit, Coil with Blower | 4TTR5049E1 |  | 4TXAC049BC3 | 13 | 15.5 | Yes | Yes | 2011-01-21 |  | 1
FALSE | 4TTR6049B1 | 3692 | 3941178 | TRANE | 4TTR5049E1 | AC | Split System: Air-Cooled Condensing Unit, Coil with Blower | 4TTR5049E1 |  | 4TXAC049BC3 | 12.5 | 15 | Yes | Yes | 2011-01-21 |  | 1
FALSE | 4TTR6049B1 | 3692 | 3941180 | TRANE | 4TTR5049E1 | AC | Split System: Air-Cooled Condensing Unit, Coil with Blower | 4TTR5049E1 |  | 4TXAC049BC3 | 12.5 | 15 | Yes | Yes | 2011-01-21 |  | 1
FALSE | 4TTR6049B1 | 3692 | 3941181 | TRANE | 4TTR5049E1 | AC | Split System: Air-Cooled Condensing Unit, Coil with Blower | 4TTR5049E1 |  | 4TXAC049BC3 | 13 | 15.5 | Yes | Yes | 2011-01-21 |  | 1
FALSE | 4TTR6049B1 | 3692 | 3941208 | TRANE | 4TTR5049E1 | AC | Split System: Air-Cooled Condensing Unit, Coil with Blower | 4TTR5049E1 |  | 4TXAD050BC3 | 13 | 16 | Yes | Yes | 2011-01-21 |  | 2
FALSE | 4TTR6049B1 | 3692 | 3941209 | TRANE | 4TTR5049E1 | AC | Split System: Air-Cooled Condensing Unit, Coil with Blower | 4TTR5049E1 |  | 4TXAD050BC3 | 13 | 15.5 | Yes | Yes | 2011-01-21 |  | 1
FALSE | 4TTR6049B1 | 3692 | 3941210 | TRANE | 4TTR5049E1 | AC | Split System: Air-Cooled Condensing Unit, Coil with Blower | 4TTR5049E1 |  | 4TXAD050BC3 | 13 | 15.5 | Yes | Yes | 2011-01-21 |  | 1
FALSE | 4TTR6049B1 | 3692 | 3941211 | TRANE | 4TTR5049E1 | AC | Split System: Air-Cooled Condensing Unit, Coil with Blower | 4TTR5049E1 |  | 4TXAD050BC3 | 12.5 | 15 | Yes | Yes | 2011-01-21 |  | 1
FALSE | 4TTR6049B1 | 3692 | 3941212 | TRANE | 4TTR5049E1 | AC | Split System: Air-Cooled Condensing Unit, Coil with Blower | 4TTR5049E1 |  | 4TXAD050BC3 | 12.5 | 15.5 | Yes | Yes | 2011-01-21 |  | 1
FALSE | 4TTR6049B1 | 3692 | 3941213 | TRANE | 4TTR5049E1 | AC | Split System: Air-Cooled Condensing Unit, Coil with Blower | 4TTR5049E1 |  | 4TXAD050BC3 | 12 | 14.5 | Yes | Yes | 2011-01-21 |  | 0
FALSE | 4TTR6049B1 | 3692 | 3941215 | TRANE | 4TTR5049E1 | AC | Split System: Air-Cooled Condensing Unit, Coil with Blower | 4TTR5049E1 |  | 4TXAD050BC3 | 13 | 16 | Yes | Yes | 2011-01-21 |  | 2
FALSE | 4TTR6049B1 | 3692 | 3941216 | TRANE | 4TTR5049E1 | AC | Split System: Air-Cooled Condensing Unit, Coil with Blower | 4TTR5049E1 |  | 4TXAD050BC3 | 13 | 15.5 | Yes | Yes | 2011-01-21 |  | 1
FALSE | 4TTR6049B1 | 3692 | 3941217 | TRANE | 4TTR5049E1 | AC | Split System: Air-Cooled Condensing Unit, Coil with Blower | 4TTR5049E1 |  | 4TXAD050BC3 | 12 | 15 | Yes | Yes | 2011-01-21 |  | 0
FALSE | 4TTR6049B1 | 3692 | 3941218 | TRANE | 4TTR5049E1 | AC | Split System: Air-Cooled Condensing Unit, Coil with Blower | 4TTR5049E1 |  | 4TXAD050BC3 | 12 | 14.5 | Yes | Yes | 2011-01-21 |  | 0
FALSE | 4TTR6049B1 | 3692 | 3941219 | TRANE | 4TTR5049E1 | AC | Split System: Air-Cooled Condensing Unit, Coil with Blower | 4TTR5049E1 |  | 4TXAD050BC3 | 12 | 14.5 | Yes | Yes | 2011-01-21 |  | 0
FALSE | 4TTR6049B1 | 3692 | 3941224 | TRANE | 4TTR5049E1 | AC | Split System: Air-Cooled Condensing Unit, Coil with Blower | 4TTR5049E1 |  | 4TXAD050BC3 | 13 | 16 | Yes | Yes | 2011-01-21 |  | 2
FALSE | 4TTR6049B1 | 3692 | 3941225 | TRANE | 4TTR5049E1 | AC | Split System: Air-Cooled Condensing Unit, Coil with Blower | 4TTR5049E1 |  | 4TXAD050BC3 | 13 | 15.5 | Yes | Yes | 2011-01-21 |  | 1
FALSE | 4TTR6049B1 | 3692 | 3941226 | TRANE | 4TTR5049E1 | AC | Split System: Air-Cooled Condensing Unit, Coil with Blower | 4TTR5049E1 |  | 4TXAD050BC3 | 13 | 16 | Yes | Yes | 2011-01-21 |  | 2
FALSE | 4TTR6049B1 | 3692 | 3941227 | TRANE | 4TTR5049E1 | AC | Split System: Air-Cooled Condensing Unit, Coil with Blower | 4TTR5049E1 |  | 4TXAD050BC3 | 13 | 15.5 | Yes | Yes | 2011-01-21 |  | 1
FALSE | 4TTR6049B1 | 3692 | 3941228 | TRANE | 4TTR5049E1 | AC | Split System: Air-Cooled Condensing Unit, Coil with Blower | 4TTR5049E1 |  | 4TXAD050BC3 | 13 | 15.5 | Yes | Yes | 2011-01-21 |  | 1
FALSE | 4TTR6049B1 | 3692 | 3941229 | TRANE | 4TTR5049E1 | AC | Split System: Air-Cooled Condensing Unit, Coil with Blower | 4TTR5049E1 |  | 4TXAD050BC3 | 13 | 15.5 | Yes | Yes | 2011-01-21 |  | 1
FALSE | 4TTR6049B1 | 3692 | 3941230 | TRANE | 4TTR5049E1 | AC | Split System: Air-Cooled Condensing Unit, Coil with Blower | 4TTR5049E1 |  | 4TXAD050BC3 | 13 | 15.5 | Yes | Yes | 2011-01-21 |  | 1
FALSE | 4TTR6049B1 | 3692 | 3941231 | TRANE | 4TTR5049E1 | AC | Split System: Air-Cooled Condensing Unit, Coil with Blower | 4TTR5049E1 |  | 4TXAD050BC3 | 13 | 15.5 | Yes | Yes | 2011-01-21 |  | 1
FALSE | 4TTR6049B1 | 3692 | 3941232 | TRANE | 4TTR5049E1 | AC | Split System: Air-Cooled Condensing Unit, Coil with Blower | 4TTR5049E1 |  | 4TXAD050BC3 | 13 | 15.5 | Yes | Yes | 2011-01-21 |  | 1
FALSE | 4TTR6049B1 | 3692 | 3941233 | TRANE | 4TTR5049E1 | AC | Split System: Air-Cooled Condensing Unit, Coil with Blower | 4TTR5049E1 |  | 4TXAD050BC3 | 13 | 15.5 | Yes | Yes | 2011-01-21 |  | 1
FALSE | 4TTR6049B1 | 3692 | 3941234 | TRANE | 4TTR5049E1 | AC | Split System: Air-Cooled Condensing Unit, Coil with Blower | 4TTR5049E1 |  | 4TXAD050BC3 | 13 | 15.5 | Yes | Yes | 2011-01-21 |  | 1
FALSE | 4TTR6049B1 | 3692 | 3941264 | TRANE | 4TTR5049E1 | AC | Split System: Air-Cooled Condensing Unit, Coil with Blower | 4TTR5049E1 |  | 4TXAD061BC3 | 13 | 15.5 | Yes | Yes | 2011-01-21 |  | 1
FALSE | 4TTR6049B1 | 3692 | 3941265 | TRANE | 4TTR5049E1 | AC | Split System: Air-Cooled Condensing Unit, Coil with Blower | 4TTR5049E1 |  | 4TXAD061BC3 | 13 | 16 | Yes | Yes | 2011-01-21 |  | 2
FALSE | 4TTR6049B1 | 3692 | 3941266 | TRANE | 4TTR5049E1 | AC | Split System: Air-Cooled Condensing Unit, Coil with Blower | 4TTR5049E1 |  | 4TXAD061BC3 | 13 | 16 | Yes | Yes | 2011-01-21 |  | 2
FALSE | 4TTR6049B1 | 3692 | 3941267 | TRANE | 4TTR5049E1 | AC | Split System: Air-Cooled Condensing Unit, Coil with Blower | 4TTR5049E1 |  | 4TXAD061BC3 | 13 | 16 | Yes | Yes | 2011-01-21 |  | 2
FALSE | 4TTR6049B1 | 3692 | 3941268 | TRANE | 4TTR5049E1 | AC | Split System: Air-Cooled Condensing Unit, Coil with Blower | 4TTR5049E1 |  | 4TXAD061BC3 | 13 | 16 | Yes | Yes | 2011-01-21 |  | 2
FALSE | 4TTR6049B1 | 3692 | 3941269 | TRANE | 4TTR5049E1 | AC | Split System: Air-Cooled Condensing Unit, Coil with Blower | 4TTR5049E1 |  | 4TXAD061BC3 | 13 | 16 | Yes | Yes | 2011-01-21 |  | 2
FALSE | 4TTR6049B1 | 3692 | 3941270 | TRANE | 4TTR5049E1 | AC | Split System: Air-Cooled Condensing Unit, Coil with Blower | 4TTR5049E1 |  | 4TXAD061BC3 | 13 | 16 | Yes | Yes | 2011-01-21 |  | 2
FALSE | 4TTR6049B1 | 3692 | 3941271 | TRANE | 4TTR5049E1 | AC | Split System: Air-Cooled Condensing Unit, Coil with Blower | 4TTR5049E1 |  | 4TXAD061BC3 | 13 | 15.5 | Yes | Yes | 2011-01-21 |  | 1
FALSE | 4TTR6049B1 | 3692 | 3941272 | TRANE | 4TTR5049E1 | AC | Split System: Air-Cooled Condensing Unit, Coil with Blower | 4TTR5049E1 |  | 4TXAD061BC3 | 13 | 16 | Yes | Yes | 2011-01-21 |  | 2
FALSE | 4TTR6049B1 | 3692 | 3941273 | TRANE | 4TTR5049E1 | AC | Split System: Air-Cooled Condensing Unit, Coil with Blower | 4TTR5049E1 |  | 4TXAD061BC3 | 13 | 15.5 | Yes | Yes | 2011-01-21 |  | 1
FALSE | 4TTR6049B1 | 3692 | 3941274 | TRANE | 4TTR5049E1 | AC | Split System: Air-Cooled Condensing Unit, Coil with Blower | 4TTR5049E1 |  | 4TXAD061BC3 | 12.5 | 15.5 | Yes | Yes | 2011-01-21 |  | 1
FALSE | 4TTR6049B1 | 3692 | 3941275 | TRANE | 4TTR5049E1 | AC | Split System: Air-Cooled Condensing Unit, Coil with Blower | 4TTR5049E1 |  | 4TXAD061BC3 | 12.5 | 15.5 | Yes | Yes | 2011-01-21 |  | 1
FALSE | 4TTR6049B1 | 3692 | 3941276 | TRANE | 4TTR5049E1 | AC | Split System: Air-Cooled Condensing Unit, Coil with Blower | 4TTR5049E1 |  | 4TXAD061BC3 | 13 | 15.5 | Yes | Yes | 2011-01-21 |  | 1
FALSE | 4TTR6049B1 | 3692 | 3941277 | TRANE | 4TTR5049E1 | AC | Split System: Air-Cooled Condensing Unit, Coil with Blower | 4TTR5049E1 |  | 4TXAD061BC3 | 12.5 | 15 | Yes | Yes | 2011-01-21 |  | 1
FALSE | 4TTR6049B1 | 3692 | 3941278 | TRANE | 4TTR5049E1 | AC | Split System: Air-Cooled Condensing Unit, Coil with Blower | 4TTR5049E1 |  | 4TXAD061BC3 | 13 | 16 | Yes | Yes | 2011-01-21 |  | 2
FALSE | 4TTR6049B1 | 3692 | 3941279 | TRANE | 4TTR5049E1 | AC | Split System: Air-Cooled Condensing Unit, Coil with Blower | 4TTR5049E1 |  | 4TXAD061BC3 | 13 | 16 | Yes | Yes | 2011-01-21 |  | 2
FALSE | 4TTR6049B1 | 3692 | 3941280 | TRANE | 4TTR5049E1 | AC | Split System: Air-Cooled Condensing Unit, Coil Alone | 4TTR5049E1 |  | 4TXAD061BC3 | 12.5 | 15 | Yes | Yes | 2011-01-21 |  | 1
FALSE | 4TTR6049B1 | 3692 | 3941283 | TRANE | 4TTR5049E1 | AC | Split System: Air-Cooled Condensing Unit, Coil with Blower | 4TTR5049E1 |  | 4TXAD064BC3 | 13 | 16 | Yes | Yes | 2011-01-21 |  | 2
FALSE | 4TTR6049B1 | 3692 | 3941284 | TRANE | 4TTR5049E1 | AC | Split System: Air-Cooled Condensing Unit, Coil with Blower | 4TTR5049E1 |  | 4TXAD064BC3 | 13 | 16 | Yes | Yes | 2011-01-21 |  | 2
FALSE | 4TTR6049B1 | 3692 | 3941285 | TRANE | 4TTR5049E1 | AC | Split System: Air-Cooled Condensing Unit, Coil with Blower | 4TTR5049E1 |  | 4TXAD064BC3 | 13 | 15.5 | Yes | Yes | 2011-01-21 |  | 1
FALSE | 4TTR6049B1 | 3692 | 3941286 | TRANE | 4TTR5049E1 | AC | Split System: Air-Cooled Condensing Unit, Coil with Blower | 4TTR5049E1 |  | 4TXAD064BC3 | 13 | 15.5 | Yes | Yes | 2011-01-21 |  | 1
FALSE | 4TTR6049B1 | 3692 | 3941287 | TRANE | 4TTR5049E1 | AC | Split System: Air-Cooled Condensing Unit, Coil with Blower | 4TTR5049E1 |  | 4TXAD064BC3 | 12.5 | 15 | Yes | Yes | 2011-01-21 |  | 1
FALSE | 4TTR6049B1 | 3692 | 3941314 | TRANE | 4TTR5049E1 | AC | Split System: Air-Cooled Condensing Unit, Coil with Blower | 4TTR5049E1 |  | 4TXAD064BC3 | 13 | 15.5 | Yes | Yes | 2011-01-21 |  | 1
FALSE | 4TTR6049B1 | 3692 | 3941315 | TRANE | 4TTR5049E1 | AC | Split System: Air-Cooled Condensing Unit, Coil with Blower | 4TTR5049E1 |  | 4TXAD064BC3 | 12.5 | 15 | Yes | Yes | 2011-01-21 |  | 1
FALSE | 4TTR6049B1 | 3692 | 3941316 | TRANE | 4TTR5049E1 | AC | Split System: Air-Cooled Condensing Unit, Coil with Blower | 4TTR5049E1 |  | 4TXAD064BC3 | 13 | 16 | Yes | Yes | 2011-01-21 |  | 2
FALSE | 4TTR6049B1 | 3692 | 3941317 | TRANE | 4TTR5049E1 | AC | Split System: Air-Cooled Condensing Unit, Coil with Blower | 4TTR5049E1 |  | 4TXAD064BC3 | 13 | 15.5 | Yes | Yes | 2011-01-21 |  | 1
FALSE | 4TTR6049B1 | 3692 | 3941318 | TRANE | 4TTR5049E1 | AC | Split System: Air-Cooled Condensing Unit, Coil Alone | 4TTR5049E1 |  | 4TXAD064BC3 | 12 | 14.5 | Yes | Yes | 2011-01-21 |  | 0
FALSE | 4TTX6049H1 | 3690 | 3941322 | TRANE | 4TTX5049E1 | AC | Split System: Air-Cooled Condensing Unit, Coil Alone | 4TTX5049E1 |  | 4TXAB042BC3 | 12 | 14.5 | Yes | Yes | 2011-01-21 |  | 0
FALSE | 4TTX6049H1 | 3690 | 3941323 | TRANE | 4TTX5049E1 | AC | Split System: Air-Cooled Condensing Unit, Coil with Blower | 4TTX5049E1 |  | 4TXAB048BC3 | 12 | 14.5 | Yes | Yes | 2011-01-21 |  | 0
FALSE | 4TTX6049H1 | 3690 | 3941324 | TRANE | 4TTX5049E1 | AC | Split System: Air-Cooled Condensing Unit, Coil with Blower | 4TTX5049E1 |  | 4TXAB048BC3 | 12 | 14.5 | Yes | Yes | 2011-01-21 |  | 0
FALSE | 4TTX6049H1 | 3690 | 3941325 | TRANE | 4TTX5049E1 | AC | Split System: Air-Cooled Condensing Unit, Coil with Blower | 4TTX5049E1 |  | 4TXAB048BC3 | 12 | 14.5 | Yes | Yes | 2011-01-21 |  | 0
FALSE | 4TTX6049H1 | 3690 | 3941326 | TRANE | 4TTX5049E1 | AC | Split System: Air-Cooled Condensing Unit, Coil Alone | 4TTX5049E1 |  | 4TXAB048BC3 | 12 | 14.5 | Yes | Yes | 2011-01-21 |  | 0
FALSE | 4TTX6049H1 | 3690 | 3941328 | TRANE | 4TTX5049E1 | AC | Split System: Air-Cooled Condensing Unit, Coil with Blower | 4TTX5049E1 |  | 4TXAC043BC3 | 13 | 15.5 | Yes | Yes | 2011-01-21 |  | 1
FALSE | 4TTX6049H1 | 3690 | 3941329 | TRANE | 4TTX5049E1 | AC | Split System: Air-Cooled Condensing Unit, Coil with Blower | 4TTX5049E1 |  | 4TXAC043BC3 | 12.5 | 15 | Yes | Yes | 2011-01-21 |  | 1
FALSE | 4TTX6049H1 | 3690 | 3941330 | TRANE | 4TTX5049E1 | AC | Split System: Air-Cooled Condensing Unit, Coil with Blower | 4TTX5049E1 |  | 4TXAC043BC3 | 12 | 14.5 | Yes | Yes | 2011-01-21 |  | 0
FALSE | 4TTX6049H1 | 3690 | 3941332 | TRANE | 4TTX5049E1 | AC | Split System: Air-Cooled Condensing Unit, Coil with Blower | 4TTX5049E1 |  | 4TXAC043BC3 | 13 | 16 | Yes | Yes | 2011-01-21 |  | 2
FALSE | 4TTX6049H1 | 3690 | 3941333 | TRANE | 4TTX5049E1 | AC | Split System: Air-Cooled Condensing Unit, Coil with Blower | 4TTX5049E1 |  | 4TXAC043BC3 | 12 | 14.5 | Yes | Yes | 2011-01-21 |  | 0
FALSE | 4TTX6049H1 | 3690 | 3941334 | TRANE | 4TTX5049E1 | AC | Split System: Air-Cooled Condensing Unit, Coil with Blower | 4TTX5049E1 |  | 4TXAC043BC3 | 12 | 14.5 | Yes | Yes | 2011-01-21 |  | 0
FALSE | 4TTX6049H1 | 3690 | 3941335 | TRANE | 4TTX5049E1 | AC | Split System: Air-Cooled Condensing Unit, Coil with Blower | 4TTX5049E1 |  | 4TXAC043BC3 | 12 | 14.5 | Yes | Yes | 2011-01-21 |  | 0
FALSE | 4TTX6049H1 | 3690 | 3941338 | TRANE | 4TTX5049E1 | AC | Split System: Air-Cooled Condensing Unit, Coil with Blower | 4TTX5049E1 |  | 4TXAC043BC3 | 13 | 15.5 | Yes | Yes | 2011-01-21 |  | 1
FALSE | 4TTX6049H1 | 3690 | 3941339 | TRANE | 4TTX5049E1 | AC | Split System: Air-Cooled Condensing Unit, Coil with Blower | 4TTX5049E1 |  | 4TXAC043BC3 | 12.5 | 15 | Yes | Yes | 2011-01-21 |  | 1
FALSE | 4TTX6049H1 | 3690 | 3941340 | TRANE | 4TTX5049E1 | AC | Split System: Air-Cooled Condensing Unit, Coil with Blower | 4TTX5049E1 |  | 4TXAC043BC3 | 12.5 | 15 | Yes | Yes | 2011-01-21 |  | 1
FALSE | 4TTX6049H1 | 3690 | 3941341 | TRANE | 4TTX5049E1 | AC | Split System: Air-Cooled Condensing Unit, Coil with Blower | 4TTX5049E1 |  | 4TXAC043BC3 | 12.5 | 15 | Yes | Yes | 2011-01-21 |  | 1
FALSE | 4TTX6049H1 | 3690 | 3941342 | TRANE | 4TTX5049E1 | AC | Split System: Air-Cooled Condensing Unit, Coil with Blower | 4TTX5049E1 |  | 4TXAC043BC3 | 12.5 | 15 | Yes | Yes | 2011-01-21 |  | 1
FALSE | 4TTX6049H1 | 3690 | 3941367 | TRANE | 4TTX5049E1 | AC | Split System: Air-Cooled Condensing Unit, Coil with Blower | 4TTX5049E1 |  | 4TXAC044BC3 | 12.5 | 15 | Yes | Yes | 2011-01-21 |  | 1
FALSE | 4TTX6049H1 | 3690 | 3941368 | TRANE | 4TTX5049E1 | AC | Split System: Air-Cooled Condensing Unit, Coil with Blower | 4TTX5049E1 |  | 4TXAC044BC3 | 13 | 15.5 | Yes | Yes | 2011-01-21 |  | 1
FALSE | 4TTX6049H1 | 3690 | 3941369 | TRANE | 4TTX5049E1 | AC | Split System: Air-Cooled Condensing Unit, Coil Alone | 4TTX5049E1 |  | 4TXAC044BC3 | 12 | 14.5 | Yes | Yes | 2011-01-21 |  | 0
FALSE | 4TTX6049H1 | 3690 | 3941371 | TRANE | 4TTX5049E1 | AC | Split System: Air-Cooled Condensing Unit, Coil with Blower | 4TTX5049E1 |  | 4TXAC049BC3 | 13 | 16 | Yes | Yes | 2011-01-21 |  | 2
FALSE | 4TTX6049H1 | 3690 | 3941372 | TRANE | 4TTX5049E1 | AC | Split System: Air-Cooled Condensing Unit, Coil with Blower | 4TTX5049E1 |  | 4TXAC049BC3 | 12.5 | 15.5 | Yes | Yes | 2011-01-21 |  | 1
FALSE | 4TTX6049H1 | 3690 | 3941373 | TRANE | 4TTX5049E1 | AC | Split System: Air-Cooled Condensing Unit, Coil with Blower | 4TTX5049E1 |  | 4TXAC049BC3 | 12.5 | 15 | Yes | Yes | 2011-01-21 |  | 1
FALSE | 4TTX6049H1 | 3690 | 3941374 | TRANE | 4TTX5049E1 | AC | Split System: Air-Cooled Condensing Unit, Coil with Blower | 4TTX5049E1 |  | 4TXAC049BC3 | 12 | 14.5 | Yes | Yes | 2011-01-21 |  | 0
FALSE | 4TTX6049H1 | 3690 | 3941375 | TRANE | 4TTX5049E1 | AC | Split System: Air-Cooled Condensing Unit, Coil with Blower | 4TTX5049E1 |  | 4TXAC049BC3 | 13 | 16 | Yes | Yes | 2011-01-21 |  | 2
FALSE | 4TTX6049H1 | 3690 | 3941376 | TRANE | 4TTX5049E1 | AC | Split System: Air-Cooled Condensing Unit, Coil with Blower | 4TTX5049E1 |  | 4TXAC049BC3 | 12 | 14.5 | Yes | Yes | 2011-01-21 |  | 0
FALSE | 4TTX6049H1 | 3690 | 3941377 | TRANE | 4TTX5049E1 | AC | Split System: Air-Cooled Condensing Unit, Coil with Blower | 4TTX5049E1 |  | 4TXAC049BC3 | 12 | 14.5 | Yes | Yes | 2011-01-21 |  | 0
FALSE | 4TTX6049H1 | 3690 | 3941378 | TRANE | 4TTX5049E1 | AC | Split System: Air-Cooled Condensing Unit, Coil with Blower | 4TTX5049E1 |  | 4TXAC049BC3 | 12 | 14.5 | Yes | Yes | 2011-01-21 |  | 0
FALSE | 4TTX6049H1 | 3690 | 3941381 | TRANE | 4TTX5049E1 | AC | Split System: Air-Cooled Condensing Unit, Coil with Blower | 4TTX5049E1 |  | 4TXAC049BC3 | 13 | 16 | Yes | Yes | 2011-01-21 |  | 2
FALSE | 4TTX6049H1 | 3690 | 3941382 | TRANE | 4TTX5049E1 | AC | Split System: Air-Cooled Condensing Unit, Coil with Blower | 4TTX5049E1 |  | 4TXAC049BC3 | 12.5 | 15.5 | Yes | Yes | 2011-01-21 |  | 1
FALSE | 4TTX6049H1 | 3690 | 3941383 | TRANE | 4TTX5049E1 | AC | Split System: Air-Cooled Condensing Unit, Coil with Blower | 4TTX5049E1 |  | 4TXAC049BC3 | 13 | 15.5 | Yes | Yes | 2011-01-21 |  | 1
FALSE | 4TTX6049H1 | 3690 | 3941384 | TRANE | 4TTX5049E1 | AC | Split System: Air-Cooled Condensing Unit, Coil with Blower | 4TTX5049E1 |  | 4TXAC049BC3 | 13 | 15.5 | Yes | Yes | 2011-01-21 |  | 1
FALSE | 4TTX6049H1 | 3690 | 3941385 | TRANE | 4TTX5049E1 | AC | Split System: Air-Cooled Condensing Unit, Coil with Blower | 4TTX5049E1 |  | 4TXAC049BC3 | 13 | 15.5 | Yes | Yes | 2011-01-21 |  | 1
FALSE | 4TTX6049H1 | 3690 | 3941386 | TRANE | 4TTX5049E1 | AC | Split System: Air-Cooled Condensing Unit, Coil with Blower | 4TTX5049E1 |  | 4TXAC049BC3 | 13 | 15.5 | Yes | Yes | 2011-01-21 |  | 1
FALSE | 4TTX6049H1 | 3690 | 3941387 | TRANE | 4TTX5049E1 | AC | Split System: Air-Cooled Condensing Unit, Coil with Blower | 4TTX5049E1 |  | 4TXAC049BC3 | 12.5 | 15 | Yes | Yes | 2011-01-21 |  | 1
FALSE | 4TTX6049H1 | 3690 | 3941389 | TRANE | 4TTX5049E1 | AC | Split System: Air-Cooled Condensing Unit, Coil with Blower | 4TTX5049E1 |  | 4TXAC049BC3 | 12.5 | 15 | Yes | Yes | 2011-01-21 |  | 1
FALSE | 4TTX6049H1 | 3690 | 3941390 | TRANE | 4TTX5049E1 | AC | Split System: Air-Cooled Condensing Unit, Coil with Blower | 4TTX5049E1 |  | 4TXAC049BC3 | 13 | 15.5 | Yes | Yes | 2011-01-21 |  | 1
FALSE | 4TTX6049H1 | 3690 | 3941391 | TRANE | 4TTX5049E1 | AC | Split System: Air-Cooled Condensing Unit, Coil Alone | 4TTX5049E1 |  | 4TXAC049BC3 | 12 | 14.5 | Yes | Yes | 2011-01-21 |  | 0
FALSE | 4TTX6049H1 | 3690 | 3941393 | TRANE | 4TTX5049E1 | AC | Split System: Air-Cooled Condensing Unit, Coil with Blower | 4TTX5049E1 |  | 4TXAC060BC3 | 13 | 16 | Yes | Yes | 2011-01-21 |  | 2
FALSE | 4TTX6049H1 | 3690 | 3941419 | TRANE | 4TTX5049E1 | AC | Split System: Air-Cooled Condensing Unit, Coil with Blower | 4TTX5049E1 |  | 4TXAD050BC3 | 13 | 15.5 | Yes | Yes | 2011-01-21 |  | 1
FALSE | 4TTX6049H1 | 3690 | 3941420 | TRANE | 4TTX5049E1 | AC | Split System: Air-Cooled Condensing Unit, Coil with Blower | 4TTX5049E1 |  | 4TXAD050BC3 | 12.5 | 15 | Yes | Yes | 2011-01-21 |  | 1
FALSE | 4TTX6049H1 | 3690 | 3941421 | TRANE | 4TTX5049E1 | AC | Split System: Air-Cooled Condensing Unit, Coil with Blower | 4TTX5049E1 |  | 4TXAD050BC3 | 12.5 | 15.5 | Yes | Yes | 2011-01-21 |  | 1
FALSE | 4TTX6049H1 | 3690 | 3941422 | TRANE | 4TTX5049E1 | AC | Split System: Air-Cooled Condensing Unit, Coil with Blower | 4TTX5049E1 |  | 4TXAD050BC3 | 12 | 14.5 | Yes | Yes | 2011-01-21 |  | 0
FALSE | 4TTX6049H1 | 3690 | 3941424 | TRANE | 4TTX5049E1 | AC | Split System: Air-Cooled Condensing Unit, Coil with Blower | 4TTX5049E1 |  | 4TXAD050BC3 | 13 | 16 | Yes | Yes | 2011-01-21 |  | 2
FALSE | 4TTX6049H1 | 3690 | 3941425 | TRANE | 4TTX5049E1 | AC | Split System: Air-Cooled Condensing Unit, Coil with Blower | 4TTX5049E1 |  | 4TXAD050BC3 | 13 | 15.5 | Yes | Yes | 2011-01-21 |  | 1
FALSE | 4TTX6049H1 | 3690 | 3941426 | TRANE | 4TTX5049E1 | AC | Split System: Air-Cooled Condensing Unit, Coil with Blower | 4TTX5049E1 |  | 4TXAD050BC3 | 12 | 15 | Yes | Yes | 2011-01-21 |  | 0
FALSE | 4TTX6049H1 | 3690 | 3941427 | TRANE | 4TTX5049E1 | AC | Split System: Air-Cooled Condensing Unit, Coil with Blower | 4TTX5049E1 |  | 4TXAD050BC3 | 12 | 14.5 | Yes | Yes | 2011-01-21 |  | 0
FALSE | 4TTX6049H1 | 3690 | 3941428 | TRANE | 4TTX5049E1 | AC | Split System: Air-Cooled Condensing Unit, Coil with Blower | 4TTX5049E1 |  | 4TXAD050BC3 | 12 | 14.5 | Yes | Yes | 2011-01-21 |  | 0
FALSE | 4TTX6049H1 | 3690 | 3941433 | TRANE | 4TTX5049E1 | AC | Split System: Air-Cooled Condensing Unit, Coil with Blower | 4TTX5049E1 |  | 4TXAD050BC3 | 13 | 16 | Yes | Yes | 2011-01-21 |  | 2
FALSE | 4TTX6049H1 | 3690 | 3941434 | TRANE | 4TTX5049E1 | AC | Split System: Air-Cooled Condensing Unit, Coil with Blower | 4TTX5049E1 |  | 4TXAD050BC3 | 13 | 15.5 | Yes | Yes | 2011-01-21 |  | 1
FALSE | 4TTX6049H1 | 3690 | 3941435 | TRANE | 4TTX5049E1 | AC | Split System: Air-Cooled Condensing Unit, Coil with Blower | 4TTX5049E1 |  | 4TXAD050BC3 | 13 | 16 | Yes | Yes | 2011-01-21 |  | 2
FALSE | 4TTX6049H1 | 3690 | 3941436 | TRANE | 4TTX5049E1 | AC | Split System: Air-Cooled Condensing Unit, Coil with Blower | 4TTX5049E1 |  | 4TXAD050BC3 | 13 | 15.5 | Yes | Yes | 2011-01-21 |  | 1
FALSE | 4TTX6049H1 | 3690 | 3941437 | TRANE | 4TTX5049E1 | AC | Split System: Air-Cooled Condensing Unit, Coil with Blower | 4TTX5049E1 |  | 4TXAD050BC3 | 13 | 15.5 | Yes | Yes | 2011-01-21 |  | 1
FALSE | 4TTX6049H1 | 3690 | 3941438 | TRANE | 4TTX5049E1 | AC | Split System: Air-Cooled Condensing Unit, Coil with Blower | 4TTX5049E1 |  | 4TXAD050BC3 | 13 | 15.5 | Yes | Yes | 2011-01-21 |  | 1
FALSE | 4TTX6049H1 | 3690 | 3941439 | TRANE | 4TTX5049E1 | AC | Split System: Air-Cooled Condensing Unit, Coil with Blower | 4TTX5049E1 |  | 4TXAD050BC3 | 13 | 15.5 | Yes | Yes | 2011-01-21 |  | 1
FALSE | 4TTX6049H1 | 3690 | 3941440 | TRANE | 4TTX5049E1 | AC | Split System: Air-Cooled Condensing Unit, Coil with Blower | 4TTX5049E1 |  | 4TXAD050BC3 | 13 | 15.5 | Yes | Yes | 2011-01-21 |  | 1
FALSE | 4TTX6049H1 | 3690 | 3941441 | TRANE | 4TTX5049E1 | AC | Split System: Air-Cooled Condensing Unit, Coil with Blower | 4TTX5049E1 |  | 4TXAD050BC3 | 13 | 15.5 | Yes | Yes | 2011-01-21 |  | 1
FALSE | 4TTX6049H1 | 3690 | 3941442 | TRANE | 4TTX5049E1 | AC | Split System: Air-Cooled Condensing Unit, Coil with Blower | 4TTX5049E1 |  | 4TXAD050BC3 | 13 | 15.5 | Yes | Yes | 2011-01-21 |  | 1
FALSE | 4TTX6049H1 | 3690 | 3941443 | TRANE | 4TTX5049E1 | AC | Split System: Air-Cooled Condensing Unit, Coil with Blower | 4TTX5049E1 |  | 4TXAD050BC3 | 13 | 15.5 | Yes | Yes | 2011-01-21 |  | 1
FALSE | 4TTX6049H1 | 3690 | 3941444 | TRANE | 4TTX5049E1 | AC | Split System: Air-Cooled Condensing Unit, Coil with Blower | 4TTX5049E1 |  | 4TXAD050BC3 | 12.5 | 15 | Yes | Yes | 2011-01-21 |  | 1
FALSE | 4TTX6049H1 | 3690 | 3941445 | TRANE | 4TTX5049E1 | AC | Split System: Air-Cooled Condensing Unit, Coil with Blower | 4TTX5049E1 |  | 4TXAD050BC3 | 12.5 | 15 | Yes | Yes | 2011-01-21 |  | 1
FALSE | 4TTX6049H1 | 3690 | 3941475 | TRANE | 4TTX5049E1 | AC | Split System: Air-Cooled Condensing Unit, Coil with Blower | 4TTX5049E1 |  | 4TXAD061BC3 | 13 | 16 | Yes | Yes | 2011-01-21 |  | 2
FALSE | 4TTX6049H1 | 3690 | 3941476 | TRANE | 4TTX5049E1 | AC | Split System: Air-Cooled Condensing Unit, Coil with Blower | 4TTX5049E1 |  | 4TXAD061BC3 | 13 | 16 | Yes | Yes | 2011-01-21 |  | 2
FALSE | 4TTX6049H1 | 3690 | 3941477 | TRANE | 4TTX5049E1 | AC | Split System: Air-Cooled Condensing Unit, Coil with Blower | 4TTX5049E1 |  | 4TXAD061BC3 | 13 | 16 | Yes | Yes | 2011-01-21 |  | 2
FALSE | 4TTX6049H1 | 3690 | 3941478 | TRANE | 4TTX5049E1 | AC | Split System: Air-Cooled Condensing Unit, Coil with Blower | 4TTX5049E1 |  | 4TXAD061BC3 | 13 | 16 | Yes | Yes | 2011-01-21 |  | 2
FALSE | 4TTX6049H1 | 3690 | 3941479 | TRANE | 4TTX5049E1 | AC | Split System: Air-Cooled Condensing Unit, Coil with Blower | 4TTX5049E1 |  | 4TXAD061BC3 | 13 | 16 | Yes | Yes | 2011-01-21 |  | 2
FALSE | 4TTX6049H1 | 3690 | 3941480 | TRANE | 4TTX5049E1 | AC | Split System: Air-Cooled Condensing Unit, Coil with Blower | 4TTX5049E1 |  | 4TXAD061BC3 | 13 | 15.5 | Yes | Yes | 2011-01-21 |  | 1
FALSE | 4TTX6049H1 | 3690 | 3941481 | TRANE | 4TTX5049E1 | AC | Split System: Air-Cooled Condensing Unit, Coil with Blower | 4TTX5049E1 |  | 4TXAD061BC3 | 13 | 16 | Yes | Yes | 2011-01-21 |  | 2
FALSE | 4TTX6049H1 | 3690 | 3941482 | TRANE | 4TTX5049E1 | AC | Split System: Air-Cooled Condensing Unit, Coil with Blower | 4TTX5049E1 |  | 4TXAD061BC3 | 13 | 15.5 | Yes | Yes | 2011-01-21 |  | 1
FALSE | 4TTX6049H1 | 3690 | 3941483 | TRANE | 4TTX5049E1 | AC | Split System: Air-Cooled Condensing Unit, Coil with Blower | 4TTX5049E1 |  | 4TXAD061BC3 | 12.5 | 15.5 | Yes | Yes | 2011-01-21 |  | 1
FALSE | 4TTX6049H1 | 3690 | 3941484 | TRANE | 4TTX5049E1 | AC | Split System: Air-Cooled Condensing Unit, Coil with Blower | 4TTX5049E1 |  | 4TXAD061BC3 | 12.5 | 15.5 | Yes | Yes | 2011-01-21 |  | 1
FALSE | 4TTX6049H1 | 3690 | 3941485 | TRANE | 4TTX5049E1 | AC | Split System: Air-Cooled Condensing Unit, Coil with Blower | 4TTX5049E1 |  | 4TXAD061BC3 | 13 | 15.5 | Yes | Yes | 2011-01-21 |  | 1
FALSE | 4TTX6049H1 | 3690 | 3941486 | TRANE | 4TTX5049E1 | AC | Split System: Air-Cooled Condensing Unit, Coil with Blower | 4TTX5049E1 |  | 4TXAD061BC3 | 12.5 | 15 | Yes | Yes | 2011-01-21 |  | 1
FALSE | 4TTX6049H1 | 3690 | 3941487 | TRANE | 4TTX5049E1 | AC | Split System: Air-Cooled Condensing Unit, Coil with Blower | 4TTX5049E1 |  | 4TXAD061BC3 | 13 | 16 | Yes | Yes | 2011-01-21 |  | 2
FALSE | 4TTX6049H1 | 3690 | 3941488 | TRANE | 4TTX5049E1 | AC | Split System: Air-Cooled Condensing Unit, Coil with Blower | 4TTX5049E1 |  | 4TXAD061BC3 | 13 | 16 | Yes | Yes | 2011-01-21 |  | 2
FALSE | 4TTX6049H1 | 3690 | 3941489 | TRANE | 4TTX5049E1 | AC | Split System: Air-Cooled Condensing Unit, Coil Alone | 4TTX5049E1 |  | 4TXAD061BC3 | 12.5 | 15 | Yes | Yes | 2011-01-21 |  | 1
FALSE | 4TTX6049H1 | 3690 | 3941492 | TRANE | 4TTX5049E1 | AC | Split System: Air-Cooled Condensing Unit, Coil with Blower | 4TTX5049E1 |  | 4TXAD064BC3 | 13 | 16 | Yes | Yes | 2011-01-21 |  | 2
FALSE | 4TTX6049H1 | 3690 | 3941493 | TRANE | 4TTX5049E1 | AC | Split System: Air-Cooled Condensing Unit, Coil with Blower | 4TTX5049E1 |  | 4TXAD064BC3 | 13 | 16 | Yes | Yes | 2011-01-21 |  | 2
FALSE | 4TTX6049H1 | 3690 | 3941494 | TRANE | 4TTX5049E1 | AC | Split System: Air-Cooled Condensing Unit, Coil with Blower | 4TTX5049E1 |  | 4TXAD064BC3 | 13 | 15.5 | Yes | Yes | 2011-01-21 |  | 1
FALSE | 4TTX6049H1 | 3690 | 3941495 | TRANE | 4TTX5049E1 | AC | Split System: Air-Cooled Condensing Unit, Coil with Blower | 4TTX5049E1 |  | 4TXAD064BC3 | 13 | 15.5 | Yes | Yes | 2011-01-21 |  | 1
FALSE | 4TTX6049H1 | 3690 | 3941496 | TRANE | 4TTX5049E1 | AC | Split System: Air-Cooled Condensing Unit, Coil with Blower | 4TTX5049E1 |  | 4TXAD064BC3 | 12.5 | 15 | Yes | Yes | 2011-01-21 |  | 1
FALSE | 4TTX6049H1 | 3690 | 3941497 | TRANE | 4TTX5049E1 | AC | Split System: Air-Cooled Condensing Unit, Coil with Blower | 4TTX5049E1 |  | 4TXAD064BC3 | 12.5 | 15.5 | Yes | Yes | 2011-01-21 |  | 1
FALSE | 4TTX6049H1 | 3690 | 3941498 | TRANE | 4TTX5049E1 | AC | Split System: Air-Cooled Condensing Unit, Coil with Blower | 4TTX5049E1 |  | 4TXAD064BC3 | 12 | 14.5 | Yes | Yes | 2011-01-21 |  | 0
FALSE | 4TTX6049H1 | 3690 | 3941526 | TRANE | 4TTX5049E1 | AC | Split System: Air-Cooled Condensing Unit, Coil with Blower | 4TTX5049E1 |  | 4TXAD064BC3 | 13 | 15.5 | Yes | Yes | 2011-01-21 |  | 1
FALSE | 4TTX6049H1 | 3690 | 3941527 | TRANE | 4TTX5049E1 | AC | Split System: Air-Cooled Condensing Unit, Coil Alone | 4TTX5049E1 |  | 4TXAD064BC3 | 12 | 14.5 | Yes | Yes | 2011-01-21 |  | 0
FALSE | 4A7A7048A1 | 288 | 3941533 | AMERICAN STANDARD, INC. | 4A7A6048E1 | AC | Split System: Air-Cooled Condensing Unit, Coil Alone | 4A7A6048E1 |  | 4TXAB048BC3 | 12 | 14.5 | Yes | Yes | 2011-01-21 |  | 0
FALSE | 4A7A7048A1 | 288 | 3941541 | AMERICAN STANDARD, INC. | 4A7A6048E1 | AC | Split System: Air-Cooled Condensing Unit, Coil with Blower | 4A7A6048E1 |  | 4TXAC043BC3 | 12 | 15.5 | Yes | Yes | 2011-01-21 |  | 0
FALSE | 4A7A7048A1 | 288 | 3941542 | AMERICAN STANDARD, INC. | 4A7A6048E1 | AC | Split System: Air-Cooled Condensing Unit, Coil with Blower | 4A7A6048E1 |  | 4TXAC043BC3 | 12 | 15 | Yes | Yes | 2011-01-21 |  | 0
FALSE | 4A7A7048A1 | 288 | 3941545 | AMERICAN STANDARD, INC. | 4A7A6048E1 | AC | Split System: Air-Cooled Condensing Unit, Coil with Blower | 4A7A6048E1 |  | 4TXAC043BC3 | 12 | 15.5 | Yes | Yes | 2011-01-21 |  | 0
FALSE | 4A7A7048A1 | 288 | 3941546 | AMERICAN STANDARD, INC. | 4A7A6048E1 | AC | Split System: Air-Cooled Condensing Unit, Coil with Blower | 4A7A6048E1 |  | 4TXAC043BC3 | 12 | 15 | Yes | Yes | 2011-01-21 |  | 0
FALSE | 4A7A7048A1 | 288 | 3941547 | AMERICAN STANDARD, INC. | 4A7A6048E1 | AC | Split System: Air-Cooled Condensing Unit, Coil with Blower | 4A7A6048E1 |  | 4TXAC043BC3 | 12 | 15 | Yes | Yes | 2011-01-21 |  | 0
FALSE | 4A7A7048A1 | 288 | 3941548 | AMERICAN STANDARD, INC. | 4A7A6048E1 | AC | Split System: Air-Cooled Condensing Unit, Coil with Blower | 4A7A6048E1 |  | 4TXAC043BC3 | 12 | 15.5 | Yes | Yes | 2011-01-21 |  | 0
FALSE | 4A7A7048A1 | 288 | 3941549 | AMERICAN STANDARD, INC. | 4A7A6048E1 | AC | Split System: Air-Cooled Condensing Unit, Coil with Blower | 4A7A6048E1 |  | 4TXAC043BC3 | 12 | 15.5 | Yes | Yes | 2011-01-21 |  | 0
FALSE | 4A7A7048A1 | 288 | 3941550 | AMERICAN STANDARD, INC. | 4A7A6048E1 | AC | Split System: Air-Cooled Condensing Unit, Coil with Blower | 4A7A6048E1 |  | 4TXAC043BC3 | 12 | 15.5 | Yes | Yes | 2011-01-21 |  | 0
FALSE | 4A7A7048A1 | 288 | 3941552 | AMERICAN STANDARD, INC. | 4A7A6048E1 | AC | Split System: Air-Cooled Condensing Unit, Coil Alone | 4A7A6048E1 |  | 4TXAC044BC3 | 12 | 14.5 | Yes | Yes | 2011-01-21 |  | 0
FALSE | 4A7A7048A1 | 288 | 3941554 | AMERICAN STANDARD, INC. | 4A7A6048E1 | AC | Split System: Air-Cooled Condensing Unit, Coil with Blower | 4A7A6048E1 |  | 4TXAC044BC3 | 12 | 16 | Yes | Yes | 2011-01-21 |  | 0
FALSE | 4A7A7048A1 | 288 | 3941555 | AMERICAN STANDARD, INC. | 4A7A6048E1 | AC | Split System: Air-Cooled Condensing Unit, Coil with Blower | 4A7A6048E1 |  | 4TXAC044BC3 | 12 | 15.5 | Yes | Yes | 2011-01-21 |  | 0
FALSE | 4A7A7048A1 | 288 | 3941556 | AMERICAN STANDARD, INC. | 4A7A6048E1 | AC | Split System: Air-Cooled Condensing Unit, Coil with Blower | 4A7A6048E1 |  | 4TXAC044BC3 | 12 | 16 | Yes | Yes | 2011-01-21 |  | 0
FALSE | 4A7A7048A1 | 288 | 3941557 | AMERICAN STANDARD, INC. | 4A7A6048E1 | AC | Split System: Air-Cooled Condensing Unit, Coil with Blower | 4A7A6048E1 |  | 4TXAC044BC3 | 12 | 16 | Yes | Yes | 2011-01-21 |  | 0
FALSE | 4A7A7048A1 | 288 | 3941559 | AMERICAN STANDARD, INC. | 4A7A6048E1 | AC | Split System: Air-Cooled Condensing Unit, Coil with Blower | 4A7A6048E1 |  | 4TXAC044BC3 | 12 | 16 | Yes | Yes | 2011-01-21 |  | 0
FALSE | 4A7A7048A1 | 288 | 3941561 | AMERICAN STANDARD, INC. | 4A7A6048E1 | AC | Split System: Air-Cooled Condensing Unit, Coil with Blower | 4A7A6048E1 |  | 4TXAC044BC3 | 12 | 16 | Yes | Yes | 2011-01-21 |  | 0
FALSE | 4A7A7048A1 | 288 | 3941562 | AMERICAN STANDARD, INC. | 4A7A6048E1 | AC | Split System: Air-Cooled Condensing Unit, Coil with Blower | 4A7A6048E1 |  | 4TXAC044BC3 | 12 | 16 | Yes | Yes | 2011-01-21 |  | 0
FALSE | 4A7A7048A1 | 288 | 3941563 | AMERICAN STANDARD, INC. | 4A7A6048E1 | AC | Split System: Air-Cooled Condensing Unit, Coil with Blower | 4A7A6048E1 |  | 4TXAC044BC3 | 12 | 16 | Yes | Yes | 2011-01-21 |  | 0
FALSE | 4A7A7048A1 | 288 | 3941594 | AMERICAN STANDARD, INC. | 4A7A6048E1 | AC | Split System: Air-Cooled Condensing Unit, Coil with Blower | 4A7A6048E1 |  | 4TXAC060BC3 | 12.5 | 16 | Yes | Yes | 2011-01-21 |  | 1
FALSE | 4A7A7048A1 | 288 | 3941596 | AMERICAN STANDARD, INC. | 4A7A6048E1 | AC | Split System: Air-Cooled Condensing Unit, Coil with Blower | 4A7A6048E1 |  | 4TXAC060BC3 | 12.5 | 16 | Yes | Yes | 2011-01-21 |  | 1
FALSE | 4A7A7048A1 | 288 | 3941597 | AMERICAN STANDARD, INC. | 4A7A6048E1 | AC | Split System: Air-Cooled Condensing Unit, Coil with Blower | 4A7A6048E1 |  | 4TXAC060BC3 | 12 | 15 | Yes | Yes | 2011-01-21 |  | 0
FALSE | 4A7A7048A1 | 288 | 3941598 | AMERICAN STANDARD, INC. | 4A7A6048E1 | AC | Split System: Air-Cooled Condensing Unit, Coil with Blower | 4A7A6048E1 |  | 4TXAC060BC3 | 12 | 15.5 | Yes | Yes | 2011-01-21 |  | 0
FALSE | 4A7A7048A1 | 288 | 3941599 | AMERICAN STANDARD, INC. | 4A7A6048E1 | AC | Split System: Air-Cooled Condensing Unit, Coil with Blower | 4A7A6048E1 |  | 4TXAD050BC3 | 12 | 16 | Yes | Yes | 2011-01-21 |  | 0
FALSE | 4A7A7048A1 | 288 | 3941600 | AMERICAN STANDARD, INC. | 4A7A6048E1 | AC | Split System: Air-Cooled Condensing Unit, Coil with Blower | 4A7A6048E1 |  | 4TXAD050BC3 | 12 | 15.5 | Yes | Yes | 2011-01-21 |  | 0
FALSE | 4A7A7048A1 | 288 | 3941601 | AMERICAN STANDARD, INC. | 4A7A6048E1 | AC | Split System: Air-Cooled Condensing Unit, Coil with Blower | 4A7A6048E1 |  | 4TXAD050BC3 | 12 | 16 | Yes | Yes | 2011-01-21 |  | 0
FALSE | 4A7A7048A1 | 288 | 3941602 | AMERICAN STANDARD, INC. | 4A7A6048E1 | AC | Split System: Air-Cooled Condensing Unit, Coil with Blower | 4A7A6048E1 |  | 4TXAD050BC3 | 12 | 16 | Yes | Yes | 2011-01-21 |  | 0
FALSE | 4A7A7048A1 | 288 | 3941604 | AMERICAN STANDARD, INC. | 4A7A6048E1 | AC | Split System: Air-Cooled Condensing Unit, Coil with Blower | 4A7A6048E1 |  | 4TXAD050BC3 | 12.5 | 16 | Yes | Yes | 2011-01-21 |  | 1
FALSE | 4A7A7048A1 | 288 | 3941605 | AMERICAN STANDARD, INC. | 4A7A6048E1 | AC | Split System: Air-Cooled Condensing Unit, Coil with Blower | 4A7A6048E1 |  | 4TXAD050BC3 | 12 | 15.5 | Yes | Yes | 2011-01-21 |  | 0
FALSE | 4A7A7048A1 | 288 | 3941606 | AMERICAN STANDARD, INC. | 4A7A6048E1 | AC | Split System: Air-Cooled Condensing Unit, Coil with Blower | 4A7A6048E1 |  | 4TXAD050BC3 | 12 | 16 | Yes | Yes | 2011-01-21 |  | 0
FALSE | 4A7A7048A1 | 288 | 3941607 | AMERICAN STANDARD, INC. | 4A7A6048E1 | AC | Split System: Air-Cooled Condensing Unit, Coil Alone | 4A7A6048E1 |  | 4TXAD050BC3 | 12 | 14.5 | Yes | Yes | 2011-01-21 |  | 0
FALSE | 4A7A7048A1 | 288 | 3941608 | AMERICAN STANDARD, INC. | 4A7A6048E1 | AC | Split System: Air-Cooled Condensing Unit, Coil with Blower | 4A7A6048E1 |  | 4TXAD050BC3 | 12 | 15 | Yes | Yes | 2011-01-21 |  | 0
FALSE | 4A7A7048A1 | 288 | 3941609 | AMERICAN STANDARD, INC. | 4A7A6048E1 | AC | Split System: Air-Cooled Condensing Unit, Coil with Blower | 4A7A6048E1 |  | 4TXAD050BC3 | 12 | 15.5 | Yes | Yes | 2011-01-21 |  | 0
FALSE | 4A7A7048A1 | 288 | 3941610 | AMERICAN STANDARD, INC. | 4A7A6048E1 | AC | Split System: Air-Cooled Condensing Unit, Coil with Blower | 4A7A6048E1 |  | 4TXAD050BC3 | 12 | 15.5 | Yes | Yes | 2011-01-21 |  | 0
FALSE | 4A7A7048A1 | 288 | 3941611 | AMERICAN STANDARD, INC. | 4A7A6048E1 | AC | Split System: Air-Cooled Condensing Unit, Coil with Blower | 4A7A6048E1 |  | 4TXAD050BC3 | 12.5 | 16 | Yes | Yes | 2011-01-21 |  | 1
FALSE | 4A7A7048A1 | 288 | 3941612 | AMERICAN STANDARD, INC. | 4A7A6048E1 | AC | Split System: Air-Cooled Condensing Unit, Coil with Blower | 4A7A6048E1 |  | 4TXAD050BC3 | 12.5 | 16 | Yes | Yes | 2011-01-21 |  | 1
FALSE | 4A7A7048A1 | 288 | 3941613 | AMERICAN STANDARD, INC. | 4A7A6048E1 | AC | Split System: Air-Cooled Condensing Unit, Coil with Blower | 4A7A6048E1 |  | 4TXAD050BC3 | 12 | 16 | Yes | Yes | 2011-01-21 |  | 0
FALSE | 4A7A7048A1 | 288 | 3941614 | AMERICAN STANDARD, INC. | 4A7A6048E1 | AC | Split System: Air-Cooled Condensing Unit, Coil with Blower | 4A7A6048E1 |  | 4TXAD050BC3 | 12.5 | 16 | Yes | Yes | 2011-01-21 |  | 1
FALSE | 4A7A7048A1 | 288 | 3941615 | AMERICAN STANDARD, INC. | 4A7A6048E1 | AC | Split System: Air-Cooled Condensing Unit, Coil with Blower | 4A7A6048E1 |  | 4TXAD050BC3 | 12 | 15.5 | Yes | Yes | 2011-01-21 |  | 0
FALSE | 4A7A7048A1 | 288 | 3941824 | TRANE | 4TTX6048E1 | AC | Split System: Air-Cooled Condensing Unit, Coil with Blower | 4A7A6048E1 |  | 4TXAC060BC3 | 12 | 15 | Yes | Yes | 2011-03-16 |  | 0
FALSE | 4A7A7048A1 | 288 | 3941825 | TRANE | 4TTX6048E1 | AC | Split System: Air-Cooled Condensing Unit, Coil with Blower | 4A7A6048E1 |  | 4TXAC060BC3 | 12 | 15 | Yes | Yes | 2011-03-16 |  | 0
FALSE | 4A7A7048A1 | 288 | 3941826 | TRANE | 4TTX6048E1 | AC | Split System: Air-Cooled Condensing Unit, Coil with Blower | 4A7A6048E1 |  | 4TXAC060BC3 | 12 | 16 | Yes | Yes | 2011-03-16 |  | 0
FALSE | 4A7A7048A1 | 288 | 3941827 | TRANE | 4TTX6048E1 | AC | Split System: Air-Cooled Condensing Unit, Coil with Blower | 4A7A6048E1 |  | 4TXAC060BC3 | 12.5 | 16 | Yes | Yes | 2011-03-16 |  | 1
FALSE | 4A7A7048A1 | 288 | 3941828 | TRANE | 4TTX6048E1 | AC | Split System: Air-Cooled Condensing Unit, Coil with Blower | 4A7A6048E1 |  | 4TXAC060BC3 | 12 | 16 | Yes | Yes | 2011-03-16 |  | 0
FALSE | 4A7A7048A1 | 288 | 3941829 | TRANE | 4TTX6048E1 | AC | Split System: Air-Cooled Condensing Unit, Coil with Blower | 4A7A6048E1 |  | 4TXAC060BC3 | 12.5 | 16 | Yes | Yes | 2011-03-16 |  | 1
FALSE | 4A7A7048A1 | 288 | 3941830 | TRANE | 4TTX6048E1 | AC | Split System: Air-Cooled Condensing Unit, Coil with Blower | 4A7A6048E1 |  | 4TXAC060BC3 | 12 | 15 | Yes | Yes | 2011-03-16 |  | 0
FALSE | 4A7A7048A1 | 288 | 3941831 | TRANE | 4TTX6048E1 | AC | Split System: Air-Cooled Condensing Unit, Coil with Blower | 4A7A6048E1 |  | 4TXAC060BC3 | 12 | 15.5 | Yes | Yes | 2011-03-16 |  | 0
FALSE | 4A7A7048A1 | 288 | 3941832 | TRANE | 4TTX6048E1 | AC | Split System: Air-Cooled Condensing Unit, Coil with Blower | 4A7A6048E1 |  | 4TXAD050BC3 | 12 | 16 | Yes | Yes | 2011-03-16 |  | 0
FALSE | 4A7A7048A1 | 288 | 3941833 | TRANE | 4TTX6048E1 | AC | Split System: Air-Cooled Condensing Unit, Coil with Blower | 4A7A6048E1 |  | 4TXAD050BC3 | 12 | 15.5 | Yes | Yes | 2011-03-16 |  | 0
FALSE | 4A7A7048A1 | 288 | 3941834 | TRANE | 4TTX6048E1 | AC | Split System: Air-Cooled Condensing Unit, Coil with Blower | 4A7A6048E1 |  | 4TXAD050BC3 | 12 | 16 | Yes | Yes | 2011-03-16 |  | 0
FALSE | 4A7A7048A1 | 288 | 3941835 | TRANE | 4TTX6048E1 | AC | Split System: Air-Cooled Condensing Unit, Coil with Blower | 4A7A6048E1 |  | 4TXAD050BC3 | 12 | 16 | Yes | Yes | 2011-03-16 |  | 0
FALSE | 4A7A7048A1 | 288 | 3941836 | TRANE | 4TTX6048E1 | AC | Split System: Air-Cooled Condensing Unit, Coil with Blower | 4A7A6048E1 |  | 4TXAD050BC3 | 12.5 | 16 | Yes | Yes | 2011-03-16 |  | 1
FALSE | 4A7A7048A1 | 288 | 3941837 | TRANE | 4TTX6048E1 | AC | Split System: Air-Cooled Condensing Unit, Coil with Blower | 4A7A6048E1 |  | 4TXAD050BC3 | 12.5 | 16 | Yes | Yes | 2011-03-16 |  | 1
FALSE | 4A7A7048A1 | 288 | 3941838 | TRANE | 4TTX6048E1 | AC | Split System: Air-Cooled Condensing Unit, Coil with Blower | 4A7A6048E1 |  | 4TXAD050BC3 | 12 | 15.5 | Yes | Yes | 2011-03-16 |  | 0
FALSE | 4A7A7048A1 | 288 | 3941839 | TRANE | 4TTX6048E1 | AC | Split System: Air-Cooled Condensing Unit, Coil with Blower | 4A7A6048E1 |  | 4TXAD050BC3 | 12 | 16 | Yes | Yes | 2011-03-16 |  | 0
FALSE | 4A7A7048A1 | 288 | 3941840 | TRANE | 4TTX6048E1 | AC | Split System: Air-Cooled Condensing Unit, Coil Alone | 4A7A6048E1 |  | 4TXAD050BC3 | 12 | 14.5 | Yes | Yes | 2011-03-16 |  | 0
FALSE | 4A7A7048A1 | 288 | 3941841 | TRANE | 4TTX6048E1 | AC | Split System: Air-Cooled Condensing Unit, Coil with Blower | 4A7A6048E1 |  | 4TXAD050BC3 | 12 | 15 | Yes | Yes | 2011-03-16 |  | 0
FALSE | 4A7A7048A1 | 288 | 3941842 | TRANE | 4TTX6048E1 | AC | Split System: Air-Cooled Condensing Unit, Coil with Blower | 4A7A6048E1 |  | 4TXAD050BC3 | 12 | 15.5 | Yes | Yes | 2011-03-16 |  | 0
FALSE | 4A7A7048A1 | 288 | 3941843 | TRANE | 4TTX6048E1 | AC | Split System: Air-Cooled Condensing Unit, Coil with Blower | 4A7A6048E1 |  | 4TXAD050BC3 | 12 | 15.5 | Yes | Yes | 2011-03-16 |  | 0
FALSE | 4A7A7048A1 | 288 | 3941792 | TRANE | 4TTX6048E1 | AC | Split System: Air-Cooled Condensing Unit, Coil with Blower | 4A7A6048E1 |  | 4TXAC044BC3 | 12 | 16 | Yes | Yes | 2011-03-16 |  | 0
FALSE | 4A7A7048A1 | 288 | 3941794 | TRANE | 4TTX6048E1 | AC | Split System: Air-Cooled Condensing Unit, Coil with Blower | 4A7A6048E1 |  | 4TXAC044BC3 | 12 | 16 | Yes | Yes | 2011-03-16 |  | 0
FALSE | 4A7A7048A1 | 288 | 3941795 | TRANE | 4TTX6048E1 | AC | Split System: Air-Cooled Condensing Unit, Coil with Blower | 4A7A6048E1 |  | 4TXAC044BC3 | 12 | 16 | Yes | Yes | 2011-03-16 |  | 0
FALSE | 4A7A7048A1 | 288 | 3941796 | TRANE | 4TTX6048E1 | AC | Split System: Air-Cooled Condensing Unit, Coil with Blower | 4A7A6048E1 |  | 4TXAC044BC3 | 12 | 16 | Yes | Yes | 2011-03-16 |  | 0
FALSE | 4A7A7048A1 | 288 | 3941797 | TRANE | 4TTX6048E1 | AC | Split System: Air-Cooled Condensing Unit, Coil with Blower | 4A7A6048E1 |  | 4TXAC044BC3 | 12.5 | 16 | Yes | Yes | 2011-03-16 |  | 1
FALSE | 4A7A7048A1 | 288 | 3941798 | TRANE | 4TTX6048E1 | AC | Split System: Air-Cooled Condensing Unit, Coil with Blower | 4A7A6048E1 |  | 4TXAC044BC3 | 12 | 16 | Yes | Yes | 2011-03-16 |  | 0
FALSE | 4A7A7048A1 | 288 | 3941801 | TRANE | 4TTX6048E1 | AC | Split System: Air-Cooled Condensing Unit, Coil with Blower | 4A7A6048E1 |  | 4TXAC049BC3 | 12 | 15 | Yes | Yes | 2011-03-16 |  | 0
FALSE | 4A7A7048A1 | 288 | 3941802 | TRANE | 4TTX6048E1 | AC | Split System: Air-Cooled Condensing Unit, Coil with Blower | 4A7A6048E1 |  | 4TXAC049BC3 | 12 | 15.5 | Yes | Yes | 2011-03-16 |  | 0
FALSE | 4A7A7048A1 | 288 | 3941804 | TRANE | 4TTX6048E1 | AC | Split System: Air-Cooled Condensing Unit, Coil with Blower | 4A7A6048E1 |  | 4TXAC049BC3 | 12 | 15.5 | Yes | Yes | 2011-03-16 |  | 0
FALSE | 4A7A7048A1 | 288 | 3941805 | TRANE | 4TTX6048E1 | AC | Split System: Air-Cooled Condensing Unit, Coil with Blower | 4A7A6048E1 |  | 4TXAC049BC3 | 12 | 15.5 | Yes | Yes | 2011-03-16 |  | 0
FALSE | 4A7A7048A1 | 288 | 3941806 | TRANE | 4TTX6048E1 | AC | Split System: Air-Cooled Condensing Unit, Coil Alone | 4A7A6048E1 |  | 4TXAC049BC3 | 12 | 14.5 | Yes | Yes | 2011-03-16 |  | 0
FALSE | 4A7A7048A1 | 288 | 3941807 | TRANE | 4TTX6048E1 | AC | Split System: Air-Cooled Condensing Unit, Coil with Blower | 4A7A6048E1 |  | 4TXAC049BC3 | 12 | 16 | Yes | Yes | 2011-03-16 |  | 0
FALSE | 4A7A7048A1 | 288 | 3941809 | TRANE | 4TTX6048E1 | AC | Split System: Air-Cooled Condensing Unit, Coil with Blower | 4A7A6048E1 |  | 4TXAC049BC3 | 12 | 16 | Yes | Yes | 2011-03-16 |  | 0
FALSE | 4A7A7048A1 | 288 | 3941810 | TRANE | 4TTX6048E1 | AC | Split System: Air-Cooled Condensing Unit, Coil with Blower | 4A7A6048E1 |  | 4TXAC049BC3 | 12.5 | 16 | Yes | Yes | 2011-03-16 |  | 1
FALSE | 4A7A7048A1 | 288 | 3941811 | TRANE | 4TTX6048E1 | AC | Split System: Air-Cooled Condensing Unit, Coil with Blower | 4A7A6048E1 |  | 4TXAC049BC3 | 12 | 15.5 | Yes | Yes | 2011-03-16 |  | 0
FALSE | 4A7A7048A1 | 288 | 3941813 | TRANE | 4TTX6048E1 | AC | Split System: Air-Cooled Condensing Unit, Coil with Blower | 4A7A6048E1 |  | 4TXAC049BC3 | 12 | 16 | Yes | Yes | 2011-03-16 |  | 0
FALSE | 4A7A7048A1 | 288 | 3941814 | TRANE | 4TTX6048E1 | AC | Split System: Air-Cooled Condensing Unit, Coil with Blower | 4A7A6048E1 |  | 4TXAC049BC3 | 12 | 15.5 | Yes | Yes | 2011-03-16 |  | 0
FALSE | 4A7A7048A1 | 288 | 3941815 | TRANE | 4TTX6048E1 | AC | Split System: Air-Cooled Condensing Unit, Coil with Blower | 4A7A6048E1 |  | 4TXAC049BC3 | 12 | 16 | Yes | Yes | 2011-03-16 |  | 0
FALSE | 4A7A7048A1 | 288 | 3941816 | TRANE | 4TTX6048E1 | AC | Split System: Air-Cooled Condensing Unit, Coil with Blower | 4A7A6048E1 |  | 4TXAC049BC3 | 12 | 15.5 | Yes | Yes | 2011-03-16 |  | 0
FALSE | 4A7A7048A1 | 288 | 3941817 | TRANE | 4TTX6048E1 | AC | Split System: Air-Cooled Condensing Unit, Coil with Blower | 4A7A6048E1 |  | 4TXAC060BC3 | 12.5 | 16 | Yes | Yes | 2011-03-16 |  | 1
FALSE | 4A7A7048A1 | 288 | 3941818 | TRANE | 4TTX6048E1 | AC | Split System: Air-Cooled Condensing Unit, Coil Alone | 4A7A6048E1 |  | 4TXAC060BC3 | 12 | 14.5 | Yes | Yes | 2011-03-16 |  | 0
FALSE | 4A7A7048A1 | 288 | 3941819 | TRANE | 4TTX6048E1 | AC | Split System: Air-Cooled Condensing Unit, Coil with Blower | 4A7A6048E1 |  | 4TXAC060BC3 | 12 | 15.5 | Yes | Yes | 2011-03-16 |  | 0
FALSE | 4A7A7048A1 | 288 | 3941820 | TRANE | 4TTX6048E1 | AC | Split System: Air-Cooled Condensing Unit, Coil with Blower | 4A7A6048E1 |  | 4TXAC060BC3 | 12 | 16 | Yes | Yes | 2011-03-16 |  | 0
FALSE | 4A7A7048A1 | 288 | 3941821 | TRANE | 4TTX6048E1 | AC | Split System: Air-Cooled Condensing Unit, Coil with Blower | 4A7A6048E1 |  | 4TXAC060BC3 | 12.5 | 16 | Yes | Yes | 2011-03-16 |  | 1
FALSE | 4A7A7048A1 | 288 | 3941822 | TRANE | 4TTX6048E1 | AC | Split System: Air-Cooled Condensing Unit, Coil with Blower | 4A7A6048E1 |  | 4TXAC060BC3 | 12.5 | 16 | Yes | Yes | 2011-03-16 |  | 1
FALSE | 4A7A7048A1 | 288 | 3941823 | TRANE | 4TTX6048E1 | AC | Split System: Air-Cooled Condensing Unit, Coil with Blower | 4A7A6048E1 |  | 4TXAC060BC3 | 12 | 15 | Yes | Yes | 2011-03-16 |  | 0
FALSE | 4A7A7048A1 | 288 | 3941844 | TRANE | 4TTX6048E1 | AC | Split System: Air-Cooled Condensing Unit, Coil with Blower | 4A7A6048E1 |  | 4TXAD050BC3 | 12.5 | 16 | Yes | Yes | 2011-03-16 |  | 1
FALSE | 4A7A7048A1 | 288 | 3941845 | TRANE | 4TTX6048E1 | AC | Split System: Air-Cooled Condensing Unit, Coil with Blower | 4A7A6048E1 |  | 4TXAD050BC3 | 12.5 | 16 | Yes | Yes | 2011-03-16 |  | 1
FALSE | 4A7A7048A1 | 288 | 3941846 | TRANE | 4TTX6048E1 | AC | Split System: Air-Cooled Condensing Unit, Coil with Blower | 4A7A6048E1 |  | 4TXAD050BC3 | 12 | 16 | Yes | Yes | 2011-03-16 |  | 0
FALSE | 4A7A7048A1 | 288 | 3941847 | TRANE | 4TTX6048E1 | AC | Split System: Air-Cooled Condensing Unit, Coil with Blower | 4A7A6048E1 |  | 4TXAD050BC3 | 12.5 | 16 | Yes | Yes | 2011-03-16 |  | 1
FALSE | 4A7A7048A1 | 288 | 3941848 | TRANE | 4TTX6048E1 | AC | Split System: Air-Cooled Condensing Unit, Coil with Blower | 4A7A6048E1 |  | 4TXAD050BC3 | 12 | 15.5 | Yes | Yes | 2011-03-16 |  | 0
FALSE | 4A7A7048A1 | 288 | 3941849 | TRANE | 4TTX6048E1 | AC | Split System: Air-Cooled Condensing Unit, Coil with Blower | 4A7A6048E1 |  | 4TXAD050BC3 | 12 | 16 | Yes | Yes | 2011-03-16 |  | 0
FALSE | 4A7A7048A1 | 288 | 3941850 | TRANE | 4TTX6048E1 | AC | Split System: Air-Cooled Condensing Unit, Coil with Blower | 4A7A6048E1 |  | 4TXAD050BC3 | 12 | 16 | Yes | Yes | 2011-03-16 |  | 0
FALSE | 4A7A7048A1 | 288 | 3941851 | TRANE | 4TTX6048E1 | AC | Split System: Air-Cooled Condensing Unit, Coil with Blower | 4A7A6048E1 |  | 4TXAD050BC3 | 12 | 16 | Yes | Yes | 2011-03-16 |  | 0
FALSE | 4A7A7048A1 | 288 | 3941852 | TRANE | 4TTX6048E1 | AC | Split System: Air-Cooled Condensing Unit, Coil with Blower | 4A7A6048E1 |  | 4TXAD050BC3 | 12 | 16 | Yes | Yes | 2011-03-16 |  | 0
FALSE | 4A7A7048A1 | 288 | 3941853 | TRANE | 4TTX6048E1 | AC | Split System: Air-Cooled Condensing Unit, Coil with Blower | 4A7A6048E1 |  | 4TXAD050BC3 | 12 | 16 | Yes | Yes | 2011-03-16 |  | 0
FALSE | 4A7A7048A1 | 288 | 3941854 | TRANE | 4TTX6048E1 | AC | Split System: Air-Cooled Condensing Unit, Coil with Blower | 4A7A6048E1 |  | 4TXAD050BC3 | 12 | 15 | Yes | Yes | 2011-03-16 |  | 0
FALSE | 4A7A7048A1 | 288 | 3941855 | TRANE | 4TTX6048E1 | AC | Split System: Air-Cooled Condensing Unit, Coil with Blower | 4A7A6048E1 |  | 4TXAD050BC3 | 12 | 15 | Yes | Yes | 2011-03-16 |  | 0
FALSE | 4A7A7048A1 | 288 | 3941856 | TRANE | 4TTX6048E1 | AC | Split System: Air-Cooled Condensing Unit, Coil with Blower | 4A7A6048E1 |  | 4TXAD050BC3 | 12 | 15 | Yes | Yes | 2011-03-16 |  | 0
FALSE | 4A7A7048A1 | 288 | 3941857 | TRANE | 4TTX6048E1 | AC | Split System: Air-Cooled Condensing Unit, Coil with Blower | 4A7A6048E1 |  | 4TXAD050BC3 | 12 | 15 | Yes | Yes | 2011-03-16 |  | 0
FALSE | 4A7A7048A1 | 288 | 3941858 | TRANE | 4TTX6048E1 | AC | Split System: Air-Cooled Condensing Unit, Coil with Blower | 4A7A6048E1 |  | 4TXAD050BC3 | 12 | 15 | Yes | Yes | 2011-03-16 |  | 0
FALSE | 4A7A7048A1 | 288 | 3941859 | TRANE | 4TTX6048E1 | AC | Split System: Air-Cooled Condensing Unit, Coil with Blower | 4A7A6048E1 |  | 4TXAD061BC3 | 12.5 | 16 | Yes | Yes | 2011-03-16 |  | 1
FALSE | 4A7A7048A1 | 288 | 3941860 | TRANE | 4TTX6048E1 | AC | Split System: Air-Cooled Condensing Unit, Coil with Blower | 4A7A6048E1 |  | 4TXAD061BC3 | 12.5 | 16 | Yes | Yes | 2011-03-16 |  | 1
FALSE | 4A7A7048A1 | 288 | 3941861 | TRANE | 4TTX6048E1 | AC | Split System: Air-Cooled Condensing Unit, Coil with Blower | 4A7A6048E1 |  | 4TXAD061BC3 | 12 | 16 | Yes | Yes | 2011-03-16 |  | 0
FALSE | 4A7A7048A1 | 288 | 3941862 | TRANE | 4TTX6048E1 | AC | Split System: Air-Cooled Condensing Unit, Coil with Blower | 4A7A6048E1 |  | 4TXAD061BC3 | 12.5 | 16 | Yes | Yes | 2011-03-16 |  | 1
FALSE | 4A7A7048A1 | 288 | 3941863 | TRANE | 4TTX6048E1 | AC | Split System: Air-Cooled Condensing Unit, Coil with Blower | 4A7A6048E1 |  | 4TXAD061BC3 | 12 | 16 | Yes | Yes | 2011-03-16 |  | 0
FALSE | 4A7A7048A1 | 288 | 3941864 | TRANE | 4TTX6048E1 | AC | Split System: Air-Cooled Condensing Unit, Coil with Blower | 4A7A6048E1 |  | 4TXAD061BC3 | 12 | 16 | Yes | Yes | 2011-03-16 |  | 0
FALSE | 4A7A7048A1 | 288 | 3941865 | TRANE | 4TTX6048E1 | AC | Split System: Air-Cooled Condensing Unit, Coil Alone | 4A7A6048E1 |  | 4TXAD061BC3 | 12 | 14.5 | Yes | Yes | 2011-03-16 |  | 0
FALSE | 4A7A7048A1 | 288 | 3941866 | TRANE | 4TTX6048E1 | AC | Split System: Air-Cooled Condensing Unit, Coil with Blower | 4A7A6048E1 |  | 4TXAD061BC3 | 12 | 15.5 | Yes | Yes | 2011-03-16 |  | 0
FALSE | 4A7A7048A1 | 288 | 3941867 | TRANE | 4TTX6048E1 | AC | Split System: Air-Cooled Condensing Unit, Coil with Blower | 4A7A6048E1 |  | 4TXAD061BC3 | 12.5 | 16 | Yes | Yes | 2011-03-16 |  | 1
FALSE | 4A7A7048A1 | 288 | 3941868 | TRANE | 4TTX6048E1 | AC | Split System: Air-Cooled Condensing Unit, Coil with Blower | 4A7A6048E1 |  | 4TXAD061BC3 | 12 | 15.5 | Yes | Yes | 2011-03-16 |  | 0
FALSE | 4A7A7048A1 | 288 | 3941869 | TRANE | 4TTX6048E1 | AC | Split System: Air-Cooled Condensing Unit, Coil with Blower | 4A7A6048E1 |  | 4TXAD061BC3 | 13 | 16 | Yes | Yes | 2011-03-16 |  | 2
FALSE | 4A7A7048A1 | 288 | 3941870 | TRANE | 4TTX6048E1 | AC | Split System: Air-Cooled Condensing Unit, Coil with Blower | 4A7A6048E1 |  | 4TXAD061BC3 | 12.5 | 16 | Yes | Yes | 2011-03-16 |  | 1
FALSE | 4A7A7048A1 | 288 | 3941871 | TRANE | 4TTX6048E1 | AC | Split System: Air-Cooled Condensing Unit, Coil with Blower | 4A7A6048E1 |  | 4TXAD061BC3 | 13 | 16 | Yes | Yes | 2011-03-16 |  | 2
FALSE | 4A7A7060A1 | 289 | 3941927 | TRANE | 4TTX6060E1 | AC | Split System: Air-Cooled Condensing Unit, Coil with Blower | 4A7A6060E1 |  | 4TXAC060BC3 | 12 | 15 | Yes | Yes | 2011-03-16 |  | 0
FALSE | 4A7A7060A1 | 289 | 3941928 | TRANE | 4TTX6060E1 | AC | Split System: Air-Cooled Condensing Unit, Coil with Blower | 4A7A6060E1 |  | 4TXAC060BC3 | 12 | 15 | Yes | Yes | 2011-03-16 |  | 0
FALSE | 4A7A7060A1 | 289 | 3941930 | TRANE | 4TTX6060E1 | AC | Split System: Air-Cooled Condensing Unit, Coil with Blower | 4A7A6060E1 |  | 4TXAC060BC3 | 12 | 15 | Yes | Yes | 2011-03-16 |  | 0
FALSE | 4A7A7060A1 | 289 | 3941931 | TRANE | 4TTX6060E1 | AC | Split System: Air-Cooled Condensing Unit, Coil with Blower | 4A7A6060E1 |  | 4TXAC060BC3 | 12 | 15 | Yes | Yes | 2011-03-16 |  | 0
FALSE | 4A7A7060A1 | 289 | 3941932 | TRANE | 4TTX6060E1 | AC | Split System: Air-Cooled Condensing Unit, Coil with Blower | 4A7A6060E1 |  | 4TXAC060BC3 | 12 | 15 | Yes | Yes | 2011-03-16 |  | 0
FALSE | 4A7A7060A1 | 289 | 3941933 | TRANE | 4TTX6060E1 | AC | Split System: Air-Cooled Condensing Unit, Coil with Blower | 4A7A6060E1 |  | 4TXAC060BC3 | 12 | 15 | Yes | Yes | 2011-03-16 |  | 0
FALSE | 4A7A7060A1 | 289 | 3941934 | TRANE | 4TTX6060E1 | AC | Split System: Air-Cooled Condensing Unit, Coil with Blower | 4A7A6060E1 |  | 4TXAC060BC3 | 12 | 15 | Yes | Yes | 2011-03-16 |  | 0
FALSE | 4A7A7060A1 | 289 | 3941935 | TRANE | 4TTX6060E1 | AC | Split System: Air-Cooled Condensing Unit, Coil with Blower | 4A7A6060E1 |  | 4TXAC060BC3 | 12 | 15 | Yes | Yes | 2011-03-16 |  | 0
FALSE | 4A7A7060A1 | 289 | 3941937 | TRANE | 4TTX6060E1 | AC | Split System: Air-Cooled Condensing Unit, Coil with Blower | 4A7A6060E1 |  | 4TXAC060BC3 | 12 | 15 | Yes | Yes | 2011-03-16 |  | 0
FALSE | 4A7A7060A1 | 289 | 3941938 | TRANE | 4TTX6060E1 | AC | Split System: Air-Cooled Condensing Unit, Coil with Blower | 4A7A6060E1 |  | 4TXAC060BC3 | 12 | 15 | Yes | Yes | 2011-03-16 |  | 0
FALSE | 4A7A7060A1 | 289 | 3941939 | TRANE | 4TTX6060E1 | AC | Split System: Air-Cooled Condensing Unit, Coil with Blower | 4A7A6060E1 |  | 4TXAC060BC3 | 12 | 15 | Yes | Yes | 2011-03-16 |  | 0
FALSE | 4A7A7060A1 | 289 | 3941940 | TRANE | 4TTX6060E1 | AC | Split System: Air-Cooled Condensing Unit, Coil with Blower | 4A7A6060E1 |  | 4TXAD061BC3 | 12 | 15 | Yes | Yes | 2011-03-16 |  | 0
FALSE | 4A7A7060A1 | 289 | 3941941 | TRANE | 4TTX6060E1 | AC | Split System: Air-Cooled Condensing Unit, Coil with Blower | 4A7A6060E1 |  | 4TXAD061BC3 | 12 | 15 | Yes | Yes | 2011-03-16 |  | 0
FALSE | 4A7A7060A1 | 289 | 3941942 | TRANE | 4TTX6060E1 | AC | Split System: Air-Cooled Condensing Unit, Coil with Blower | 4A7A6060E1 |  | 4TXAD061BC3 | 12 | 15 | Yes | Yes | 2011-03-16 |  | 0
FALSE | 4A7A7060A1 | 289 | 3941945 | TRANE | 4TTX6060E1 | AC | Split System: Air-Cooled Condensing Unit, Coil with Blower | 4A7A6060E1 |  | 4TXAD061BC3 | 12 | 15 | Yes | Yes | 2011-03-16 |  | 0
FALSE | 4A7A7060A1 | 289 | 3941946 | TRANE | 4TTX6060E1 | AC | Split System: Air-Cooled Condensing Unit, Coil with Blower | 4A7A6060E1 |  | 4TXAD061BC3 | 12 | 15 | Yes | Yes | 2011-03-16 |  | 0
FALSE | 4A7A7060A1 | 289 | 3941947 | TRANE | 4TTX6060E1 | AC | Split System: Air-Cooled Condensing Unit, Coil with Blower | 4A7A6060E1 |  | 4TXAD061BC3 | 12 | 15 | Yes | Yes | 2011-03-16 |  | 0
FALSE | 4A7A7060A1 | 289 | 3941948 | TRANE | 4TTX6060E1 | AC | Split System: Air-Cooled Condensing Unit, Coil with Blower | 4A7A6060E1 |  | 4TXAD061BC3 | 12 | 15 | Yes | Yes | 2011-03-16 |  | 0
FALSE | 4A7A7060A1 | 289 | 3941950 | TRANE | 4TTX6060E1 | AC | Split System: Air-Cooled Condensing Unit, Coil with Blower | 4A7A6060E1 |  | 4TXAD061BC3 | 12 | 15 | Yes | Yes | 2011-03-16 |  | 0
FALSE | 4A7A7060A1 | 289 | 3941951 | TRANE | 4TTX6060E1 | AC | Split System: Air-Cooled Condensing Unit, Coil with Blower | 4A7A6060E1 |  | 4TXAD061BC3 | 12 | 15 | Yes | Yes | 2011-03-16 |  | 0
FALSE | 4A7A7048A1 | 288 | 3941892 | TRANE | 4TTX6048E1 | AC | Split System: Air-Cooled Condensing Unit, Coil with Blower | 4A7A6048E1 |  | 4TXAD064BC3 | 12.5 | 16 | Yes | Yes | 2011-03-16 |  | 1
FALSE | 4A7A7048A1 | 288 | 3941893 | TRANE | 4TTX6048E1 | AC | Split System: Air-Cooled Condensing Unit, Coil with Blower | 4A7A6048E1 |  | 4TXAD064BC3 | 12.5 | 16 | Yes | Yes | 2011-03-16 |  | 1
FALSE | 4A7A7048A1 | 288 | 3941894 | TRANE | 4TTX6048E1 | AC | Split System: Air-Cooled Condensing Unit, Coil with Blower | 4A7A6048E1 |  | 4TXAD064BC3 | 13 | 16.5 | Yes | Yes | 2011-03-16 |  | 2
FALSE | 4A7A7048A1 | 288 | 3941895 | TRANE | 4TTX6048E1 | AC | Split System: Air-Cooled Condensing Unit, Coil with Blower | 4A7A6048E1 |  | 4TXAD064BC3 | 12 | 15.5 | Yes | Yes | 2011-03-16 |  | 0
FALSE | 4A7A7048A1 | 288 | 3941896 | TRANE | 4TTX6048E1 | AC | Split System: Air-Cooled Condensing Unit, Coil with Blower | 4A7A6048E1 |  | 4TXAD064BC3 | 12 | 15.5 | Yes | Yes | 2011-03-16 |  | 0
FALSE | 4A7A7048A1 | 288 | 3941897 | TRANE | 4TTX6048E1 | AC | Split System: Air-Cooled Condensing Unit, Coil with Blower | 4A7A6048E1 |  | 4TXAD064BC3 | 12.5 | 16 | Yes | Yes | 2011-03-16 |  | 1
FALSE | 4A7A7048A1 | 288 | 3941898 | TRANE | 4TTX6048E1 | AC | Split System: Air-Cooled Condensing Unit, Coil with Blower | 4A7A6048E1 |  | 4TXAD064BC3 | 12.5 | 16 | Yes | Yes | 2011-03-16 |  | 1
FALSE | 4A7A7048A1 | 288 | 3941899 | TRANE | 4TTX6048E1 | AC | Split System: Air-Cooled Condensing Unit, Coil with Blower | 4A7A6048E1 |  | 4TXAD064BC3 | 12.5 | 16 | Yes | Yes | 2011-03-16 |  | 1
FALSE | 4A7A7048A1 | 288 | 3941900 | TRANE | 4TTX6048E1 | AC | Split System: Air-Cooled Condensing Unit, Coil with Blower | 4A7A6048E1 |  | 4TXAD064BC3 | 12.5 | 16 | Yes | Yes | 2011-03-16 |  | 1
FALSE | 4A7A7048A1 | 288 | 3941901 | TRANE | 4TTX6048E1 | AC | Split System: Air-Cooled Condensing Unit, Coil with Blower | 4A7A6048E1 |  | 4TXAD064BC3 | 12 | 15 | Yes | Yes | 2011-03-16 |  | 0
FALSE | 4A7A7048A1 | 288 | 3941902 | TRANE | 4TTX6048E1 | AC | Split System: Air-Cooled Condensing Unit, Coil with Blower | 4A7A6048E1 |  | 4TXAD064BC3 | 12.5 | 16 | Yes | Yes | 2011-03-16 |  | 1
FALSE | 4A7A7048A1 | 288 | 3941903 | TRANE | 4TTX6048E1 | AC | Split System: Air-Cooled Condensing Unit, Coil with Blower | 4A7A6048E1 |  | 4TXAD064BC3 | 12.5 | 16.5 | Yes | Yes | 2011-03-16 |  | 1
FALSE | 4A7A7048A1 | 288 | 3941904 | TRANE | 4TTX6048E1 | AC | Split System: Air-Cooled Condensing Unit, Coil with Blower | 4A7A6048E1 |  | 4TXAD064BC3 | 12 | 16 | Yes | Yes | 2011-03-16 |  | 0
FALSE | 4A7A7048A1 | 288 | 3941905 | TRANE | 4TTX6048E1 | AC | Split System: Air-Cooled Condensing Unit, Coil with Blower | 4A7A6048E1 |  | 4TXAD064BC3 | 12 | 16 | Yes | Yes | 2011-03-16 |  | 0
FALSE | 4A7A7048A1 | 288 | 3941906 | TRANE | 4TTX6048E1 | AC | Split System: Air-Cooled Condensing Unit, Coil with Blower | 4A7A6048E1 |  | 4TXAD064BC3 | 12.5 | 16 | Yes | Yes | 2011-03-16 |  | 1
FALSE | 4A7A7048A1 | 288 | 3941907 | TRANE | 4TTX6048E1 | AC | Split System: Air-Cooled Condensing Unit, Coil with Blower | 4A7A6048E1 |  | 4TXAD064BC3 | 12.5 | 16 | Yes | Yes | 2011-03-16 |  | 1
FALSE | 4A7A7048A1 | 288 | 3941908 | TRANE | 4TTX6048E1 | AC | Split System: Air-Cooled Condensing Unit, Coil with Blower | 4A7A6048E1 |  | 4TXAD064BC3 | 12 | 16 | Yes | Yes | 2011-03-16 |  | 0
FALSE | 4A7A7048A1 | 288 | 3941909 | TRANE | 4TTX6048E1 | AC | Split System: Air-Cooled Condensing Unit, Coil with Blower | 4A7A6048E1 |  | 4TXAD064BC3 | 12 | 16 | Yes | Yes | 2011-03-16 |  | 0
FALSE | 4A7A7048A1 | 288 | 3941910 | TRANE | 4TTX6048E1 | AC | Split System: Air-Cooled Condensing Unit, Coil with Blower | 4A7A6048E1 |  | 4TXAD064BC3 | 12 | 15.5 | Yes | Yes | 2011-03-16 |  | 0
FALSE | 4A7A7048A1 | 288 | 3941911 | TRANE | 4TTX6048E1 | AC | Split System: Air-Cooled Condensing Unit, Coil with Blower | 4A7A6048E1 |  | 4TXAD064BC3 | 12 | 15.5 | Yes | Yes | 2011-03-16 |  | 0
FALSE | 4A7A7048A1 | 288 | 3941912 | TRANE | 4TTX6048E1 | AC | Split System: Air-Cooled Condensing Unit, Coil with Blower | 4A7A6048E1 |  | 4TXAD064BC3 | 12.5 | 16.5 | Yes | Yes | 2011-03-16 |  | 1
FALSE | 4A7A7060A1 | 289 | 3941913 | TRANE | 4TTX6060E1 | AC | Split System: Air-Cooled Condensing Unit, Coil with Blower | 4A7A6060E1 |  | 4TXAC060BC3 | 12 | 15 | Yes | Yes | 2011-03-16 |  | 0
FALSE | 4A7A7060A1 | 289 | 3941915 | TRANE | 4TTX6060E1 | AC | Split System: Air-Cooled Condensing Unit, Coil with Blower | 4A7A6060E1 |  | 4TXAC060BC3 | 12 | 15 | Yes | Yes | 2011-03-16 |  | 0
FALSE | 4A7A7060A1 | 289 | 3941918 | TRANE | 4TTX6060E1 | AC | Split System: Air-Cooled Condensing Unit, Coil with Blower | 4A7A6060E1 |  | 4TXAC060BC3 | 12 | 15 | Yes | Yes | 2011-03-16 |  | 0
FALSE | 4A7A7060A1 | 289 | 3941921 | TRANE | 4TTX6060E1 | AC | Split System: Air-Cooled Condensing Unit, Coil with Blower | 4A7A6060E1 |  | 4TXAC060BC3 | 12 | 15 | Yes | Yes | 2011-03-16 |  | 0
FALSE | 4A7A7060A1 | 289 | 3941924 | TRANE | 4TTX6060E1 | AC | Split System: Air-Cooled Condensing Unit, Coil with Blower | 4A7A6060E1 |  | 4TXAC060BC3 | 12 | 14.5 | Yes | Yes | 2011-03-16 |  | 0
FALSE | 4A7A7060A1 | 289 | 3941925 | TRANE | 4TTX6060E1 | AC | Split System: Air-Cooled Condensing Unit, Coil with Blower | 4A7A6060E1 |  | 4TXAC060BC3 | 12 | 15 | Yes | Yes | 2011-03-16 |  | 0
FALSE | 4A7A7060A1 | 289 | 3941954 | TRANE | 4TTX6060E1 | AC | Split System: Air-Cooled Condensing Unit, Coil with Blower | 4A7A6060E1 |  | 4TXAD061BC3 | 12 | 15 | Yes | Yes | 2011-03-16 |  | 0
FALSE | 4A7A7060A1 | 289 | 3941955 | TRANE | 4TTX6060E1 | AC | Split System: Air-Cooled Condensing Unit, Coil with Blower | 4A7A6060E1 |  | 4TXAD061BC3 | 12 | 15 | Yes | Yes | 2011-03-16 |  | 0
FALSE | 4A7A7060A1 | 289 | 3941956 | TRANE | 4TTX6060E1 | AC | Split System: Air-Cooled Condensing Unit, Coil with Blower | 4A7A6060E1 |  | 4TXAD061BC3 | 12 | 15 | Yes | Yes | 2011-03-16 |  | 0
FALSE | 4A7A7060A1 | 289 | 3941959 | TRANE | 4TTX6060E1 | AC | Split System: Air-Cooled Condensing Unit, Coil with Blower | 4A7A6060E1 |  | 4TXAD061BC3 | 12 | 15 | Yes | Yes | 2011-03-16 |  | 0
FALSE | 4A7A7060A1 | 289 | 3941961 | TRANE | 4TTX6060E1 | AC | Split System: Air-Cooled Condensing Unit, Coil with Blower | 4A7A6060E1 |  | 4TXAD061BC3 | 12 | 15 | Yes | Yes | 2011-03-16 |  | 0
FALSE | 4A7A7060A1 | 289 | 3941962 | TRANE | 4TTX6060E1 | AC | Split System: Air-Cooled Condensing Unit, Coil with Blower | 4A7A6060E1 |  | 4TXAD061BC3 | 12 | 15 | Yes | Yes | 2011-03-16 |  | 0
FALSE | 4A7A7060A1 | 289 | 3941963 | TRANE | 4TTX6060E1 | AC | Split System: Air-Cooled Condensing Unit, Coil with Blower | 4A7A6060E1 |  | 4TXAD061BC3 | 12 | 15 | Yes | Yes | 2011-03-16 |  | 0
FALSE | 4A7A7060A1 | 289 | 3941965 | TRANE | 4TTX6060E1 | AC | Split System: Air-Cooled Condensing Unit, Coil with Blower | 4A7A6060E1 |  | 4TXAD061BC3 | 12 | 15 | Yes | Yes | 2011-03-16 |  | 0
FALSE | 4A7A7060A1 | 289 | 3941966 | TRANE | 4TTX6060E1 | AC | Split System: Air-Cooled Condensing Unit, Coil with Blower | 4A7A6060E1 |  | 4TXAD061BC3 | 12 | 15 | Yes | Yes | 2011-03-16 |  | 0
FALSE | 4A7A7060A1 | 289 | 3941967 | TRANE | 4TTX6060E1 | AC | Split System: Air-Cooled Condensing Unit, Coil with Blower | 4A7A6060E1 |  | 4TXAD064BC3 | 12 | 15.5 | Yes | Yes | 2011-03-16 |  | 0
FALSE | 4A7A7060A1 | 289 | 3941968 | TRANE | 4TTX6060E1 | AC | Split System: Air-Cooled Condensing Unit, Coil with Blower | 4A7A6060E1 |  | 4TXAD064BC3 | 12 | 15 | Yes | Yes | 2011-03-16 |  | 0
FALSE | 4A7A7060A1 | 289 | 3941969 | TRANE | 4TTX6060E1 | AC | Split System: Air-Cooled Condensing Unit, Coil with Blower | 4A7A6060E1 |  | 4TXAD064BC3 | 12 | 15 | Yes | Yes | 2011-03-16 |  | 0
FALSE | 4A7A7060A1 | 289 | 3941973 | TRANE | 4TTX6060E1 | AC | Split System: Air-Cooled Condensing Unit, Coil with Blower | 4A7A6060E1 |  | 4TXAD064BC3 | 12 | 15.5 | Yes | Yes | 2011-03-16 |  | 0
FALSE | 4A7A7060A1 | 289 | 3941974 | TRANE | 4TTX6060E1 | AC | Split System: Air-Cooled Condensing Unit, Coil with Blower | 4A7A6060E1 |  | 4TXAD064BC3 | 12 | 15 | Yes | Yes | 2011-03-16 |  | 0
FALSE | 4A7A7060A1 | 289 | 3941976 | TRANE | 4TTX6060E1 | AC | Split System: Air-Cooled Condensing Unit, Coil with Blower | 4A7A6060E1 |  | 4TXAD064BC3 | 12 | 15.5 | Yes | Yes | 2011-03-16 |  | 0
FALSE | 4A7A7060A1 | 289 | 3941977 | TRANE | 4TTX6060E1 | AC | Split System: Air-Cooled Condensing Unit, Coil with Blower | 4A7A6060E1 |  | 4TXAD064BC3 | 12 | 15 | Yes | Yes | 2011-03-16 |  | 0
FALSE | 4A7A7060A1 | 289 | 3941978 | TRANE | 4TTX6060E1 | AC | Split System: Air-Cooled Condensing Unit, Coil with Blower | 4A7A6060E1 |  | 4TXAD064BC3 | 12 | 15.5 | Yes | Yes | 2011-03-16 |  | 0
FALSE | 4A7A7060A1 | 289 | 3941984 | TRANE | 4TTX6060E1 | AC | Split System: Air-Cooled Condensing Unit, Coil with Blower | 4A7A6060E1 |  | 4TXAD064BC3 | 12 | 15 | Yes | Yes | 2011-03-16 |  | 0
FALSE | 4A7A7060A1 | 289 | 3941985 | TRANE | 4TTX6060E1 | AC | Split System: Air-Cooled Condensing Unit, Coil with Blower | 4A7A6060E1 |  | 4TXAD064BC3 | 12 | 15.5 | Yes | Yes | 2011-03-16 |  | 0
FALSE | 4A7A7060A1 | 289 | 3941986 | TRANE | 4TTX6060E1 | AC | Split System: Air-Cooled Condensing Unit, Coil with Blower | 4A7A6060E1 |  | 4TXAD064BC3 | 12 | 15 | Yes | Yes | 2011-03-16 |  | 0
FALSE | 4A7A7060A1 | 289 | 3941987 | TRANE | 4TTX6060E1 | AC | Split System: Air-Cooled Condensing Unit, Coil with Blower | 4A7A6060E1 |  | 4TXAD064BC3 | 12 | 15.5 | Yes | Yes | 2011-03-16 |  | 0
FALSE | 4A7A7060A1 | 289 | 3941988 | TRANE | 4TTX6060E1 | AC | Split System: Air-Cooled Condensing Unit, Coil with Blower | 4A7A6060E1 |  | 4TXAD064BC3 | 12 | 15.5 | Yes | Yes | 2011-03-16 |  | 0
FALSE | 4A7A7060A1 | 289 | 3941989 | TRANE | 4TTX6060E1 | AC | Split System: Air-Cooled Condensing Unit, Coil with Blower | 4A7A6060E1 |  | 4TXAD064BC3 | 12 | 15 | Yes | Yes | 2011-03-16 |  | 0
FALSE | 4A7A7060A1 | 289 | 3941991 | TRANE | 4TTX6060E1 | AC | Split System: Air-Cooled Condensing Unit, Coil with Blower | 4A7A6060E1 |  | 4TXAD064BC3 | 12 | 15.5 | Yes | Yes | 2011-03-16 |  | 0
FALSE | 4A7A7060A1 | 289 | 3941993 | TRANE | 4TTX6060E1 | AC | Split System: Air-Cooled Condensing Unit, Coil with Blower | 4A7A6060E1 |  | 4TXAD064BC3 | 12 | 15 | Yes | Yes | 2011-03-16 |  | 0
FALSE | 4TTR6049B1 | 3692 | 3942281 | AMERICAN STANDARD, INC. | 4A7A5049E1 | AC | Split System: Air-Cooled Condensing Unit, Coil with Blower | 4TTR5049E1 |  | 4TXAC043BC3 | 12 | 14.5 | Yes | Yes | 2011-02-28 |  | 0
FALSE | 4TTR6049B1 | 3692 | 3942282 | AMERICAN STANDARD, INC. | 4A7A5049E1 | AC | Split System: Air-Cooled Condensing Unit, Coil with Blower | 4TTR5049E1 |  | 4TXAC043BC3 | 13 | 15.5 | Yes | Yes | 2011-02-28 |  | 1
FALSE | 4TTR6049B1 | 3692 | 3942283 | AMERICAN STANDARD, INC. | 4A7A5049E1 | AC | Split System: Air-Cooled Condensing Unit, Coil with Blower | 4TTR5049E1 |  | 4TXAC043BC3 | 12 | 14.5 | Yes | Yes | 2011-02-28 |  | 0
FALSE | 4TTR6049B1 | 3692 | 3942284 | AMERICAN STANDARD, INC. | 4A7A5049E1 | AC | Split System: Air-Cooled Condensing Unit, Coil Alone | 4TTR5049E1 |  | 4TXAC043BC3 | 12 | 14.5 | Yes | Yes | 2011-02-28 |  | 0
FALSE | 4TTR6049B1 | 3692 | 3942286 | AMERICAN STANDARD, INC. | 4A7A5049E1 | AC | Split System: Air-Cooled Condensing Unit, Coil with Blower | 4TTR5049E1 |  | 4TXAC043BC3 | 12.5 | 15 | Yes | Yes | 2011-02-28 |  | 1
FALSE | 4TTR6049B1 | 3692 | 3942287 | AMERICAN STANDARD, INC. | 4A7A5049E1 | AC | Split System: Air-Cooled Condensing Unit, Coil with Blower | 4TTR5049E1 |  | 4TXAC043BC3 | 12 | 14.5 | Yes | Yes | 2011-02-28 |  | 0
FALSE | 4TTR6049B1 | 3692 | 3942288 | AMERICAN STANDARD, INC. | 4A7A5049E1 | AC | Split System: Air-Cooled Condensing Unit, Coil with Blower | 4TTR5049E1 |  | 4TXAC043BC3 | 12.5 | 15 | Yes | Yes | 2011-02-28 |  | 1
FALSE | 4TTR6049B1 | 3692 | 3942289 | AMERICAN STANDARD, INC. | 4A7A5049E1 | AC | Split System: Air-Cooled Condensing Unit, Coil with Blower | 4TTR5049E1 |  | 4TXAC043BC3 | 12.5 | 15 | Yes | Yes | 2011-02-28 |  | 1
FALSE | 4TTR6049B1 | 3692 | 3942290 | AMERICAN STANDARD, INC. | 4A7A5049E1 | AC | Split System: Air-Cooled Condensing Unit, Coil with Blower | 4TTR5049E1 |  | 4TXAC043BC3 | 12.5 | 15 | Yes | Yes | 2011-02-28 |  | 1
FALSE | 4TTR6049B1 | 3692 | 3942291 | AMERICAN STANDARD, INC. | 4A7A5049E1 | AC | Split System: Air-Cooled Condensing Unit, Coil with Blower | 4TTR5049E1 |  | 4TXAC043BC3 | 12.5 | 15 | Yes | Yes | 2011-02-28 |  | 1
FALSE | 4TTR6049B1 | 3692 | 3942292 | AMERICAN STANDARD, INC. | 4A7A5049E1 | AC | Split System: Air-Cooled Condensing Unit, Coil with Blower | 4TTR5049E1 |  | 4TXAC043BC3 | 12.5 | 15 | Yes | Yes | 2011-02-28 |  | 1
FALSE | 4TTR6049B1 | 3692 | 3942293 | AMERICAN STANDARD, INC. | 4A7A5049E1 | AC | Split System: Air-Cooled Condensing Unit, Coil with Blower | 4TTR5049E1 |  | 4TXAC043BC3 | 12 | 14.5 | Yes | Yes | 2011-02-28 |  | 0
FALSE | 4TTR6049B1 | 3692 | 3942294 | AMERICAN STANDARD, INC. | 4A7A5049E1 | AC | Split System: Air-Cooled Condensing Unit, Coil with Blower | 4TTR5049E1 |  | 4TXAC043BC3 | 13 | 15.5 | Yes | Yes | 2011-02-28 |  | 1
FALSE | 4TTR6049B1 | 3692 | 3942295 | AMERICAN STANDARD, INC. | 4A7A5049E1 | AC | Split System: Air-Cooled Condensing Unit, Coil with Blower | 4TTR5049E1 |  | 4TXAC043BC3 | 12.5 | 15.5 | Yes | Yes | 2011-02-28 |  | 1
FALSE | 4TTR6049B1 | 3692 | 3942296 | AMERICAN STANDARD, INC. | 4A7A5049E1 | AC | Split System: Air-Cooled Condensing Unit, Coil with Blower | 4TTR5049E1 |  | 4TXAC043BC3 | 12 | 14.5 | Yes | Yes | 2011-02-28 |  | 0
FALSE | 4TTR6049B1 | 3692 | 3942299 | AMERICAN STANDARD, INC. | 4A7A5049E1 | AC | Split System: Air-Cooled Condensing Unit, Coil with Blower | 4TTR5049E1 |  | 4TXAC043BC3 | 13 | 16 | Yes | Yes | 2011-02-28 |  | 2
FALSE | 4TTR6049B1 | 3692 | 3942301 | AMERICAN STANDARD, INC. | 4A7A5049E1 | AC | Split System: Air-Cooled Condensing Unit, Coil with Blower | 4TTR5049E1 |  | 4TXAC043BC3 | 12.5 | 15 | Yes | Yes | 2011-02-28 |  | 1
FALSE | 4TTR6049B1 | 3692 | 3942302 | AMERICAN STANDARD, INC. | 4A7A5049E1 | AC | Split System: Air-Cooled Condensing Unit, Coil Alone | 4TTR5049E1 |  | 4TXAC044BC3 | 12 | 14.5 | Yes | Yes | 2011-02-28 |  | 0
FALSE | 4TTR6049B1 | 3692 | 3942275 | AMERICAN STANDARD, INC. | 4A7A5049E1 | AC | Split System: Air-Cooled Condensing Unit, Coil Alone | 4TTR5049E1 |  | 4TXAB042BC3 | 12 | 14.5 | Yes | Yes | 2011-02-28 |  | 0
FALSE | 4TTR6049B1 | 3692 | 3942277 | AMERICAN STANDARD, INC. | 4A7A5049E1 | AC | Split System: Air-Cooled Condensing Unit, Coil Alone | 4TTR5049E1 |  | 4TXAB048BC3 | 12 | 14.5 | Yes | Yes | 2011-02-28 |  | 0
FALSE | 4TTR6049B1 | 3692 | 3942278 | AMERICAN STANDARD, INC. | 4A7A5049E1 | AC | Split System: Air-Cooled Condensing Unit, Coil with Blower | 4TTR5049E1 |  | 4TXAB048BC3 | 12 | 14.5 | Yes | Yes | 2011-02-28 |  | 0
FALSE | 4TTR6049B1 | 3692 | 3942279 | AMERICAN STANDARD, INC. | 4A7A5049E1 | AC | Split System: Air-Cooled Condensing Unit, Coil with Blower | 4TTR5049E1 |  | 4TXAB048BC3 | 12 | 14.5 | Yes | Yes | 2011-02-28 |  | 0
FALSE | 4TTR6049B1 | 3692 | 3942280 | AMERICAN STANDARD, INC. | 4A7A5049E1 | AC | Split System: Air-Cooled Condensing Unit, Coil with Blower | 4TTR5049E1 |  | 4TXAB048BC3 | 12 | 14.5 | Yes | Yes | 2011-02-28 |  | 0
FALSE | 4TTR6049B1 | 3692 | 3942303 | AMERICAN STANDARD, INC. | 4A7A5049E1 | AC | Split System: Air-Cooled Condensing Unit, Coil with Blower | 4TTR5049E1 |  | 4TXAC044BC3 | 12 | 14.5 | Yes | Yes | 2011-02-28 |  | 0
FALSE | 4TTR6049B1 | 3692 | 3942304 | AMERICAN STANDARD, INC. | 4A7A5049E1 | AC | Split System: Air-Cooled Condensing Unit, Coil with Blower | 4TTR5049E1 |  | 4TXAC044BC3 | 12.5 | 15.5 | Yes | Yes | 2011-02-28 |  | 1
FALSE | 4TTR6049B1 | 3692 | 3942305 | AMERICAN STANDARD, INC. | 4A7A5049E1 | AC | Split System: Air-Cooled Condensing Unit, Coil with Blower | 4TTR5049E1 |  | 4TXAC044BC3 | 13 | 16 | Yes | Yes | 2011-02-28 |  | 2
FALSE | 4TTR6049B1 | 3692 | 3942306 | AMERICAN STANDARD, INC. | 4A7A5049E1 | AC | Split System: Air-Cooled Condensing Unit, Coil with Blower | 4TTR5049E1 |  | 4TXAC044BC3 | 13 | 15.5 | Yes | Yes | 2011-02-28 |  | 1
FALSE | 4TTR6049B1 | 3692 | 3942308 | AMERICAN STANDARD, INC. | 4A7A5049E1 | AC | Split System: Air-Cooled Condensing Unit, Coil with Blower | 4TTR5049E1 |  | 4TXAC044BC3 | 13 | 15.5 | Yes | Yes | 2011-02-28 |  | 1
FALSE | 4TTR6049B1 | 3692 | 3942309 | AMERICAN STANDARD, INC. | 4A7A5049E1 | AC | Split System: Air-Cooled Condensing Unit, Coil with Blower | 4TTR5049E1 |  | 4TXAC044BC3 | 12.5 | 15.5 | Yes | Yes | 2011-02-28 |  | 1
FALSE | 4TTR6049B1 | 3692 | 3942310 | AMERICAN STANDARD, INC. | 4A7A5049E1 | AC | Split System: Air-Cooled Condensing Unit, Coil with Blower | 4TTR5049E1 |  | 4TXAC044BC3 | 12.5 | 15 | Yes | Yes | 2011-02-28 |  | 1
FALSE | 4TTR6049B1 | 3692 | 3942311 | AMERICAN STANDARD, INC. | 4A7A5049E1 | AC | Split System: Air-Cooled Condensing Unit, Coil with Blower | 4TTR5049E1 |  | 4TXAC044BC3 | 12.5 | 15.5 | Yes | Yes | 2011-02-28 |  | 1
FALSE | 4TTR6049B1 | 3692 | 3942313 | AMERICAN STANDARD, INC. | 4A7A5049E1 | AC | Split System: Air-Cooled Condensing Unit, Coil with Blower | 4TTR5049E1 |  | 4TXAC044BC3 | 12 | 14.5 | Yes | Yes | 2011-02-28 |  | 0
FALSE | 4TTR6049B1 | 3692 | 3942314 | AMERICAN STANDARD, INC. | 4A7A5049E1 | AC | Split System: Air-Cooled Condensing Unit, Coil with Blower | 4TTR5049E1 |  | 4TXAC044BC3 | 13 | 15.5 | Yes | Yes | 2011-02-28 |  | 1
FALSE | 4TTR6049B1 | 3692 | 3942315 | AMERICAN STANDARD, INC. | 4A7A5049E1 | AC | Split System: Air-Cooled Condensing Unit, Coil with Blower | 4TTR5049E1 |  | 4TXAC044BC3 | 12.5 | 15 | Yes | Yes | 2011-02-28 |  | 1
FALSE | 4TTR6049B1 | 3692 | 3942316 | AMERICAN STANDARD, INC. | 4A7A5049E1 | AC | Split System: Air-Cooled Condensing Unit, Coil with Blower | 4TTR5049E1 |  | 4TXAC044BC3 | 12 | 14.5 | Yes | Yes | 2011-02-28 |  | 0
FALSE | 4TTR6049B1 | 3692 | 3942317 | AMERICAN STANDARD, INC. | 4A7A5049E1 | AC | Split System: Air-Cooled Condensing Unit, Coil with Blower | 4TTR5049E1 |  | 4TXAC044BC3 | 12 | 14.5 | Yes | Yes | 2011-02-28 |  | 0
FALSE | 4TTR6049B1 | 3692 | 3942318 | AMERICAN STANDARD, INC. | 4A7A5049E1 | AC | Split System: Air-Cooled Condensing Unit, Coil with Blower | 4TTR5049E1 |  | 4TXAC044BC3 | 12.5 | 15 | Yes | Yes | 2011-02-28 |  | 1
FALSE | 4TTR6049B1 | 3692 | 3942321 | AMERICAN STANDARD, INC. | 4A7A5049E1 | AC | Split System: Air-Cooled Condensing Unit, Coil with Blower | 4TTR5049E1 |  | 4TXAC044BC3 | 13 | 16 | Yes | Yes | 2011-02-28 |  | 2
FALSE | 4TTR6049B1 | 3692 | 3942322 | AMERICAN STANDARD, INC. | 4A7A5049E1 | AC | Split System: Air-Cooled Condensing Unit, Coil with Blower | 4TTR5049E1 |  | 4TXAC044BC3 | 12.5 | 15.5 | Yes | Yes | 2011-02-28 |  | 1
FALSE | 4TTR6049B1 | 3692 | 3942323 | AMERICAN STANDARD, INC. | 4A7A5049E1 | AC | Split System: Air-Cooled Condensing Unit, Coil with Blower | 4TTR5049E1 |  | 4TXAC044BC3 | 13 | 16 | Yes | Yes | 2011-02-28 |  | 2
FALSE | 4TTR6049B1 | 3692 | 3942324 | AMERICAN STANDARD, INC. | 4A7A5049E1 | AC | Split System: Air-Cooled Condensing Unit, Coil with Blower | 4TTR5049E1 |  | 4TXAC049BC3 | 13 | 16 | Yes | Yes | 2011-02-28 |  | 2
FALSE | 4TTR6049B1 | 3692 | 3942325 | AMERICAN STANDARD, INC. | 4A7A5049E1 | AC | Split System: Air-Cooled Condensing Unit, Coil with Blower | 4TTR5049E1 |  | 4TXAC049BC3 | 12.5 | 15 | Yes | Yes | 2011-02-28 |  | 1
FALSE | 4TTR6049B1 | 3692 | 3942327 | AMERICAN STANDARD, INC. | 4A7A5049E1 | AC | Split System: Air-Cooled Condensing Unit, Coil with Blower | 4TTR5049E1 |  | 4TXAC049BC3 | 13 | 15.5 | Yes | Yes | 2011-02-28 |  | 1
FALSE | 4TTR6049B1 | 3692 | 3942330 | AMERICAN STANDARD, INC. | 4A7A5049E1 | AC | Split System: Air-Cooled Condensing Unit, Coil Alone | 4TTR5049E1 |  | 4TXAC049BC3 | 12 | 14.5 | Yes | Yes | 2011-02-28 |  | 0
FALSE | 4TTR6049B1 | 3692 | 3942331 | AMERICAN STANDARD, INC. | 4A7A5049E1 | AC | Split System: Air-Cooled Condensing Unit, Coil with Blower | 4TTR5049E1 |  | 4TXAC049BC3 | 13 | 15.5 | Yes | Yes | 2011-02-28 |  | 1
FALSE | 4TTR6049B1 | 3692 | 3942378 | AMERICAN STANDARD, INC. | 4A7A5049E1 | AC | Split System: Air-Cooled Condensing Unit, Coil with Blower | 4TTR5049E1 |  | 4TXAD050BC3 | 13 | 15.5 | Yes | Yes | 2011-02-28 |  | 1
FALSE | 4TTR6049B1 | 3692 | 3942379 | AMERICAN STANDARD, INC. | 4A7A5049E1 | AC | Split System: Air-Cooled Condensing Unit, Coil with Blower | 4TTR5049E1 |  | 4TXAD050BC3 | 13 | 16 | Yes | Yes | 2011-02-28 |  | 2
FALSE | 4TTR6049B1 | 3692 | 3942380 | AMERICAN STANDARD, INC. | 4A7A5049E1 | AC | Split System: Air-Cooled Condensing Unit, Coil with Blower | 4TTR5049E1 |  | 4TXAD050BC3 | 12 | 14.5 | Yes | Yes | 2011-02-28 |  | 0
FALSE | 4TTR6049B1 | 3692 | 3942381 | AMERICAN STANDARD, INC. | 4A7A5049E1 | AC | Split System: Air-Cooled Condensing Unit, Coil with Blower | 4TTR5049E1 |  | 4TXAD050BC3 | 13 | 15.5 | Yes | Yes | 2011-02-28 |  | 1
FALSE | 4TTR6049B1 | 3692 | 3942382 | AMERICAN STANDARD, INC. | 4A7A5049E1 | AC | Split System: Air-Cooled Condensing Unit, Coil with Blower | 4TTR5049E1 |  | 4TXAD050BC3 | 13 | 16 | Yes | Yes | 2011-02-28 |  | 2
FALSE | 4TTR6049B1 | 3692 | 3942383 | AMERICAN STANDARD, INC. | 4A7A5049E1 | AC | Split System: Air-Cooled Condensing Unit, Coil with Blower | 4TTR5049E1 |  | 4TXAD050BC3 | 13 | 15.5 | Yes | Yes | 2011-02-28 |  | 1
FALSE | 4TTR6049B1 | 3692 | 3942384 | AMERICAN STANDARD, INC. | 4A7A5049E1 | AC | Split System: Air-Cooled Condensing Unit, Coil with Blower | 4TTR5049E1 |  | 4TXAD050BC3 | 13 | 15.5 | Yes | Yes | 2011-02-28 |  | 1
FALSE | 4TTR6049B1 | 3692 | 3942385 | AMERICAN STANDARD, INC. | 4A7A5049E1 | AC | Split System: Air-Cooled Condensing Unit, Coil with Blower | 4TTR5049E1 |  | 4TXAD050BC3 | 12 | 15 | Yes | Yes | 2011-02-28 |  | 0
FALSE | 4TTR6049B1 | 3692 | 3942386 | AMERICAN STANDARD, INC. | 4A7A5049E1 | AC | Split System: Air-Cooled Condensing Unit, Coil with Blower | 4TTR5049E1 |  | 4TXAD050BC3 | 13 | 15.5 | Yes | Yes | 2011-02-28 |  | 1
FALSE | 4TTR6049B1 | 3692 | 3942388 | AMERICAN STANDARD, INC. | 4A7A5049E1 | AC | Split System: Air-Cooled Condensing Unit, Coil with Blower | 4TTR5049E1 |  | 4TXAD050BC3 | 13 | 15.5 | Yes | Yes | 2011-02-28 |  | 1
FALSE | 4TTR6049B1 | 3692 | 3942389 | AMERICAN STANDARD, INC. | 4A7A5049E1 | AC | Split System: Air-Cooled Condensing Unit, Coil with Blower | 4TTR5049E1 |  | 4TXAD050BC3 | 13 | 15.5 | Yes | Yes | 2011-02-28 |  | 1
FALSE | 4TTR6049B1 | 3692 | 3942390 | AMERICAN STANDARD, INC. | 4A7A5049E1 | AC | Split System: Air-Cooled Condensing Unit, Coil with Blower | 4TTR5049E1 |  | 4TXAD050BC3 | 12.5 | 15 | Yes | Yes | 2011-02-28 |  | 1
FALSE | 4TTR6049B1 | 3692 | 3942394 | AMERICAN STANDARD, INC. | 4A7A5049E1 | AC | Split System: Air-Cooled Condensing Unit, Coil with Blower | 4TTR5049E1 |  | 4TXAD050BC3 | 12 | 14.5 | Yes | Yes | 2011-02-28 |  | 0
FALSE | 4TTR6049B1 | 3692 | 3942395 | AMERICAN STANDARD, INC. | 4A7A5049E1 | AC | Split System: Air-Cooled Condensing Unit, Coil with Blower | 4TTR5049E1 |  | 4TXAD050BC3 | 12.5 | 15 | Yes | Yes | 2011-02-28 |  | 1
FALSE | 4TTR6049B1 | 3692 | 3942396 | AMERICAN STANDARD, INC. | 4A7A5049E1 | AC | Split System: Air-Cooled Condensing Unit, Coil with Blower | 4TTR5049E1 |  | 4TXAD050BC3 | 12.5 | 15.5 | Yes | Yes | 2011-02-28 |  | 1
FALSE | 4TTR6049B1 | 3692 | 3942400 | AMERICAN STANDARD, INC. | 4A7A5049E1 | AC | Split System: Air-Cooled Condensing Unit, Coil with Blower | 4TTR5049E1 |  | 4TXAD050BC3 | 13 | 15.5 | Yes | Yes | 2011-02-28 |  | 1
FALSE | 4TTR6049B1 | 3692 | 3942401 | AMERICAN STANDARD, INC. | 4A7A5049E1 | AC | Split System: Air-Cooled Condensing Unit, Coil with Blower | 4TTR5049E1 |  | 4TXAD050BC3 | 12.5 | 15.5 | Yes | Yes | 2011-02-28 |  | 1
FALSE | 4TTR6049B1 | 3692 | 3942402 | AMERICAN STANDARD, INC. | 4A7A5049E1 | AC | Split System: Air-Cooled Condensing Unit, Coil with Blower | 4TTR5049E1 |  | 4TXAD050BC3 | 12.5 | 15 | Yes | Yes | 2011-02-28 |  | 1
FALSE | 4TTR6049B1 | 3692 | 3942355 | AMERICAN STANDARD, INC. | 4A7A5049E1 | AC | Split System: Air-Cooled Condensing Unit, Coil with Blower | 4TTR5049E1 |  | 4TXAC060BC3 | 13 | 15.5 | Yes | Yes | 2011-02-28 |  | 1
FALSE | 4TTR6049B1 | 3692 | 3942356 | AMERICAN STANDARD, INC. | 4A7A5049E1 | AC | Split System: Air-Cooled Condensing Unit, Coil with Blower | 4TTR5049E1 |  | 4TXAC060BC3 | 13 | 16 | Yes | Yes | 2011-02-28 |  | 2
FALSE | 4TTR6049B1 | 3692 | 3942357 | AMERICAN STANDARD, INC. | 4A7A5049E1 | AC | Split System: Air-Cooled Condensing Unit, Coil Alone | 4TTR5049E1 |  | 4TXAC060BC3 | 12 | 14.5 | Yes | Yes | 2011-02-28 |  | 0
FALSE | 4TTR6049B1 | 3692 | 3942358 | AMERICAN STANDARD, INC. | 4A7A5049E1 | AC | Split System: Air-Cooled Condensing Unit, Coil with Blower | 4TTR5049E1 |  | 4TXAC060BC3 | 13 | 15.5 | Yes | Yes | 2011-02-28 |  | 1
FALSE | 4TTR6049B1 | 3692 | 3942359 | AMERICAN STANDARD, INC. | 4A7A5049E1 | AC | Split System: Air-Cooled Condensing Unit, Coil with Blower | 4TTR5049E1 |  | 4TXAC060BC3 | 12 | 15 | Yes | Yes | 2011-02-28 |  | 0
FALSE | 4TTR6049B1 | 3692 | 3942360 | AMERICAN STANDARD, INC. | 4A7A5049E1 | AC | Split System: Air-Cooled Condensing Unit, Coil with Blower | 4TTR5049E1 |  | 4TXAC060BC3 | 13 | 15.5 | Yes | Yes | 2011-02-28 |  | 1
FALSE | 4TTR6049B1 | 3692 | 3942361 | AMERICAN STANDARD, INC. | 4A7A5049E1 | AC | Split System: Air-Cooled Condensing Unit, Coil with Blower | 4TTR5049E1 |  | 4TXAC060BC3 | 13 | 16 | Yes | Yes | 2011-02-28 |  | 2
FALSE | 4TTR6049B1 | 3692 | 3942362 | AMERICAN STANDARD, INC. | 4A7A5049E1 | AC | Split System: Air-Cooled Condensing Unit, Coil with Blower | 4TTR5049E1 |  | 4TXAC060BC3 | 12.5 | 15 | Yes | Yes | 2011-02-28 |  | 1
FALSE | 4TTR6049B1 | 3692 | 3942363 | AMERICAN STANDARD, INC. | 4A7A5049E1 | AC | Split System: Air-Cooled Condensing Unit, Coil with Blower | 4TTR5049E1 |  | 4TXAC060BC3 | 12.5 | 15 | Yes | Yes | 2011-02-28 |  | 1
FALSE | 4TTR6049B1 | 3692 | 3942364 | AMERICAN STANDARD, INC. | 4A7A5049E1 | AC | Split System: Air-Cooled Condensing Unit, Coil with Blower | 4TTR5049E1 |  | 4TXAC060BC3 | 13 | 16 | Yes | Yes | 2011-02-28 |  | 2
FALSE | 4TTR6049B1 | 3692 | 3942365 | AMERICAN STANDARD, INC. | 4A7A5049E1 | AC | Split System: Air-Cooled Condensing Unit, Coil with Blower | 4TTR5049E1 |  | 4TXAC060BC3 | 13 | 15.5 | Yes | Yes | 2011-02-28 |  | 1
FALSE | 4TTR6049B1 | 3692 | 3942366 | AMERICAN STANDARD, INC. | 4A7A5049E1 | AC | Split System: Air-Cooled Condensing Unit, Coil with Blower | 4TTR5049E1 |  | 4TXAC060BC3 | 13 | 16 | Yes | Yes | 2011-02-28 |  | 2
FALSE | 4TTR6049B1 | 3692 | 3942367 | AMERICAN STANDARD, INC. | 4A7A5049E1 | AC | Split System: Air-Cooled Condensing Unit, Coil with Blower | 4TTR5049E1 |  | 4TXAC060BC3 | 13 | 16 | Yes | Yes | 2011-02-28 |  | 2
FALSE | 4TTR6049B1 | 3692 | 3942368 | AMERICAN STANDARD, INC. | 4A7A5049E1 | AC | Split System: Air-Cooled Condensing Unit, Coil with Blower | 4TTR5049E1 |  | 4TXAD050BC3 | 13 | 15.5 | Yes | Yes | 2011-02-28 |  | 1
FALSE | 4TTR6049B1 | 3692 | 3942370 | AMERICAN STANDARD, INC. | 4A7A5049E1 | AC | Split System: Air-Cooled Condensing Unit, Coil with Blower | 4TTR5049E1 |  | 4TXAD050BC3 | 13 | 15.5 | Yes | Yes | 2011-02-28 |  | 1
FALSE | 4TTR6049B1 | 3692 | 3942371 | AMERICAN STANDARD, INC. | 4A7A5049E1 | AC | Split System: Air-Cooled Condensing Unit, Coil with Blower | 4TTR5049E1 |  | 4TXAD050BC3 | 13 | 16 | Yes | Yes | 2011-02-28 |  | 2
FALSE | 4TTR6049B1 | 3692 | 3942373 | AMERICAN STANDARD, INC. | 4A7A5049E1 | AC | Split System: Air-Cooled Condensing Unit, Coil with Blower | 4TTR5049E1 |  | 4TXAD050BC3 | 13 | 15.5 | Yes | Yes | 2011-02-28 |  | 1
FALSE | 4TTR6049B1 | 3692 | 3942374 | AMERICAN STANDARD, INC. | 4A7A5049E1 | AC | Split System: Air-Cooled Condensing Unit, Coil with Blower | 4TTR5049E1 |  | 4TXAD050BC3 | 12.5 | 15 | Yes | Yes | 2011-02-28 |  | 1
FALSE | 4TTR6049B1 | 3692 | 3942375 | AMERICAN STANDARD, INC. | 4A7A5049E1 | AC | Split System: Air-Cooled Condensing Unit, Coil with Blower | 4TTR5049E1 |  | 4TXAD050BC3 | 13 | 16 | Yes | Yes | 2011-02-28 |  | 2
FALSE | 4TTR6049B1 | 3692 | 3942376 | AMERICAN STANDARD, INC. | 4A7A5049E1 | AC | Split System: Air-Cooled Condensing Unit, Coil Alone | 4TTR5049E1 |  | 4TXAD050BC3 | 12 | 14.5 | Yes | Yes | 2011-02-28 |  | 0
FALSE | 4TTR6049B1 | 3692 | 3942377 | AMERICAN STANDARD, INC. | 4A7A5049E1 | AC | Split System: Air-Cooled Condensing Unit, Coil with Blower | 4TTR5049E1 |  | 4TXAD050BC3 | 13 | 16 | Yes | Yes | 2011-02-28 |  | 2
FALSE | 4TTR6049B1 | 3692 | 3942403 | AMERICAN STANDARD, INC. | 4A7A5049E1 | AC | Split System: Air-Cooled Condensing Unit, Coil with Blower | 4TTR5049E1 |  | 4TXAD050BC3 | 13 | 15.5 | Yes | Yes | 2011-02-28 |  | 1
FALSE | 4TTR6049B1 | 3692 | 3942404 | AMERICAN STANDARD, INC. | 4A7A5049E1 | AC | Split System: Air-Cooled Condensing Unit, Coil with Blower | 4TTR5049E1 |  | 4TXAD050BC3 | 13 | 15.5 | Yes | Yes | 2011-02-28 |  | 1
FALSE | 4TTR6049B1 | 3692 | 3942405 | AMERICAN STANDARD, INC. | 4A7A5049E1 | AC | Split System: Air-Cooled Condensing Unit, Coil with Blower | 4TTR5049E1 |  | 4TXAD050BC3 | 12 | 14.5 | Yes | Yes | 2011-02-28 |  | 0
FALSE | 4TTR6049B1 | 3692 | 3942406 | AMERICAN STANDARD, INC. | 4A7A5049E1 | AC | Split System: Air-Cooled Condensing Unit, Coil with Blower | 4TTR5049E1 |  | 4TXAD050BC3 | 13 | 16 | Yes | Yes | 2011-02-28 |  | 2
FALSE | 4TTR6049B1 | 3692 | 3942407 | AMERICAN STANDARD, INC. | 4A7A5049E1 | AC | Split System: Air-Cooled Condensing Unit, Coil with Blower | 4TTR5049E1 |  | 4TXAD061BC3 | 13 | 15.5 | Yes | Yes | 2011-02-28 |  | 1
FALSE | 4TTR6049B1 | 3692 | 3942408 | AMERICAN STANDARD, INC. | 4A7A5049E1 | AC | Split System: Air-Cooled Condensing Unit, Coil with Blower | 4TTR5049E1 |  | 4TXAD061BC3 | 12.5 | 15 | Yes | Yes | 2011-02-28 |  | 1
FALSE | 4TTR6049B1 | 3692 | 3942410 | AMERICAN STANDARD, INC. | 4A7A5049E1 | AC | Split System: Air-Cooled Condensing Unit, Coil with Blower | 4TTR5049E1 |  | 4TXAD061BC3 | 13 | 16 | Yes | Yes | 2011-02-28 |  | 2
FALSE | 4TTR6049B1 | 3692 | 3942411 | AMERICAN STANDARD, INC. | 4A7A5049E1 | AC | Split System: Air-Cooled Condensing Unit, Coil with Blower | 4TTR5049E1 |  | 4TXAD061BC3 | 13 | 16 | Yes | Yes | 2011-02-28 |  | 2
FALSE | 4TTR6049B1 | 3692 | 3942412 | AMERICAN STANDARD, INC. | 4A7A5049E1 | AC | Split System: Air-Cooled Condensing Unit, Coil with Blower | 4TTR5049E1 |  | 4TXAD061BC3 | 12 | 14.5 | Yes | Yes | 2011-02-28 |  | 0
FALSE | 4TTR6049B1 | 3692 | 3942413 | AMERICAN STANDARD, INC. | 4A7A5049E1 | AC | Split System: Air-Cooled Condensing Unit, Coil with Blower | 4TTR5049E1 |  | 4TXAD061BC3 | 13 | 16 | Yes | Yes | 2011-02-28 |  | 2
FALSE | 4TTR6049B1 | 3692 | 3942415 | AMERICAN STANDARD, INC. | 4A7A5049E1 | AC | Split System: Air-Cooled Condensing Unit, Coil with Blower | 4TTR5049E1 |  | 4TXAD061BC3 | 13 | 16 | Yes | Yes | 2011-02-28 |  | 2
FALSE | 4TTR6049B1 | 3692 | 3942418 | AMERICAN STANDARD, INC. | 4A7A5049E1 | AC | Split System: Air-Cooled Condensing Unit, Coil with Blower | 4TTR5049E1 |  | 4TXAD061BC3 | 12.5 | 15 | Yes | Yes | 2011-02-28 |  | 1
FALSE | 4TTR6049B1 | 3692 | 3942419 | AMERICAN STANDARD, INC. | 4A7A5049E1 | AC | Split System: Air-Cooled Condensing Unit, Coil with Blower | 4TTR5049E1 |  | 4TXAD061BC3 | 13 | 15.5 | Yes | Yes | 2011-02-28 |  | 1
FALSE | 4TTR6049B1 | 3692 | 3942420 | AMERICAN STANDARD, INC. | 4A7A5049E1 | AC | Split System: Air-Cooled Condensing Unit, Coil with Blower | 4TTR5049E1 |  | 4TXAD061BC3 | 12.5 | 15 | Yes | Yes | 2011-02-28 |  | 1
FALSE | 4TTR6049B1 | 3692 | 3942421 | AMERICAN STANDARD, INC. | 4A7A5049E1 | AC | Split System: Air-Cooled Condensing Unit, Coil with Blower | 4TTR5049E1 |  | 4TXAD061BC3 | 13 | 15.5 | Yes | Yes | 2011-02-28 |  | 1
FALSE | 4TTR6049B1 | 3692 | 3942422 | AMERICAN STANDARD, INC. | 4A7A5049E1 | AC | Split System: Air-Cooled Condensing Unit, Coil with Blower | 4TTR5049E1 |  | 4TXAD061BC3 | 13 | 16 | Yes | Yes | 2011-02-28 |  | 2
FALSE | 4TTR6049B1 | 3692 | 3942424 | AMERICAN STANDARD, INC. | 4A7A5049E1 | AC | Split System: Air-Cooled Condensing Unit, Coil Alone | 4TTR5049E1 |  | 4TXAD061BC3 | 12.5 | 15 | Yes | Yes | 2011-02-28 |  | 1
FALSE | 4TTR6049B1 | 3692 | 3942426 | AMERICAN STANDARD, INC. | 4A7A5049E1 | AC | Split System: Air-Cooled Condensing Unit, Coil with Blower | 4TTR5049E1 |  | 4TXAD061BC3 | 13 | 15.5 | Yes | Yes | 2011-02-28 |  | 1
FALSE | 4TTR6049B1 | 3692 | 3942427 | AMERICAN STANDARD, INC. | 4A7A5049E1 | AC | Split System: Air-Cooled Condensing Unit, Coil with Blower | 4TTR5049E1 |  | 4TXAD061BC3 | 12.5 | 15.5 | Yes | Yes | 2011-02-28 |  | 1
FALSE | 4TTR6049B1 | 3692 | 3942428 | AMERICAN STANDARD, INC. | 4A7A5049E1 | AC | Split System: Air-Cooled Condensing Unit, Coil with Blower | 4TTR5049E1 |  | 4TXAD061BC3 | 13 | 16 | Yes | Yes | 2011-02-28 |  | 2
FALSE | 4TTR6049B1 | 3692 | 3942429 | AMERICAN STANDARD, INC. | 4A7A5049E1 | AC | Split System: Air-Cooled Condensing Unit, Coil with Blower | 4TTR5049E1 |  | 4TXAD061BC3 | 13 | 15.5 | Yes | Yes | 2011-02-28 |  | 1
FALSE | 4TTR6049B1 | 3692 | 3942430 | AMERICAN STANDARD, INC. | 4A7A5049E1 | AC | Split System: Air-Cooled Condensing Unit, Coil with Blower | 4TTR5049E1 |  | 4TXAD061BC3 | 13 | 16 | Yes | Yes | 2011-02-28 |  | 2
FALSE | 4TTR6049B1 | 3692 | 3942477 | AMERICAN STANDARD, INC. | 4A7A5049E1 | AC | Split System: Air-Cooled Condensing Unit, Coil with Blower | 4TTR5049E1 |  | 4TXAD064BC3 | 13 | 15.5 | Yes | Yes | 2011-02-28 |  | 1
FALSE | 4TTR6049B1 | 3692 | 3942479 | AMERICAN STANDARD, INC. | 4A7A5049E1 | AC | Split System: Air-Cooled Condensing Unit, Coil with Blower | 4TTR5049E1 |  | 4TXAD064BC3 | 13 | 16 | Yes | Yes | 2011-02-28 |  | 2
FALSE | 4TTR6049B1 | 3692 | 3942480 | AMERICAN STANDARD, INC. | 4A7A5049E1 | AC | Split System: Air-Cooled Condensing Unit, Coil with Blower | 4TTR5049E1 |  | 4TXAD064BC3 | 13 | 15.5 | Yes | Yes | 2011-02-28 |  | 1
FALSE | 4TTR6049B1 | 3692 | 3942452 | AMERICAN STANDARD, INC. | 4A7A5049E1 | AC | Split System: Air-Cooled Condensing Unit, Coil with Blower | 4TTR5049E1 |  | 4TXAD064BC3 | 13 | 15.5 | Yes | Yes | 2011-02-28 |  | 1
FALSE | 4TTR6049B1 | 3692 | 3942453 | AMERICAN STANDARD, INC. | 4A7A5049E1 | AC | Split System: Air-Cooled Condensing Unit, Coil with Blower | 4TTR5049E1 |  | 4TXAD064BC3 | 13 | 16 | Yes | Yes | 2011-02-28 |  | 2
FALSE | 4TTR6049B1 | 3692 | 3942454 | AMERICAN STANDARD, INC. | 4A7A5049E1 | AC | Split System: Air-Cooled Condensing Unit, Coil with Blower | 4TTR5049E1 |  | 4TXAD064BC3 | 13 | 15.5 | Yes | Yes | 2011-02-28 |  | 1
FALSE | 4TTR6049B1 | 3692 | 3942455 | AMERICAN STANDARD, INC. | 4A7A5049E1 | AC | Split System: Air-Cooled Condensing Unit, Coil with Blower | 4TTR5049E1 |  | 4TXAD064BC3 | 12 | 15 | Yes | Yes | 2011-02-28 |  | 0
FALSE | 4TTR6049B1 | 3692 | 3942456 | AMERICAN STANDARD, INC. | 4A7A5049E1 | AC | Split System: Air-Cooled Condensing Unit, Coil with Blower | 4TTR5049E1 |  | 4TXAD064BC3 | 13 | 15.5 | Yes | Yes | 2011-02-28 |  | 1
FALSE | 4TTR6049B1 | 3692 | 3942457 | AMERICAN STANDARD, INC. | 4A7A5049E1 | AC | Split System: Air-Cooled Condensing Unit, Coil with Blower | 4TTR5049E1 |  | 4TXAD064BC3 | 13 | 16 | Yes | Yes | 2011-02-28 |  | 2
FALSE | 4TTR6049B1 | 3692 | 3942459 | AMERICAN STANDARD, INC. | 4A7A5049E1 | AC | Split System: Air-Cooled Condensing Unit, Coil with Blower | 4TTR5049E1 |  | 4TXAD064BC3 | 13 | 15.5 | Yes | Yes | 2011-02-28 |  | 1
FALSE | 4TTR6049B1 | 3692 | 3942460 | AMERICAN STANDARD, INC. | 4A7A5049E1 | AC | Split System: Air-Cooled Condensing Unit, Coil with Blower | 4TTR5049E1 |  | 4TXAD064BC3 | 13 | 15.5 | Yes | Yes | 2011-02-28 |  | 1
FALSE | 4TTR6049B1 | 3692 | 3942461 | AMERICAN STANDARD, INC. | 4A7A5049E1 | AC | Split System: Air-Cooled Condensing Unit, Coil Alone | 4TTR5049E1 |  | 4TXAD064BC3 | 12 | 14.5 | Yes | Yes | 2011-02-28 |  | 0
FALSE | 4TTR6049B1 | 3692 | 3942462 | AMERICAN STANDARD, INC. | 4A7A5049E1 | AC | Split System: Air-Cooled Condensing Unit, Coil with Blower | 4TTR5049E1 |  | 4TXAD064BC3 | 13 | 16 | Yes | Yes | 2011-02-28 |  | 2
FALSE | 4TTR6049B1 | 3692 | 3942463 | AMERICAN STANDARD, INC. | 4A7A5049E1 | AC | Split System: Air-Cooled Condensing Unit, Coil with Blower | 4TTR5049E1 |  | 4TXAD064BC3 | 12.5 | 15 | Yes | Yes | 2011-02-28 |  | 1
FALSE | 4TTR6049B1 | 3692 | 3942464 | AMERICAN STANDARD, INC. | 4A7A5049E1 | AC | Split System: Air-Cooled Condensing Unit, Coil with Blower | 4TTR5049E1 |  | 4TXAD064BC3 | 13 | 15.5 | Yes | Yes | 2011-02-28 |  | 1
FALSE | 4TTR6049B1 | 3692 | 3942465 | AMERICAN STANDARD, INC. | 4A7A5049E1 | AC | Split System: Air-Cooled Condensing Unit, Coil with Blower | 4TTR5049E1 |  | 4TXAD064BC3 | 13 | 16 | Yes | Yes | 2011-02-28 |  | 2
FALSE | 4TTR6049B1 | 3692 | 3942466 | AMERICAN STANDARD, INC. | 4A7A5049E1 | AC | Split System: Air-Cooled Condensing Unit, Coil with Blower | 4TTR5049E1 |  | 4TXAD064BC3 | 13 | 16 | Yes | Yes | 2011-02-28 |  | 2
FALSE | 4TTR6049B1 | 3692 | 3942467 | AMERICAN STANDARD, INC. | 4A7A5049E1 | AC | Split System: Air-Cooled Condensing Unit, Coil with Blower | 4TTR5049E1 |  | 4TXAD064BC3 | 12 | 15 | Yes | Yes | 2011-02-28 |  | 0
FALSE | 4TTR6049B1 | 3692 | 3942468 | AMERICAN STANDARD, INC. | 4A7A5049E1 | AC | Split System: Air-Cooled Condensing Unit, Coil with Blower | 4TTR5049E1 |  | 4TXAD064BC3 | 13 | 15.5 | Yes | Yes | 2011-02-28 |  | 1
FALSE | 4TTR6049B1 | 3692 | 3942469 | AMERICAN STANDARD, INC. | 4A7A5049E1 | AC | Split System: Air-Cooled Condensing Unit, Coil with Blower | 4TTR5049E1 |  | 4TXAD064BC3 | 12.5 | 15 | Yes | Yes | 2011-02-28 |  | 1
FALSE | 4TTR6049B1 | 3692 | 3942470 | AMERICAN STANDARD, INC. | 4A7A5049E1 | AC | Split System: Air-Cooled Condensing Unit, Coil with Blower | 4TTR5049E1 |  | 4TXAD064BC3 | 12 | 14.5 | Yes | Yes | 2011-02-28 |  | 0
FALSE | 4TTR6049B1 | 3692 | 3942471 | AMERICAN STANDARD, INC. | 4A7A5049E1 | AC | Split System: Air-Cooled Condensing Unit, Coil with Blower | 4TTR5049E1 |  | 4TXAD064BC3 | 13 | 15.5 | Yes | Yes | 2011-02-28 |  | 1
FALSE | 4TTR6049B1 | 3692 | 3942473 | AMERICAN STANDARD, INC. | 4A7A5049E1 | AC | Split System: Air-Cooled Condensing Unit, Coil with Blower | 4TTR5049E1 |  | 4TXAD064BC3 | 12.5 | 15 | Yes | Yes | 2011-02-28 |  | 1
FALSE | 4TTR6049B1 | 3692 | 3942475 | AMERICAN STANDARD, INC. | 4A7A5049E1 | AC | Split System: Air-Cooled Condensing Unit, Coil with Blower | 4TTR5049E1 |  | 4TXAD064BC3 | 12.5 | 15.5 | Yes | Yes | 2011-02-28 |  | 1
FALSE | XC21-024-230-10 | 2324 | 3945820 | LENNOX INDUSTRIES, INC. | XC21-024-230-05 | AC | Split System: Air-Cooled Condensing Unit, Coil Alone | XC21-024-230-05 |  | CX34-31+TDR | 13 | 17.2 | Yes | Yes | 2011-01-21 |  | 2
FALSE | XC21-024-230-10 | 2324 | 3945821 | LENNOX INDUSTRIES, INC. | XC21-024-230-05 | AC | Split System: Air-Cooled Condensing Unit, Coil Alone | XC21-024-230-05 |  | CX34-36+TDR | 12.7 | 16.7 | Yes | Yes | 2011-01-21 |  | 1
FALSE | XC21-024-230-10 | 2324 | 3945822 | LENNOX INDUSTRIES, INC. | XC21-024-230-05 | AC | Split System: Air-Cooled Condensing Unit, Coil Alone | XC21-024-230-05 |  | CX34-38+TDR | 13.2 | 17.2 | Yes | Yes | 2011-01-21 |  | 2
FALSE | XC21-024-230-10 | 2324 | 3945823 | LENNOX INDUSTRIES, INC. | XC21-024-230-05 | AC | Split System: Air-Cooled Condensing Unit, Coil Alone | XC21-024-230-05 |  | CX34-42+TDR | 12.7 | 16.7 | Yes | Yes | 2011-01-21 |  | 1
FALSE | XC21-024-230-10 | 2324 | 3945824 | LENNOX INDUSTRIES, INC. | XC21-024-230-05 | AC | Split System: Air-Cooled Condensing Unit, Coil Alone | XC21-024-230-05 |  | CR33-24+TDR+TXV | 12.2 | 16 | Yes | Yes | 2011-01-21 |  | 0
FALSE | XC21-024-230-10 | 2324 | 3945825 | LENNOX INDUSTRIES, INC. | XC21-024-230-05 | AC | Split System: Air-Cooled Condensing Unit, Coil Alone | XC21-024-230-05 |  | CR33-30/36+TDR+TXV | 13 | 17.2 | Yes | Yes | 2011-01-21 |  | 2
FALSE | XC21-024-230-10 | 2324 | 3945826 | LENNOX INDUSTRIES, INC. | XC21-024-230-05 | AC | Split System: Air-Cooled Condensing Unit, Coil Alone | XC21-024-230-05 |  | CH23-21+TDR+TXV | 12 | 15.5 | Yes | Yes | 2011-01-21 |  | 0
FALSE | XC21-024-230-10 | 2324 | 3945827 | LENNOX INDUSTRIES, INC. | XC21-024-230-05 | AC | Split System: Air-Cooled Condensing Unit, Coil Alone | XC21-024-230-05 |  | CH23-31+TDR+TXV | 12 | 15.7 | Yes | Yes | 2011-01-21 |  | 0
FALSE | XC21-024-230-10 | 2324 | 3945828 | LENNOX INDUSTRIES, INC. | XC21-024-230-05 | AC | Split System: Air-Cooled Condensing Unit, Coil Alone | XC21-024-230-05 |  | CH23-41+TDR+TXV | 12.7 | 16.7 | Yes | Yes | 2011-01-21 |  | 1
FALSE | XC21-024-230-10 | 2324 | 3945829 | LENNOX INDUSTRIES, INC. | XC21-024-230-05 | AC | Split System: Air-Cooled Condensing Unit, Coil Alone | XC21-024-230-05 |  | CH23-51+TDR+TXV | 13 | 16.7 | Yes | Yes | 2011-01-21 |  | 2
FALSE | XC21-024-230-10 | 2324 | 3945830 | LENNOX INDUSTRIES, INC. | XC21-024-230-05 | AC | Split System: Air-Cooled Condensing Unit, Coil Alone | XC21-024-230-05 |  | CH33-19+TDR+TXV | 12.5 | 16.5 | Yes | Yes | 2011-01-21 |  | 1
FALSE | XC21-024-230-10 | 2324 | 3945831 | LENNOX INDUSTRIES, INC. | XC21-024-230-05 | AC | Split System: Air-Cooled Condensing Unit, Coil Alone | XC21-024-230-05 |  | CH33-24/30+TDR+TXV | 12.5 | 16.5 | Yes | Yes | 2011-01-21 |  | 1
FALSE | XC21-024-230-10 | 2324 | 3945832 | LENNOX INDUSTRIES, INC. | XC21-024-230-05 | AC | Split System: Air-Cooled Condensing Unit, Coil Alone | XC21-024-230-05 |  | CH33-25A+TDR+TXV | 13 | 17 | Yes | Yes | 2011-01-21 |  | 2
FALSE | XC21-024-230-10 | 2324 | 3945833 | LENNOX INDUSTRIES, INC. | XC21-024-230-05 | AC | Split System: Air-Cooled Condensing Unit, Coil Alone | XC21-024-230-05 |  | CH33-25B+TDR+TXV | 12.7 | 16.7 | Yes | Yes | 2011-01-21 |  | 1
FALSE | XC21-024-230-10 | 2324 | 3945834 | LENNOX INDUSTRIES, INC. | XC21-024-230-05 | AC | Split System: Air-Cooled Condensing Unit, Coil Alone | XC21-024-230-05 |  | CH33-31A+TDR+TXV | 13.2 | 17.2 | Yes | Yes | 2011-01-21 |  | 2
FALSE | XC21-024-230-10 | 2324 | 3945835 | LENNOX INDUSTRIES, INC. | XC21-024-230-05 | AC | Split System: Air-Cooled Condensing Unit, Coil Alone | XC21-024-230-05 |  | CH33-31B+TDR+TXV | 13.2 | 17.2 | Yes | Yes | 2011-01-21 |  | 2
FALSE | XC21-024-230-10 | 2324 | 3945836 | LENNOX INDUSTRIES, INC. | XC21-024-230-05 | AC | Split System: Air-Cooled Condensing Unit, Coil Alone | XC21-024-230-05 |  | CH33-36A+TDR+TXV | 12.7 | 17 | Yes | Yes | 2011-01-21 |  | 1
FALSE | XC21-024-230-10 | 2324 | 3945837 | LENNOX INDUSTRIES, INC. | XC21-024-230-05 | AC | Split System: Air-Cooled Condensing Unit, Coil Alone | XC21-024-230-05 |  | CH33-36B+TDR+TXV | 12.7 | 16.7 | Yes | Yes | 2011-01-21 |  | 1
FALSE | XC21-024-230-10 | 2324 | 3945838 | LENNOX INDUSTRIES, INC. | XC21-024-230-05 | AC | Split System: Air-Cooled Condensing Unit, Coil Alone | XC21-024-230-05 |  | CH33-36C+TDR+TXV | 12.7 | 17 | Yes | Yes | 2011-01-21 |  | 1
FALSE | XC21-024-230-10 | 2324 | 3945856 | LENNOX INDUSTRIES, INC. | XC21-024-230-05 | AC | Split System: Air-Cooled Condensing Unit, Coil with Blower | XC21-024-230-05 |  | CX34-30+TDR | 13.7 | 19 | Yes | Yes | 2011-01-21 |  | 3
FALSE | XC21-024-230-10 | 2324 | 3945857 | LENNOX INDUSTRIES, INC. | XC21-024-230-05 | AC | Split System: Air-Cooled Condensing Unit, Coil with Blower | XC21-024-230-05 |  | CX34-30+TDR | 14 | 19.2 | Yes | Yes | 2011-01-21 |  | 3
FALSE | XC21-024-230-10 | 2324 | 3945858 | LENNOX INDUSTRIES, INC. | XC21-024-230-05 | AC | Split System: Air-Cooled Condensing Unit, Coil with Blower | XC21-024-230-05 |  | CX34-30+TDR | 14 | 19.2 | Yes | Yes | 2011-01-21 |  | 3
FALSE | XC21-024-230-10 | 2324 | 3945859 | LENNOX INDUSTRIES, INC. | XC21-024-230-05 | AC | Split System: Air-Cooled Condensing Unit, Coil with Blower | XC21-024-230-05 |  | CX34-30+TDR | 14 | 19.2 | Yes | Yes | 2011-01-21 |  | 3
FALSE | XC21-024-230-10 | 2324 | 3945860 | LENNOX INDUSTRIES, INC. | XC21-024-230-05 | AC | Split System: Air-Cooled Condensing Unit, Coil with Blower | XC21-024-230-05 |  | CX34-30+TDR | 13.7 | 18.7 | Yes | Yes | 2011-01-21 |  | 3
FALSE | XC21-024-230-10 | 2324 | 3945861 | LENNOX INDUSTRIES, INC. | XC21-024-230-05 | AC | Split System: Air-Cooled Condensing Unit, Coil with Blower | XC21-024-230-05 |  | CX34-30+TDR | 13.7 | 19 | Yes | Yes | 2011-01-21 |  | 3
FALSE | XC21-024-230-10 | 2324 | 3945862 | LENNOX INDUSTRIES, INC. | XC21-024-230-05 | AC | Split System: Air-Cooled Condensing Unit, Coil with Blower | XC21-024-230-05 |  | CX34-30+TDR | 13.7 | 19 | Yes | Yes | 2011-01-21 |  | 3
FALSE | XC21-024-230-10 | 2324 | 3945863 | LENNOX INDUSTRIES, INC. | XC21-024-230-05 | AC | Split System: Air-Cooled Condensing Unit, Coil with Blower | XC21-024-230-05 |  | CX34-30+TDR | 14 | 19 | Yes | Yes | 2011-01-21 |  | 3
FALSE | XC21-024-230-10 | 2324 | 3945864 | LENNOX INDUSTRIES, INC. | XC21-024-230-05 | AC | Split System: Air-Cooled Condensing Unit, Coil with Blower | XC21-024-230-05 |  | CX34-31+TDR | 14.5 | 20.5 | Yes | Yes | 2011-01-21 |  | 3
FALSE | XC21-024-230-10 | 2324 | 3945865 | LENNOX INDUSTRIES, INC. | XC21-024-230-05 | AC | Split System: Air-Cooled Condensing Unit, Coil with Blower | XC21-024-230-05 |  | CX34-31+TDR | 14.7 | 20.7 | Yes | Yes | 2011-01-21 |  | 3
FALSE | XC21-024-230-10 | 2324 | 3945866 | LENNOX INDUSTRIES, INC. | XC21-024-230-05 | AC | Split System: Air-Cooled Condensing Unit, Coil with Blower | XC21-024-230-05 |  | CX34-31+TDR | 14.7 | 20 | Yes | Yes | 2011-01-21 |  | 3
FALSE | XC21-024-230-10 | 2324 | 3945867 | LENNOX INDUSTRIES, INC. | XC21-024-230-05 | AC | Split System: Air-Cooled Condensing Unit, Coil with Blower | XC21-024-230-05 |  | CX34-31+TDR | 14.5 | 20 | Yes | Yes | 2011-01-21 |  | 3
FALSE | XC21-024-230-10 | 2324 | 3945868 | LENNOX INDUSTRIES, INC. | XC21-024-230-05 | AC | Split System: Air-Cooled Condensing Unit, Coil with Blower | XC21-024-230-05 |  | CX34-31+TDR | 14.5 | 20.2 | Yes | Yes | 2011-01-21 |  | 3
FALSE | XC21-024-230-10 | 2324 | 3945869 | LENNOX INDUSTRIES, INC. | XC21-024-230-05 | AC | Split System: Air-Cooled Condensing Unit, Coil with Blower | XC21-024-230-05 |  | CX34-31+TDR | 14.7 | 20.2 | Yes | Yes | 2011-01-21 |  | 3
FALSE | XC21-024-230-10 | 2324 | 3945870 | LENNOX INDUSTRIES, INC. | XC21-024-230-05 | AC | Split System: Air-Cooled Condensing Unit, Coil with Blower | XC21-024-230-05 |  | CX34-31+TDR | 14.5 | 20.5 | Yes | Yes | 2011-01-21 |  | 3
FALSE | XC21-024-230-10 | 2324 | 3945871 | LENNOX INDUSTRIES, INC. | XC21-024-230-05 | AC | Split System: Air-Cooled Condensing Unit, Coil with Blower | XC21-024-230-05 |  | CX34-36+TDR | 14.2 | 20 | Yes | Yes | 2011-01-21 |  | 3
FALSE | XC21-024-230-10 | 2324 | 3945872 | LENNOX INDUSTRIES, INC. | XC21-024-230-05 | AC | Split System: Air-Cooled Condensing Unit, Coil with Blower | XC21-024-230-05 |  | CX34-36+TDR | 14.5 | 20.2 | Yes | Yes | 2011-01-21 |  | 3
FALSE | XC21-024-230-10 | 2324 | 3945873 | LENNOX INDUSTRIES, INC. | XC21-024-230-05 | AC | Split System: Air-Cooled Condensing Unit, Coil with Blower | XC21-024-230-05 |  | CX34-36+TDR | 14.5 | 20.2 | Yes | Yes | 2011-01-21 |  | 3
FALSE | XC21-024-230-10 | 2324 | 3945874 | LENNOX INDUSTRIES, INC. | XC21-024-230-05 | AC | Split System: Air-Cooled Condensing Unit, Coil with Blower | XC21-024-230-05 |  | CX34-36+TDR | 14.7 | 20.2 | Yes | Yes | 2011-01-21 |  | 3
FALSE | XC21-024-230-10 | 2324 | 3945927 | LENNOX INDUSTRIES, INC. | XC21-024-230-05 | AC | Split System: Air-Cooled Condensing Unit, Coil with Blower | XC21-024-230-05 |  | CH23-51+TDR+TXV | 14.7 | 20 | Yes | Yes | 2011-01-21 |  | 3
FALSE | XC21-024-230-10 | 2324 | 3945928 | LENNOX INDUSTRIES, INC. | XC21-024-230-05 | AC | Split System: Air-Cooled Condensing Unit, Coil with Blower | XC21-024-230-05 |  | CH23-51+TDR+TXV | 14.2 | 19.7 | Yes | Yes | 2011-01-21 |  | 3
FALSE | XC21-024-230-10 | 2324 | 3945929 | LENNOX INDUSTRIES, INC. | XC21-024-230-05 | AC | Split System: Air-Cooled Condensing Unit, Coil with Blower | XC21-024-230-05 |  | CH23-51+TDR+TXV | 14.5 | 20 | Yes | Yes | 2011-01-21 |  | 3
FALSE | XC21-024-230-10 | 2324 | 3945930 | LENNOX INDUSTRIES, INC. | XC21-024-230-05 | AC | Split System: Air-Cooled Condensing Unit, Coil with Blower | XC21-024-230-05 |  | CH23-51+TDR+TXV | 14.5 | 20 | Yes | Yes | 2011-01-21 |  | 3
FALSE | XC21-024-230-10 | 2324 | 3945931 | LENNOX INDUSTRIES, INC. | XC21-024-230-05 | AC | Split System: Air-Cooled Condensing Unit, Coil with Blower | XC21-024-230-05 |  | CH23-51+TDR+TXV | 14.5 | 20 | Yes | Yes | 2011-01-21 |  | 3
FALSE | XC21-024-230-10 | 2324 | 3945932 | LENNOX INDUSTRIES, INC. | XC21-024-230-05 | AC | Split System: Air-Cooled Condensing Unit, Coil with Blower | XC21-024-230-05 |  | CH33-19+TDR+TXV | 14 | 19.7 | Yes | Yes | 2011-01-21 |  | 3
FALSE | XC21-024-230-10 | 2324 | 3945933 | LENNOX INDUSTRIES, INC. | XC21-024-230-05 | AC | Split System: Air-Cooled Condensing Unit, Coil with Blower | XC21-024-230-05 |  | CH33-19+TDR+TXV | 14.2 | 20 | Yes | Yes | 2011-01-21 |  | 3
FALSE | XC21-024-230-10 | 2324 | 3945934 | LENNOX INDUSTRIES, INC. | XC21-024-230-05 | AC | Split System: Air-Cooled Condensing Unit, Coil with Blower | XC21-024-230-05 |  | CH33-24/30+TDR+TXV | 13.7 | 19.2 | Yes | Yes | 2011-01-21 |  | 3
FALSE | XC21-024-230-10 | 2324 | 3945935 | LENNOX INDUSTRIES, INC. | XC21-024-230-05 | AC | Split System: Air-Cooled Condensing Unit, Coil with Blower | XC21-024-230-05 |  | CH33-24/30+TDR+TXV | 14 | 19.5 | Yes | Yes | 2011-01-21 |  | 3
FALSE | XC21-024-230-10 | 2324 | 3945936 | LENNOX INDUSTRIES, INC. | XC21-024-230-05 | AC | Split System: Air-Cooled Condensing Unit, Coil with Blower | XC21-024-230-05 |  | CH33-25+TDR+TXV | 14.2 | 20 | Yes | Yes | 2011-01-21 |  | 3
FALSE | XC21-024-230-10 | 2324 | 3945937 | LENNOX INDUSTRIES, INC. | XC21-024-230-05 | AC | Split System: Air-Cooled Condensing Unit, Coil with Blower | XC21-024-230-05 |  | CH33-25+TDR+TXV | 14.5 | 20.2 | Yes | Yes | 2011-01-21 |  | 3
FALSE | XC21-024-230-10 | 2324 | 3945938 | LENNOX INDUSTRIES, INC. | XC21-024-230-05 | AC | Split System: Air-Cooled Condensing Unit, Coil with Blower | XC21-024-230-05 |  | CH33-25+TDR+TXV | 14.5 | 20 | Yes | Yes | 2011-01-21 |  | 3
FALSE | XC21-024-230-10 | 2324 | 3945939 | LENNOX INDUSTRIES, INC. | XC21-024-230-05 | AC | Split System: Air-Cooled Condensing Unit, Coil with Blower | XC21-024-230-05 |  | CH33-25+TDR+TXV | 14.5 | 20 | Yes | Yes | 2011-01-21 |  | 3
FALSE | XC21-024-230-10 | 2324 | 3945940 | LENNOX INDUSTRIES, INC. | XC21-024-230-05 | AC | Split System: Air-Cooled Condensing Unit, Coil with Blower | XC21-024-230-05 |  | CH33-25+TDR+TXV | 14.2 | 19.7 | Yes | Yes | 2011-01-21 |  | 3
FALSE | XC21-024-230-10 | 2324 | 3945941 | LENNOX INDUSTRIES, INC. | XC21-024-230-05 | AC | Split System: Air-Cooled Condensing Unit, Coil with Blower | XC21-024-230-05 |  | CH33-25+TDR+TXV | 14.5 | 20 | Yes | Yes | 2011-01-21 |  | 3
FALSE | XC21-024-230-10 | 2324 | 3945942 | LENNOX INDUSTRIES, INC. | XC21-024-230-05 | AC | Split System: Air-Cooled Condensing Unit, Coil with Blower | XC21-024-230-05 |  | CH33-25+TDR+TXV | 14.2 | 20 | Yes | Yes | 2011-01-21 |  | 3
FALSE | XC21-024-230-10 | 2324 | 3945943 | LENNOX INDUSTRIES, INC. | XC21-024-230-05 | AC | Split System: Air-Cooled Condensing Unit, Coil with Blower | XC21-024-230-05 |  | CH33-31+TDR+TXV | 14.5 | 20.2 | Yes | Yes | 2011-01-21 |  | 3
FALSE | XC21-024-230-10 | 2324 | 3945944 | LENNOX INDUSTRIES, INC. | XC21-024-230-05 | AC | Split System: Air-Cooled Condensing Unit, Coil with Blower | XC21-024-230-05 |  | CH33-31+TDR+TXV | 14.7 | 20.5 | Yes | Yes | 2011-01-21 |  | 3
FALSE | XC21-024-230-10 | 2324 | 3945962 | LENNOX INDUSTRIES, INC. | XC21-024-230-05 | AC | Split System: Air-Cooled Condensing Unit, Coil with Blower | XC21-024-230-05 |  | CH33-42+TDR+TXV | 14.5 | 20.2 | Yes | Yes | 2011-01-21 |  | 3
FALSE | XC21-024-230-10 | 2324 | 3945963 | LENNOX INDUSTRIES, INC. | XC21-024-230-05 | AC | Split System: Air-Cooled Condensing Unit, Coil with Blower | XC21-024-230-05 |  | CH33-43+TDR+TXV | 15 | 20.7 | Yes | Yes | 2011-01-21 |  | 3
FALSE | XC21-024-230-10 | 2324 | 3945964 | LENNOX INDUSTRIES, INC. | XC21-024-230-05 | AC | Split System: Air-Cooled Condensing Unit, Coil with Blower | XC21-024-230-05 |  | CH33-43+TDR+TXV | 15.2 | 20.7 | Yes | Yes | 2011-01-21 |  | 3
FALSE | XC21-024-230-10 | 2324 | 3945965 | LENNOX INDUSTRIES, INC. | XC21-024-230-05 | AC | Split System: Air-Cooled Condensing Unit, Coil with Blower | XC21-024-230-05 |  | CH33-43+TDR+TXV | 14.7 | 20.5 | Yes | Yes | 2011-01-21 |  | 3
FALSE | XC21-024-230-10 | 2324 | 3945966 | LENNOX INDUSTRIES, INC. | XC21-024-230-05 | AC | Split System: Air-Cooled Condensing Unit, Coil with Blower | XC21-024-230-05 |  | CH33-43+TDR+TXV | 15 | 20.7 | Yes | Yes | 2011-01-21 |  | 3
FALSE | XC21-024-230-10 | 2324 | 3945967 | LENNOX INDUSTRIES, INC. | XC21-024-230-05 | AC | Split System: Air-Cooled Condensing Unit, Coil with Blower | XC21-024-230-05 |  | CH33-43+TDR+TXV | 15 | 20.7 | Yes | Yes | 2011-01-21 |  | 3
FALSE | XC21-024-230-10 | 2324 | 3945968 | LENNOX INDUSTRIES, INC. | XC21-024-230-05 | AC | Split System: Air-Cooled Condensing Unit, Coil with Blower | XC21-024-230-05 |  | CH33-43+TDR+TXV | 15.2 | 21 | Yes | Yes | 2011-01-21 |  | 3
FALSE | XC21-024-230-10 | 2324 | 3945969 | LENNOX INDUSTRIES, INC. | XC21-024-230-05 | AC | Split System: Air-Cooled Condensing Unit, Coil with Blower | XC21-024-230-05 |  | CBX32M-018/024*+TDR | 13 | 17 | Yes | Yes | 2011-01-21 |  | 2
FALSE | XC21-024-230-10 | 2324 | 3945970 | LENNOX INDUSTRIES, INC. | XC21-024-230-05 | AC | Split System: Air-Cooled Condensing Unit, Coil with Blower | XC21-024-230-05 |  | CBX32M-030*+TDR | 13.5 | 17.7 | Yes | Yes | 2011-01-21 |  | 2
FALSE | XC21-024-230-10 | 2324 | 3945971 | LENNOX INDUSTRIES, INC. | XC21-024-230-05 | AC | Split System: Air-Cooled Condensing Unit, Coil with Blower | XC21-024-230-05 |  | CBX32M-036*+TDR | 13.5 | 17.5 | Yes | Yes | 2011-01-21 |  | 2
FALSE | XC21-024-230-10 | 2324 | 3945972 | LENNOX INDUSTRIES, INC. | XC21-024-230-05 | AC | Split System: Air-Cooled Condensing Unit, Coil with Blower | XC21-024-230-05 |  | CBX32MV-018/024*+TDR | 14 | 19 | Yes | Yes | 2011-01-21 |  | 3
FALSE | XC21-024-230-10 | 2324 | 3945973 | LENNOX INDUSTRIES, INC. | XC21-024-230-05 | AC | Split System: Air-Cooled Condensing Unit, Coil with Blower | XC21-024-230-05 |  | CBX32MV-024/030*+TDR | 14.5 | 19.5 | Yes | Yes | 2011-01-21 |  | 3
FALSE | XC21-024-230-10 | 2324 | 3945974 | LENNOX INDUSTRIES, INC. | XC21-024-230-05 | AC | Split System: Air-Cooled Condensing Unit, Coil with Blower | XC21-024-230-05 |  | CBX32MV-036*+TDR | 14.7 | 21 | Yes | Yes | 2011-01-21 |  | 3
FALSE | XC21-024-230-10 | 2324 | 3945975 | LENNOX INDUSTRIES, INC. | XC21-024-230-05 | AC | Split System: Air-Cooled Condensing Unit, Coil with Blower | XC21-024-230-05 |  | CBX40UHV-024*+TDR | 14.7 | 20.5 | Yes | Yes | 2011-01-21 |  | 3
FALSE | XC21-024-230-10 | 2324 | 3945976 | LENNOX INDUSTRIES, INC. | XC21-024-230-05 | AC | Split System: Air-Cooled Condensing Unit, Coil with Blower | XC21-024-230-05 |  | CBX40UHV-030*+TDR | 14.7 | 20.2 | Yes | Yes | 2011-01-21 |  | 3
FALSE | XC21-024-230-10 | 2324 | 3945977 | LENNOX INDUSTRIES, INC. | XC21-024-230-05 | AC | Split System: Air-Cooled Condensing Unit, Coil with Blower | XC21-024-230-05 |  | CBX40UHV-036*+TDR | 15.2 | 20.7 | Yes | Yes | 2011-01-21 |  | 3
FALSE | XC21-024-230-10 | 2324 | 3945978 | LENNOX INDUSTRIES, INC. | XC21-024-230-05 | AC | Split System: Air-Cooled Condensing Unit, Coil with Blower | XC21-024-230-05 |  | CBX27UH-024-230*+TDR | 14.7 | 19.5 | Yes | Yes | 2011-01-21 |  | 3
FALSE | XC21-024-230-10 | 2324 | 3945979 | LENNOX INDUSTRIES, INC. | XC21-024-230-05 | AC | Split System: Air-Cooled Condensing Unit, Coil with Blower | XC21-024-230-05 |  | CBX27UH-030-230*+TDR | 15 | 20.7 | Yes | Yes | 2011-01-21 |  | 3
FALSE | XC17-024-230* | 2237 | 3946658 | LENNOX INDUSTRIES, INC. | XC17-024-230* | AC | Split System: Air-Cooled Condensing Unit, Coil with Blower | XC17-024-230* |  | CX34-18/24+TDR | 13 | 16 | Yes | Yes | 2011-01-21 |  | 2
FALSE | XC17-024-230* | 2237 | 3946659 | LENNOX INDUSTRIES, INC. | XC17-024-230* | AC | Split System: Air-Cooled Condensing Unit, Coil with Blower | XC17-024-230* |  | CX34-18/24+TDR | 13 | 16 | Yes | Yes | 2011-01-21 |  | 2
FALSE | XC17-024-230* | 2237 | 3946660 | LENNOX INDUSTRIES, INC. | XC17-024-230* | AC | Split System: Air-Cooled Condensing Unit, Coil with Blower | XC17-024-230* |  | CX34-19+TDR | 14 | 16 | Yes | Yes | 2011-01-21 |  | 2
FALSE | XC17-024-230* | 2237 | 3946661 | LENNOX INDUSTRIES, INC. | XC17-024-230* | AC | Split System: Air-Cooled Condensing Unit, Coil with Blower | XC17-024-230* |  | CX34-25+TDR | 14 | 16 | Yes | Yes | 2011-01-21 |  | 2
FALSE | XC17-024-230* | 2237 | 3946662 | LENNOX INDUSTRIES, INC. | XC17-024-230* | AC | Split System: Air-Cooled Condensing Unit, Coil with Blower | XC17-024-230* |  | CX34-25+TDR | 14 | 17 | Yes | Yes | 2011-01-21 |  | 2
FALSE | XC17-024-230* | 2237 | 3946663 | LENNOX INDUSTRIES, INC. | XC17-024-230* | AC | Split System: Air-Cooled Condensing Unit, Coil with Blower | XC17-024-230* |  | CX34-30+TDR | 13.5 | 16 | Yes | Yes | 2011-01-21 |  | 2
FALSE | XC17-024-230* | 2237 | 3946664 | LENNOX INDUSTRIES, INC. | XC17-024-230* | AC | Split System: Air-Cooled Condensing Unit, Coil with Blower | XC17-024-230* |  | CX34-30+TDR | 13.5 | 16 | Yes | Yes | 2011-01-21 |  | 2
FALSE | XC17-024-230* | 2237 | 3946665 | LENNOX INDUSTRIES, INC. | XC17-024-230* | AC | Split System: Air-Cooled Condensing Unit, Coil with Blower | XC17-024-230* |  | CX34-31+TDR | 14.5 | 17 | Yes | Yes | 2011-01-21 |  | 2
FALSE | XC17-024-230* | 2237 | 3946666 | LENNOX INDUSTRIES, INC. | XC17-024-230* | AC | Split System: Air-Cooled Condensing Unit, Coil with Blower | XC17-024-230* |  | CX34-31+TDR | 14.5 | 17 | Yes | Yes | 2011-01-21 |  | 2
FALSE | XC17-024-230* | 2237 | 3946667 | LENNOX INDUSTRIES, INC. | XC17-024-230* | AC | Split System: Air-Cooled Condensing Unit, Coil with Blower | XC17-024-230* |  | CX34-36+TDR | 14 | 17 | Yes | Yes | 2011-01-21 |  | 2
FALSE | XC17-024-230* | 2237 | 3946668 | LENNOX INDUSTRIES, INC. | XC17-024-230* | AC | Split System: Air-Cooled Condensing Unit, Coil with Blower | XC17-024-230* |  | CX34-36+TDR | 14 | 17 | Yes | Yes | 2011-01-21 |  | 2
FALSE | XC17-024-230* | 2237 | 3946669 | LENNOX INDUSTRIES, INC. | XC17-024-230* | AC | Split System: Air-Cooled Condensing Unit, Coil with Blower | XC17-024-230* |  | CX34-38+TDR | 14.5 | 17 | Yes | Yes | 2011-01-21 |  | 2
FALSE | XC17-024-230* | 2237 | 3946670 | LENNOX INDUSTRIES, INC. | XC17-024-230* | AC | Split System: Air-Cooled Condensing Unit, Coil with Blower | XC17-024-230* |  | CX34-38+TDR | 14 | 18 | Yes | Yes | 2011-01-21 |  | 3
FALSE | XC17-024-230* | 2237 | 3946671 | LENNOX INDUSTRIES, INC. | XC17-024-230* | AC | Split System: Air-Cooled Condensing Unit, Coil with Blower | XC17-024-230* |  | CR33-30/36+TDR+TXV | 14 | 16 | Yes | Yes | 2011-01-21 |  | 2
FALSE | XC17-024-230* | 2237 | 3946672 | LENNOX INDUSTRIES, INC. | XC17-024-230* | AC | Split System: Air-Cooled Condensing Unit, Coil with Blower | XC17-024-230* |  | CH33-19+TDR+TXV | 14 | 17 | Yes | Yes | 2011-01-21 |  | 2
FALSE | XC17-024-230* | 2237 | 3946673 | LENNOX INDUSTRIES, INC. | XC17-024-230* | AC | Split System: Air-Cooled Condensing Unit, Coil with Blower | XC17-024-230* |  | CH33-24/30+TDR+TXV | 13.5 | 16 | Yes | Yes | 2011-01-21 |  | 2
FALSE | XC17-024-230* | 2237 | 3946674 | LENNOX INDUSTRIES, INC. | XC17-024-230* | AC | Split System: Air-Cooled Condensing Unit, Coil with Blower | XC17-024-230* |  | CH33-25A+TDR+TXV | 14 | 17 | Yes | Yes | 2011-01-21 |  | 2
FALSE | XC17-024-230* | 2237 | 3946675 | LENNOX INDUSTRIES, INC. | XC17-024-230* | AC | Split System: Air-Cooled Condensing Unit, Coil with Blower | XC17-024-230* |  | CH33-25B+TDR+TXV | 14 | 17 | Yes | Yes | 2011-01-21 |  | 2
FALSE | XC17-024-230* | 2237 | 3946676 | LENNOX INDUSTRIES, INC. | XC17-024-230* | AC | Split System: Air-Cooled Condensing Unit, Coil with Blower | XC17-024-230* |  | CH33-31A+TDR+TXV | 14 | 17 | Yes | Yes | 2011-01-21 |  | 2
FALSE | XC17-036-230-** | 2261 | 3946868 | LENNOX INDUSTRIES, INC. | XC17-036-230* | AC | Split System: Air-Cooled Condensing Unit, Coil with Blower | XC17-036-230* |  | CX34-31+TDR | 13.2 | 15.7 | Yes | Yes | 2011-01-21 |  | 1
FALSE | XC17-036-230-** | 2261 | 3946869 | LENNOX INDUSTRIES, INC. | XC17-036-230* | AC | Split System: Air-Cooled Condensing Unit, Coil with Blower | XC17-036-230* |  | CX34-31+TDR | 13.5 | 16.2 | Yes | Yes | 2011-01-21 |  | 2
FALSE | XC17-036-230-** | 2261 | 3946870 | LENNOX INDUSTRIES, INC. | XC17-036-230* | AC | Split System: Air-Cooled Condensing Unit, Coil with Blower | XC17-036-230* |  | CX34-31+TDR | 13.5 | 16.2 | Yes | Yes | 2011-01-21 |  | 2
FALSE | XC17-036-230-** | 2261 | 3946871 | LENNOX INDUSTRIES, INC. | XC17-036-230* | AC | Split System: Air-Cooled Condensing Unit, Coil with Blower | XC17-036-230* |  | CX34-36+TDR | 13 | 15.2 | Yes | Yes | 2011-01-21 |  | 1
FALSE | XC17-036-230-** | 2261 | 3946872 | LENNOX INDUSTRIES, INC. | XC17-036-230* | AC | Split System: Air-Cooled Condensing Unit, Coil with Blower | XC17-036-230* |  | CX34-36+TDR | 13.5 | 16 | Yes | Yes | 2011-01-21 |  | 2
FALSE | XC17-036-230-** | 2261 | 3946873 | LENNOX INDUSTRIES, INC. | XC17-036-230* | AC | Split System: Air-Cooled Condensing Unit, Coil with Blower | XC17-036-230* |  | CX34-36+TDR | 13.5 | 16 | Yes | Yes | 2011-01-21 |  | 2
FALSE | XC17-036-230-** | 2261 | 3946874 | LENNOX INDUSTRIES, INC. | XC17-036-230* | AC | Split System: Air-Cooled Condensing Unit, Coil with Blower | XC17-036-230* |  | CX34-38+TDR | 13.5 | 16 | Yes | Yes | 2011-01-21 |  | 2
FALSE | XC17-036-230-** | 2261 | 3946875 | LENNOX INDUSTRIES, INC. | XC17-036-230* | AC | Split System: Air-Cooled Condensing Unit, Coil with Blower | XC17-036-230* |  | CX34-38+TDR | 14 | 16.7 | Yes | Yes | 2011-01-21 |  | 2
FALSE | XC17-036-230-** | 2261 | 3946876 | LENNOX INDUSTRIES, INC. | XC17-036-230* | AC | Split System: Air-Cooled Condensing Unit, Coil with Blower | XC17-036-230* |  | CX34-38+TDR | 14 | 16.5 | Yes | Yes | 2011-01-21 |  | 2
FALSE | XC17-036-230-** | 2261 | 3946877 | LENNOX INDUSTRIES, INC. | XC17-036-230* | AC | Split System: Air-Cooled Condensing Unit, Coil with Blower | XC17-036-230* |  | CX34-42+TDR | 13.5 | 16 | Yes | Yes | 2011-01-21 |  | 2
FALSE | XC17-036-230-** | 2261 | 3946896 | LENNOX INDUSTRIES, INC. | XC17-036-230* | AC | Split System: Air-Cooled Condensing Unit, Coil with Blower | XC17-036-230* |  | CR33-48+TDR+TXV | 13.7 | 16.5 | Yes | Yes | 2011-01-21 |  | 2
FALSE | XC17-036-230-** | 2261 | 3946897 | LENNOX INDUSTRIES, INC. | XC17-036-230* | AC | Split System: Air-Cooled Condensing Unit, Coil with Blower | XC17-036-230* |  | CH23-41+TDR+TXV | 13.5 | 16 | Yes | Yes | 2011-01-21 |  | 2
FALSE | XC17-036-230-** | 2261 | 3946898 | LENNOX INDUSTRIES, INC. | XC17-036-230* | AC | Split System: Air-Cooled Condensing Unit, Coil with Blower | XC17-036-230* |  | CH23-41+TDR+TXV | 13.7 | 16.5 | Yes | Yes | 2011-01-21 |  | 2
FALSE | XC17-036-230-** | 2261 | 3946899 | LENNOX INDUSTRIES, INC. | XC17-036-230* | AC | Split System: Air-Cooled Condensing Unit, Coil with Blower | XC17-036-230* |  | CH23-51+TDR+TXV | 13.5 | 16 | Yes | Yes | 2011-01-21 |  | 2
FALSE | XC17-036-230-** | 2261 | 3946900 | LENNOX INDUSTRIES, INC. | XC17-036-230* | AC | Split System: Air-Cooled Condensing Unit, Coil with Blower | XC17-036-230* |  | CH23-51+TDR+TXV | 14 | 16.5 | Yes | Yes | 2011-01-21 |  | 2
FALSE | XC17-036-230-** | 2261 | 3946901 | LENNOX INDUSTRIES, INC. | XC17-036-230* | AC | Split System: Air-Cooled Condensing Unit, Coil with Blower | XC17-036-230* |  | CH33-36A+TDR+TXV | 12.7 | 15 | Yes | Yes | 2011-01-21 |  | 1
FALSE | XC17-036-230-** | 2261 | 3946902 | LENNOX INDUSTRIES, INC. | XC17-036-230* | AC | Split System: Air-Cooled Condensing Unit, Coil with Blower | XC17-036-230* |  | CH33-36B+TDR+TXV | 13.5 | 16 | Yes | Yes | 2011-01-21 |  | 2
FALSE | XC17-036-230-** | 2261 | 3946903 | LENNOX INDUSTRIES, INC. | XC17-036-230* | AC | Split System: Air-Cooled Condensing Unit, Coil with Blower | XC17-036-230* |  | CH33-36B+TDR+TXV | 13.5 | 16 | Yes | Yes | 2011-01-21 |  | 2
FALSE | XC17-036-230-** | 2261 | 3946904 | LENNOX INDUSTRIES, INC. | XC17-036-230* | AC | Split System: Air-Cooled Condensing Unit, Coil with Blower | XC17-036-230* |  | CH33-42+TDR+TXV | 13.7 | 16.2 | Yes | Yes | 2011-01-21 |  | 2
FALSE | XC17-036-230-** | 2261 | 3946905 | LENNOX INDUSTRIES, INC. | XC17-036-230* | AC | Split System: Air-Cooled Condensing Unit, Coil with Blower | XC17-036-230* |  | CH33-42+TDR+TXV | 13.5 | 16 | Yes | Yes | 2011-01-21 |  | 2
FALSE | XC17-036-230-** | 2261 | 3946906 | LENNOX INDUSTRIES, INC. | XC17-036-230* | AC | Split System: Air-Cooled Condensing Unit, Coil with Blower | XC17-036-230* |  | CH33-43B+TDR+TXV | 14.2 | 16.7 | Yes | Yes | 2011-01-21 |  | 2
FALSE | XC17-036-230-** | 2261 | 3946907 | LENNOX INDUSTRIES, INC. | XC17-036-230* | AC | Split System: Air-Cooled Condensing Unit, Coil with Blower | XC17-036-230* |  | CH33-43B+TDR+TXV | 14 | 16.7 | Yes | Yes | 2011-01-21 |  | 2
FALSE | XC17-036-230-** | 2261 | 3946908 | LENNOX INDUSTRIES, INC. | XC17-036-230* | AC | Split System: Air-Cooled Condensing Unit, Coil with Blower | XC17-036-230* |  | CH33-44/48+TDR+TXV | 14 | 16.5 | Yes | Yes | 2011-01-21 |  | 2
FALSE | XC17-036-230-** | 2261 | 3946909 | LENNOX INDUSTRIES, INC. | XC17-036-230* | AC | Split System: Air-Cooled Condensing Unit, Coil with Blower | XC17-036-230* |  | CH33-44/48+TDR+TXV | 13.7 | 16.2 | Yes | Yes | 2011-01-21 |  | 2
FALSE | XC17-036-230-** | 2261 | 3946910 | LENNOX INDUSTRIES, INC. | XC17-036-230* | AC | Split System: Air-Cooled Condensing Unit, Coil with Blower | XC17-036-230* |  | CH33-49+TDR+TXV | 14.2 | 17 | Yes | Yes | 2011-01-21 |  | 2
FALSE | XC17-036-230-** | 2261 | 3946911 | LENNOX INDUSTRIES, INC. | XC17-036-230* | AC | Split System: Air-Cooled Condensing Unit, Coil with Blower | XC17-036-230* |  | CH33-49+TDR+TXV | 14 | 16.7 | Yes | Yes | 2011-01-21 |  | 2
FALSE | XC17-036-230-** | 2261 | 3946912 | LENNOX INDUSTRIES, INC. | XC17-036-230* | AC | Split System: Air-Cooled Condensing Unit, Coil with Blower | XC17-036-230* |  | CH33-50/60C+TDR+TXV | 14.2 | 17 | Yes | Yes | 2011-01-21 |  | 2
FALSE | XC17-036-230-** | 2261 | 3946913 | LENNOX INDUSTRIES, INC. | XC17-036-230* | AC | Split System: Air-Cooled Condensing Unit, Coil with Blower | XC17-036-230* |  | CH33-50/60C+TDR+TXV | 14 | 16.7 | Yes | Yes | 2011-01-21 |  | 2
FALSE | XC17-048-230-** | 2300 | 3946970 | LENNOX INDUSTRIES, INC. | XC17-048-230* | AC | Split System: Air-Cooled Condensing Unit, Coil with Blower | XC17-048-230* |  | CX34-62D+TDR | 13 | 15.7 | Yes | Yes | 2011-01-21 |  | 1
FALSE | XC17-048-230-** | 2300 | 3946971 | LENNOX INDUSTRIES, INC. | XC17-048-230* | AC | Split System: Air-Cooled Condensing Unit, Coil with Blower | XC17-048-230* |  | CR33-48+TDR+TXV | 12.2 | 14.7 | Yes | Yes | 2011-01-21 |  | 0
FALSE | XC17-048-230-** | 2300 | 3946972 | LENNOX INDUSTRIES, INC. | XC17-048-230* | AC | Split System: Air-Cooled Condensing Unit, Coil with Blower | XC17-048-230* |  | CR33-48+TDR+TXV | 12.2 | 14.7 | Yes | Yes | 2011-01-21 |  | 0
FALSE | XC17-048-230-** | 2300 | 3946973 | LENNOX INDUSTRIES, INC. | XC17-048-230* | AC | Split System: Air-Cooled Condensing Unit, Coil with Blower | XC17-048-230* |  | CR33-50/60+TDR+TXV | 12.7 | 15.5 | Yes | Yes | 2011-01-21 |  | 1
FALSE | XC17-048-230-** | 2300 | 3946974 | LENNOX INDUSTRIES, INC. | XC17-048-230* | AC | Split System: Air-Cooled Condensing Unit, Coil with Blower | XC17-048-230* |  | CR33-50/60+TDR+TXV | 12.7 | 15.5 | Yes | Yes | 2011-01-21 |  | 1
FALSE | XC17-048-230-** | 2300 | 3946975 | LENNOX INDUSTRIES, INC. | XC17-048-230* | AC | Split System: Air-Cooled Condensing Unit, Coil with Blower | XC17-048-230* |  | CH23-51+TDR+TXV | 12.5 | 15 | Yes | Yes | 2011-01-21 |  | 1
FALSE | XC17-048-230-** | 2300 | 3946976 | LENNOX INDUSTRIES, INC. | XC17-048-230* | AC | Split System: Air-Cooled Condensing Unit, Coil with Blower | XC17-048-230* |  | CH23-51+TDR+TXV | 12.5 | 15 | Yes | Yes | 2011-01-21 |  | 1
FALSE | XC17-048-230-** | 2300 | 3946977 | LENNOX INDUSTRIES, INC. | XC17-048-230* | AC | Split System: Air-Cooled Condensing Unit, Coil with Blower | XC17-048-230* |  | CH23-65+TDR+TXV | 12.7 | 15.2 | Yes | Yes | 2011-01-21 |  | 1
FALSE | XC17-048-230-** | 2300 | 3946978 | LENNOX INDUSTRIES, INC. | XC17-048-230* | AC | Split System: Air-Cooled Condensing Unit, Coil with Blower | XC17-048-230* |  | CH23-65+TDR+TXV | 12.7 | 15.2 | Yes | Yes | 2011-01-21 |  | 1
FALSE | XC17-048-230-** | 2300 | 3946979 | LENNOX INDUSTRIES, INC. | XC17-048-230* | AC | Split System: Air-Cooled Condensing Unit, Coil with Blower | XC17-048-230* |  | CH23-65+TDR+TXV | 12.5 | 15.2 | Yes | Yes | 2011-01-21 |  | 1
FALSE | XC17-048-230-** | 2300 | 3946980 | LENNOX INDUSTRIES, INC. | XC17-048-230* | AC | Split System: Air-Cooled Condensing Unit, Coil with Blower | XC17-048-230* |  | CH23-68+TDR+TXV | 13.2 | 16 | Yes | Yes | 2011-01-21 |  | 2
FALSE | XC17-048-230-** | 2300 | 3946981 | LENNOX INDUSTRIES, INC. | XC17-048-230* | AC | Split System: Air-Cooled Condensing Unit, Coil with Blower | XC17-048-230* |  | CH23-68+TDR+TXV | 13.2 | 16 | Yes | Yes | 2011-01-21 |  | 2
FALSE | XC17-048-230-** | 2300 | 3946982 | LENNOX INDUSTRIES, INC. | XC17-048-230* | AC | Split System: Air-Cooled Condensing Unit, Coil with Blower | XC17-048-230* |  | CH23-68+TDR+TXV | 13.2 | 16 | Yes | Yes | 2011-01-21 |  | 2
FALSE | XC17-048-230-** | 2300 | 3946983 | LENNOX INDUSTRIES, INC. | XC17-048-230* | AC | Split System: Air-Cooled Condensing Unit, Coil with Blower | XC17-048-230* |  | CH33-48+TDR+TXV | 12.5 | 15.2 | Yes | Yes | 2011-01-21 |  | 1
FALSE | XC17-048-230-** | 2300 | 3946984 | LENNOX INDUSTRIES, INC. | XC17-048-230* | AC | Split System: Air-Cooled Condensing Unit, Coil with Blower | XC17-048-230* |  | CH33-48+TDR+TXV | 12.5 | 15.2 | Yes | Yes | 2011-01-21 |  | 1
FALSE | XC17-048-230-** | 2300 | 3946985 | LENNOX INDUSTRIES, INC. | XC17-048-230* | AC | Split System: Air-Cooled Condensing Unit, Coil with Blower | XC17-048-230* |  | CH33-49+TDR+TXV | 12.7 | 15.5 | Yes | Yes | 2011-01-21 |  | 1
FALSE | XC17-048-230-** | 2300 | 3946986 | LENNOX INDUSTRIES, INC. | XC17-048-230* | AC | Split System: Air-Cooled Condensing Unit, Coil with Blower | XC17-048-230* |  | CH33-49+TDR+TXV | 12.7 | 15.5 | Yes | Yes | 2011-01-21 |  | 1
FALSE | XC17-048-230-** | 2300 | 3946987 | LENNOX INDUSTRIES, INC. | XC17-048-230* | AC | Split System: Air-Cooled Condensing Unit, Coil with Blower | XC17-048-230* |  | CH33-50/60C+TDR+TXV | 12.7 | 15.5 | Yes | Yes | 2011-01-21 |  | 1
FALSE | XC17-048-230-** | 2300 | 3946988 | LENNOX INDUSTRIES, INC. | XC17-048-230* | AC | Split System: Air-Cooled Condensing Unit, Coil with Blower | XC17-048-230* |  | CH33-50/60C+TDR+TXV | 12.7 | 15.2 | Yes | Yes | 2011-01-21 |  | 1
FALSE | XC17-048-230-** | 2300 | 3947120 | LENNOX INDUSTRIES, INC. | XC15-048-230* | AC | Split System: Air-Cooled Condensing Unit, Coil with Blower | XC15-048-230* |  | CX34-44/48+TDR | 12 | 14.5 | Yes | Yes | 2011-01-21 |  | 0
FALSE | XC17-048-230-** | 2300 | 3947121 | LENNOX INDUSTRIES, INC. | XC15-048-230* | AC | Split System: Air-Cooled Condensing Unit, Coil with Blower | XC15-048-230* |  | CX34-44/48+TDR | 12 | 14.5 | Yes | Yes | 2011-01-21 |  | 0
FALSE | CZF04213 | 3880 | 3948049 | YORK BY JOHNSON CONTROLS | CZF04213 | AC | Split System: Air-Cooled Condensing Unit, Coil with Blower | CZF04213 |  | AHX48+TXV | 13.5 | 16 | Yes | Yes | 2011-01-21 |  | 2
FALSE | CZF04213 | 3880 | 3948052 | YORK BY JOHNSON CONTROLS | CZF04213 | AC | Split System: Air-Cooled Condensing Unit, Coil with Blower | CZF04213 |  | AHX60+TXV | 13.25 | 16 | Yes | Yes | 2011-01-21 |  | 2
FALSE | CZF06013 | 3886 | 3948054 | YORK BY JOHNSON CONTROLS | CZF06013 | AC | Split System: Air-Cooled Condensing Unit, Coil with Blower | CZF06013 |  | AHX60+TXV | 13 | 15.4 | Yes | Yes | 2011-01-21 |  | 1
FALSE | CZF04213 | 3880 | 3948065 | YORK BY JOHNSON CONTROLS | CZF04213 | AC | Split System: Air-Cooled Condensing Unit, Coil with Blower | CZF04213 |  | F*FV060+TXV | 13 | 15.5 | Yes | Yes | 2011-01-21 |  | 1
FALSE | CZF03013 | 3874 | 3948066 | YORK BY JOHNSON CONTROLS | CZF03013 | AC | Split System: Air-Cooled Condensing Unit, Coil with Blower | CZF03013 |  | F6FP030+TXV | 12.5 | 15.25 | Yes | Yes | 2011-01-21 |  | 1
FALSE | CZF03013 | 3874 | 3948067 | YORK BY JOHNSON CONTROLS | CZF03013 | AC | Split System: Air-Cooled Condensing Unit, Coil with Blower | CZF03013 |  | F6FP036+TXV | 12.75 | 15.5 | Yes | Yes | 2011-01-21 |  | 1
FALSE | CZF03013 | 3874 | 3948068 | YORK BY JOHNSON CONTROLS | CZF03013 | AC | Split System: Air-Cooled Condensing Unit, Coil with Blower | CZF03013 |  | F6FP042+TXV | 13.5 | 16.5 | Yes | Yes | 2011-01-21 |  | 2
FALSE | CZF04213 | 3880 | 3948069 | YORK BY JOHNSON CONTROLS | CZF04213 | AC | Split System: Air-Cooled Condensing Unit, Coil with Blower | CZF04213 |  | F6FP042+TXV | 13 | 15.25 | Yes | Yes | 2011-01-21 |  | 1
TRUE | CZF04213 | 3880 | 3948109 | YORK BY JOHNSON CONTROLS | CZF04213 | AC | Split System: Air-Cooled Condensing Unit, Coil Alone | CZF04213 |  | FC/MC62+TXV | 12.25 | 14.5 | Yes | Yes | 2011-01-21 |  | 0
FALSE | CZF03013 | 3874 | 3951153 | COLEMAN BY JOHNSON CONTROLS | AC6B030F3 | AC | Split System: Air-Cooled Condensing Unit, Coil with Blower | CZF03013 |  | F6FP036+TXV | 12.75 | 15.5 | Yes | Yes | 2011-02-28 |  | 1
FALSE | CZF03013 | 3874 | 3951156 | COLEMAN BY JOHNSON CONTROLS | AC6B030F3 | AC | Split System: Air-Cooled Condensing Unit, Coil with Blower | CZF03013 |  | F6FP048+TXV | 13 | 16.5 | Yes | Yes | 2011-02-28 |  | 2
FALSE | CZF03013 | 3874 | 3951158 | COLEMAN BY JOHNSON CONTROLS | AC6B030F3 | AC | Split System: Air-Cooled Condensing Unit, Coil with Blower | CZF03013 |  | F6FP042+TXV | 13.5 | 16.5 | Yes | Yes | 2011-02-28 |  | 2
FALSE | CZF03013 | 3874 | 3951161 | COLEMAN BY JOHNSON CONTROLS | AC6B030F3 | AC | Split System: Air-Cooled Condensing Unit, Coil with Blower | CZF03013 |  | F6FP030+TXV | 12.5 | 15.25 | Yes | Yes | 2011-02-28 |  | 1
FALSE | CZF03013 | 3874 | 3951165 | COLEMAN BY JOHNSON CONTROLS | AC6B030F3 | AC | Split System: Air-Cooled Condensing Unit, Coil with Blower | CZF03013 |  | AHX30+TXV | 12.75 | 15.25 | Yes | Yes | 2011-02-28 |  | 1
FALSE | CZF03013 | 3874 | 3951166 | COLEMAN BY JOHNSON CONTROLS | AC6B030F3 | AC | Split System: Air-Cooled Condensing Unit, Coil with Blower | CZF03013 |  | AHX36+TXV | 13.5 | 16.75 | Yes | Yes | 2011-02-28 |  | 2
FALSE | CZF06013 | 3886 | 3951242 | COLEMAN BY JOHNSON CONTROLS | AC6B060F3 | AC | Split System: Air-Cooled Condensing Unit, Coil with Blower | CZF06013 |  | AHX60+TXV | 13 | 15.4 | Yes | Yes | 2011-02-28 |  | 1
TRUE | CZF06013 | 3886 | 3951244 | COLEMAN BY JOHNSON CONTROLS | AC6B060F3 | AC | Split System: Air-Cooled Condensing Unit, Coil Alone | CZF06013 |  | FC64+TXV | 12.5 | 14.5 | Yes | Yes | 2011-02-28 |  | 0
FALSE | CZF06013 | 3886 | 3951245 | COLEMAN BY JOHNSON CONTROLS | AC6B060F3 | AC | Split System: Air-Cooled Condensing Unit, Coil with Blower | CZF06013 |  | F6FP060+TXV | 13 | 15.4 | Yes | Yes | 2011-02-28 |  | 1
FALSE | XC17-024-230* | 2237 | 3951982 | LENNOX INDUSTRIES, INC. | XC15-024-230-05 | AC | Split System: Air-Cooled Condensing Unit, Coil with Blower | XC15-024-230-05 |  | CX34-18/24+TDR | 12.7 | 15.2 | Yes | Yes | 2011-01-21 |  | 1
FALSE | XC17-024-230* | 2237 | 3951983 | LENNOX INDUSTRIES, INC. | XC15-024-230-05 | AC | Split System: Air-Cooled Condensing Unit, Coil with Blower | XC15-024-230-05 |  | CX34-18/24+TDR | 12.7 | 15.2 | Yes | Yes | 2011-01-21 |  | 1
FALSE | XC17-024-230* | 2237 | 3951984 | LENNOX INDUSTRIES, INC. | XC15-024-230-05 | AC | Split System: Air-Cooled Condensing Unit, Coil with Blower | XC15-024-230-05 |  | CX34-25+TDR | 13.5 | 16 | Yes | Yes | 2011-01-21 |  | 2
FALSE | XC17-024-230* | 2237 | 3951985 | LENNOX INDUSTRIES, INC. | XC15-024-230-05 | AC | Split System: Air-Cooled Condensing Unit, Coil with Blower | XC15-024-230-05 |  | CX34-25+TDR | 13.7 | 16.5 | Yes | Yes | 2011-01-21 |  | 2
FALSE | XC17-024-230* | 2237 | 3951986 | LENNOX INDUSTRIES, INC. | XC15-024-230-05 | AC | Split System: Air-Cooled Condensing Unit, Coil with Blower | XC15-024-230-05 |  | CX34-30+TDR | 13 | 15.5 | Yes | Yes | 2011-01-21 |  | 1
FALSE | XC17-024-230* | 2237 | 3951987 | LENNOX INDUSTRIES, INC. | XC15-024-230-05 | AC | Split System: Air-Cooled Condensing Unit, Coil with Blower | XC15-024-230-05 |  | CX34-30+TDR | 13 | 15.5 | Yes | Yes | 2011-01-21 |  | 1
FALSE | XC17-024-230* | 2237 | 3951988 | LENNOX INDUSTRIES, INC. | XC15-024-230-05 | AC | Split System: Air-Cooled Condensing Unit, Coil with Blower | XC15-024-230-05 |  | CX34-31+TDR | 13.7 | 16.5 | Yes | Yes | 2011-01-21 |  | 2
FALSE | XC17-024-230* | 2237 | 3951989 | LENNOX INDUSTRIES, INC. | XC15-024-230-05 | AC | Split System: Air-Cooled Condensing Unit, Coil with Blower | XC15-024-230-05 |  | CX34-31+TDR | 13.7 | 16.7 | Yes | Yes | 2011-01-21 |  | 2
FALSE | XC17-024-230* | 2237 | 3951990 | LENNOX INDUSTRIES, INC. | XC15-024-230-05 | AC | Split System: Air-Cooled Condensing Unit, Coil with Blower | XC15-024-230-05 |  | CX34-36+TDR | 13.5 | 16.2 | Yes | Yes | 2011-01-21 |  | 2
FALSE | XC17-024-230* | 2237 | 3951991 | LENNOX INDUSTRIES, INC. | XC15-024-230-05 | AC | Split System: Air-Cooled Condensing Unit, Coil with Blower | XC15-024-230-05 |  | CX34-36+TDR | 13.5 | 16.2 | Yes | Yes | 2011-01-21 |  | 2
FALSE | XC17-024-230* | 2237 | 3951992 | LENNOX INDUSTRIES, INC. | XC15-024-230-05 | AC | Split System: Air-Cooled Condensing Unit, Coil with Blower | XC15-024-230-05 |  | CX34-38+TDR | 14 | 16.7 | Yes | Yes | 2011-01-21 |  | 2
FALSE | XC17-024-230* | 2237 | 3951993 | LENNOX INDUSTRIES, INC. | XC15-024-230-05 | AC | Split System: Air-Cooled Condensing Unit, Coil with Blower | XC15-024-230-05 |  | CX34-38+TDR | 14 | 16.7 | Yes | Yes | 2011-01-21 |  | 2
FALSE | XC17-024-230* | 2237 | 3951994 | LENNOX INDUSTRIES, INC. | XC15-024-230-05 | AC | Split System: Air-Cooled Condensing Unit, Coil with Blower | XC15-024-230-05 |  | CH23-21+TDR+TXV | 12.7 | 15.2 | Yes | Yes | 2011-01-21 |  | 1
FALSE | XC17-024-230* | 2237 | 3951995 | LENNOX INDUSTRIES, INC. | XC15-024-230-05 | AC | Split System: Air-Cooled Condensing Unit, Coil with Blower | XC15-024-230-05 |  | CH23-21+TDR+TXV | 12.7 | 15.2 | Yes | Yes | 2011-01-21 |  | 1
FALSE | 4TTR6048B1 | 3695 | 3962231 | TRANE | 4TTR5048E1 | AC | Split System: Air-Cooled Condensing Unit, Coil with Blower | 4TTR5048E1 |  | 4TXFH063CZ3 | 13 | 16 | Yes | Yes | 2011-01-21 |  | 2
FALSE | 4TTR6048B1 | 3695 | 3962232 | TRANE | 4TTR5048E1 | AC | Split System: Air-Cooled Condensing Unit, Coil with Blower | 4TTR5048E1 |  | 4TXFH063CZ3 | 13 | 16 | Yes | Yes | 2011-01-21 |  | 2
FALSE | 4TTR6048B1 | 3695 | 3962235 | AMERICAN STANDARD, INC. | 4A7A5048E1 | AC | Split System: Air-Cooled Condensing Unit, Coil with Blower | 4TTR5048E1 |  | 4TXFH063CZ3 | 13 | 16 | Yes | Yes | 2011-02-28 |  | 2
FALSE | 4TTR6048B1 | 3695 | 3962236 | AMERICAN STANDARD, INC. | 4A7A5048E1 | AC | Split System: Air-Cooled Condensing Unit, Coil with Blower | 4TTR5048E1 |  | 4TXFH063CZ3 | 13 | 16 | Yes | Yes | 2011-02-28 |  | 2
FALSE | 4TTR6048B1 | 3695 | 3962238 | TRANE | 4TTR5048E1 | AC | Split System: Air-Cooled Condensing Unit, Coil Alone | 4TTR5048E1 |  | 4TXFH063CZ3 | 12 | 14.5 | Yes | Yes | 2011-01-21 |  | 0
FALSE | 4TTR6048B1 | 3695 | 3962240 | AMERICAN STANDARD, INC. | 4A7A5048E1 | AC | Split System: Air-Cooled Condensing Unit, Coil Alone | 4TTR5048E1 |  | 4TXFH063CZ3 | 12 | 14.5 | Yes | Yes | 2011-02-28 |  | 0
FALSE | 4TTR6036B1 | 3674 | 3984777 | TRANE | 4TTR5036E1 | AC | Split System: Air-Cooled Condensing Unit, Coil with Blower | 4TTR5036E1 |  | 4TEE3C03A1+4AYTXVH3D3642A | 13 | 16 | Yes | Yes | 2011-01-21 |  | 2
FALSE | 4TTR6042B1 | 3680 | 3984778 | TRANE | 4TTR5042E1 | AC | Split System: Air-Cooled Condensing Unit, Coil with Blower | 4TTR5042E1 |  | 4TEE3C05A1+4AYTXVH3D3642A | 13 | 16 | Yes | Yes | 2011-01-21 |  | 2
FALSE | 4TTR6036B1 | 3674 | 3984781 | AMERICAN STANDARD, INC. | 4A7A5036E1 | AC | Split System: Air-Cooled Condensing Unit, Coil with Blower | 4TTR5036E1 |  | 4TEE3C03A1+4AYTXVH3D3642A | 13 | 16 | Yes | Yes | 2011-02-28 |  | 2
FALSE | 4TTR6042B1 | 3680 | 3984782 | AMERICAN STANDARD, INC. | 4A7A5042E1 | AC | Split System: Air-Cooled Condensing Unit, Coil with Blower | 4TTR5042E1 |  | 4TEE3C05A1+4AYTXVH3D3642A | 13 | 16 | Yes | Yes | 2011-02-28 |  | 2
FALSE | RASL-039JEC | 4503 | 3987336 | RHEEM SALES COMPANY, INC. | RASL-039JEC | AC | Split System: Air-Cooled Condensing Unit, Coil with Blower | RASL-039JEC |  | RCFL-H*3621 | 12 | 17 | Yes | Yes | 2011-01-21 |  | 0
FALSE | RASL-039JEC | 4503 | 3987337 | RHEEM SALES COMPANY, INC. | RASL-039JEC | AC | Split System: Air-Cooled Condensing Unit, Coil with Blower | RASL-039JEC |  | RCFL-H*3621 | 12 | 17.5 | Yes | Yes | 2011-01-21 |  | 0
FALSE | RASL-039JEC | 4503 | 3987339 | RHEEM SALES COMPANY, INC. | RASL-039JEC | AC | Split System: Air-Cooled Condensing Unit, Coil with Blower | RASL-039JEC |  | RCFL-H*3621 | 12 | 17 | Yes | Yes | 2011-01-21 |  | 0
FALSE | RASL-039JEC | 4503 | 3987340 | RHEEM SALES COMPANY, INC. | RASL-039JEC | AC | Split System: Air-Cooled Condensing Unit, Coil with Blower | RASL-039JEC |  | RCFL-H*3621 | 12 | 17 | Yes | Yes | 2011-01-21 |  | 0
FALSE | RASL-039JEC | 4503 | 3987341 | RHEEM SALES COMPANY, INC. | RASL-039JEC | AC | Split System: Air-Cooled Condensing Unit, Coil with Blower | RASL-039JEC |  | RCFN-H*3624 | 13 | 18.5 | Yes | Yes | 2011-01-21 |  | 3
FALSE | RASL-039JEC | 4503 | 3987342 | RHEEM SALES COMPANY, INC. | RASL-039JEC | AC | Split System: Air-Cooled Condensing Unit, Coil with Blower | RASL-039JEC |  | RCFN-H*3624 | 13 | 18.5 | Yes | Yes | 2011-01-21 |  | 3
FALSE | RASL-039JEC | 4503 | 3987343 | RHEEM SALES COMPANY, INC. | RASL-039JEC | AC | Split System: Air-Cooled Condensing Unit, Coil with Blower | RASL-039JEC |  | RCFN-H*3624 | 13 | 19 | Yes | Yes | 2011-01-21 |  | 3
FALSE | XC17-048-230-** | 2300 | 4016669 | LENNOX INDUSTRIES, INC. | XC17-048-230* | AC | Split System: Air-Cooled Condensing Unit, Coil with Blower | XC17-048-230* |  | CX34-44/48+TDR | 12.2 | 14.7 | Yes | Yes | 2011-01-21 |  | 0
FALSE | XC17-048-230-** | 2300 | 4016670 | LENNOX INDUSTRIES, INC. | XC17-048-230* | AC | Split System: Air-Cooled Condensing Unit, Coil with Blower | XC17-048-230* |  | CH33-43+TDR+TXV | 12.7 | 15.5 | Yes | Yes | 2011-01-21 |  | 1
FALSE | XC17-048-230-** | 2300 | 4016671 | LENNOX INDUSTRIES, INC. | XC17-048-230* | AC | Split System: Air-Cooled Condensing Unit, Coil with Blower | XC17-048-230* |  | CH33-44/48+TDR+TXV | 12.2 | 14.7 | Yes | Yes | 2011-01-21 |  | 0
FALSE | XC14-047-230* | 2292 | 4016676 | LENNOX INDUSTRIES, INC. | 14ACX-047-230* | AC | Split System: Air-Cooled Condensing Unit, Coil with Blower | 14ACX-047-230* |  | CX34-43+TDR | 12.5 | 14.7 | Yes | Yes | 2011-01-21 |  | 0
FALSE | XC14-047-230* | 2292 | 4016677 | LENNOX INDUSTRIES, INC. | 14ACX-047-230* | AC | Split System: Air-Cooled Condensing Unit, Coil with Blower | 14ACX-047-230* |  | CX34-44/48+TDR | 12.2 | 14.5 | Yes | Yes | 2011-01-21 |  | 0
FALSE | XC14-047-230* | 2292 | 4016678 | LENNOX INDUSTRIES, INC. | 14ACX-047-230* | AC | Split System: Air-Cooled Condensing Unit, Coil with Blower | 14ACX-047-230* |  | CH33-43+TDR+TXV | 12.7 | 15.2 | Yes | Yes | 2011-01-21 |  | 1
FALSE | XC14-047-230* | 2292 | 4016679 | LENNOX INDUSTRIES, INC. | 14ACX-047-230* | AC | Split System: Air-Cooled Condensing Unit, Coil with Blower | 14ACX-047-230* |  | CH33-44/48+TDR+TXV | 12 | 14.5 | Yes | Yes | 2011-01-21 |  | 0
FALSE | XC14-047-230* | 2292 | 4016680 | LENNOX INDUSTRIES, INC. | XC14-047-230* | AC | Split System: Air-Cooled Condensing Unit, Coil with Blower | XC14-047-230* |  | CX34-43+TDR | 12.5 | 14.7 | Yes | Yes | 2011-01-21 |  | 0
FALSE | XC14-047-230* | 2292 | 4016681 | LENNOX INDUSTRIES, INC. | XC14-047-230* | AC | Split System: Air-Cooled Condensing Unit, Coil with Blower | XC14-047-230* |  | CX34-44/48+TDR | 12.2 | 14.5 | Yes | Yes | 2011-01-21 |  | 0
FALSE | XC14-047-230* | 2292 | 4016682 | LENNOX INDUSTRIES, INC. | XC14-047-230* | AC | Split System: Air-Cooled Condensing Unit, Coil with Blower | XC14-047-230* |  | CH33-43+TDR+TXV | 12.7 | 15.2 | Yes | Yes | 2011-01-21 |  | 1
FALSE | XC14-047-230* | 2292 | 4016683 | LENNOX INDUSTRIES, INC. | XC14-047-230* | AC | Split System: Air-Cooled Condensing Unit, Coil with Blower | XC14-047-230* |  | CH33-44/48+TDR+TXV | 12 | 14.5 | Yes | Yes | 2011-01-21 |  | 0
FALSE | XC14-048-230-08 | 2298 | 4016686 | LENNOX INDUSTRIES, INC. | 14ACX-048-230* | AC | Split System: Air-Cooled Condensing Unit, Coil with Blower | 14ACX-048-230* |  | CH33-43+TDR+TXV | 12 | 14.5 | Yes | Yes | 2011-01-21 |  | 0
FALSE | XC14-048-230-08 | 2298 | 4016690 | LENNOX INDUSTRIES, INC. | XC14-048-230* | AC | Split System: Air-Cooled Condensing Unit, Coil with Blower | XC14-048-230* |  | CH33-43+TDR+TXV | 12 | 14.5 | Yes | Yes | 2011-01-21 |  | 0
FALSE | TSA036S4N*G | 2270 | 4018898 | LENNOX INDUSTRIES, INC. | 13ACX-036-230-12 | AC | Split System: Air-Cooled Condensing Unit, Coil with Blower | 13ACX-036-230-12 |  | C33-43+TDR+TXV | 12 | 14.5 | Yes | Yes | 2011-01-21 |  | 0
FALSE | TSA036S4N*G | 2270 | 4018899 | LENNOX INDUSTRIES, INC. | 13ACX-036-230-12 | AC | Split System: Air-Cooled Condensing Unit, Coil with Blower | 13ACX-036-230-12 |  | C33-43+TDR+TXV | 12 | 14.5 | Yes | Yes | 2011-01-21 |  | 0
FALSE | TSA036S4N*G | 2270 | 4018900 | LENNOX INDUSTRIES, INC. | 13ACX-036-230-12 | AC | Split System: Air-Cooled Condensing Unit, Coil with Blower | 13ACX-036-230-12 |  | C33-43+TDR+TXV | 12 | 14.5 | Yes | Yes | 2011-01-21 |  | 0
FALSE | TSA036S4N*G | 2270 | 4018902 | LENNOX INDUSTRIES, INC. | 13ACX-036-230-12 | AC | Split System: Air-Cooled Condensing Unit, Coil with Blower | 13ACX-036-230-12 |  | CH33-43+TDR+TXV | 12 | 14.5 | Yes | Yes | 2011-01-21 |  | 0
FALSE | TSA036S4N*G | 2270 | 4018903 | LENNOX INDUSTRIES, INC. | 13ACX-036-230-12 | AC | Split System: Air-Cooled Condensing Unit, Coil with Blower | 13ACX-036-230-12 |  | CH33-43+TDR+TXV | 12 | 14.5 | Yes | Yes | 2011-01-21 |  | 0
FALSE | TSA036S4N*G | 2270 | 4018904 | LENNOX INDUSTRIES, INC. | 13ACX-036-230-12 | AC | Split System: Air-Cooled Condensing Unit, Coil with Blower | 13ACX-036-230-12 |  | CH33-43+TDR+TXV | 12 | 14.5 | Yes | Yes | 2011-01-21 |  | 0
FALSE | TSA036S4N*G | 2270 | 4018907 | LENNOX INDUSTRIES, INC. | 13ACX-036-230-12 | AC | Split System: Air-Cooled Condensing Unit, Coil with Blower | 13ACX-036-230-12 |  | CH33-48+TDR+TXV | 12 | 14.5 | Yes | Yes | 2011-01-21 |  | 0
FALSE | TSA036S4N*G | 2270 | 4018908 | LENNOX INDUSTRIES, INC. | 13ACX-036-230-12 | AC | Split System: Air-Cooled Condensing Unit, Coil with Blower | 13ACX-036-230-12 |  | CH33-48+TDR+TXV | 12 | 14.5 | Yes | Yes | 2011-01-21 |  | 0
FALSE | TSA036S4N*G | 2270 | 4018912 | LENNOX INDUSTRIES, INC. | 13ACX-036-230-12 | AC | Split System: Air-Cooled Condensing Unit, Coil with Blower | 13ACX-036-230-12 |  | CX34-43+TDR | 12 | 14.5 | Yes | Yes | 2011-01-21 |  | 0
FALSE | XC13N042-230-** | 2288 | 4019348 | LENNOX INDUSTRIES, INC. | XC13-042-230-03 | AC | Split System: Air-Cooled Condensing Unit, Coil with Blower | XC13-042-230-03 |  | C33-43+TDR+TXV | 12 | 14.5 | Yes | Yes | 2011-01-21 |  | 0
FALSE | XC13N042-230-** | 2288 | 4019349 | LENNOX INDUSTRIES, INC. | XC13-042-230-03 | AC | Split System: Air-Cooled Condensing Unit, Coil with Blower | XC13-042-230-03 |  | C33-43+TDR+TXV | 12 | 14.5 | Yes | Yes | 2011-01-21 |  | 0
FALSE | XC13N042-230-** | 2288 | 4019350 | LENNOX INDUSTRIES, INC. | XC13-042-230-03 | AC | Split System: Air-Cooled Condensing Unit, Coil with Blower | XC13-042-230-03 |  | C33-43+TDR+TXV | 12 | 14.5 | Yes | Yes | 2011-01-21 |  | 0
FALSE | XC13N042-230-** | 2288 | 4019351 | LENNOX INDUSTRIES, INC. | XC13-042-230-03 | AC | Split System: Air-Cooled Condensing Unit, Coil with Blower | XC13-042-230-03 |  | C33-43+TDR+TXV | 12.5 | 14.5 | Yes | Yes | 2011-01-21 |  | 0
FALSE | XC13N042-230-** | 2288 | 4019357 | LENNOX INDUSTRIES, INC. | XC13-042-230-03 | AC | Split System: Air-Cooled Condensing Unit, Coil with Blower | XC13-042-230-03 |  | C33-49+TDR+TXV | 12 | 14.5 | Yes | Yes | 2011-01-21 |  | 0
FALSE | XC13N042-230-** | 2288 | 4019358 | LENNOX INDUSTRIES, INC. | XC13-042-230-03 | AC | Split System: Air-Cooled Condensing Unit, Coil with Blower | XC13-042-230-03 |  | C33-49+TDR+TXV | 12 | 14.5 | Yes | Yes | 2011-01-21 |  | 0
FALSE | XC13N042-230-** | 2288 | 4019359 | LENNOX INDUSTRIES, INC. | XC13-042-230-03 | AC | Split System: Air-Cooled Condensing Unit, Coil with Blower | XC13-042-230-03 |  | C33-49+TDR+TXV | 12 | 14.5 | Yes | Yes | 2011-01-21 |  | 0
FALSE | XC13N042-230-** | 2288 | 4019360 | LENNOX INDUSTRIES, INC. | XC13-042-230-03 | AC | Split System: Air-Cooled Condensing Unit, Coil with Blower | XC13-042-230-03 |  | C33-49+TDR+TXV | 12.5 | 14.5 | Yes | Yes | 2011-01-21 |  | 0
FALSE | XC13N042-230-** | 2288 | 4019362 | LENNOX INDUSTRIES, INC. | XC13-042-230-03 | AC | Split System: Air-Cooled Condensing Unit, Coil with Blower | XC13-042-230-03 |  | C33-50/60C+TDR+TXV | 12 | 14.5 | Yes | Yes | 2011-01-21 |  | 0
FALSE | XC13N042-230-** | 2288 | 4019364 | LENNOX INDUSTRIES, INC. | XC13-042-230-03 | AC | Split System: Air-Cooled Condensing Unit, Coil with Blower | XC13-042-230-03 |  | C33-50/60C+TDR+TXV | 12 | 14.5 | Yes | Yes | 2011-01-21 |  | 0
FALSE | XC13N042-230-** | 2288 | 4019365 | LENNOX INDUSTRIES, INC. | XC13-042-230-03 | AC | Split System: Air-Cooled Condensing Unit, Coil with Blower | XC13-042-230-03 |  | C33-60D+TDR+TXV | 12 | 14.5 | Yes | Yes | 2011-01-21 |  | 0
FALSE | XC13N042-230-** | 2288 | 4019370 | LENNOX INDUSTRIES, INC. | XC13-042-230-03 | AC | Split System: Air-Cooled Condensing Unit, Coil with Blower | XC13-042-230-03 |  | CH23-51+TDR+TXV | 12 | 14.5 | Yes | Yes | 2011-01-21 |  | 0
FALSE | XC13N042-230-** | 2288 | 4019378 | LENNOX INDUSTRIES, INC. | XC13-042-230-03 | AC | Split System: Air-Cooled Condensing Unit, Coil with Blower | XC13-042-230-03 |  | CH33-43+TDR+TXV | 12 | 14.5 | Yes | Yes | 2011-01-21 |  | 0
FALSE | XC13N042-230-** | 2288 | 4019379 | LENNOX INDUSTRIES, INC. | XC13-042-230-03 | AC | Split System: Air-Cooled Condensing Unit, Coil with Blower | XC13-042-230-03 |  | CH33-43+TDR+TXV | 12 | 14.5 | Yes | Yes | 2011-01-21 |  | 0
FALSE | XC13N042-230-** | 2288 | 4019380 | LENNOX INDUSTRIES, INC. | XC13-042-230-03 | AC | Split System: Air-Cooled Condensing Unit, Coil with Blower | XC13-042-230-03 |  | CH33-43+TDR+TXV | 12 | 14.5 | Yes | Yes | 2011-01-21 |  | 0
FALSE | XC13N042-230-** | 2288 | 4019381 | LENNOX INDUSTRIES, INC. | XC13-042-230-03 | AC | Split System: Air-Cooled Condensing Unit, Coil with Blower | XC13-042-230-03 |  | CH33-43+TDR+TXV | 12.5 | 14.5 | Yes | Yes | 2011-01-21 |  | 0
FALSE | XC13N042-230-** | 2288 | 4019384 | LENNOX INDUSTRIES, INC. | XC13-042-230-03 | AC | Split System: Air-Cooled Condensing Unit, Coil with Blower | XC13-042-230-03 |  | CH33-48+TDR+TXV | 12 | 14.5 | Yes | Yes | 2011-01-21 |  | 0
FALSE | XC13N042-230-** | 2288 | 4019413 | LENNOX INDUSTRIES, INC. | XC13-042-230-03 | AC | Split System: Air-Cooled Condensing Unit, Coil with Blower | XC13-042-230-03 |  | CX34-50/60C+TDR | 12 | 14.5 | Yes | Yes | 2011-01-21 |  | 0
FALSE | XC13N042-230-** | 2288 | 4019415 | LENNOX INDUSTRIES, INC. | XC13-042-230-03 | AC | Split System: Air-Cooled Condensing Unit, Coil with Blower | XC13-042-230-03 |  | CX34-50/60C+TDR | 12 | 14.5 | Yes | Yes | 2011-01-21 |  | 0
FALSE | XC13N042-230-** | 2288 | 4019416 | LENNOX INDUSTRIES, INC. | XC13-042-230-03 | AC | Split System: Air-Cooled Condensing Unit, Coil with Blower | XC13-042-230-03 |  | CX34-60D+TDR | 12 | 14.5 | Yes | Yes | 2011-01-21 |  | 0
FALSE | XC13N042-230-** | 2288 | 4019427 | LENNOX INDUSTRIES, INC. | XC13-042-230-03 | AC | Split System: Air-Cooled Condensing Unit, Coil with Blower | XC13-042-230-03 |  | CR33-50/60+TDR+TXV | 12 | 14.5 | Yes | Yes | 2011-01-21 |  | 0
FALSE | XC13N042-230-** | 2288 | 4019428 | LENNOX INDUSTRIES, INC. | XC13-042-230-03 | AC | Split System: Air-Cooled Condensing Unit, Coil with Blower | XC13-042-230-03 |  | CR33-50/60+TDR+TXV | 12 | 14.5 | Yes | Yes | 2011-01-21 |  | 0
FALSE | XC13N042-230-** | 2288 | 4019429 | LENNOX INDUSTRIES, INC. | XC13-042-230-03 | AC | Split System: Air-Cooled Condensing Unit, Coil with Blower | XC13-042-230-03 |  | CR33-50/60+TDR+TXV | 12 | 14.5 | Yes | Yes | 2011-01-21 |  | 0
FALSE | XC13N042-230-** | 2288 | 4019430 | LENNOX INDUSTRIES, INC. | XC13-042-230-03 | AC | Split System: Air-Cooled Condensing Unit, Coil with Blower | XC13-042-230-03 |  | CR33-50/60+TDR+TXV | 12 | 14.5 | Yes | Yes | 2011-01-21 |  | 0
FALSE | TSA048S4N*G | 2299 | 4019537 | LENNOX INDUSTRIES, INC. | XC13-048-230-03 | AC | Split System: Air-Cooled Condensing Unit, Coil with Blower | XC13-048-230-03 |  | CH23-68+TDR+TXV | 12 | 14.5 | Yes | Yes | 2011-01-21 |  | 0
FALSE | 14ACX-030-230-17 | 2250 | 4019852 | LENNOX INDUSTRIES, INC. | 14ACX-030-230-10 | AC | Split System: Air-Cooled Condensing Unit, Coil with Blower | 14ACX-030-230-10 |  | C33-25+TDR+TXV | 12.5 | 15 | Yes | Yes | 2011-01-21 |  | 1
FALSE | 14ACX-030-230-17 | 2250 | 4019870 | LENNOX INDUSTRIES, INC. | 14ACX-030-230-10 | AC | Split System: Air-Cooled Condensing Unit, Coil with Blower | 14ACX-030-230-10 |  | CH33-25+TDR+TXV | 13 | 15 | Yes | Yes | 2011-01-21 |  | 1
FALSE | 14ACX-030-230-17 | 2250 | 4019871 | LENNOX INDUSTRIES, INC. | 14ACX-030-230-10 | AC | Split System: Air-Cooled Condensing Unit, Coil with Blower | 14ACX-030-230-10 |  | CH33-31+TDR+TXV | 13 | 15.5 | Yes | Yes | 2011-01-21 |  | 1
FALSE | 14ACX-030-230-17 | 2250 | 4019872 | LENNOX INDUSTRIES, INC. | 14ACX-030-230-10 | AC | Split System: Air-Cooled Condensing Unit, Coil with Blower | 14ACX-030-230-10 |  | CH33-36+TDR+TXV | 12.5 | 15 | Yes | Yes | 2011-01-21 |  | 1
FALSE | 14ACX-030-230-17 | 2250 | 4019873 | LENNOX INDUSTRIES, INC. | 14ACX-030-230-10 | AC | Split System: Air-Cooled Condensing Unit, Coil with Blower | 14ACX-030-230-10 |  | CH33-36+TDR+TXV | 13 | 15.5 | Yes | Yes | 2011-01-21 |  | 1
FALSE | 14ACX-030-230-17 | 2250 | 4019874 | LENNOX INDUSTRIES, INC. | 14ACX-030-230-10 | AC | Split System: Air-Cooled Condensing Unit, Coil with Blower | 14ACX-030-230-10 |  | CH33-42+TDR+TXV | 13 | 15.5 | Yes | Yes | 2011-01-21 |  | 1
FALSE | 14ACX-030-230-17 | 2250 | 4019875 | LENNOX INDUSTRIES, INC. | 14ACX-030-230-10 | AC | Split System: Air-Cooled Condensing Unit, Coil with Blower | 14ACX-030-230-10 |  | CH33-43+TDR+TXV | 13 | 16 | Yes | Yes | 2011-01-21 |  | 2
FALSE | 14ACX-030-230-17 | 2250 | 4019876 | LENNOX INDUSTRIES, INC. | 14ACX-030-230-10 | AC | Split System: Air-Cooled Condensing Unit, Coil with Blower | 14ACX-030-230-10 |  | CH33-43+TDR+TXV | 13 | 16 | Yes | Yes | 2011-01-21 |  | 2
FALSE | 14ACX-030-230-17 | 2250 | 4019878 | LENNOX INDUSTRIES, INC. | 14ACX-030-230-10 | AC | Split System: Air-Cooled Condensing Unit, Coil with Blower | 14ACX-030-230-10 |  | CR33-30/36+TDR+TXV | 13 | 15.5 | Yes | Yes | 2011-01-21 |  | 1
FALSE | 14ACX-030-230-17 | 2250 | 4019879 | LENNOX INDUSTRIES, INC. | 14ACX-030-230-10 | AC | Split System: Air-Cooled Condensing Unit, Coil with Blower | 14ACX-030-230-10 |  | CR33-30/36+TDR+TXV | 13 | 15.5 | Yes | Yes | 2011-01-21 |  | 1
FALSE | 14ACX-030-230-17 | 2250 | 4019880 | LENNOX INDUSTRIES, INC. | 14ACX-030-230-11 | AC | Split System: Air-Cooled Condensing Unit, Coil with Blower | 14ACX-030-230-11 |  | C33-25+TDR+TXV | 12.5 | 15 | Yes | Yes | 2011-01-21 |  | 1
FALSE | 14ACX-030-230-17 | 2250 | 4019881 | LENNOX INDUSTRIES, INC. | 14ACX-030-230-11 | AC | Split System: Air-Cooled Condensing Unit, Coil with Blower | 14ACX-030-230-11 |  | C33-30+TDR+TXV | 12.5 | 14.5 | Yes | Yes | 2011-01-21 |  | 0
FALSE | 14ACX-030-230-17 | 2250 | 4019882 | LENNOX INDUSTRIES, INC. | 14ACX-030-230-11 | AC | Split System: Air-Cooled Condensing Unit, Coil with Blower | 14ACX-030-230-11 |  | C33-31+TDR+TXV | 13 | 15.5 | Yes | Yes | 2011-01-21 |  | 1
FALSE | 14ACX-030-230-17 | 2250 | 4019883 | LENNOX INDUSTRIES, INC. | 14ACX-030-230-11 | AC | Split System: Air-Cooled Condensing Unit, Coil with Blower | 14ACX-030-230-11 |  | C33-36+TDR+TXV | 12.5 | 15 | Yes | Yes | 2011-01-21 |  | 1
FALSE | 14ACX-030-230-17 | 2250 | 4019884 | LENNOX INDUSTRIES, INC. | 14ACX-030-230-11 | AC | Split System: Air-Cooled Condensing Unit, Coil with Blower | 14ACX-030-230-11 |  | C33-36+TDR+TXV | 13 | 15.5 | Yes | Yes | 2011-01-21 |  | 1
FALSE | 14ACX-030-230-17 | 2250 | 4019885 | LENNOX INDUSTRIES, INC. | 14ACX-030-230-11 | AC | Split System: Air-Cooled Condensing Unit, Coil with Blower | 14ACX-030-230-11 |  | C33-38+TDR+TXV | 13 | 15.5 | Yes | Yes | 2011-01-21 |  | 1
FALSE | 14ACX-030-230-17 | 2250 | 4019886 | LENNOX INDUSTRIES, INC. | 14ACX-030-230-11 | AC | Split System: Air-Cooled Condensing Unit, Coil with Blower | 14ACX-030-230-11 |  | C33-42+TDR+TXV | 12.5 | 15 | Yes | Yes | 2011-01-21 |  | 1
FALSE | 14ACX-030-230-17 | 2250 | 4019887 | LENNOX INDUSTRIES, INC. | 14ACX-030-230-11 | AC | Split System: Air-Cooled Condensing Unit, Coil with Blower | 14ACX-030-230-11 |  | C33-43+TDR+TXV | 13 | 15.5 | Yes | Yes | 2011-01-21 |  | 1
FALSE | 14ACX-030-230-17 | 2250 | 4019888 | LENNOX INDUSTRIES, INC. | 14ACX-030-230-11 | AC | Split System: Air-Cooled Condensing Unit, Coil with Blower | 14ACX-030-230-11 |  | C33-43+TDR+TXV | 13 | 16 | Yes | Yes | 2011-01-21 |  | 2
FALSE | 14ACX-030-230-17 | 2250 | 4019907 | LENNOX INDUSTRIES, INC. | 14ACX-030-230-11 | AC | Split System: Air-Cooled Condensing Unit, Coil with Blower | 14ACX-030-230-11 |  | CR33-30/36+TDR+TXV | 13 | 15.5 | Yes | Yes | 2011-01-21 |  | 1
FALSE | 14ACX-036-230-15 | 2264 | 4019908 | LENNOX INDUSTRIES, INC. | 14ACX-036-230-10 | AC | Split System: Air-Cooled Condensing Unit, Coil with Blower | 14ACX-036-230-10 |  | C33-31+TDR+TXV | 12.5 | 15 | Yes | Yes | 2011-01-21 |  | 1
FALSE | 14ACX-036-230-15 | 2264 | 4019909 | LENNOX INDUSTRIES, INC. | 14ACX-036-230-10 | AC | Split System: Air-Cooled Condensing Unit, Coil with Blower | 14ACX-036-230-10 |  | C33-36+TDR+TXV | 12.5 | 15 | Yes | Yes | 2011-01-21 |  | 1
FALSE | 14ACX-036-230-15 | 2264 | 4019910 | LENNOX INDUSTRIES, INC. | 14ACX-036-230-10 | AC | Split System: Air-Cooled Condensing Unit, Coil with Blower | 14ACX-036-230-10 |  | C33-36+TDR+TXV | 12.5 | 15 | Yes | Yes | 2011-01-21 |  | 1
FALSE | 14ACX-036-230-15 | 2264 | 4019911 | LENNOX INDUSTRIES, INC. | 14ACX-036-230-10 | AC | Split System: Air-Cooled Condensing Unit, Coil with Blower | 14ACX-036-230-10 |  | C33-38+TDR+TXV | 13 | 15.5 | Yes | Yes | 2011-01-21 |  | 1
FALSE | 14ACX-036-230-15 | 2264 | 4019912 | LENNOX INDUSTRIES, INC. | 14ACX-036-230-10 | AC | Split System: Air-Cooled Condensing Unit, Coil with Blower | 14ACX-036-230-10 |  | C33-42+TDR+TXV | 12.5 | 15 | Yes | Yes | 2011-01-21 |  | 1
FALSE | 14ACX-036-230-15 | 2264 | 4019913 | LENNOX INDUSTRIES, INC. | 14ACX-036-230-10 | AC | Split System: Air-Cooled Condensing Unit, Coil with Blower | 14ACX-036-230-10 |  | C33-43+TDR+TXV | 13 | 15.5 | Yes | Yes | 2011-01-21 |  | 1
FALSE | 14ACX-036-230-15 | 2264 | 4019914 | LENNOX INDUSTRIES, INC. | 14ACX-036-230-10 | AC | Split System: Air-Cooled Condensing Unit, Coil with Blower | 14ACX-036-230-10 |  | C33-43+TDR+TXV | 13 | 15.5 | Yes | Yes | 2011-01-21 |  | 1
FALSE | 14ACX-036-230-15 | 2264 | 4019915 | LENNOX INDUSTRIES, INC. | 14ACX-036-230-10 | AC | Split System: Air-Cooled Condensing Unit, Coil with Blower | 14ACX-036-230-10 |  | C33-43+TDR+TXV | 13 | 16 | Yes | Yes | 2011-01-21 |  | 2
FALSE | 14ACX-036-230-15 | 2264 | 4019916 | LENNOX INDUSTRIES, INC. | 14ACX-036-230-10 | AC | Split System: Air-Cooled Condensing Unit, Coil with Blower | 14ACX-036-230-10 |  | C33-44C+TDR+TXV | 13 | 15.5 | Yes | Yes | 2011-01-21 |  | 1
FALSE | 14ACX-036-230-15 | 2264 | 4019917 | LENNOX INDUSTRIES, INC. | 14ACX-036-230-10 | AC | Split System: Air-Cooled Condensing Unit, Coil with Blower | 14ACX-036-230-10 |  | C33-44C+TDR+TXV | 13 | 15.5 | Yes | Yes | 2011-01-21 |  | 1
FALSE | 14ACX-036-230-15 | 2264 | 4019918 | LENNOX INDUSTRIES, INC. | 14ACX-036-230-10 | AC | Split System: Air-Cooled Condensing Unit, Coil with Blower | 14ACX-036-230-10 |  | C33-48+TDR+TXV | 12.5 | 15.5 | Yes | Yes | 2011-01-21 |  | 1
FALSE | 14ACX-036-230-15 | 2264 | 4019919 | LENNOX INDUSTRIES, INC. | 14ACX-036-230-10 | AC | Split System: Air-Cooled Condensing Unit, Coil with Blower | 14ACX-036-230-10 |  | C33-48+TDR+TXV | 13 | 15.5 | Yes | Yes | 2011-01-21 |  | 1
FALSE | 14ACX-036-230-15 | 2264 | 4019920 | LENNOX INDUSTRIES, INC. | 14ACX-036-230-10 | AC | Split System: Air-Cooled Condensing Unit, Coil with Blower | 14ACX-036-230-10 |  | C33-48+TDR+TXV | 13 | 15.5 | Yes | Yes | 2011-01-21 |  | 1
FALSE | 14ACX-036-230-15 | 2264 | 4019921 | LENNOX INDUSTRIES, INC. | 14ACX-036-230-10 | AC | Split System: Air-Cooled Condensing Unit, Coil with Blower | 14ACX-036-230-10 |  | C33-49+TDR+TXV | 13 | 16 | Yes | Yes | 2011-01-21 |  | 2
FALSE | 14ACX-036-230-15 | 2264 | 4019922 | LENNOX INDUSTRIES, INC. | 14ACX-036-230-10 | AC | Split System: Air-Cooled Condensing Unit, Coil with Blower | 14ACX-036-230-10 |  | C33-49+TDR+TXV | 13 | 16 | Yes | Yes | 2011-01-21 |  | 2
FALSE | 14ACX-036-230-15 | 2264 | 4019923 | LENNOX INDUSTRIES, INC. | 14ACX-036-230-10 | AC | Split System: Air-Cooled Condensing Unit, Coil with Blower | 14ACX-036-230-10 |  | C33-50/60C+TDR+TXV | 13 | 15.5 | Yes | Yes | 2011-01-21 |  | 1
FALSE | 14ACX-036-230-15 | 2264 | 4019924 | LENNOX INDUSTRIES, INC. | 14ACX-036-230-10 | AC | Split System: Air-Cooled Condensing Unit, Coil with Blower | 14ACX-036-230-10 |  | C33-50/60C+TDR+TXV | 13 | 15.5 | Yes | Yes | 2011-01-21 |  | 1
FALSE | 14ACX-036-230-15 | 2264 | 4019942 | LENNOX INDUSTRIES, INC. | 14ACX-036-230-10 | AC | Split System: Air-Cooled Condensing Unit, Coil with Blower | 14ACX-036-230-10 |  | CX34-36+TDR | 12.5 | 15 | Yes | Yes | 2011-01-21 |  | 1
FALSE | 14ACX-036-230-15 | 2264 | 4019943 | LENNOX INDUSTRIES, INC. | 14ACX-036-230-10 | AC | Split System: Air-Cooled Condensing Unit, Coil with Blower | 14ACX-036-230-10 |  | CX34-38+TDR | 13 | 15.5 | Yes | Yes | 2011-01-21 |  | 1
FALSE | 14ACX-036-230-15 | 2264 | 4019944 | LENNOX INDUSTRIES, INC. | 14ACX-036-230-10 | AC | Split System: Air-Cooled Condensing Unit, Coil with Blower | 14ACX-036-230-10 |  | CX34-42+TDR | 12.5 | 15 | Yes | Yes | 2011-01-21 |  | 1
FALSE | 14ACX-036-230-15 | 2264 | 4019945 | LENNOX INDUSTRIES, INC. | 14ACX-036-230-10 | AC | Split System: Air-Cooled Condensing Unit, Coil with Blower | 14ACX-036-230-10 |  | CX34-43+TDR | 13 | 15.5 | Yes | Yes | 2011-01-21 |  | 1
FALSE | 14ACX-036-230-15 | 2264 | 4019946 | LENNOX INDUSTRIES, INC. | 14ACX-036-230-10 | AC | Split System: Air-Cooled Condensing Unit, Coil with Blower | 14ACX-036-230-10 |  | CX34-43+TDR | 13 | 15.5 | Yes | Yes | 2011-01-21 |  | 1
FALSE | 14ACX-036-230-15 | 2264 | 4019947 | LENNOX INDUSTRIES, INC. | 14ACX-036-230-10 | AC | Split System: Air-Cooled Condensing Unit, Coil with Blower | 14ACX-036-230-10 |  | CX34-43+TDR | 13 | 16 | Yes | Yes | 2011-01-21 |  | 2
FALSE | 14ACX-036-230-15 | 2264 | 4019948 | LENNOX INDUSTRIES, INC. | 14ACX-036-230-10 | AC | Split System: Air-Cooled Condensing Unit, Coil with Blower | 14ACX-036-230-10 |  | CX34-44/48+TDR | 12.5 | 15.5 | Yes | Yes | 2011-01-21 |  | 1
FALSE | 14ACX-036-230-15 | 2264 | 4019949 | LENNOX INDUSTRIES, INC. | 14ACX-036-230-10 | AC | Split System: Air-Cooled Condensing Unit, Coil with Blower | 14ACX-036-230-10 |  | CX34-44/48+TDR | 13 | 15.5 | Yes | Yes | 2011-01-21 |  | 1
FALSE | 14ACX-036-230-15 | 2264 | 4019950 | LENNOX INDUSTRIES, INC. | 14ACX-036-230-10 | AC | Split System: Air-Cooled Condensing Unit, Coil with Blower | 14ACX-036-230-10 |  | CX34-44/48+TDR | 13 | 15.5 | Yes | Yes | 2011-01-21 |  | 1
FALSE | 14ACX-036-230-15 | 2264 | 4019951 | LENNOX INDUSTRIES, INC. | 14ACX-036-230-10 | AC | Split System: Air-Cooled Condensing Unit, Coil with Blower | 14ACX-036-230-10 |  | CX34-49+TDR | 13 | 16 | Yes | Yes | 2011-01-21 |  | 2
FALSE | 14ACX-036-230-15 | 2264 | 4019952 | LENNOX INDUSTRIES, INC. | 14ACX-036-230-10 | AC | Split System: Air-Cooled Condensing Unit, Coil with Blower | 14ACX-036-230-10 |  | CX34-49+TDR | 13 | 16 | Yes | Yes | 2011-01-21 |  | 2
FALSE | 14ACX-036-230-15 | 2264 | 4019953 | LENNOX INDUSTRIES, INC. | 14ACX-036-230-10 | AC | Split System: Air-Cooled Condensing Unit, Coil with Blower | 14ACX-036-230-10 |  | CX34-50/60C+TDR | 13 | 15.5 | Yes | Yes | 2011-01-21 |  | 1
FALSE | 14ACX-036-230-15 | 2264 | 4019954 | LENNOX INDUSTRIES, INC. | 14ACX-036-230-10 | AC | Split System: Air-Cooled Condensing Unit, Coil with Blower | 14ACX-036-230-10 |  | CX34-50/60C+TDR | 13 | 15.5 | Yes | Yes | 2011-01-21 |  | 1
FALSE | 14ACX-036-230-15 | 2264 | 4019955 | LENNOX INDUSTRIES, INC. | 14ACX-036-230-10 | AC | Split System: Air-Cooled Condensing Unit, Coil with Blower | 14ACX-036-230-10 |  | CR33-30/36+TDR+TXV | 12.5 | 15 | Yes | Yes | 2011-01-21 |  | 1
FALSE | 14ACX-036-230-15 | 2264 | 4019956 | LENNOX INDUSTRIES, INC. | 14ACX-036-230-10 | AC | Split System: Air-Cooled Condensing Unit, Coil with Blower | 14ACX-036-230-10 |  | CR33-30/36+TDR+TXV | 12.5 | 15 | Yes | Yes | 2011-01-21 |  | 1
FALSE | 14ACX-036-230-15 | 2264 | 4019957 | LENNOX INDUSTRIES, INC. | 14ACX-036-230-10 | AC | Split System: Air-Cooled Condensing Unit, Coil with Blower | 14ACX-036-230-10 |  | CR33-30/36+TDR+TXV | 12.5 | 15 | Yes | Yes | 2011-01-21 |  | 1
FALSE | 14ACX-036-230-15 | 2264 | 4019958 | LENNOX INDUSTRIES, INC. | 14ACX-036-230-10 | AC | Split System: Air-Cooled Condensing Unit, Coil with Blower | 14ACX-036-230-10 |  | CR33-30/36+TDR+TXV | 12.5 | 15 | Yes | Yes | 2011-01-21 |  | 1
FALSE | 14ACX-036-230-15 | 2264 | 4019959 | LENNOX INDUSTRIES, INC. | 14ACX-036-230-10 | AC | Split System: Air-Cooled Condensing Unit, Coil with Blower | 14ACX-036-230-10 |  | CR33-30/36+TDR+TXV | 12.5 | 15 | Yes | Yes | 2011-01-21 |  | 1
FALSE | 14ACX-036-230-15 | 2264 | 4019977 | LENNOX INDUSTRIES, INC. | 14ACX-036-230-11 | AC | Split System: Air-Cooled Condensing Unit, Coil with Blower | 14ACX-036-230-11 |  | C33-48+TDR+TXV | 13 | 15.5 | Yes | Yes | 2011-01-21 |  | 1
FALSE | 14ACX-036-230-15 | 2264 | 4019978 | LENNOX INDUSTRIES, INC. | 14ACX-036-230-11 | AC | Split System: Air-Cooled Condensing Unit, Coil with Blower | 14ACX-036-230-11 |  | C33-49+TDR+TXV | 13 | 16 | Yes | Yes | 2011-01-21 |  | 2
FALSE | 14ACX-036-230-15 | 2264 | 4019979 | LENNOX INDUSTRIES, INC. | 14ACX-036-230-11 | AC | Split System: Air-Cooled Condensing Unit, Coil with Blower | 14ACX-036-230-11 |  | C33-49+TDR+TXV | 13 | 16 | Yes | Yes | 2011-01-21 |  | 2
FALSE | 14ACX-036-230-15 | 2264 | 4019980 | LENNOX INDUSTRIES, INC. | 14ACX-036-230-11 | AC | Split System: Air-Cooled Condensing Unit, Coil with Blower | 14ACX-036-230-11 |  | C33-50/60C+TDR+TXV | 13 | 15.5 | Yes | Yes | 2011-01-21 |  | 1
FALSE | 14ACX-036-230-15 | 2264 | 4019981 | LENNOX INDUSTRIES, INC. | 14ACX-036-230-11 | AC | Split System: Air-Cooled Condensing Unit, Coil with Blower | 14ACX-036-230-11 |  | C33-50/60C+TDR+TXV | 13 | 15.5 | Yes | Yes | 2011-01-21 |  | 1
FALSE | 14ACX-036-230-15 | 2264 | 4019982 | LENNOX INDUSTRIES, INC. | 14ACX-036-230-11 | AC | Split System: Air-Cooled Condensing Unit, Coil with Blower | 14ACX-036-230-11 |  | CH33-31+TDR+TXV | 12.5 | 15 | Yes | Yes | 2011-01-21 |  | 1
FALSE | 14ACX-036-230-15 | 2264 | 4019983 | LENNOX INDUSTRIES, INC. | 14ACX-036-230-11 | AC | Split System: Air-Cooled Condensing Unit, Coil with Blower | 14ACX-036-230-11 |  | CH33-36+TDR+TXV | 12.5 | 15 | Yes | Yes | 2011-01-21 |  | 1
FALSE | 14ACX-036-230-15 | 2264 | 4019984 | LENNOX INDUSTRIES, INC. | 14ACX-036-230-11 | AC | Split System: Air-Cooled Condensing Unit, Coil with Blower | 14ACX-036-230-11 |  | CH33-36+TDR+TXV | 12.5 | 15 | Yes | Yes | 2011-01-21 |  | 1
FALSE | 14ACX-036-230-15 | 2264 | 4019985 | LENNOX INDUSTRIES, INC. | 14ACX-036-230-11 | AC | Split System: Air-Cooled Condensing Unit, Coil with Blower | 14ACX-036-230-11 |  | CH33-36+TDR+TXV | 12.5 | 15.5 | Yes | Yes | 2011-01-21 |  | 1
FALSE | 14ACX-036-230-15 | 2264 | 4019986 | LENNOX INDUSTRIES, INC. | 14ACX-036-230-11 | AC | Split System: Air-Cooled Condensing Unit, Coil with Blower | 14ACX-036-230-11 |  | CH33-42+TDR+TXV | 12.5 | 15 | Yes | Yes | 2011-01-21 |  | 1
FALSE | 14ACX-036-230-15 | 2264 | 4019987 | LENNOX INDUSTRIES, INC. | 14ACX-036-230-11 | AC | Split System: Air-Cooled Condensing Unit, Coil with Blower | 14ACX-036-230-11 |  | CH33-43+TDR+TXV | 13 | 15.5 | Yes | Yes | 2011-01-21 |  | 1
FALSE | 14ACX-036-230-15 | 2264 | 4019988 | LENNOX INDUSTRIES, INC. | 14ACX-036-230-11 | AC | Split System: Air-Cooled Condensing Unit, Coil with Blower | 14ACX-036-230-11 |  | CH33-43+TDR+TXV | 13 | 15.5 | Yes | Yes | 2011-01-21 |  | 1
FALSE | 14ACX-036-230-15 | 2264 | 4019989 | LENNOX INDUSTRIES, INC. | 14ACX-036-230-11 | AC | Split System: Air-Cooled Condensing Unit, Coil with Blower | 14ACX-036-230-11 |  | CH33-43+TDR+TXV | 13 | 16 | Yes | Yes | 2011-01-21 |  | 2
FALSE | 14ACX-036-230-15 | 2264 | 4019990 | LENNOX INDUSTRIES, INC. | 14ACX-036-230-11 | AC | Split System: Air-Cooled Condensing Unit, Coil with Blower | 14ACX-036-230-11 |  | CH33-44/48+TDR+TXV | 12.5 | 15.5 | Yes | Yes | 2011-01-21 |  | 1
FALSE | 14ACX-036-230-15 | 2264 | 4019991 | LENNOX INDUSTRIES, INC. | 14ACX-036-230-11 | AC | Split System: Air-Cooled Condensing Unit, Coil with Blower | 14ACX-036-230-11 |  | CH33-48+TDR+TXV | 13 | 15.5 | Yes | Yes | 2011-01-21 |  | 1
FALSE | 14ACX-036-230-15 | 2264 | 4019992 | LENNOX INDUSTRIES, INC. | 14ACX-036-230-11 | AC | Split System: Air-Cooled Condensing Unit, Coil with Blower | 14ACX-036-230-11 |  | CH33-48+TDR+TXV | 13 | 15.5 | Yes | Yes | 2011-01-21 |  | 1
FALSE | 14ACX-036-230-15 | 2264 | 4019993 | LENNOX INDUSTRIES, INC. | 14ACX-036-230-11 | AC | Split System: Air-Cooled Condensing Unit, Coil with Blower | 14ACX-036-230-11 |  | CH33-49+TDR+TXV | 13 | 16 | Yes | Yes | 2011-01-21 |  | 2
FALSE | 14ACX-036-230-15 | 2264 | 4019994 | LENNOX INDUSTRIES, INC. | 14ACX-036-230-11 | AC | Split System: Air-Cooled Condensing Unit, Coil with Blower | 14ACX-036-230-11 |  | CH33-49+TDR+TXV | 13 | 16 | Yes | Yes | 2011-01-21 |  | 2
FALSE | 14ACX-036-230-15 | 2264 | 4020012 | LENNOX INDUSTRIES, INC. | 14ACX-036-230-11 | AC | Split System: Air-Cooled Condensing Unit, Coil with Blower | 14ACX-036-230-11 |  | CR33-30/36+TDR+TXV | 12.5 | 15 | Yes | Yes | 2011-01-21 |  | 1
FALSE | 14ACX-036-230-15 | 2264 | 4020013 | LENNOX INDUSTRIES, INC. | 14ACX-036-230-11 | AC | Split System: Air-Cooled Condensing Unit, Coil with Blower | 14ACX-036-230-11 |  | CR33-30/36+TDR+TXV | 12.5 | 15 | Yes | Yes | 2011-01-21 |  | 1
FALSE | 14ACX-036-230-15 | 2264 | 4020014 | LENNOX INDUSTRIES, INC. | 14ACX-036-230-11 | AC | Split System: Air-Cooled Condensing Unit, Coil with Blower | 14ACX-036-230-11 |  | CR33-30/36+TDR+TXV | 12.5 | 15 | Yes | Yes | 2011-01-21 |  | 1
FALSE | 14ACX-036-230-15 | 2264 | 4020015 | LENNOX INDUSTRIES, INC. | 14ACX-036-230-11 | AC | Split System: Air-Cooled Condensing Unit, Coil with Blower | 14ACX-036-230-11 |  | CR33-30/36+TDR+TXV | 12.5 | 15 | Yes | Yes | 2011-01-21 |  | 1
FALSE | 14ACX-036-230-15 | 2264 | 4020016 | LENNOX INDUSTRIES, INC. | 14ACX-036-230-11 | AC | Split System: Air-Cooled Condensing Unit, Coil with Blower | 14ACX-036-230-11 |  | CR33-30/36+TDR+TXV | 12.5 | 15 | Yes | Yes | 2011-01-21 |  | 1
FALSE | 14ACX-036-230-15 | 2264 | 4020017 | LENNOX INDUSTRIES, INC. | 14ACX-036-230-11 | AC | Split System: Air-Cooled Condensing Unit, Coil with Blower | 14ACX-036-230-11 |  | CR33-48+TDR+TXV | 12.5 | 15 | Yes | Yes | 2011-01-21 |  | 1
FALSE | 14ACX-036-230-15 | 2264 | 4020018 | LENNOX INDUSTRIES, INC. | 14ACX-036-230-11 | AC | Split System: Air-Cooled Condensing Unit, Coil with Blower | 14ACX-036-230-11 |  | CR33-48+TDR+TXV | 12.5 | 15 | Yes | Yes | 2011-01-21 |  | 1
FALSE | 14ACX-036-230-15 | 2264 | 4020019 | LENNOX INDUSTRIES, INC. | 14ACX-036-230-11 | AC | Split System: Air-Cooled Condensing Unit, Coil with Blower | 14ACX-036-230-11 |  | CR33-48+TDR+TXV | 12.5 | 15 | Yes | Yes | 2011-01-21 |  | 1
FALSE | 14ACX-036-230-15 | 2264 | 4020020 | LENNOX INDUSTRIES, INC. | 14ACX-036-230-11 | AC | Split System: Air-Cooled Condensing Unit, Coil with Blower | 14ACX-036-230-11 |  | CR33-48+TDR+TXV | 12.5 | 15 | Yes | Yes | 2011-01-21 |  | 1
FALSE | 14ACX-036-230-15 | 2264 | 4020021 | LENNOX INDUSTRIES, INC. | 14ACX-036-230-11 | AC | Split System: Air-Cooled Condensing Unit, Coil with Blower | 14ACX-036-230-11 |  | CR33-48+TDR+TXV | 12.5 | 15 | Yes | Yes | 2011-01-21 |  | 1
FALSE | TSA042H4N4*Y | 2280 | 4020057 | LENNOX INDUSTRIES, INC. | 14ACX-042-230-10 | AC | Split System: Air-Cooled Condensing Unit, Coil with Blower | 14ACX-042-230-10 |  | C33-43+TDR+TXV | 12.5 | 14.7 | Yes | Yes | 2011-01-21 |  | 0
FALSE | TSA042H4N4*Y | 2280 | 4020058 | LENNOX INDUSTRIES, INC. | 14ACX-042-230-10 | AC | Split System: Air-Cooled Condensing Unit, Coil with Blower | 14ACX-042-230-10 |  | C33-43+TDR+TXV | 12.5 | 14.7 | Yes | Yes | 2011-01-21 |  | 0
FALSE | TSA042H4N4*Y | 2280 | 4020059 | LENNOX INDUSTRIES, INC. | 14ACX-042-230-10 | AC | Split System: Air-Cooled Condensing Unit, Coil with Blower | 14ACX-042-230-10 |  | C33-43+TDR+TXV | 12.5 | 14.7 | Yes | Yes | 2011-01-21 |  | 0
FALSE | TSA042H4N4*Y | 2280 | 4020060 | LENNOX INDUSTRIES, INC. | 14ACX-042-230-10 | AC | Split System: Air-Cooled Condensing Unit, Coil with Blower | 14ACX-042-230-10 |  | C33-43+TDR+TXV | 12.7 | 15 | Yes | Yes | 2011-01-21 |  | 1
FALSE | TSA042H4N4*Y | 2280 | 4020063 | LENNOX INDUSTRIES, INC. | 14ACX-042-230-10 | AC | Split System: Air-Cooled Condensing Unit, Coil with Blower | 14ACX-042-230-10 |  | C33-48+TDR+TXV | 12.2 | 14.5 | Yes | Yes | 2011-01-21 |  | 0
FALSE | TSA042H4N4*Y | 2280 | 4020065 | LENNOX INDUSTRIES, INC. | 14ACX-042-230-10 | AC | Split System: Air-Cooled Condensing Unit, Coil with Blower | 14ACX-042-230-10 |  | C33-48+TDR+TXV | 12.2 | 14.5 | Yes | Yes | 2011-01-21 |  | 0
FALSE | TSA042H4N4*Y | 2280 | 4020066 | LENNOX INDUSTRIES, INC. | 14ACX-042-230-10 | AC | Split System: Air-Cooled Condensing Unit, Coil with Blower | 14ACX-042-230-10 |  | C33-49+TDR+TXV | 12.7 | 15 | Yes | Yes | 2011-01-21 |  | 1
FALSE | TSA042H4N4*Y | 2280 | 4020067 | LENNOX INDUSTRIES, INC. | 14ACX-042-230-10 | AC | Split System: Air-Cooled Condensing Unit, Coil with Blower | 14ACX-042-230-10 |  | C33-49+TDR+TXV | 12.7 | 15 | Yes | Yes | 2011-01-21 |  | 1
FALSE | TSA042H4N4*Y | 2280 | 4020087 | LENNOX INDUSTRIES, INC. | 14ACX-042-230-10 | AC | Split System: Air-Cooled Condensing Unit, Coil with Blower | 14ACX-042-230-10 |  | CH33-48+TDR+TXV | 12.5 | 14.7 | Yes | Yes | 2011-01-21 |  | 0
FALSE | TSA042H4N4*Y | 2280 | 4020088 | LENNOX INDUSTRIES, INC. | 14ACX-042-230-10 | AC | Split System: Air-Cooled Condensing Unit, Coil with Blower | 14ACX-042-230-10 |  | CH33-49+TDR+TXV | 12.5 | 14.7 | Yes | Yes | 2011-01-21 |  | 0
FALSE | TSA042H4N4*Y | 2280 | 4020089 | LENNOX INDUSTRIES, INC. | 14ACX-042-230-10 | AC | Split System: Air-Cooled Condensing Unit, Coil with Blower | 14ACX-042-230-10 |  | CH33-49+TDR+TXV | 12.5 | 15 | Yes | Yes | 2011-01-21 |  | 1
FALSE | TSA042H4N4*Y | 2280 | 4020090 | LENNOX INDUSTRIES, INC. | 14ACX-042-230-10 | AC | Split System: Air-Cooled Condensing Unit, Coil with Blower | 14ACX-042-230-10 |  | CH33-49+TDR+TXV | 12.5 | 14.7 | Yes | Yes | 2011-01-21 |  | 0
FALSE | TSA042H4N4*Y | 2280 | 4020091 | LENNOX INDUSTRIES, INC. | 14ACX-042-230-10 | AC | Split System: Air-Cooled Condensing Unit, Coil with Blower | 14ACX-042-230-10 |  | CH33-49+TDR+TXV | 12.7 | 15 | Yes | Yes | 2011-01-21 |  | 1
FALSE | TSA042H4N4*Y | 2280 | 4020100 | LENNOX INDUSTRIES, INC. | 14ACX-042-230-10 | AC | Split System: Air-Cooled Condensing Unit, Coil with Blower | 14ACX-042-230-10 |  | CX34-43+TDR | 12.5 | 14.7 | Yes | Yes | 2011-01-21 |  | 0
FALSE | TSA042H4N4*Y | 2280 | 4020101 | LENNOX INDUSTRIES, INC. | 14ACX-042-230-10 | AC | Split System: Air-Cooled Condensing Unit, Coil with Blower | 14ACX-042-230-10 |  | CX34-43+TDR | 12.5 | 14.7 | Yes | Yes | 2011-01-21 |  | 0
FALSE | TSA042H4N4*Y | 2280 | 4020102 | LENNOX INDUSTRIES, INC. | 14ACX-042-230-10 | AC | Split System: Air-Cooled Condensing Unit, Coil with Blower | 14ACX-042-230-10 |  | CX34-43+TDR | 12.5 | 14.7 | Yes | Yes | 2011-01-21 |  | 0
FALSE | TSA042H4N4*Y | 2280 | 4020103 | LENNOX INDUSTRIES, INC. | 14ACX-042-230-10 | AC | Split System: Air-Cooled Condensing Unit, Coil with Blower | 14ACX-042-230-10 |  | CX34-43+TDR | 12.7 | 15 | Yes | Yes | 2011-01-21 |  | 1
FALSE | TSA042H4N4*Y | 2280 | 4020106 | LENNOX INDUSTRIES, INC. | 14ACX-042-230-10 | AC | Split System: Air-Cooled Condensing Unit, Coil with Blower | 14ACX-042-230-10 |  | CX34-44/48+TDR | 12.2 | 14.5 | Yes | Yes | 2011-01-21 |  | 0
FALSE | TSA042H4N4*Y | 2280 | 4020108 | LENNOX INDUSTRIES, INC. | 14ACX-042-230-10 | AC | Split System: Air-Cooled Condensing Unit, Coil with Blower | 14ACX-042-230-10 |  | CX34-44/48+TDR | 12.2 | 14.5 | Yes | Yes | 2011-01-21 |  | 0
FALSE | TSA042H4N4*Y | 2280 | 4020109 | LENNOX INDUSTRIES, INC. | 14ACX-042-230-10 | AC | Split System: Air-Cooled Condensing Unit, Coil with Blower | 14ACX-042-230-10 |  | CX34-49+TDR | 12.7 | 15 | Yes | Yes | 2011-01-21 |  | 1
FALSE | TSA042H4N4*Y | 2280 | 4020110 | LENNOX INDUSTRIES, INC. | 14ACX-042-230-10 | AC | Split System: Air-Cooled Condensing Unit, Coil with Blower | 14ACX-042-230-10 |  | CX34-49+TDR | 12.7 | 15 | Yes | Yes | 2011-01-21 |  | 1
FALSE | TSA042H4N4*Y | 2280 | 4020111 | LENNOX INDUSTRIES, INC. | 14ACX-042-230-10 | AC | Split System: Air-Cooled Condensing Unit, Coil with Blower | 14ACX-042-230-10 |  | CX34-49+TDR | 12.7 | 15 | Yes | Yes | 2011-01-21 |  | 1
FALSE | TSA042H4N4*Y | 2280 | 4020112 | LENNOX INDUSTRIES, INC. | 14ACX-042-230-10 | AC | Split System: Air-Cooled Condensing Unit, Coil with Blower | 14ACX-042-230-10 |  | CX34-49+TDR | 12.7 | 15.2 | Yes | Yes | 2011-01-21 |  | 1
FALSE | TSA042H4N4*Y | 2280 | 4020113 | LENNOX INDUSTRIES, INC. | 14ACX-042-230-10 | AC | Split System: Air-Cooled Condensing Unit, Coil with Blower | 14ACX-042-230-10 |  | CX34-50/60C+TDR | 12.2 | 14.5 | Yes | Yes | 2011-01-21 |  | 0
FALSE | TSA042H4N4*Y | 2280 | 4020114 | LENNOX INDUSTRIES, INC. | 14ACX-042-230-10 | AC | Split System: Air-Cooled Condensing Unit, Coil with Blower | 14ACX-042-230-10 |  | CX34-50/60C+TDR | 12.5 | 14.5 | Yes | Yes | 2011-01-21 |  | 0
FALSE | TSA042H4N4*Y | 2280 | 4020115 | LENNOX INDUSTRIES, INC. | 14ACX-042-230-10 | AC | Split System: Air-Cooled Condensing Unit, Coil with Blower | 14ACX-042-230-10 |  | CX34-50/60C+TDR | 12.5 | 14.5 | Yes | Yes | 2011-01-21 |  | 0
FALSE | TSA042H4N4*Y | 2280 | 4020144 | LENNOX INDUSTRIES, INC. | 14ACX-042-230-11 | AC | Split System: Air-Cooled Condensing Unit, Coil with Blower | 14ACX-042-230-11 |  | C33-49+TDR+TXV | 12.7 | 15 | Yes | Yes | 2011-01-21 |  | 1
FALSE | TSA042H4N4*Y | 2280 | 4020145 | LENNOX INDUSTRIES, INC. | 14ACX-042-230-11 | AC | Split System: Air-Cooled Condensing Unit, Coil with Blower | 14ACX-042-230-11 |  | C33-49+TDR+TXV | 12.7 | 15.2 | Yes | Yes | 2011-01-21 |  | 1
FALSE | TSA042H4N4*Y | 2280 | 4020146 | LENNOX INDUSTRIES, INC. | 14ACX-042-230-11 | AC | Split System: Air-Cooled Condensing Unit, Coil with Blower | 14ACX-042-230-11 |  | C33-50/60C+TDR+TXV | 12.2 | 14.5 | Yes | Yes | 2011-01-21 |  | 0
FALSE | TSA042H4N4*Y | 2280 | 4020147 | LENNOX INDUSTRIES, INC. | 14ACX-042-230-11 | AC | Split System: Air-Cooled Condensing Unit, Coil with Blower | 14ACX-042-230-11 |  | C33-50/60C+TDR+TXV | 12.5 | 14.5 | Yes | Yes | 2011-01-21 |  | 0
FALSE | TSA042H4N4*Y | 2280 | 4020148 | LENNOX INDUSTRIES, INC. | 14ACX-042-230-11 | AC | Split System: Air-Cooled Condensing Unit, Coil with Blower | 14ACX-042-230-11 |  | C33-50/60C+TDR+TXV | 12.5 | 14.5 | Yes | Yes | 2011-01-21 |  | 0
FALSE | TSA042H4N4*Y | 2280 | 4020149 | LENNOX INDUSTRIES, INC. | 14ACX-042-230-11 | AC | Split System: Air-Cooled Condensing Unit, Coil with Blower | 14ACX-042-230-11 |  | C33-50/60C+TDR+TXV | 12.5 | 14.7 | Yes | Yes | 2011-01-21 |  | 0
FALSE | TSA042H4N4*Y | 2280 | 4020150 | LENNOX INDUSTRIES, INC. | 14ACX-042-230-11 | AC | Split System: Air-Cooled Condensing Unit, Coil with Blower | 14ACX-042-230-11 |  | C33-62C+TDR+TXV | 13 | 15 | Yes | Yes | 2011-01-21 |  | 1
FALSE | TSA042H4N4*Y | 2280 | 4020151 | LENNOX INDUSTRIES, INC. | 14ACX-042-230-11 | AC | Split System: Air-Cooled Condensing Unit, Coil with Blower | 14ACX-042-230-11 |  | C33-62C+TDR+TXV | 13 | 15.2 | Yes | Yes | 2011-01-21 |  | 1
FALSE | TSA042H4N4*Y | 2280 | 4020152 | LENNOX INDUSTRIES, INC. | 14ACX-042-230-11 | AC | Split System: Air-Cooled Condensing Unit, Coil with Blower | 14ACX-042-230-11 |  | C33-62C+TDR+TXV | 13 | 15.2 | Yes | Yes | 2011-01-21 |  | 1
FALSE | TSA042H4N4*Y | 2280 | 4020153 | LENNOX INDUSTRIES, INC. | 14ACX-042-230-11 | AC | Split System: Air-Cooled Condensing Unit, Coil with Blower | 14ACX-042-230-11 |  | C33-62C+TDR+TXV | 13 | 15.2 | Yes | Yes | 2011-01-21 |  | 1
FALSE | TSA042H4N4*Y | 2280 | 4020156 | LENNOX INDUSTRIES, INC. | 14ACX-042-230-11 | AC | Split System: Air-Cooled Condensing Unit, Coil with Blower | 14ACX-042-230-11 |  | CH33-43+TDR+TXV | 12.5 | 14.7 | Yes | Yes | 2011-01-21 |  | 0
FALSE | TSA042H4N4*Y | 2280 | 4020157 | LENNOX INDUSTRIES, INC. | 14ACX-042-230-11 | AC | Split System: Air-Cooled Condensing Unit, Coil with Blower | 14ACX-042-230-11 |  | CH33-43+TDR+TXV | 12.7 | 14.7 | Yes | Yes | 2011-01-21 |  | 0
FALSE | TSA042H4N4*Y | 2280 | 4020158 | LENNOX INDUSTRIES, INC. | 14ACX-042-230-11 | AC | Split System: Air-Cooled Condensing Unit, Coil with Blower | 14ACX-042-230-11 |  | CH33-43+TDR+TXV | 12.7 | 14.7 | Yes | Yes | 2011-01-21 |  | 0
FALSE | TSA042H4N4*Y | 2280 | 4020159 | LENNOX INDUSTRIES, INC. | 14ACX-042-230-11 | AC | Split System: Air-Cooled Condensing Unit, Coil with Blower | 14ACX-042-230-11 |  | CH33-43+TDR+TXV | 12.7 | 15 | Yes | Yes | 2011-01-21 |  | 1
FALSE | TSA042H4N4*Y | 2280 | 4020160 | LENNOX INDUSTRIES, INC. | 14ACX-042-230-11 | AC | Split System: Air-Cooled Condensing Unit, Coil with Blower | 14ACX-042-230-11 |  | CH33-48+TDR+TXV | 12.2 | 14.5 | Yes | Yes | 2011-01-21 |  | 0
FALSE | TSA042H4N4*Y | 2280 | 4020161 | LENNOX INDUSTRIES, INC. | 14ACX-042-230-11 | AC | Split System: Air-Cooled Condensing Unit, Coil with Blower | 14ACX-042-230-11 |  | CH33-48+TDR+TXV | 12.5 | 14.7 | Yes | Yes | 2011-01-21 |  | 0
FALSE | TSA042H4N4*Y | 2280 | 4020162 | LENNOX INDUSTRIES, INC. | 14ACX-042-230-11 | AC | Split System: Air-Cooled Condensing Unit, Coil with Blower | 14ACX-042-230-11 |  | CH33-48+TDR+TXV | 12.5 | 14.5 | Yes | Yes | 2011-01-21 |  | 0
FALSE | TSA042H4N4*Y | 2280 | 4020163 | LENNOX INDUSTRIES, INC. | 14ACX-042-230-11 | AC | Split System: Air-Cooled Condensing Unit, Coil with Blower | 14ACX-042-230-11 |  | CH33-48+TDR+TXV | 12.5 | 14.7 | Yes | Yes | 2011-01-21 |  | 0
FALSE | TSA042H4N4*Y | 2280 | 4020192 | LENNOX INDUSTRIES, INC. | 14ACX-042-230-11 | AC | Split System: Air-Cooled Condensing Unit, Coil with Blower | 14ACX-042-230-11 |  | CX34-50/60C+TDR | 12.5 | 14.7 | Yes | Yes | 2011-01-21 |  | 0
FALSE | TSA042H4N4*Y | 2280 | 4020193 | LENNOX INDUSTRIES, INC. | 14ACX-042-230-11 | AC | Split System: Air-Cooled Condensing Unit, Coil with Blower | 14ACX-042-230-11 |  | CX34-62C+TDR | 13 | 15 | Yes | Yes | 2011-01-21 |  | 1
FALSE | TSA042H4N4*Y | 2280 | 4020194 | LENNOX INDUSTRIES, INC. | 14ACX-042-230-11 | AC | Split System: Air-Cooled Condensing Unit, Coil with Blower | 14ACX-042-230-11 |  | CX34-62C+TDR | 13 | 15.2 | Yes | Yes | 2011-01-21 |  | 1
FALSE | TSA042H4N4*Y | 2280 | 4020195 | LENNOX INDUSTRIES, INC. | 14ACX-042-230-11 | AC | Split System: Air-Cooled Condensing Unit, Coil with Blower | 14ACX-042-230-11 |  | CX34-62C+TDR | 13 | 15.2 | Yes | Yes | 2011-01-21 |  | 1
FALSE | TSA042H4N4*Y | 2280 | 4020196 | LENNOX INDUSTRIES, INC. | 14ACX-042-230-11 | AC | Split System: Air-Cooled Condensing Unit, Coil with Blower | 14ACX-042-230-11 |  | CX34-62C+TDR | 13 | 15.2 | Yes | Yes | 2011-01-21 |  | 1
FALSE | TSA042H4N4*Y | 2280 | 4020197 | LENNOX INDUSTRIES, INC. | 14ACX-042-230-11 | AC | Split System: Air-Cooled Condensing Unit, Coil with Blower | 14ACX-042-230-11 |  | CR33-50/60+TDR+TXV | 12.5 | 14.5 | Yes | Yes | 2011-01-21 |  | 0
FALSE | TSA042H4N4*Y | 2280 | 4020198 | LENNOX INDUSTRIES, INC. | 14ACX-042-230-11 | AC | Split System: Air-Cooled Condensing Unit, Coil with Blower | 14ACX-042-230-11 |  | CR33-50/60+TDR+TXV | 12.5 | 14.5 | Yes | Yes | 2011-01-21 |  | 0
FALSE | TSA042H4N4*Y | 2280 | 4020199 | LENNOX INDUSTRIES, INC. | 14ACX-042-230-11 | AC | Split System: Air-Cooled Condensing Unit, Coil with Blower | 14ACX-042-230-11 |  | CR33-50/60+TDR+TXV | 12.2 | 14.5 | Yes | Yes | 2011-01-21 |  | 0
FALSE | TSA042H4N4*Y | 2280 | 4020200 | LENNOX INDUSTRIES, INC. | 14ACX-042-230-11 | AC | Split System: Air-Cooled Condensing Unit, Coil with Blower | 14ACX-042-230-11 |  | CR33-50/60+TDR+TXV | 12.5 | 14.7 | Yes | Yes | 2011-01-21 |  | 0
FALSE | XC14-048-230-08 | 2298 | 4020207 | LENNOX INDUSTRIES, INC. | 14ACX-048-230-10 | AC | Split System: Air-Cooled Condensing Unit, Coil with Blower | 14ACX-048-230-10 |  | C33-49+TDR+TXV | 12.2 | 14.5 | Yes | Yes | 2011-01-21 |  | 0
FALSE | XC14-048-230-08 | 2298 | 4020208 | LENNOX INDUSTRIES, INC. | 14ACX-048-230-10 | AC | Split System: Air-Cooled Condensing Unit, Coil with Blower | 14ACX-048-230-10 |  | C33-49+TDR+TXV | 12.2 | 14.5 | Yes | Yes | 2011-01-21 |  | 0
FALSE | XC14-048-230-08 | 2298 | 4020209 | LENNOX INDUSTRIES, INC. | 14ACX-048-230-10 | AC | Split System: Air-Cooled Condensing Unit, Coil with Blower | 14ACX-048-230-10 |  | C33-49+TDR+TXV | 12.2 | 14.5 | Yes | Yes | 2011-01-21 |  | 0
FALSE | XC14-048-230-08 | 2298 | 4020213 | LENNOX INDUSTRIES, INC. | 14ACX-048-230-10 | AC | Split System: Air-Cooled Condensing Unit, Coil with Blower | 14ACX-048-230-10 |  | C33-60D+TDR+TXV | 12.2 | 14.7 | Yes | Yes | 2011-01-21 |  | 0
FALSE | XC14-048-230-08 | 2298 | 4020214 | LENNOX INDUSTRIES, INC. | 14ACX-048-230-10 | AC | Split System: Air-Cooled Condensing Unit, Coil with Blower | 14ACX-048-230-10 |  | C33-62C+TDR+TXV | 12.5 | 14.7 | Yes | Yes | 2011-01-21 |  | 0
FALSE | XC14-048-230-08 | 2298 | 4020215 | LENNOX INDUSTRIES, INC. | 14ACX-048-230-10 | AC | Split System: Air-Cooled Condensing Unit, Coil with Blower | 14ACX-048-230-10 |  | C33-62C+TDR+TXV | 12.5 | 14.7 | Yes | Yes | 2011-01-21 |  | 0
FALSE | XC14-048-230-08 | 2298 | 4020216 | LENNOX INDUSTRIES, INC. | 14ACX-048-230-10 | AC | Split System: Air-Cooled Condensing Unit, Coil with Blower | 14ACX-048-230-10 |  | C33-62C+TDR+TXV | 12.2 | 14.7 | Yes | Yes | 2011-01-21 |  | 0
FALSE | XC14-048-230-08 | 2298 | 4020217 | LENNOX INDUSTRIES, INC. | 14ACX-048-230-10 | AC | Split System: Air-Cooled Condensing Unit, Coil with Blower | 14ACX-048-230-10 |  | C33-62D+TDR+TXV | 12.5 | 15 | Yes | Yes | 2011-01-21 |  | 1
FALSE | XC14-048-230-08 | 2298 | 4020224 | LENNOX INDUSTRIES, INC. | 14ACX-048-230-10 | AC | Split System: Air-Cooled Condensing Unit, Coil with Blower | 14ACX-048-230-10 |  | CH33-49+TDR+TXV | 12 | 14.5 | Yes | Yes | 2011-01-21 |  | 0
FALSE | XC14-048-230-08 | 2298 | 4020269 | LENNOX INDUSTRIES, INC. | 14ACX-048-230-11 | AC | Split System: Air-Cooled Condensing Unit, Coil with Blower | 14ACX-048-230-11 |  | C33-62C+TDR+TXV | 12.5 | 14.7 | Yes | Yes | 2011-01-21 |  | 0
FALSE | XC14-048-230-08 | 2298 | 4020270 | LENNOX INDUSTRIES, INC. | 14ACX-048-230-11 | AC | Split System: Air-Cooled Condensing Unit, Coil with Blower | 14ACX-048-230-11 |  | C33-62C+TDR+TXV | 12.2 | 14.7 | Yes | Yes | 2011-01-21 |  | 0
FALSE | XC14-048-230-08 | 2298 | 4020271 | LENNOX INDUSTRIES, INC. | 14ACX-048-230-11 | AC | Split System: Air-Cooled Condensing Unit, Coil with Blower | 14ACX-048-230-11 |  | C33-62D+TDR+TXV | 12.5 | 15 | Yes | Yes | 2011-01-21 |  | 1
FALSE | XC14-048-230-08 | 2298 | 4020278 | LENNOX INDUSTRIES, INC. | 14ACX-048-230-11 | AC | Split System: Air-Cooled Condensing Unit, Coil with Blower | 14ACX-048-230-11 |  | CH33-49+TDR+TXV | 12 | 14.5 | Yes | Yes | 2011-01-21 |  | 0
FALSE | XC14-048-230-08 | 2298 | 4020279 | LENNOX INDUSTRIES, INC. | 14ACX-048-230-11 | AC | Split System: Air-Cooled Condensing Unit, Coil with Blower | 14ACX-048-230-11 |  | CH33-49+TDR+TXV | 12 | 14.5 | Yes | Yes | 2011-01-21 |  | 0
FALSE | XC14-048-230-08 | 2298 | 4020280 | LENNOX INDUSTRIES, INC. | 14ACX-048-230-11 | AC | Split System: Air-Cooled Condensing Unit, Coil with Blower | 14ACX-048-230-11 |  | CH33-49+TDR+TXV | 12 | 14.5 | Yes | Yes | 2011-01-21 |  | 0
FALSE | XC14-048-230-08 | 2298 | 4020284 | LENNOX INDUSTRIES, INC. | 14ACX-048-230-11 | AC | Split System: Air-Cooled Condensing Unit, Coil with Blower | 14ACX-048-230-11 |  | CH33-60D+TDR+TXV | 12.2 | 14.7 | Yes | Yes | 2011-01-21 |  | 0
FALSE | XC14-048-230-08 | 2298 | 4020285 | LENNOX INDUSTRIES, INC. | 14ACX-048-230-11 | AC | Split System: Air-Cooled Condensing Unit, Coil with Blower | 14ACX-048-230-11 |  | CH33-62D+TDR+TXV | 12.2 | 14.7 | Yes | Yes | 2011-01-21 |  | 0
FALSE | XC14-048-230-08 | 2298 | 4020292 | LENNOX INDUSTRIES, INC. | 14ACX-048-230-11 | AC | Split System: Air-Cooled Condensing Unit, Coil with Blower | 14ACX-048-230-11 |  | CX34-49+TDR | 12.2 | 14.5 | Yes | Yes | 2011-01-21 |  | 0
FALSE | XC14-048-230-08 | 2298 | 4020293 | LENNOX INDUSTRIES, INC. | 14ACX-048-230-11 | AC | Split System: Air-Cooled Condensing Unit, Coil with Blower | 14ACX-048-230-11 |  | CX34-49+TDR | 12.2 | 14.5 | Yes | Yes | 2011-01-21 |  | 0
FALSE | XC14-048-230-08 | 2298 | 4020294 | LENNOX INDUSTRIES, INC. | 14ACX-048-230-11 | AC | Split System: Air-Cooled Condensing Unit, Coil with Blower | 14ACX-048-230-11 |  | CX34-49+TDR | 12.2 | 14.5 | Yes | Yes | 2011-01-21 |  | 0
FALSE | XC14-048-230-08 | 2298 | 4020298 | LENNOX INDUSTRIES, INC. | 14ACX-048-230-11 | AC | Split System: Air-Cooled Condensing Unit, Coil with Blower | 14ACX-048-230-11 |  | CX34-60D+TDR | 12.2 | 14.7 | Yes | Yes | 2011-01-21 |  | 0
FALSE | XC14-048-230-08 | 2298 | 4020299 | LENNOX INDUSTRIES, INC. | 14ACX-048-230-11 | AC | Split System: Air-Cooled Condensing Unit, Coil with Blower | 14ACX-048-230-11 |  | CX34-62C+TDR | 12.5 | 14.7 | Yes | Yes | 2011-01-21 |  | 0
FALSE | XC14-048-230-08 | 2298 | 4020300 | LENNOX INDUSTRIES, INC. | 14ACX-048-230-11 | AC | Split System: Air-Cooled Condensing Unit, Coil with Blower | 14ACX-048-230-11 |  | CX34-62C+TDR | 12.5 | 14.7 | Yes | Yes | 2011-01-21 |  | 0
FALSE | XC14-048-230-08 | 2298 | 4020301 | LENNOX INDUSTRIES, INC. | 14ACX-048-230-11 | AC | Split System: Air-Cooled Condensing Unit, Coil with Blower | 14ACX-048-230-11 |  | CX34-62C+TDR | 12.2 | 14.7 | Yes | Yes | 2011-01-21 |  | 0
FALSE | XC14-048-230-08 | 2298 | 4020302 | LENNOX INDUSTRIES, INC. | 14ACX-048-230-11 | AC | Split System: Air-Cooled Condensing Unit, Coil with Blower | 14ACX-048-230-11 |  | CX34-62D+TDR | 12.5 | 15 | Yes | Yes | 2011-01-21 |  | 1
FALSE | XC14-060-230-** | 2308 | 4020313 | LENNOX INDUSTRIES, INC. | 14ACX-060-230-10 | AC | Split System: Air-Cooled Condensing Unit, Coil with Blower | 14ACX-060-230-10 |  | C33-60D+TDR+TXV | 12 | 14.5 | Yes | Yes | 2011-01-21 |  | 0
FALSE | XC14-060-230-** | 2308 | 4020315 | LENNOX INDUSTRIES, INC. | 14ACX-060-230-10 | AC | Split System: Air-Cooled Condensing Unit, Coil with Blower | 14ACX-060-230-10 |  | C33-62C+TDR+TXV | 12.2 | 14.5 | Yes | Yes | 2011-01-21 |  | 0
FALSE | 14ACX-036-230-15 | 2264 | 4020399 | LENNOX INDUSTRIES, INC. | XC14-036-230-03 | AC | Split System: Air-Cooled Condensing Unit, Coil with Blower | XC14-036-230-03 |  | C33-31+TDR+TXV | 12.7 | 15.2 | Yes | Yes | 2011-01-21 |  | 1
FALSE | 14ACX-036-230-15 | 2264 | 4020400 | LENNOX INDUSTRIES, INC. | XC14-036-230-03 | AC | Split System: Air-Cooled Condensing Unit, Coil with Blower | XC14-036-230-03 |  | C33-36+TDR+TXV | 12.5 | 15 | Yes | Yes | 2011-01-21 |  | 1
FALSE | 14ACX-036-230-15 | 2264 | 4020401 | LENNOX INDUSTRIES, INC. | XC14-036-230-03 | AC | Split System: Air-Cooled Condensing Unit, Coil with Blower | XC14-036-230-03 |  | C33-36+TDR+TXV | 12.7 | 15.2 | Yes | Yes | 2011-01-21 |  | 1
FALSE | 14ACX-036-230-15 | 2264 | 4020402 | LENNOX INDUSTRIES, INC. | XC14-036-230-03 | AC | Split System: Air-Cooled Condensing Unit, Coil with Blower | XC14-036-230-03 |  | C33-38+TDR+TXV | 13 | 15.5 | Yes | Yes | 2011-01-21 |  | 1
FALSE | 14ACX-036-230-15 | 2264 | 4020403 | LENNOX INDUSTRIES, INC. | XC14-036-230-03 | AC | Split System: Air-Cooled Condensing Unit, Coil with Blower | XC14-036-230-03 |  | C33-42+TDR+TXV | 12.5 | 15 | Yes | Yes | 2011-01-21 |  | 1
FALSE | 14ACX-036-230-15 | 2264 | 4020404 | LENNOX INDUSTRIES, INC. | XC14-036-230-03 | AC | Split System: Air-Cooled Condensing Unit, Coil with Blower | XC14-036-230-03 |  | C33-43+TDR+TXV | 13 | 15.5 | Yes | Yes | 2011-01-21 |  | 1
FALSE | 14ACX-036-230-15 | 2264 | 4020405 | LENNOX INDUSTRIES, INC. | XC14-036-230-03 | AC | Split System: Air-Cooled Condensing Unit, Coil with Blower | XC14-036-230-03 |  | C33-43+TDR+TXV | 13.2 | 15.7 | Yes | Yes | 2011-01-21 |  | 1
FALSE | 14ACX-036-230-15 | 2264 | 4020406 | LENNOX INDUSTRIES, INC. | XC14-036-230-03 | AC | Split System: Air-Cooled Condensing Unit, Coil with Blower | XC14-036-230-03 |  | C33-43+TDR+TXV | 13.2 | 16 | Yes | Yes | 2011-01-21 |  | 2
FALSE | 14ACX-036-230-15 | 2264 | 4020407 | LENNOX INDUSTRIES, INC. | XC14-036-230-03 | AC | Split System: Air-Cooled Condensing Unit, Coil with Blower | XC14-036-230-03 |  | C33-44C+TDR+TXV | 13 | 15.5 | Yes | Yes | 2011-01-21 |  | 1
FALSE | 14ACX-036-230-15 | 2264 | 4020408 | LENNOX INDUSTRIES, INC. | XC14-036-230-03 | AC | Split System: Air-Cooled Condensing Unit, Coil with Blower | XC14-036-230-03 |  | C33-44C+TDR+TXV | 13 | 15.7 | Yes | Yes | 2011-01-21 |  | 1
FALSE | 14ACX-036-230-15 | 2264 | 4020409 | LENNOX INDUSTRIES, INC. | XC14-036-230-03 | AC | Split System: Air-Cooled Condensing Unit, Coil with Blower | XC14-036-230-03 |  | C33-48+TDR+TXV | 12.7 | 15.5 | Yes | Yes | 2011-01-21 |  | 1
FALSE | 14ACX-036-230-15 | 2264 | 4020410 | LENNOX INDUSTRIES, INC. | XC14-036-230-03 | AC | Split System: Air-Cooled Condensing Unit, Coil with Blower | XC14-036-230-03 |  | C33-48+TDR+TXV | 13 | 15.5 | Yes | Yes | 2011-01-21 |  | 1
FALSE | 14ACX-036-230-15 | 2264 | 4020411 | LENNOX INDUSTRIES, INC. | XC14-036-230-03 | AC | Split System: Air-Cooled Condensing Unit, Coil with Blower | XC14-036-230-03 |  | C33-48+TDR+TXV | 13 | 15.7 | Yes | Yes | 2011-01-21 |  | 1
FALSE | 14ACX-036-230-15 | 2264 | 4020412 | LENNOX INDUSTRIES, INC. | XC14-036-230-03 | AC | Split System: Air-Cooled Condensing Unit, Coil with Blower | XC14-036-230-03 |  | C33-49+TDR+TXV | 13.2 | 16 | Yes | Yes | 2011-01-21 |  | 2
FALSE | 14ACX-036-230-15 | 2264 | 4020413 | LENNOX INDUSTRIES, INC. | XC14-036-230-03 | AC | Split System: Air-Cooled Condensing Unit, Coil with Blower | XC14-036-230-03 |  | C33-49+TDR+TXV | 13.2 | 16 | Yes | Yes | 2011-01-21 |  | 2
FALSE | 14ACX-036-230-15 | 2264 | 4020431 | LENNOX INDUSTRIES, INC. | XC14-036-230-03 | AC | Split System: Air-Cooled Condensing Unit, Coil with Blower | XC14-036-230-03 |  | CX34-31+TDR | 12.7 | 15.2 | Yes | Yes | 2011-01-21 |  | 1
FALSE | 14ACX-036-230-15 | 2264 | 4020432 | LENNOX INDUSTRIES, INC. | XC14-036-230-03 | AC | Split System: Air-Cooled Condensing Unit, Coil with Blower | XC14-036-230-03 |  | CX34-36+TDR | 12.5 | 15 | Yes | Yes | 2011-01-21 |  | 1
FALSE | 14ACX-036-230-15 | 2264 | 4020433 | LENNOX INDUSTRIES, INC. | XC14-036-230-03 | AC | Split System: Air-Cooled Condensing Unit, Coil with Blower | XC14-036-230-03 |  | CX34-36+TDR | 12.7 | 15.2 | Yes | Yes | 2011-01-21 |  | 1
FALSE | 14ACX-036-230-15 | 2264 | 4020434 | LENNOX INDUSTRIES, INC. | XC14-036-230-03 | AC | Split System: Air-Cooled Condensing Unit, Coil with Blower | XC14-036-230-03 |  | CX34-38+TDR | 13 | 15.5 | Yes | Yes | 2011-01-21 |  | 1
FALSE | 14ACX-036-230-15 | 2264 | 4020435 | LENNOX INDUSTRIES, INC. | XC14-036-230-03 | AC | Split System: Air-Cooled Condensing Unit, Coil with Blower | XC14-036-230-03 |  | CX34-42+TDR | 12.5 | 15 | Yes | Yes | 2011-01-21 |  | 1
FALSE | 14ACX-036-230-15 | 2264 | 4020436 | LENNOX INDUSTRIES, INC. | XC14-036-230-03 | AC | Split System: Air-Cooled Condensing Unit, Coil with Blower | XC14-036-230-03 |  | CX34-43+TDR | 13 | 15.5 | Yes | Yes | 2011-01-21 |  | 1
FALSE | 14ACX-036-230-15 | 2264 | 4020437 | LENNOX INDUSTRIES, INC. | XC14-036-230-03 | AC | Split System: Air-Cooled Condensing Unit, Coil with Blower | XC14-036-230-03 |  | CX34-43+TDR | 13.2 | 15.7 | Yes | Yes | 2011-01-21 |  | 1
FALSE | 14ACX-036-230-15 | 2264 | 4020438 | LENNOX INDUSTRIES, INC. | XC14-036-230-03 | AC | Split System: Air-Cooled Condensing Unit, Coil with Blower | XC14-036-230-03 |  | CX34-43+TDR | 13.2 | 16 | Yes | Yes | 2011-01-21 |  | 2
FALSE | 14ACX-036-230-15 | 2264 | 4020439 | LENNOX INDUSTRIES, INC. | XC14-036-230-03 | AC | Split System: Air-Cooled Condensing Unit, Coil with Blower | XC14-036-230-03 |  | CX34-44/48+TDR | 12.7 | 15.5 | Yes | Yes | 2011-01-21 |  | 1
FALSE | 14ACX-036-230-15 | 2264 | 4020440 | LENNOX INDUSTRIES, INC. | XC14-036-230-03 | AC | Split System: Air-Cooled Condensing Unit, Coil with Blower | XC14-036-230-03 |  | CX34-44/48+TDR | 13 | 15.5 | Yes | Yes | 2011-01-21 |  | 1
FALSE | 14ACX-036-230-15 | 2264 | 4020441 | LENNOX INDUSTRIES, INC. | XC14-036-230-03 | AC | Split System: Air-Cooled Condensing Unit, Coil with Blower | XC14-036-230-03 |  | CX34-44/48+TDR | 13 | 15.7 | Yes | Yes | 2011-01-21 |  | 1
FALSE | 14ACX-036-230-15 | 2264 | 4020442 | LENNOX INDUSTRIES, INC. | XC14-036-230-03 | AC | Split System: Air-Cooled Condensing Unit, Coil with Blower | XC14-036-230-03 |  | CX34-49+TDR | 13.2 | 16 | Yes | Yes | 2011-01-21 |  | 2
FALSE | 14ACX-036-230-15 | 2264 | 4020443 | LENNOX INDUSTRIES, INC. | XC14-036-230-03 | AC | Split System: Air-Cooled Condensing Unit, Coil with Blower | XC14-036-230-03 |  | CX34-49+TDR | 13.2 | 16 | Yes | Yes | 2011-01-21 |  | 2
FALSE | 14ACX-036-230-15 | 2264 | 4020444 | LENNOX INDUSTRIES, INC. | XC14-036-230-03 | AC | Split System: Air-Cooled Condensing Unit, Coil with Blower | XC14-036-230-03 |  | CX34-50/60C+TDR | 13 | 15.7 | Yes | Yes | 2011-01-21 |  | 1
FALSE | 14ACX-036-230-15 | 2264 | 4020445 | LENNOX INDUSTRIES, INC. | XC14-036-230-03 | AC | Split System: Air-Cooled Condensing Unit, Coil with Blower | XC14-036-230-03 |  | CX34-50/60C+TDR | 13 | 15.7 | Yes | Yes | 2011-01-21 |  | 1
FALSE | 14ACX-036-230-15 | 2264 | 4020446 | LENNOX INDUSTRIES, INC. | XC14-036-230-03 | AC | Split System: Air-Cooled Condensing Unit, Coil with Blower | XC14-036-230-03 |  | CR33-30/36+TDR+TXV | 12.5 | 15 | Yes | Yes | 2011-01-21 |  | 1
FALSE | 14ACX-036-230-15 | 2264 | 4020447 | LENNOX INDUSTRIES, INC. | XC14-036-230-03 | AC | Split System: Air-Cooled Condensing Unit, Coil with Blower | XC14-036-230-03 |  | CR33-30/36+TDR+TXV | 12.5 | 15.2 | Yes | Yes | 2011-01-21 |  | 1
FALSE | 14ACX-036-230-15 | 2264 | 4020448 | LENNOX INDUSTRIES, INC. | XC14-036-230-03 | AC | Split System: Air-Cooled Condensing Unit, Coil with Blower | XC14-036-230-03 |  | CR33-30/36+TDR+TXV | 12.5 | 15 | Yes | Yes | 2011-01-21 |  | 1
FALSE | TSA042H4N4*Y | 2280 | 4020477 | LENNOX INDUSTRIES, INC. | XC14-042-230* | AC | Split System: Air-Cooled Condensing Unit, Coil with Blower | XC14-042-230* |  | C33-50/60C+TDR+TXV | 12.2 | 14.5 | Yes | Yes | 2011-01-21 |  | 0
FALSE | TSA042H4N4*Y | 2280 | 4020478 | LENNOX INDUSTRIES, INC. | XC14-042-230* | AC | Split System: Air-Cooled Condensing Unit, Coil with Blower | XC14-042-230* |  | C33-50/60C+TDR+TXV | 12.5 | 14.5 | Yes | Yes | 2011-01-21 |  | 0
FALSE | TSA042H4N4*Y | 2280 | 4020479 | LENNOX INDUSTRIES, INC. | XC14-042-230* | AC | Split System: Air-Cooled Condensing Unit, Coil with Blower | XC14-042-230* |  | C33-50/60C+TDR+TXV | 12.5 | 14.5 | Yes | Yes | 2011-01-21 |  | 0
FALSE | TSA042H4N4*Y | 2280 | 4020480 | LENNOX INDUSTRIES, INC. | XC14-042-230* | AC | Split System: Air-Cooled Condensing Unit, Coil with Blower | XC14-042-230* |  | C33-50/60C+TDR+TXV | 12.5 | 14.7 | Yes | Yes | 2011-01-21 |  | 0
FALSE | TSA042H4N4*Y | 2280 | 4020481 | LENNOX INDUSTRIES, INC. | XC14-042-230* | AC | Split System: Air-Cooled Condensing Unit, Coil with Blower | XC14-042-230* |  | C33-62C+TDR+TXV | 13 | 15 | Yes | Yes | 2011-01-21 |  | 1
FALSE | TSA042H4N4*Y | 2280 | 4020482 | LENNOX INDUSTRIES, INC. | XC14-042-230* | AC | Split System: Air-Cooled Condensing Unit, Coil with Blower | XC14-042-230* |  | C33-62C+TDR+TXV | 13 | 15.2 | Yes | Yes | 2011-01-21 |  | 1
FALSE | TSA042H4N4*Y | 2280 | 4020483 | LENNOX INDUSTRIES, INC. | XC14-042-230* | AC | Split System: Air-Cooled Condensing Unit, Coil with Blower | XC14-042-230* |  | C33-62C+TDR+TXV | 13 | 15.2 | Yes | Yes | 2011-01-21 |  | 1
FALSE | TSA042H4N4*Y | 2280 | 4020484 | LENNOX INDUSTRIES, INC. | XC14-042-230* | AC | Split System: Air-Cooled Condensing Unit, Coil with Blower | XC14-042-230* |  | C33-62C+TDR+TXV | 13 | 15.2 | Yes | Yes | 2011-01-21 |  | 1
FALSE | TSA042H4N4*Y | 2280 | 4020487 | LENNOX INDUSTRIES, INC. | XC14-042-230* | AC | Split System: Air-Cooled Condensing Unit, Coil with Blower | XC14-042-230* |  | CH33-43+TDR+TXV | 12.5 | 14.7 | Yes | Yes | 2011-01-21 |  | 0
FALSE | TSA042H4N4*Y | 2280 | 4020488 | LENNOX INDUSTRIES, INC. | XC14-042-230* | AC | Split System: Air-Cooled Condensing Unit, Coil with Blower | XC14-042-230* |  | CH33-43+TDR+TXV | 12.7 | 14.7 | Yes | Yes | 2011-01-21 |  | 0
FALSE | TSA042H4N4*Y | 2280 | 4020489 | LENNOX INDUSTRIES, INC. | XC14-042-230* | AC | Split System: Air-Cooled Condensing Unit, Coil with Blower | XC14-042-230* |  | CH33-43+TDR+TXV | 12.7 | 14.7 | Yes | Yes | 2011-01-21 |  | 0
FALSE | TSA042H4N4*Y | 2280 | 4020490 | LENNOX INDUSTRIES, INC. | XC14-042-230* | AC | Split System: Air-Cooled Condensing Unit, Coil with Blower | XC14-042-230* |  | CH33-43+TDR+TXV | 12.7 | 15 | Yes | Yes | 2011-01-21 |  | 1
FALSE | TSA042H4N4*Y | 2280 | 4020491 | LENNOX INDUSTRIES, INC. | XC14-042-230* | AC | Split System: Air-Cooled Condensing Unit, Coil with Blower | XC14-042-230* |  | CH33-48+TDR+TXV | 12.2 | 14.5 | Yes | Yes | 2011-01-21 |  | 0
FALSE | TSA042H4N4*Y | 2280 | 4020492 | LENNOX INDUSTRIES, INC. | XC14-042-230* | AC | Split System: Air-Cooled Condensing Unit, Coil with Blower | XC14-042-230* |  | CH33-48+TDR+TXV | 12.5 | 14.7 | Yes | Yes | 2011-01-21 |  | 0
FALSE | TSA042H4N4*Y | 2280 | 4020493 | LENNOX INDUSTRIES, INC. | XC14-042-230* | AC | Split System: Air-Cooled Condensing Unit, Coil with Blower | XC14-042-230* |  | CH33-48+TDR+TXV | 12.5 | 14.5 | Yes | Yes | 2011-01-21 |  | 0
FALSE | TSA042H4N4*Y | 2280 | 4020494 | LENNOX INDUSTRIES, INC. | XC14-042-230* | AC | Split System: Air-Cooled Condensing Unit, Coil with Blower | XC14-042-230* |  | CH33-48+TDR+TXV | 12.5 | 14.7 | Yes | Yes | 2011-01-21 |  | 0
FALSE | TSA042H4N4*Y | 2280 | 4020495 | LENNOX INDUSTRIES, INC. | XC14-042-230* | AC | Split System: Air-Cooled Condensing Unit, Coil with Blower | XC14-042-230* |  | CH33-49+TDR+TXV | 12.5 | 14.7 | Yes | Yes | 2011-01-21 |  | 0
FALSE | TSA042H4N4*Y | 2280 | 4020496 | LENNOX INDUSTRIES, INC. | XC14-042-230* | AC | Split System: Air-Cooled Condensing Unit, Coil with Blower | XC14-042-230* |  | CH33-49+TDR+TXV | 12.5 | 15 | Yes | Yes | 2011-01-21 |  | 1
FALSE | TSA042H4N4*Y | 2280 | 4020497 | LENNOX INDUSTRIES, INC. | XC14-042-230* | AC | Split System: Air-Cooled Condensing Unit, Coil with Blower | XC14-042-230* |  | CH33-49+TDR+TXV | 12.5 | 14.7 | Yes | Yes | 2011-01-21 |  | 0
FALSE | TSA042H4N4*Y | 2280 | 4020527 | LENNOX INDUSTRIES, INC. | XC14-042-230* | AC | Split System: Air-Cooled Condensing Unit, Coil with Blower | XC14-042-230* |  | CX34-62C+TDR | 13 | 15.2 | Yes | Yes | 2011-01-21 |  | 1
FALSE | TSA042H4N4*Y | 2280 | 4020528 | LENNOX INDUSTRIES, INC. | XC14-042-230* | AC | Split System: Air-Cooled Condensing Unit, Coil with Blower | XC14-042-230* |  | CR33-50/60+TDR+TXV | 12.5 | 14.5 | Yes | Yes | 2011-01-21 |  | 0
FALSE | TSA042H4N4*Y | 2280 | 4020529 | LENNOX INDUSTRIES, INC. | XC14-042-230* | AC | Split System: Air-Cooled Condensing Unit, Coil with Blower | XC14-042-230* |  | CR33-50/60+TDR+TXV | 12.5 | 14.5 | Yes | Yes | 2011-01-21 |  | 0
FALSE | TSA042H4N4*Y | 2280 | 4020530 | LENNOX INDUSTRIES, INC. | XC14-042-230* | AC | Split System: Air-Cooled Condensing Unit, Coil with Blower | XC14-042-230* |  | CR33-50/60+TDR+TXV | 12.2 | 14.5 | Yes | Yes | 2011-01-21 |  | 0
FALSE | TSA042H4N4*Y | 2280 | 4020531 | LENNOX INDUSTRIES, INC. | XC14-042-230* | AC | Split System: Air-Cooled Condensing Unit, Coil with Blower | XC14-042-230* |  | CR33-50/60+TDR+TXV | 12.5 | 14.7 | Yes | Yes | 2011-01-21 |  | 0
FALSE | XC14-048-230-08 | 2298 | 4020538 | LENNOX INDUSTRIES, INC. | XC14-048-230* | AC | Split System: Air-Cooled Condensing Unit, Coil with Blower | XC14-048-230* |  | C33-49+TDR+TXV | 12.2 | 14.5 | Yes | Yes | 2011-01-21 |  | 0
FALSE | XC14-048-230-08 | 2298 | 4020539 | LENNOX INDUSTRIES, INC. | XC14-048-230* | AC | Split System: Air-Cooled Condensing Unit, Coil with Blower | XC14-048-230* |  | C33-49+TDR+TXV | 12.2 | 14.5 | Yes | Yes | 2011-01-21 |  | 0
FALSE | XC14-048-230-08 | 2298 | 4020540 | LENNOX INDUSTRIES, INC. | XC14-048-230* | AC | Split System: Air-Cooled Condensing Unit, Coil with Blower | XC14-048-230* |  | C33-49+TDR+TXV | 12.2 | 14.5 | Yes | Yes | 2011-01-21 |  | 0
FALSE | XC14-048-230-08 | 2298 | 4020544 | LENNOX INDUSTRIES, INC. | XC14-048-230* | AC | Split System: Air-Cooled Condensing Unit, Coil with Blower | XC14-048-230* |  | C33-60D+TDR+TXV | 12.2 | 14.7 | Yes | Yes | 2011-01-21 |  | 0
FALSE | XC14-048-230-08 | 2298 | 4020545 | LENNOX INDUSTRIES, INC. | XC14-048-230* | AC | Split System: Air-Cooled Condensing Unit, Coil with Blower | XC14-048-230* |  | C33-62C+TDR+TXV | 12.5 | 14.7 | Yes | Yes | 2011-01-21 |  | 0
FALSE | XC14-048-230-08 | 2298 | 4020546 | LENNOX INDUSTRIES, INC. | XC14-048-230* | AC | Split System: Air-Cooled Condensing Unit, Coil with Blower | XC14-048-230* |  | C33-62C+TDR+TXV | 12.5 | 14.7 | Yes | Yes | 2011-01-21 |  | 0
FALSE | XC14-048-230-08 | 2298 | 4020547 | LENNOX INDUSTRIES, INC. | XC14-048-230* | AC | Split System: Air-Cooled Condensing Unit, Coil with Blower | XC14-048-230* |  | C33-62C+TDR+TXV | 12.2 | 14.7 | Yes | Yes | 2011-01-21 |  | 0
FALSE | XC14-048-230-08 | 2298 | 4020548 | LENNOX INDUSTRIES, INC. | XC14-048-230* | AC | Split System: Air-Cooled Condensing Unit, Coil with Blower | XC14-048-230* |  | C33-62D+TDR+TXV | 12.5 | 15 | Yes | Yes | 2011-01-21 |  | 1
FALSE | XC14-048-230-08 | 2298 | 4020555 | LENNOX INDUSTRIES, INC. | XC14-048-230* | AC | Split System: Air-Cooled Condensing Unit, Coil with Blower | XC14-048-230* |  | CH33-49+TDR+TXV | 12 | 14.5 | Yes | Yes | 2011-01-21 |  | 0
FALSE | XC14-048-230-08 | 2298 | 4020556 | LENNOX INDUSTRIES, INC. | XC14-048-230* | AC | Split System: Air-Cooled Condensing Unit, Coil with Blower | XC14-048-230* |  | CH33-49+TDR+TXV | 12 | 14.5 | Yes | Yes | 2011-01-21 |  | 0
FALSE | XC14-048-230-08 | 2298 | 4020557 | LENNOX INDUSTRIES, INC. | XC14-048-230* | AC | Split System: Air-Cooled Condensing Unit, Coil with Blower | XC14-048-230* |  | CH33-49+TDR+TXV | 12 | 14.5 | Yes | Yes | 2011-01-21 |  | 0
FALSE | XC14-048-230-08 | 2298 | 4020561 | LENNOX INDUSTRIES, INC. | XC14-048-230* | AC | Split System: Air-Cooled Condensing Unit, Coil with Blower | XC14-048-230* |  | CH33-60D+TDR+TXV | 12.2 | 14.7 | Yes | Yes | 2011-01-21 |  | 0
FALSE | XC14-048-230-08 | 2298 | 4020562 | LENNOX INDUSTRIES, INC. | XC14-048-230* | AC | Split System: Air-Cooled Condensing Unit, Coil with Blower | XC14-048-230* |  | CH33-62D+TDR+TXV | 12.2 | 14.7 | Yes | Yes | 2011-01-21 |  | 0
FALSE | XC17-024-230* | 2237 | 4020751 | LENNOX INDUSTRIES, INC. | XC17-024-230* | AC | Split System: Air-Cooled Condensing Unit, Coil with Blower | XC17-024-230* |  | CX34-18/24+TDR | 13.5 | 16.2 | Yes | Yes | 2011-01-21 |  | 2
FALSE | XC17-024-230* | 2237 | 4020752 | LENNOX INDUSTRIES, INC. | XC17-024-230* | AC | Split System: Air-Cooled Condensing Unit, Coil with Blower | XC17-024-230* |  | CX34-25+TDR | 14.5 | 17.2 | Yes | Yes | 2011-01-21 |  | 2
FALSE | XC17-024-230* | 2237 | 4020753 | LENNOX INDUSTRIES, INC. | XC17-024-230* | AC | Split System: Air-Cooled Condensing Unit, Coil with Blower | XC17-024-230* |  | CX34-30+TDR | 13.7 | 16.5 | Yes | Yes | 2011-01-21 |  | 2
FALSE | XC17-024-230* | 2237 | 4020754 | LENNOX INDUSTRIES, INC. | XC17-024-230* | AC | Split System: Air-Cooled Condensing Unit, Coil with Blower | XC17-024-230* |  | CX34-30+TDR | 13.7 | 16.5 | Yes | Yes | 2011-01-21 |  | 2
FALSE | XC17-024-230* | 2237 | 4020755 | LENNOX INDUSTRIES, INC. | XC17-024-230* | AC | Split System: Air-Cooled Condensing Unit, Coil with Blower | XC17-024-230* |  | CX34-31+TDR | 14.5 | 17.7 | Yes | Yes | 2011-01-21 |  | 2
FALSE | XC17-024-230* | 2237 | 4020756 | LENNOX INDUSTRIES, INC. | XC17-024-230* | AC | Split System: Air-Cooled Condensing Unit, Coil with Blower | XC17-024-230* |  | CX34-38+TDR | 14.7 | 17.7 | Yes | Yes | 2011-01-21 |  | 2
FALSE | XC17-024-230* | 2237 | 4020757 | LENNOX INDUSTRIES, INC. | XC17-024-230* | AC | Split System: Air-Cooled Condensing Unit, Coil with Blower | XC17-024-230* |  | CH33-25+TDR+TXV | 14.2 | 17.2 | Yes | Yes | 2011-01-21 |  | 2
FALSE | XC17-024-230* | 2237 | 4020758 | LENNOX INDUSTRIES, INC. | XC17-024-230* | AC | Split System: Air-Cooled Condensing Unit, Coil with Blower | XC17-024-230* |  | CH33-31+TDR+TXV | 14.7 | 17.7 | Yes | Yes | 2011-01-21 |  | 2
FALSE | XC17-024-230* | 2237 | 4020759 | LENNOX INDUSTRIES, INC. | XC17-024-230* | AC | Split System: Air-Cooled Condensing Unit, Coil with Blower | XC17-024-230* |  | CH33-36+TDR+TXV | 14.2 | 17.2 | Yes | Yes | 2011-01-21 |  | 2
FALSE | XC17-024-230* | 2237 | 4020760 | LENNOX INDUSTRIES, INC. | XC17-024-230* | AC | Split System: Air-Cooled Condensing Unit, Coil with Blower | XC17-024-230* |  | CH33-36+TDR+TXV | 14.5 | 17.5 | Yes | Yes | 2011-01-21 |  | 2
FALSE | XC17-036-230-** | 2261 | 4020789 | LENNOX INDUSTRIES, INC. | XC17-036-230* | AC | Split System: Air-Cooled Condensing Unit, Coil with Blower | XC17-036-230* |  | CX34-43+TDR | 13.5 | 16 | Yes | Yes | 2011-01-21 |  | 2
FALSE | XC17-036-230-** | 2261 | 4020790 | LENNOX INDUSTRIES, INC. | XC17-036-230* | AC | Split System: Air-Cooled Condensing Unit, Coil with Blower | XC17-036-230* |  | CX34-44/48+TDR | 13.5 | 15.7 | Yes | Yes | 2011-01-21 |  | 1
FALSE | XC17-036-230-** | 2261 | 4020791 | LENNOX INDUSTRIES, INC. | XC17-036-230* | AC | Split System: Air-Cooled Condensing Unit, Coil with Blower | XC17-036-230* |  | CX34-44/48+TDR | 13.7 | 16.2 | Yes | Yes | 2011-01-21 |  | 2
FALSE | XC17-036-230-** | 2261 | 4020792 | LENNOX INDUSTRIES, INC. | XC17-036-230* | AC | Split System: Air-Cooled Condensing Unit, Coil with Blower | XC17-036-230* |  | CX34-44/48+TDR | 14 | 16.5 | Yes | Yes | 2011-01-21 |  | 2
FALSE | XC17-036-230-** | 2261 | 4020793 | LENNOX INDUSTRIES, INC. | XC17-036-230* | AC | Split System: Air-Cooled Condensing Unit, Coil with Blower | XC17-036-230* |  | CX34-44/48+TDR | 13.7 | 16.2 | Yes | Yes | 2011-01-21 |  | 2
FALSE | XC17-036-230-** | 2261 | 4020794 | LENNOX INDUSTRIES, INC. | XC17-036-230* | AC | Split System: Air-Cooled Condensing Unit, Coil with Blower | XC17-036-230* |  | CX34-44/48+TDR | 14 | 16.5 | Yes | Yes | 2011-01-21 |  | 2
FALSE | XC17-036-230-** | 2261 | 4020795 | LENNOX INDUSTRIES, INC. | XC17-036-230* | AC | Split System: Air-Cooled Condensing Unit, Coil with Blower | XC17-036-230* |  | CX34-49+TDR | 14 | 16.5 | Yes | Yes | 2011-01-21 |  | 2
FALSE | XC17-036-230-** | 2261 | 4020796 | LENNOX INDUSTRIES, INC. | XC17-036-230* | AC | Split System: Air-Cooled Condensing Unit, Coil with Blower | XC17-036-230* |  | CX34-49+TDR | 14 | 16.5 | Yes | Yes | 2011-01-21 |  | 2
FALSE | XC17-036-230-** | 2261 | 4020797 | LENNOX INDUSTRIES, INC. | XC17-036-230* | AC | Split System: Air-Cooled Condensing Unit, Coil with Blower | XC17-036-230* |  | CX34-49+TDR | 14.2 | 16.7 | Yes | Yes | 2011-01-21 |  | 2
FALSE | XC17-036-230-** | 2261 | 4020798 | LENNOX INDUSTRIES, INC. | XC17-036-230* | AC | Split System: Air-Cooled Condensing Unit, Coil with Blower | XC17-036-230* |  | CX34-50/60C+TDR | 14 | 16.5 | Yes | Yes | 2011-01-21 |  | 2
FALSE | XC17-036-230-** | 2261 | 4020799 | LENNOX INDUSTRIES, INC. | XC17-036-230* | AC | Split System: Air-Cooled Condensing Unit, Coil with Blower | XC17-036-230* |  | CX34-50/60C+TDR | 13.7 | 16.5 | Yes | Yes | 2011-01-21 |  | 2
FALSE | XC17-036-230-** | 2261 | 4020800 | LENNOX INDUSTRIES, INC. | XC17-036-230* | AC | Split System: Air-Cooled Condensing Unit, Coil with Blower | XC17-036-230* |  | CX34-50/60C+TDR | 14 | 16.5 | Yes | Yes | 2011-01-21 |  | 2
FALSE | XC17-036-230-** | 2261 | 4020801 | LENNOX INDUSTRIES, INC. | XC17-036-230* | AC | Split System: Air-Cooled Condensing Unit, Coil with Blower | XC17-036-230* |  | CX34-62C+TDR | 14.2 | 17 | Yes | Yes | 2011-01-21 |  | 2
FALSE | XC17-036-230-** | 2261 | 4020802 | LENNOX INDUSTRIES, INC. | XC17-036-230* | AC | Split System: Air-Cooled Condensing Unit, Coil with Blower | XC17-036-230* |  | CX34-62C+TDR | 14.5 | 17 | Yes | Yes | 2011-01-21 |  | 2
FALSE | XC17-036-230-** | 2261 | 4020803 | LENNOX INDUSTRIES, INC. | XC17-036-230* | AC | Split System: Air-Cooled Condensing Unit, Coil with Blower | XC17-036-230* |  | CX34-62C+TDR | 14.2 | 17 | Yes | Yes | 2011-01-21 |  | 2
FALSE | XC17-036-230-** | 2261 | 4020804 | LENNOX INDUSTRIES, INC. | XC17-036-230* | AC | Split System: Air-Cooled Condensing Unit, Coil with Blower | XC17-036-230* |  | CX34-62C+TDR | 14.5 | 17.2 | Yes | Yes | 2011-01-21 |  | 2
FALSE | XC17-036-230-** | 2261 | 4020805 | LENNOX INDUSTRIES, INC. | XC17-036-230* | AC | Split System: Air-Cooled Condensing Unit, Coil with Blower | XC17-036-230* |  | CH23-41+TDR+TXV | 13.2 | 15.7 | Yes | Yes | 2011-01-21 |  | 1
FALSE | XC17-036-230-** | 2261 | 4020806 | LENNOX INDUSTRIES, INC. | XC17-036-230* | AC | Split System: Air-Cooled Condensing Unit, Coil with Blower | XC17-036-230* |  | CH23-41+TDR+TXV | 13.7 | 16.2 | Yes | Yes | 2011-01-21 |  | 2
FALSE | XC17-036-230-** | 2261 | 4020807 | LENNOX INDUSTRIES, INC. | XC17-036-230* | AC | Split System: Air-Cooled Condensing Unit, Coil with Blower | XC17-036-230* |  | CH23-41+TDR+TXV | 13.7 | 16.2 | Yes | Yes | 2011-01-21 |  | 2
FALSE | XC17-048-230-** | 2300 | 4020881 | LENNOX INDUSTRIES, INC. | XC17-048-230* | AC | Split System: Air-Cooled Condensing Unit, Coil with Blower | XC17-048-230* |  | CX34-44/48+TDR | 12.2 | 14.7 | Yes | Yes | 2011-01-21 |  | 0
FALSE | XC17-048-230-** | 2300 | 4020882 | LENNOX INDUSTRIES, INC. | XC17-048-230* | AC | Split System: Air-Cooled Condensing Unit, Coil with Blower | XC17-048-230* |  | CX34-44/48+TDR | 12.2 | 14.5 | Yes | Yes | 2011-01-21 |  | 0
FALSE | XC17-048-230-** | 2300 | 4020883 | LENNOX INDUSTRIES, INC. | XC17-048-230* | AC | Split System: Air-Cooled Condensing Unit, Coil with Blower | XC17-048-230* |  | CX34-44/48+TDR | 12.2 | 14.7 | Yes | Yes | 2011-01-21 |  | 0
FALSE | XC17-048-230-** | 2300 | 4020884 | LENNOX INDUSTRIES, INC. | XC17-048-230* | AC | Split System: Air-Cooled Condensing Unit, Coil with Blower | XC17-048-230* |  | CX34-49+TDR | 12.7 | 15.2 | Yes | Yes | 2011-01-21 |  | 1
FALSE | XC17-048-230-** | 2300 | 4020903 | LENNOX INDUSTRIES, INC. | XC17-048-230* | AC | Split System: Air-Cooled Condensing Unit, Coil with Blower | XC17-048-230* |  | CH23-68+TDR+TXV | 13 | 15.7 | Yes | Yes | 2011-01-21 |  | 1
FALSE | XC17-048-230-** | 2300 | 4020904 | LENNOX INDUSTRIES, INC. | XC17-048-230* | AC | Split System: Air-Cooled Condensing Unit, Coil with Blower | XC17-048-230* |  | CH23-68+TDR+TXV | 13 | 15.7 | Yes | Yes | 2011-01-21 |  | 1
FALSE | XC17-048-230-** | 2300 | 4020905 | LENNOX INDUSTRIES, INC. | XC17-048-230* | AC | Split System: Air-Cooled Condensing Unit, Coil with Blower | XC17-048-230* |  | CH23-68+TDR+TXV | 13 | 15.7 | Yes | Yes | 2011-01-21 |  | 1
FALSE | XC17-048-230-** | 2300 | 4020906 | LENNOX INDUSTRIES, INC. | XC17-048-230* | AC | Split System: Air-Cooled Condensing Unit, Coil with Blower | XC17-048-230* |  | CH23-68+TDR+TXV | 13.2 | 16 | Yes | Yes | 2011-01-21 |  | 2
FALSE | XC17-048-230-** | 2300 | 4020907 | LENNOX INDUSTRIES, INC. | XC17-048-230* | AC | Split System: Air-Cooled Condensing Unit, Coil with Blower | XC17-048-230* |  | CH33-48+TDR+TXV | 12.5 | 15 | Yes | Yes | 2011-01-21 |  | 1
FALSE | XC17-048-230-** | 2300 | 4020908 | LENNOX INDUSTRIES, INC. | XC17-048-230* | AC | Split System: Air-Cooled Condensing Unit, Coil with Blower | XC17-048-230* |  | CH33-48+TDR+TXV | 12.2 | 15 | Yes | Yes | 2011-01-21 |  | 0
FALSE | XC17-048-230-** | 2300 | 4020909 | LENNOX INDUSTRIES, INC. | XC17-048-230* | AC | Split System: Air-Cooled Condensing Unit, Coil with Blower | XC17-048-230* |  | CH33-49+TDR+TXV | 12.7 | 15.2 | Yes | Yes | 2011-01-21 |  | 1
FALSE | XC17-048-230-** | 2300 | 4020910 | LENNOX INDUSTRIES, INC. | XC17-048-230* | AC | Split System: Air-Cooled Condensing Unit, Coil with Blower | XC17-048-230* |  | CH33-49+TDR+TXV | 12.5 | 15.2 | Yes | Yes | 2011-01-21 |  | 1
FALSE | XC17-048-230-** | 2300 | 4020911 | LENNOX INDUSTRIES, INC. | XC17-048-230* | AC | Split System: Air-Cooled Condensing Unit, Coil with Blower | XC17-048-230* |  | CH33-49+TDR+TXV | 12.7 | 15.2 | Yes | Yes | 2011-01-21 |  | 1
FALSE | XC17-048-230-** | 2300 | 4020912 | LENNOX INDUSTRIES, INC. | XC17-048-230* | AC | Split System: Air-Cooled Condensing Unit, Coil with Blower | XC17-048-230* |  | CH33-50/60C+TDR+TXV | 12.5 | 15.2 | Yes | Yes | 2011-01-21 |  | 1
FALSE | XC17-048-230-** | 2300 | 4020913 | LENNOX INDUSTRIES, INC. | XC17-048-230* | AC | Split System: Air-Cooled Condensing Unit, Coil with Blower | XC17-048-230* |  | CH33-50/60C+TDR+TXV | 12.5 | 15 | Yes | Yes | 2011-01-21 |  | 1
FALSE | XC17-048-230-** | 2300 | 4020914 | LENNOX INDUSTRIES, INC. | XC17-048-230* | AC | Split System: Air-Cooled Condensing Unit, Coil with Blower | XC17-048-230* |  | CH33-50/60C+TDR+TXV | 12.5 | 15.2 | Yes | Yes | 2011-01-21 |  | 1
FALSE | XC17-048-230-** | 2300 | 4020915 | LENNOX INDUSTRIES, INC. | XC17-048-230* | AC | Split System: Air-Cooled Condensing Unit, Coil with Blower | XC17-048-230* |  | CH33-60D+TDR+TXV | 12.7 | 15.5 | Yes | Yes | 2011-01-21 |  | 1
FALSE | XC17-048-230-** | 2300 | 4020916 | LENNOX INDUSTRIES, INC. | XC17-048-230* | AC | Split System: Air-Cooled Condensing Unit, Coil with Blower | XC17-048-230* |  | CH33-62D+TDR+TXV | 12.7 | 15.5 | Yes | Yes | 2011-01-21 |  | 1
FALSE | XC21-024-230-10 | 2324 | 4020939 | LENNOX INDUSTRIES, INC. | XC21-024-230-05 | AC | Split System: Air-Cooled Condensing Unit, Coil with Blower | XC21-024-230-05 |  | CH23-31+TDR+TXV | 14 | 19.2 | Yes | Yes | 2011-01-21 |  | 3
FALSE | XC21-024-230-10 | 2324 | 4020940 | LENNOX INDUSTRIES, INC. | XC21-024-230-05 | AC | Split System: Air-Cooled Condensing Unit, Coil with Blower | XC21-024-230-05 |  | CH23-41+TDR+TXV | 14.5 | 20 | Yes | Yes | 2011-01-21 |  | 3
FALSE | XC21-024-230-10 | 2324 | 4020941 | LENNOX INDUSTRIES, INC. | XC21-024-230-05 | AC | Split System: Air-Cooled Condensing Unit, Coil with Blower | XC21-024-230-05 |  | CH23-41+TDR+TXV | 14.5 | 20 | Yes | Yes | 2011-01-21 |  | 3
FALSE | XC21-024-230-10 | 2324 | 4020942 | LENNOX INDUSTRIES, INC. | XC21-024-230-05 | AC | Split System: Air-Cooled Condensing Unit, Coil with Blower | XC21-024-230-05 |  | CH23-51+TDR+TXV | 14.7 | 20 | Yes | Yes | 2011-01-21 |  | 3
FALSE | XC21-024-230-10 | 2324 | 4020943 | LENNOX INDUSTRIES, INC. | XC21-024-230-05 | AC | Split System: Air-Cooled Condensing Unit, Coil with Blower | XC21-024-230-05 |  | CH23-51+TDR+TXV | 14.7 | 20.2 | Yes | Yes | 2011-01-21 |  | 3
FALSE | XC21-024-230-10 | 2324 | 4020944 | LENNOX INDUSTRIES, INC. | XC21-024-230-05 | AC | Split System: Air-Cooled Condensing Unit, Coil with Blower | XC21-024-230-05 |  | CH33-25+TDR+TXV | 14.5 | 20 | Yes | Yes | 2011-01-21 |  | 3
FALSE | XC21-024-230-10 | 2324 | 4020945 | LENNOX INDUSTRIES, INC. | XC21-024-230-05 | AC | Split System: Air-Cooled Condensing Unit, Coil with Blower | XC21-024-230-05 |  | CH33-31+TDR+TXV | 15 | 20.5 | Yes | Yes | 2011-01-21 |  | 3
FALSE | XC21-024-230-10 | 2324 | 4020946 | LENNOX INDUSTRIES, INC. | XC21-024-230-05 | AC | Split System: Air-Cooled Condensing Unit, Coil with Blower | XC21-024-230-05 |  | CH33-36+TDR+TXV | 14.5 | 20 | Yes | Yes | 2011-01-21 |  | 3
FALSE | XC21-024-230-10 | 2324 | 4020947 | LENNOX INDUSTRIES, INC. | XC21-024-230-05 | AC | Split System: Air-Cooled Condensing Unit, Coil with Blower | XC21-024-230-05 |  | CH33-36+TDR+TXV | 14.7 | 20.2 | Yes | Yes | 2011-01-21 |  | 3
FALSE | XC21-024-230-10 | 2324 | 4020948 | LENNOX INDUSTRIES, INC. | XC21-024-230-05 | AC | Split System: Air-Cooled Condensing Unit, Coil with Blower | XC21-024-230-05 |  | CH33-42+TDR+TXV | 14.7 | 20.5 | Yes | Yes | 2011-01-21 |  | 3
FALSE | XC21-024-230-10 | 2324 | 4020949 | LENNOX INDUSTRIES, INC. | XC21-024-230-05 | AC | Split System: Air-Cooled Condensing Unit, Coil with Blower | XC21-024-230-05 |  | CH33-43+TDR+TXV | 15.2 | 20.7 | Yes | Yes | 2011-01-21 |  | 3
FALSE | XC21-024-230-10 | 2324 | 4020950 | LENNOX INDUSTRIES, INC. | XC21-024-230-05 | AC | Split System: Air-Cooled Condensing Unit, Coil with Blower | XC21-024-230-05 |  | CH33-43+TDR+TXV | 15.2 | 21 | Yes | Yes | 2011-01-21 |  | 3
FALSE | 4TTR6030B1 | 3522 | 4022667 | TRANE | 4TTR5030E1 | AC | Split System: Air-Cooled Condensing Unit, Coil with Blower | 4TTR5030E1 |  | 4TXFH041CC3 | 13.5 | 16 | Yes | Yes | 2011-01-21 |  | 2
FALSE | 4TTR6030B1 | 3522 | 4022668 | TRANE | 4TTR5030E1 | AC | Split System: Air-Cooled Condensing Unit, Coil with Blower | 4TTR5030E1 |  | 4TXFH041CC3 | 13.5 | 16 | Yes | Yes | 2011-01-21 |  | 2
FALSE | 4TTR6030B1 | 3522 | 4022670 | TRANE | 4TTR5030E1 | AC | Split System: Air-Cooled Condensing Unit, Coil with Blower | 4TTR5030E1 |  | 4TXFH041CC3 | 13.5 | 16 | Yes | Yes | 2011-01-21 |  | 2
FALSE | 4TTR6030B1 | 3522 | 4022673 | TRANE | 4TTR5030E1 | AC | Split System: Air-Cooled Condensing Unit, Coil with Blower | 4TTR5030E1 |  | 4TXFH041CC3 | 13.5 | 16 | Yes | Yes | 2011-01-21 |  | 2
FALSE | 4TTR6036B1 | 3674 | 4022674 | TRANE | 4TTR5036E1 | AC | Split System: Air-Cooled Condensing Unit, Coil with Blower | 4TTR5036E1 |  | 4TXFH041CC3 | 13 | 16 | Yes | Yes | 2011-01-21 |  | 2
FALSE | 4TTR6036B1 | 3674 | 4022680 | TRANE | 4TTR5036E1 | AC | Split System: Air-Cooled Condensing Unit, Coil with Blower | 4TTR5036E1 |  | 4TXFH041CC3 | 13.5 | 16 | Yes | Yes | 2011-01-21 |  | 2
FALSE | 4TTR6042B1 | 3680 | 4022683 | TRANE | 4TTR5042E1 | AC | Split System: Air-Cooled Condensing Unit, Coil with Blower | 4TTR5042E1 |  | 4TXFH041CC3 | 13 | 16 | Yes | Yes | 2011-01-21 |  | 2
FALSE | 4TTR6024B1 | 3503 | 4022688 | AMERICAN STANDARD, INC. | 4A7A5024E1 | AC | Split System: Air-Cooled Condensing Unit, Coil Alone | 4TTR5024E1 |  | 4TXFH036CZ3 | 12 | 14.5 | Yes | Yes | 2011-02-28 |  | 0
FALSE | 4TTR6024B1 | 3503 | 4022691 | AMERICAN STANDARD, INC. | 4A7A5024E1 | AC | Split System: Air-Cooled Condensing Unit, Coil with Blower | 4TTR5024E1 |  | 4TXFH041CC3 | 13.5 | 16 | Yes | Yes | 2011-02-28 |  | 2
FALSE | 4TTR6030B1 | 3522 | 4022693 | AMERICAN STANDARD, INC. | 4A7A5030E1 | AC | Split System: Air-Cooled Condensing Unit, Coil with Blower | 4TTR5030E1 |  | 4TXFH041CC3 | 13.5 | 16 | Yes | Yes | 2011-02-28 |  | 2
FALSE | 4TTR6030B1 | 3522 | 4022694 | AMERICAN STANDARD, INC. | 4A7A5030E1 | AC | Split System: Air-Cooled Condensing Unit, Coil with Blower | 4TTR5030E1 |  | 4TXFH041CC3 | 13.5 | 16 | Yes | Yes | 2011-02-28 |  | 2
FALSE | 4TTR6030B1 | 3522 | 4022696 | AMERICAN STANDARD, INC. | 4A7A5030E1 | AC | Split System: Air-Cooled Condensing Unit, Coil with Blower | 4TTR5030E1 |  | 4TXFH041CC3 | 13.5 | 16 | Yes | Yes | 2011-02-28 |  | 2
FALSE | 4TTR6030B1 | 3522 | 4022699 | AMERICAN STANDARD, INC. | 4A7A5030E1 | AC | Split System: Air-Cooled Condensing Unit, Coil with Blower | 4TTR5030E1 |  | 4TXFH041CC3 | 13.5 | 16 | Yes | Yes | 2011-02-28 |  | 2
FALSE | 4TTR6036B1 | 3674 | 4022700 | AMERICAN STANDARD, INC. | 4A7A5036E1 | AC | Split System: Air-Cooled Condensing Unit, Coil with Blower | 4TTR5036E1 |  | 4TXFH041CC3 | 13 | 16 | Yes | Yes | 2011-02-28 |  | 2
FALSE | 4TTR6036B1 | 3674 | 4022706 | AMERICAN STANDARD, INC. | 4A7A5036E1 | AC | Split System: Air-Cooled Condensing Unit, Coil with Blower | 4TTR5036E1 |  | 4TXFH041CC3 | 13.5 | 16 | Yes | Yes | 2011-02-28 |  | 2
FALSE | 4TTR6042B1 | 3680 | 4022709 | AMERICAN STANDARD, INC. | 4A7A5042E1 | AC | Split System: Air-Cooled Condensing Unit, Coil with Blower | 4TTR5042E1 |  | 4TXFH041CC3 | 13 | 16 | Yes | Yes | 2011-02-28 |  | 2
FALSE | XC17-024-230* | 2237 | 4029656 | LENNOX INDUSTRIES, INC. | XC17-024-230* | AC | Split System: Air-Cooled Condensing Unit, Coil with Blower | XC17-024-230* |  | C33-19+TDR+TXV | 14 | 16 | Yes | Yes | 2011-01-21 |  | 2
FALSE | XC17-024-230* | 2237 | 4029657 | LENNOX INDUSTRIES, INC. | XC17-024-230* | AC | Split System: Air-Cooled Condensing Unit, Coil with Blower | XC17-024-230* |  | C33-25+TDR+TXV | 14 | 16 | Yes | Yes | 2011-01-21 |  | 2
FALSE | XC17-024-230* | 2237 | 4029658 | LENNOX INDUSTRIES, INC. | XC17-024-230* | AC | Split System: Air-Cooled Condensing Unit, Coil with Blower | XC17-024-230* |  | C33-25+TDR+TXV | 14 | 17 | Yes | Yes | 2011-01-21 |  | 2
FALSE | XC17-024-230* | 2237 | 4029659 | LENNOX INDUSTRIES, INC. | XC17-024-230* | AC | Split System: Air-Cooled Condensing Unit, Coil with Blower | XC17-024-230* |  | C33-30+TDR+TXV | 13.5 | 16 | Yes | Yes | 2011-01-21 |  | 2
FALSE | XC17-024-230* | 2237 | 4029660 | LENNOX INDUSTRIES, INC. | XC17-024-230* | AC | Split System: Air-Cooled Condensing Unit, Coil with Blower | XC17-024-230* |  | C33-30+TDR+TXV | 13.5 | 16 | Yes | Yes | 2011-01-21 |  | 2
FALSE | XC17-024-230* | 2237 | 4029661 | LENNOX INDUSTRIES, INC. | XC17-024-230* | AC | Split System: Air-Cooled Condensing Unit, Coil with Blower | XC17-024-230* |  | C33-31+TDR+TXV | 14.5 | 17 | Yes | Yes | 2011-01-21 |  | 2
FALSE | XC17-024-230* | 2237 | 4029662 | LENNOX INDUSTRIES, INC. | XC17-024-230* | AC | Split System: Air-Cooled Condensing Unit, Coil with Blower | XC17-024-230* |  | C33-31+TDR+TXV | 14.5 | 17 | Yes | Yes | 2011-01-21 |  | 2
FALSE | XC17-024-230* | 2237 | 4029663 | LENNOX INDUSTRIES, INC. | XC17-024-230* | AC | Split System: Air-Cooled Condensing Unit, Coil with Blower | XC17-024-230* |  | C33-36+TDR+TXV | 14 | 17 | Yes | Yes | 2011-01-21 |  | 2
FALSE | XC17-024-230* | 2237 | 4029664 | LENNOX INDUSTRIES, INC. | XC17-024-230* | AC | Split System: Air-Cooled Condensing Unit, Coil with Blower | XC17-024-230* |  | C33-36+TDR+TXV | 14 | 17 | Yes | Yes | 2011-01-21 |  | 2
FALSE | 4TTR6018B1 | 3489 | 4029701 | TRANE | 4TTR5018E1 | AC | Split System: Air-Cooled Condensing Unit, Coil with Blower | 4TTR5018E1 |  | 4TXFH024CZ3 | 13.5 | 16 | Yes | Yes | 2011-01-21 |  | 2
FALSE | 4TTR6018B1 | 3489 | 4029702 | TRANE | 4TTR5018E1 | AC | Split System: Air-Cooled Condensing Unit, Coil with Blower | 4TTR5018E1 |  | 4TXFH033CC3 | 13.5 | 16 | Yes | Yes | 2011-01-21 |  | 2
FALSE | 4TTR6018B1 | 3489 | 4029703 | TRANE | 4TTR5018E1 | AC | Split System: Air-Cooled Condensing Unit, Coil with Blower | 4TTR5018E1 |  | 4TXFH033CC3 | 13 | 16 | Yes | Yes | 2011-01-21 |  | 2
FALSE | 4TTR6018B1 | 3489 | 4029704 | TRANE | 4TTR5018E1 | AC | Split System: Air-Cooled Condensing Unit, Coil with Blower | 4TTR5018E1 |  | 4TXFH033CC3 | 13 | 16 | Yes | Yes | 2011-01-21 |  | 2
FALSE | 4TTR6024B1 | 3503 | 4029705 | TRANE | 4TTR5024E1 | AC | Split System: Air-Cooled Condensing Unit, Coil with Blower | 4TTR5024E1 |  | 4TXFH024CZ3 | 13 | 16 | Yes | Yes | 2011-01-21 |  | 2
FALSE | 4TTR6024B1 | 3503 | 4029707 | TRANE | 4TTR5024E1 | AC | Split System: Air-Cooled Condensing Unit, Coil with Blower | 4TTR5024E1 |  | 4TXFH036CZ3 | 13.5 | 16.5 | Yes | Yes | 2011-01-21 |  | 2
FALSE | 4TTR6024B1 | 3503 | 4029708 | TRANE | 4TTR5024E1 | AC | Split System: Air-Cooled Condensing Unit, Coil with Blower | 4TTR5024E1 |  | 4TXFH036CZ3 | 13.5 | 16.75 | Yes | Yes | 2011-01-21 |  | 2
FALSE | 4TTR6024B1 | 3503 | 4029709 | TRANE | 4TTR5024E1 | AC | Split System: Air-Cooled Condensing Unit, Coil with Blower | 4TTR5024E1 |  | 4TXFH036CZ3 | 14 | 16.75 | Yes | Yes | 2011-01-21 |  | 2
FALSE | 4TTR6024B1 | 3503 | 4029710 | TRANE | 4TTR5024E1 | AC | Split System: Air-Cooled Condensing Unit, Coil with Blower | 4TTR5024E1 |  | 4TXFH036CZ3 | 13.5 | 16.5 | Yes | Yes | 2011-01-21 |  | 2
FALSE | 4TTR6024B1 | 3503 | 4029711 | TRANE | 4TTR5024E1 | AC | Split System: Air-Cooled Condensing Unit, Coil with Blower | 4TTR5024E1 |  | 4TXFH036CZ3 | 14 | 16.5 | Yes | Yes | 2011-01-21 |  | 2
FALSE | 4TTR6024B1 | 3503 | 4029714 | TRANE | 4TTR5024E1 | AC | Split System: Air-Cooled Condensing Unit, Coil with Blower | 4TTR5024E1 |  | 4TXFH041CC3 | 13.5 | 16 | Yes | Yes | 2011-01-21 |  | 2
FALSE | 4TTR6018B1 | 3489 | 4033237 | AMERICAN STANDARD, INC. | 4A7A5018E1 | AC | Split System: Air-Cooled Condensing Unit, Coil with Blower | 4TTR5018E1 |  | 4TXFH024CZ3 | 13.5 | 16 | Yes | Yes | 2011-02-28 |  | 2
FALSE | 4TTR6018B1 | 3489 | 4033238 | AMERICAN STANDARD, INC. | 4A7A5018E1 | AC | Split System: Air-Cooled Condensing Unit, Coil with Blower | 4TTR5018E1 |  | 4TXFH033CC3 | 13.5 | 16 | Yes | Yes | 2011-02-28 |  | 2
FALSE | 4TTR6018B1 | 3489 | 4033239 | AMERICAN STANDARD, INC. | 4A7A5018E1 | AC | Split System: Air-Cooled Condensing Unit, Coil with Blower | 4TTR5018E1 |  | 4TXFH033CC3 | 13 | 16 | Yes | Yes | 2011-02-28 |  | 2
FALSE | 4TTR6018B1 | 3489 | 4033240 | AMERICAN STANDARD, INC. | 4A7A5018E1 | AC | Split System: Air-Cooled Condensing Unit, Coil with Blower | 4TTR5018E1 |  | 4TXFH033CC3 | 13 | 16 | Yes | Yes | 2011-02-28 |  | 2
FALSE | 4TTR6024B1 | 3503 | 4033241 | AMERICAN STANDARD, INC. | 4A7A5024E1 | AC | Split System: Air-Cooled Condensing Unit, Coil with Blower | 4TTR5024E1 |  | 4TXFH024CZ3 | 13 | 16 | Yes | Yes | 2011-02-28 |  | 2
FALSE | 4TTR6024B1 | 3503 | 4033243 | AMERICAN STANDARD, INC. | 4A7A5024E1 | AC | Split System: Air-Cooled Condensing Unit, Coil with Blower | 4TTR5024E1 |  | 4TXFH036CZ3 | 13.5 | 16.5 | Yes | Yes | 2011-02-28 |  | 2
FALSE | 4TTR6024B1 | 3503 | 4033244 | AMERICAN STANDARD, INC. | 4A7A5024E1 | AC | Split System: Air-Cooled Condensing Unit, Coil with Blower | 4TTR5024E1 |  | 4TXFH036CZ3 | 13.5 | 16.75 | Yes | Yes | 2011-02-28 |  | 2
FALSE | 4TTR6024B1 | 3503 | 4033245 | AMERICAN STANDARD, INC. | 4A7A5024E1 | AC | Split System: Air-Cooled Condensing Unit, Coil with Blower | 4TTR5024E1 |  | 4TXFH036CZ3 | 14 | 16.75 | Yes | Yes | 2011-02-28 |  | 2
FALSE | 4TTR6024B1 | 3503 | 4033246 | AMERICAN STANDARD, INC. | 4A7A5024E1 | AC | Split System: Air-Cooled Condensing Unit, Coil with Blower | 4TTR5024E1 |  | 4TXFH036CZ3 | 13.5 | 16.5 | Yes | Yes | 2011-02-28 |  | 2
FALSE | 4TTR6024B1 | 3503 | 4033247 | AMERICAN STANDARD, INC. | 4A7A5024E1 | AC | Split System: Air-Cooled Condensing Unit, Coil with Blower | 4TTR5024E1 |  | 4TXFH036CZ3 | 14 | 16.5 | Yes | Yes | 2011-02-28 |  | 2
FALSE | 4TTR6024B1 | 3503 | 4033250 | AMERICAN STANDARD, INC. | 4A7A5024E1 | AC | Split System: Air-Cooled Condensing Unit, Coil with Blower | 4TTR5024E1 |  | 4TXFH041CC3 | 13.5 | 16 | Yes | Yes | 2011-02-28 |  | 2
FALSE | 4TTR6024B1 | 3503 | 4033251 | AMERICAN STANDARD, INC. | 4A7A5024E1 | AC | Split System: Air-Cooled Condensing Unit, Coil with Blower | 4TTR5024E1 |  | 4TXFH041CC3 | 13.5 | 16 | Yes | Yes | 2011-02-28 |  | 2
FALSE | 4TTR6024B1 | 3503 | 4033252 | AMERICAN STANDARD, INC. | 4A7A5024E1 | AC | Split System: Air-Cooled Condensing Unit, Coil with Blower | 4TTR5024E1 |  | 4TXFH041CC3 | 13.5 | 16 | Yes | Yes | 2011-02-28 |  | 2
FALSE | 4TTR6024B1 | 3503 | 4033253 | AMERICAN STANDARD, INC. | 4A7A5024E1 | AC | Split System: Air-Cooled Condensing Unit, Coil with Blower | 4TTR5024E1 |  | 4TXFH041CC3 | 13.5 | 16 | Yes | Yes | 2011-02-28 |  | 2
FALSE | 4TTR6030B1 | 3522 | 4033254 | AMERICAN STANDARD, INC. | 4A7A5030E1 | AC | Split System: Air-Cooled Condensing Unit, Coil with Blower | 4TTR5030E1 |  | 4TXFH036CZ3 | 13.5 | 16.25 | Yes | Yes | 2011-02-28 |  | 2
FALSE | 4TTR6030B1 | 3522 | 4033255 | AMERICAN STANDARD, INC. | 4A7A5030E1 | AC | Split System: Air-Cooled Condensing Unit, Coil with Blower | 4TTR5030E1 |  | 4TXFH036CZ3 | 13 | 16 | Yes | Yes | 2011-02-28 |  | 2
FALSE | 4TTR6030B1 | 3522 | 4033256 | AMERICAN STANDARD, INC. | 4A7A5030E1 | AC | Split System: Air-Cooled Condensing Unit, Coil with Blower | 4TTR5030E1 |  | 4TXFH036CZ3 | 13 | 16 | Yes | Yes | 2011-02-28 |  | 2
FALSE | 4TTR6030B1 | 3522 | 4033257 | AMERICAN STANDARD, INC. | 4A7A5030E1 | AC | Split System: Air-Cooled Condensing Unit, Coil with Blower | 4TTR5030E1 |  | 4TXFH036CZ3 | 13.5 | 16 | Yes | Yes | 2011-02-28 |  | 2
FALSE | 4TTR6030B1 | 3522 | 4033258 | AMERICAN STANDARD, INC. | 4A7A5030E1 | AC | Split System: Air-Cooled Condensing Unit, Coil with Blower | 4TTR5030E1 |  | 4TXFH036CZ3 | 13.5 | 16 | Yes | Yes | 2011-02-28 |  | 2
FALSE | 4TTR6036B1 | 3674 | 4033259 | AMERICAN STANDARD, INC. | 4A7A5036E1 | AC | Split System: Air-Cooled Condensing Unit, Coil with Blower | 4TTR5036E1 |  | 4TXFH036CZ3 | 13 | 16 | Yes | Yes | 2011-02-28 |  | 2
FALSE | 4TTR6042B1 | 3680 | 4033260 | AMERICAN STANDARD, INC. | 4A7A5042E1 | AC | Split System: Air-Cooled Condensing Unit, Coil with Blower | 4TTR5042E1 |  | 4TXFH054CC3 | 13 | 16 | Yes | Yes | 2011-02-28 |  | 2
FALSE | 14ACX-030-230-17 | 2250 | 4034402 | LENNOX INDUSTRIES, INC. | 14ACX-030-230-11 | AC | Split System: Air-Cooled Condensing Unit, Coil with Blower | 14ACX-030-230-11 |  | C33-30+TDR+TXV | 12.5 | 14.5 | Yes | Yes | 2011-01-21 |  | 0
FALSE | 14ACX-030-230-17 | 2250 | 4034403 | LENNOX INDUSTRIES, INC. | 14ACX-030-230-11 | AC | Split System: Air-Cooled Condensing Unit, Coil with Blower | 14ACX-030-230-11 |  | C33-30+TDR+TXV | 12.5 | 15 | Yes | Yes | 2011-01-21 |  | 1
FALSE | 14ACX-030-230-17 | 2250 | 4034404 | LENNOX INDUSTRIES, INC. | 14ACX-030-230-11 | AC | Split System: Air-Cooled Condensing Unit, Coil with Blower | 14ACX-030-230-11 |  | C33-31+TDR+TXV | 13 | 15.5 | Yes | Yes | 2011-01-21 |  | 1
FALSE | 14ACX-030-230-17 | 2250 | 4034405 | LENNOX INDUSTRIES, INC. | 14ACX-030-230-11 | AC | Split System: Air-Cooled Condensing Unit, Coil with Blower | 14ACX-030-230-11 |  | C33-31+TDR+TXV | 13.5 | 16 | Yes | Yes | 2011-01-21 |  | 2
FALSE | 14ACX-030-230-17 | 2250 | 4034406 | LENNOX INDUSTRIES, INC. | 14ACX-030-230-11 | AC | Split System: Air-Cooled Condensing Unit, Coil with Blower | 14ACX-030-230-11 |  | C33-36+TDR+TXV | 12.5 | 15 | Yes | Yes | 2011-01-21 |  | 1
FALSE | 14ACX-030-230-17 | 2250 | 4034407 | LENNOX INDUSTRIES, INC. | 14ACX-030-230-11 | AC | Split System: Air-Cooled Condensing Unit, Coil with Blower | 14ACX-030-230-11 |  | C33-36+TDR+TXV | 13 | 15.5 | Yes | Yes | 2011-01-21 |  | 1
FALSE | 14ACX-036-230-15 | 2264 | 4034425 | LENNOX INDUSTRIES, INC. | 14ACX-036-230-11 | AC | Split System: Air-Cooled Condensing Unit, Coil with Blower | 14ACX-036-230-11 |  | C33-43+TDR+TXV | 13 | 16 | Yes | Yes | 2011-01-21 |  | 2
FALSE | 14ACX-036-230-15 | 2264 | 4034426 | LENNOX INDUSTRIES, INC. | 14ACX-036-230-11 | AC | Split System: Air-Cooled Condensing Unit, Coil with Blower | 14ACX-036-230-11 |  | C33-43+TDR+TXV | 13 | 16 | Yes | Yes | 2011-01-21 |  | 2
FALSE | 14ACX-036-230-15 | 2264 | 4034427 | LENNOX INDUSTRIES, INC. | 14ACX-036-230-11 | AC | Split System: Air-Cooled Condensing Unit, Coil with Blower | 14ACX-036-230-11 |  | C33-43+TDR+TXV | 13 | 16 | Yes | Yes | 2011-01-21 |  | 2
FALSE | 14ACX-036-230-15 | 2264 | 4034428 | LENNOX INDUSTRIES, INC. | 14ACX-036-230-11 | AC | Split System: Air-Cooled Condensing Unit, Coil with Blower | 14ACX-036-230-11 |  | C33-43+TDR+TXV | 13 | 15.5 | Yes | Yes | 2011-01-21 |  | 1
FALSE | 14ACX-036-230-15 | 2264 | 4034429 | LENNOX INDUSTRIES, INC. | 14ACX-036-230-11 | AC | Split System: Air-Cooled Condensing Unit, Coil with Blower | 14ACX-036-230-11 |  | C33-49+TDR+TXV | 13 | 16 | Yes | Yes | 2011-01-21 |  | 2
FALSE | 14ACX-036-230-15 | 2264 | 4034430 | LENNOX INDUSTRIES, INC. | 14ACX-036-230-11 | AC | Split System: Air-Cooled Condensing Unit, Coil with Blower | 14ACX-036-230-11 |  | C33-49+TDR+TXV | 13 | 15.5 | Yes | Yes | 2011-01-21 |  | 1
FALSE | 14ACX-036-230-15 | 2264 | 4034431 | LENNOX INDUSTRIES, INC. | 14ACX-036-230-11 | AC | Split System: Air-Cooled Condensing Unit, Coil with Blower | 14ACX-036-230-11 |  | C33-50/60C+TDR+TXV | 13 | 16 | Yes | Yes | 2011-01-21 |  | 2
FALSE | 14ACX-036-230-15 | 2264 | 4034432 | LENNOX INDUSTRIES, INC. | 14ACX-036-230-11 | AC | Split System: Air-Cooled Condensing Unit, Coil with Blower | 14ACX-036-230-11 |  | C33-50/60C+TDR+TXV | 13 | 15.5 | Yes | Yes | 2011-01-21 |  | 1
FALSE | TSA042H4N4*Y | 2280 | 4034437 | LENNOX INDUSTRIES, INC. | 14ACX-042-230-11 | AC | Split System: Air-Cooled Condensing Unit, Coil with Blower | 14ACX-042-230-11 |  | C33-38+TDR+TXV | 12 | 14.5 | Yes | Yes | 2011-01-21 |  | 0
FALSE | TSA042H4N4*Y | 2280 | 4034438 | LENNOX INDUSTRIES, INC. | 14ACX-042-230-11 | AC | Split System: Air-Cooled Condensing Unit, Coil with Blower | 14ACX-042-230-11 |  | C33-38+TDR+TXV | 12.5 | 14.5 | Yes | Yes | 2011-01-21 |  | 0
FALSE | TSA042H4N4*Y | 2280 | 4034441 | LENNOX INDUSTRIES, INC. | 14ACX-042-230-11 | AC | Split System: Air-Cooled Condensing Unit, Coil with Blower | 14ACX-042-230-11 |  | C33-43+TDR+TXV | 12 | 14.5 | Yes | Yes | 2011-01-21 |  | 0
FALSE | TSA042H4N4*Y | 2280 | 4034442 | LENNOX INDUSTRIES, INC. | 14ACX-042-230-11 | AC | Split System: Air-Cooled Condensing Unit, Coil with Blower | 14ACX-042-230-11 |  | C33-43+TDR+TXV | 12.5 | 14.5 | Yes | Yes | 2011-01-21 |  | 0
FALSE | TSA042H4N4*Y | 2280 | 4034443 | LENNOX INDUSTRIES, INC. | 14ACX-042-230-11 | AC | Split System: Air-Cooled Condensing Unit, Coil with Blower | 14ACX-042-230-11 |  | C33-43+TDR+TXV | 12.5 | 15 | Yes | Yes | 2011-01-21 |  | 1
FALSE | TSA042H4N4*Y | 2280 | 4034444 | LENNOX INDUSTRIES, INC. | 14ACX-042-230-11 | AC | Split System: Air-Cooled Condensing Unit, Coil with Blower | 14ACX-042-230-11 |  | C33-43+TDR+TXV | 12.5 | 15 | Yes | Yes | 2011-01-21 |  | 1
FALSE | TSA042H4N4*Y | 2280 | 4034445 | LENNOX INDUSTRIES, INC. | 14ACX-042-230-11 | AC | Split System: Air-Cooled Condensing Unit, Coil with Blower | 14ACX-042-230-11 |  | C33-49+TDR+TXV | 13 | 15 | Yes | Yes | 2011-01-21 |  | 1
FALSE | TSA042H4N4*Y | 2280 | 4034446 | LENNOX INDUSTRIES, INC. | 14ACX-042-230-11 | AC | Split System: Air-Cooled Condensing Unit, Coil with Blower | 14ACX-042-230-11 |  | C33-49+TDR+TXV | 13 | 15 | Yes | Yes | 2011-01-21 |  | 1
FALSE | TSA042H4N4*Y | 2280 | 4034447 | LENNOX INDUSTRIES, INC. | 14ACX-042-230-11 | AC | Split System: Air-Cooled Condensing Unit, Coil with Blower | 14ACX-042-230-11 |  | C33-50/60C+TDR+TXV | 12.5 | 14.5 | Yes | Yes | 2011-01-21 |  | 0
FALSE | TSA042H4N4*Y | 2280 | 4034448 | LENNOX INDUSTRIES, INC. | 14ACX-042-230-11 | AC | Split System: Air-Cooled Condensing Unit, Coil with Blower | 14ACX-042-230-11 |  | C33-50/60C+TDR+TXV | 12.5 | 14.5 | Yes | Yes | 2011-01-21 |  | 0
FALSE | 14ACX-036-230-15 | 2264 | 4035268 | LENNOX INDUSTRIES, INC. | XC14-036-230-03 | AC | Split System: Air-Cooled Condensing Unit, Coil with Blower | XC14-036-230-03 |  | C33-31+TDR+TXV | 12.7 | 15.2 | Yes | Yes | 2011-01-21 |  | 1
FALSE | 14ACX-036-230-15 | 2264 | 4035269 | LENNOX INDUSTRIES, INC. | XC14-036-230-03 | AC | Split System: Air-Cooled Condensing Unit, Coil with Blower | XC14-036-230-03 |  | C33-31+TDR+TXV | 13 | 15.5 | Yes | Yes | 2011-01-21 |  | 1
FALSE | 14ACX-036-230-15 | 2264 | 4035270 | LENNOX INDUSTRIES, INC. | XC14-036-230-03 | AC | Split System: Air-Cooled Condensing Unit, Coil with Blower | XC14-036-230-03 |  | C33-31+TDR+TXV | 12.7 | 15.2 | Yes | Yes | 2011-01-21 |  | 1
FALSE | 14ACX-036-230-15 | 2264 | 4035271 | LENNOX INDUSTRIES, INC. | XC14-036-230-03 | AC | Split System: Air-Cooled Condensing Unit, Coil with Blower | XC14-036-230-03 |  | C33-36+TDR+TXV | 12.5 | 15 | Yes | Yes | 2011-01-21 |  | 1
FALSE | 14ACX-036-230-15 | 2264 | 4035272 | LENNOX INDUSTRIES, INC. | XC14-036-230-03 | AC | Split System: Air-Cooled Condensing Unit, Coil with Blower | XC14-036-230-03 |  | C33-36+TDR+TXV | 12.7 | 15.2 | Yes | Yes | 2011-01-21 |  | 1
FALSE | 14ACX-036-230-15 | 2264 | 4035273 | LENNOX INDUSTRIES, INC. | XC14-036-230-03 | AC | Split System: Air-Cooled Condensing Unit, Coil with Blower | XC14-036-230-03 |  | C33-48+TDR+TXV | 13 | 15.7 | Yes | Yes | 2011-01-21 |  | 1
FALSE | 14ACX-036-230-15 | 2264 | 4035274 | LENNOX INDUSTRIES, INC. | XC14-036-230-03 | AC | Split System: Air-Cooled Condensing Unit, Coil with Blower | XC14-036-230-03 |  | C33-48+TDR+TXV | 13 | 15.7 | Yes | Yes | 2011-01-21 |  | 1
FALSE | 14ACX-036-230-15 | 2264 | 4035275 | LENNOX INDUSTRIES, INC. | XC14-036-230-03 | AC | Split System: Air-Cooled Condensing Unit, Coil with Blower | XC14-036-230-03 |  | C33-48+TDR+TXV | 13 | 15.5 | Yes | Yes | 2011-01-21 |  | 1
FALSE | 14ACX-036-230-15 | 2264 | 4035276 | LENNOX INDUSTRIES, INC. | XC14-036-230-03 | AC | Split System: Air-Cooled Condensing Unit, Coil with Blower | XC14-036-230-03 |  | C33-49+TDR+TXV | 13.2 | 16 | Yes | Yes | 2011-01-21 |  | 2
FALSE | 14ACX-036-230-15 | 2264 | 4035277 | LENNOX INDUSTRIES, INC. | XC14-036-230-03 | AC | Split System: Air-Cooled Condensing Unit, Coil with Blower | XC14-036-230-03 |  | C33-49+TDR+TXV | 13.2 | 15.7 | Yes | Yes | 2011-01-21 |  | 1
FALSE | 14ACX-036-230-15 | 2264 | 4035278 | LENNOX INDUSTRIES, INC. | XC14-036-230-03 | AC | Split System: Air-Cooled Condensing Unit, Coil with Blower | XC14-036-230-03 |  | C33-50/60C+TDR+TXV | 13.2 | 16 | Yes | Yes | 2011-01-21 |  | 2
FALSE | 14ACX-036-230-15 | 2264 | 4035279 | LENNOX INDUSTRIES, INC. | XC14-036-230-03 | AC | Split System: Air-Cooled Condensing Unit, Coil with Blower | XC14-036-230-03 |  | C33-50/60C+TDR+TXV | 13 | 15.7 | Yes | Yes | 2011-01-21 |  | 1
FALSE | 14ACX-036-230-15 | 2264 | 4035280 | LENNOX INDUSTRIES, INC. | XC14-036-230-03 | AC | Split System: Air-Cooled Condensing Unit, Coil with Blower | XC14-036-230-03 |  | C33-36+TDR+TXV | 12.7 | 15.2 | Yes | Yes | 2011-01-21 |  | 1
FALSE | 14ACX-036-230-15 | 2264 | 4035281 | LENNOX INDUSTRIES, INC. | XC14-036-230-03 | AC | Split System: Air-Cooled Condensing Unit, Coil with Blower | XC14-036-230-03 |  | C33-38+TDR+TXV | 12.7 | 15.5 | Yes | Yes | 2011-01-21 |  | 1
FALSE | TSA042H4N4*Y | 2280 | 4035300 | LENNOX INDUSTRIES, INC. | XC14-042-230* | AC | Split System: Air-Cooled Condensing Unit, Coil with Blower | XC14-042-230* |  | C33-62C+TDR+TXV | 13.2 | 15.5 | Yes | Yes | 2011-01-21 |  | 1
FALSE | TSA042H4N4*Y | 2280 | 4035301 | LENNOX INDUSTRIES, INC. | XC14-042-230* | AC | Split System: Air-Cooled Condensing Unit, Coil with Blower | XC14-042-230* |  | C33-62C+TDR+TXV | 13 | 15.5 | Yes | Yes | 2011-01-21 |  | 1
FALSE | TSA042H4N4*Y | 2280 | 4035306 | LENNOX INDUSTRIES, INC. | XC14-042-230* | AC | Split System: Air-Cooled Condensing Unit, Coil with Blower | XC14-042-230* |  | C33-38+TDR+TXV | 12.2 | 14.5 | Yes | Yes | 2011-01-21 |  | 0
FALSE | TSA042H4N4*Y | 2280 | 4035307 | LENNOX INDUSTRIES, INC. | XC14-042-230* | AC | Split System: Air-Cooled Condensing Unit, Coil with Blower | XC14-042-230* |  | C33-38+TDR+TXV | 12.5 | 14.7 | Yes | Yes | 2011-01-21 |  | 0
FALSE | TSA042H4N4*Y | 2280 | 4035310 | LENNOX INDUSTRIES, INC. | XC14-042-230* | AC | Split System: Air-Cooled Condensing Unit, Coil with Blower | XC14-042-230* |  | C33-43+TDR+TXV | 12.2 | 14.5 | Yes | Yes | 2011-01-21 |  | 0
FALSE | TSA042H4N4*Y | 2280 | 4035311 | LENNOX INDUSTRIES, INC. | XC14-042-230* | AC | Split System: Air-Cooled Condensing Unit, Coil with Blower | XC14-042-230* |  | C33-43+TDR+TXV | 12.5 | 14.7 | Yes | Yes | 2011-01-21 |  | 0
FALSE | TSA042H4N4*Y | 2280 | 4035312 | LENNOX INDUSTRIES, INC. | XC14-042-230* | AC | Split System: Air-Cooled Condensing Unit, Coil with Blower | XC14-042-230* |  | C33-43+TDR+TXV | 12.7 | 15.2 | Yes | Yes | 2011-01-21 |  | 1
FALSE | TSA042H4N4*Y | 2280 | 4035313 | LENNOX INDUSTRIES, INC. | XC14-042-230* | AC | Split System: Air-Cooled Condensing Unit, Coil with Blower | XC14-042-230* |  | C33-43+TDR+TXV | 12.7 | 15 | Yes | Yes | 2011-01-21 |  | 1
FALSE | TSA042H4N4*Y | 2280 | 4035314 | LENNOX INDUSTRIES, INC. | XC14-042-230* | AC | Split System: Air-Cooled Condensing Unit, Coil with Blower | XC14-042-230* |  | C33-62D+TDR+TXV | 13.2 | 15.5 | Yes | Yes | 2011-01-21 |  | 1
FALSE | XC14-048-230-08 | 2298 | 4035315 | LENNOX INDUSTRIES, INC. | XC14-048-230* | AC | Split System: Air-Cooled Condensing Unit, Coil with Blower | XC14-048-230* |  | C33-43+TDR+TXV | 12.2 | 14.7 | Yes | Yes | 2011-01-21 |  | 0
FALSE | XC14-048-230-08 | 2298 | 4035316 | LENNOX INDUSTRIES, INC. | XC14-048-230* | AC | Split System: Air-Cooled Condensing Unit, Coil with Blower | XC14-048-230* |  | C33-43+TDR+TXV | 12.2 | 14.5 | Yes | Yes | 2011-01-21 |  | 0
FALSE | XC14-048-230-08 | 2298 | 4035319 | LENNOX INDUSTRIES, INC. | XC14-048-230* | AC | Split System: Air-Cooled Condensing Unit, Coil with Blower | XC14-048-230* |  | C33-49+TDR+TXV | 12.2 | 14.7 | Yes | Yes | 2011-01-21 |  | 0
FALSE | XC14-048-230-08 | 2298 | 4035320 | LENNOX INDUSTRIES, INC. | XC14-048-230* | AC | Split System: Air-Cooled Condensing Unit, Coil with Blower | XC14-048-230* |  | C33-49+TDR+TXV | 12.2 | 14.7 | Yes | Yes | 2011-01-21 |  | 0
FALSE | XC14-048-230-08 | 2298 | 4035323 | LENNOX INDUSTRIES, INC. | XC14-048-230* | AC | Split System: Air-Cooled Condensing Unit, Coil with Blower | XC14-048-230* |  | C33-60D+TDR+TXV | 12.5 | 15 | Yes | Yes | 2011-01-21 |  | 1
FALSE | XC14-048-230-08 | 2298 | 4035324 | LENNOX INDUSTRIES, INC. | XC14-048-230* | AC | Split System: Air-Cooled Condensing Unit, Coil with Blower | XC14-048-230* |  | C33-62C+TDR+TXV | 12.7 | 15.2 | Yes | Yes | 2011-01-21 |  | 1
FALSE | XC14-048-230-08 | 2298 | 4035325 | LENNOX INDUSTRIES, INC. | XC14-048-230* | AC | Split System: Air-Cooled Condensing Unit, Coil with Blower | XC14-048-230* |  | C33-62C+TDR+TXV | 12.7 | 15.2 | Yes | Yes | 2011-01-21 |  | 1
FALSE | XC14-048-230-08 | 2298 | 4035326 | LENNOX INDUSTRIES, INC. | XC14-048-230* | AC | Split System: Air-Cooled Condensing Unit, Coil with Blower | XC14-048-230* |  | C33-62D+TDR+TXV | 12.5 | 15 | Yes | Yes | 2011-01-21 |  | 1
FALSE | XC14-060-230-** | 2308 | 4035332 | LENNOX INDUSTRIES, INC. | XC14-060-230* | AC | Split System: Air-Cooled Condensing Unit, Coil with Blower | XC14-060-230* |  | C33-60D+TDR+TXV | 12.2 | 14.7 | Yes | Yes | 2011-01-21 |  | 0
FALSE | XC14-060-230-** | 2308 | 4035333 | LENNOX INDUSTRIES, INC. | XC14-060-230* | AC | Split System: Air-Cooled Condensing Unit, Coil with Blower | XC14-060-230* |  | C33-62C+TDR+TXV | 12.2 | 14.5 | Yes | Yes | 2011-01-21 |  | 0
FALSE | XC17-036-230-** | 2261 | 4035354 | LENNOX INDUSTRIES, INC. | XC17-036-230* | AC | Split System: Air-Cooled Condensing Unit, Coil with Blower | XC17-036-230* |  | C33-31+TDR+TXV | 13.2 | 15.7 | Yes | Yes | 2011-01-21 |  | 1
FALSE | XC17-036-230-** | 2261 | 4035355 | LENNOX INDUSTRIES, INC. | XC17-036-230* | AC | Split System: Air-Cooled Condensing Unit, Coil with Blower | XC17-036-230* |  | C33-36+TDR+TXV | 13 | 15.5 | Yes | Yes | 2011-01-21 |  | 1
FALSE | XC17-036-230-** | 2261 | 4035356 | LENNOX INDUSTRIES, INC. | XC17-036-230* | AC | Split System: Air-Cooled Condensing Unit, Coil with Blower | XC17-036-230* |  | C33-36+TDR+TXV | 13.5 | 16 | Yes | Yes | 2011-01-21 |  | 2
FALSE | XC17-036-230-** | 2261 | 4035357 | LENNOX INDUSTRIES, INC. | XC17-036-230* | AC | Split System: Air-Cooled Condensing Unit, Coil with Blower | XC17-036-230* |  | C33-36+TDR+TXV | 13.5 | 16 | Yes | Yes | 2011-01-21 |  | 2
FALSE | XC17-036-230-** | 2261 | 4035358 | LENNOX INDUSTRIES, INC. | XC17-036-230* | AC | Split System: Air-Cooled Condensing Unit, Coil with Blower | XC17-036-230* |  | C33-38+TDR+TXV | 13.5 | 16 | Yes | Yes | 2011-01-21 |  | 2
FALSE | XC17-036-230-** | 2261 | 4035359 | LENNOX INDUSTRIES, INC. | XC17-036-230* | AC | Split System: Air-Cooled Condensing Unit, Coil with Blower | XC17-036-230* |  | C33-42+TDR+TXV | 13 | 15.5 | Yes | Yes | 2011-01-21 |  | 1
FALSE | XC17-036-230-** | 2261 | 4035360 | LENNOX INDUSTRIES, INC. | XC17-036-230* | AC | Split System: Air-Cooled Condensing Unit, Coil with Blower | XC17-036-230* |  | C33-43+TDR+TXV | 13.5 | 16 | Yes | Yes | 2011-01-21 |  | 2
FALSE | XC17-036-230-** | 2261 | 4035361 | LENNOX INDUSTRIES, INC. | XC17-036-230* | AC | Split System: Air-Cooled Condensing Unit, Coil with Blower | XC17-036-230* |  | C33-48+TDR+TXV | 13.5 | 15.7 | Yes | Yes | 2011-01-21 |  | 1
FALSE | XC17-036-230-** | 2261 | 4035362 | LENNOX INDUSTRIES, INC. | XC17-036-230* | AC | Split System: Air-Cooled Condensing Unit, Coil with Blower | XC17-036-230* |  | C33-48+TDR+TXV | 13.7 | 16.2 | Yes | Yes | 2011-01-21 |  | 2
FALSE | XC17-036-230-** | 2261 | 4035363 | LENNOX INDUSTRIES, INC. | XC17-036-230* | AC | Split System: Air-Cooled Condensing Unit, Coil with Blower | XC17-036-230* |  | C33-48+TDR+TXV | 14 | 16.5 | Yes | Yes | 2011-01-21 |  | 2
FALSE | XC17-036-230-** | 2261 | 4035364 | LENNOX INDUSTRIES, INC. | XC17-036-230* | AC | Split System: Air-Cooled Condensing Unit, Coil with Blower | XC17-036-230* |  | C33-48+TDR+TXV | 13.7 | 16.2 | Yes | Yes | 2011-01-21 |  | 2
FALSE | XC17-036-230-** | 2261 | 4035365 | LENNOX INDUSTRIES, INC. | XC17-036-230* | AC | Split System: Air-Cooled Condensing Unit, Coil with Blower | XC17-036-230* |  | C33-48+TDR+TXV | 14 | 16.5 | Yes | Yes | 2011-01-21 |  | 2
FALSE | XC17-036-230-** | 2261 | 4035366 | LENNOX INDUSTRIES, INC. | XC17-036-230* | AC | Split System: Air-Cooled Condensing Unit, Coil with Blower | XC17-036-230* |  | C33-49+TDR+TXV | 14 | 16.5 | Yes | Yes | 2011-01-21 |  | 2
FALSE | XC17-036-230-** | 2261 | 4035367 | LENNOX INDUSTRIES, INC. | XC17-036-230* | AC | Split System: Air-Cooled Condensing Unit, Coil with Blower | XC17-036-230* |  | C33-49+TDR+TXV | 14 | 16.5 | Yes | Yes | 2011-01-21 |  | 2
FALSE | XC17-036-230-** | 2261 | 4035368 | LENNOX INDUSTRIES, INC. | XC17-036-230* | AC | Split System: Air-Cooled Condensing Unit, Coil with Blower | XC17-036-230* |  | C33-49+TDR+TXV | 14.2 | 16.7 | Yes | Yes | 2011-01-21 |  | 2
FALSE | XC17-036-230-** | 2261 | 4035369 | LENNOX INDUSTRIES, INC. | XC17-036-230* | AC | Split System: Air-Cooled Condensing Unit, Coil with Blower | XC17-036-230* |  | C33-50/60C+TDR+TXV | 14 | 16.5 | Yes | Yes | 2011-01-21 |  | 2
FALSE | XC17-036-230-** | 2261 | 4035370 | LENNOX INDUSTRIES, INC. | XC17-036-230* | AC | Split System: Air-Cooled Condensing Unit, Coil with Blower | XC17-036-230* |  | C33-50/60C+TDR+TXV | 13.7 | 16.5 | Yes | Yes | 2011-01-21 |  | 2
FALSE | XC17-048-230-** | 2300 | 4035402 | LENNOX INDUSTRIES, INC. | XC17-048-230* | AC | Split System: Air-Cooled Condensing Unit, Coil with Blower | XC17-048-230* |  | C33-48+TDR+TXV | 12.2 | 14.7 | Yes | Yes | 2011-01-21 |  | 0
FALSE | XC17-048-230-** | 2300 | 4035403 | LENNOX INDUSTRIES, INC. | XC17-048-230* | AC | Split System: Air-Cooled Condensing Unit, Coil with Blower | XC17-048-230* |  | C33-48+TDR+TXV | 12.2 | 14.5 | Yes | Yes | 2011-01-21 |  | 0
FALSE | XC17-048-230-** | 2300 | 4035404 | LENNOX INDUSTRIES, INC. | XC17-048-230* | AC | Split System: Air-Cooled Condensing Unit, Coil with Blower | XC17-048-230* |  | C33-48+TDR+TXV | 12.2 | 14.7 | Yes | Yes | 2011-01-21 |  | 0
FALSE | XC17-048-230-** | 2300 | 4035405 | LENNOX INDUSTRIES, INC. | XC17-048-230* | AC | Split System: Air-Cooled Condensing Unit, Coil with Blower | XC17-048-230* |  | C33-49+TDR+TXV | 12.7 | 15.2 | Yes | Yes | 2011-01-21 |  | 1
FALSE | XC17-048-230-** | 2300 | 4035406 | LENNOX INDUSTRIES, INC. | XC17-048-230* | AC | Split System: Air-Cooled Condensing Unit, Coil with Blower | XC17-048-230* |  | C33-49+TDR+TXV | 12.7 | 15.2 | Yes | Yes | 2011-01-21 |  | 1
FALSE | XC17-048-230-** | 2300 | 4035407 | LENNOX INDUSTRIES, INC. | XC17-048-230* | AC | Split System: Air-Cooled Condensing Unit, Coil with Blower | XC17-048-230* |  | C33-49+TDR+TXV | 12.7 | 15.2 | Yes | Yes | 2011-01-21 |  | 1
FALSE | XC17-048-230-** | 2300 | 4035408 | LENNOX INDUSTRIES, INC. | XC17-048-230* | AC | Split System: Air-Cooled Condensing Unit, Coil with Blower | XC17-048-230* |  | C33-50/60C+TDR+TXV | 12.2 | 15 | Yes | Yes | 2011-01-21 |  | 0
FALSE | XC17-036-230-** | 2261 | 4036794 | LENNOX INDUSTRIES, INC. | XC17-036-230* | AC | Split System: Air-Cooled Condensing Unit, Coil with Blower | XC17-036-230* |  | C33-42+TDR+TXV | 13.5 | 16 | Yes | Yes | 2011-01-21 |  | 2
FALSE | XC17-036-230-** | 2261 | 4036796 | LENNOX INDUSTRIES, INC. | XC17-036-230* | AC | Split System: Air-Cooled Condensing Unit, Coil with Blower | XC17-036-230* |  | C33-42+TDR+TXV | 13.5 | 16 | Yes | Yes | 2011-01-21 |  | 2
FALSE | XC17-036-230-** | 2261 | 4036799 | LENNOX INDUSTRIES, INC. | XC17-036-230* | AC | Split System: Air-Cooled Condensing Unit, Coil with Blower | XC17-036-230* |  | C33-43+TDR+TXV | 13.7 | 16.5 | Yes | Yes | 2011-01-21 |  | 2
FALSE | XC17-036-230-** | 2261 | 4036853 | LENNOX INDUSTRIES, INC. | XC17-036-230* | AC | Split System: Air-Cooled Condensing Unit, Coil with Blower | XC17-036-230* |  | C33-31+TDR+TXV | 13.2 | 15.7 | Yes | Yes | 2011-01-21 |  | 1
FALSE | XC17-036-230-** | 2261 | 4036857 | LENNOX INDUSTRIES, INC. | XC17-036-230* | AC | Split System: Air-Cooled Condensing Unit, Coil with Blower | XC17-036-230* |  | C33-31+TDR+TXV | 13.5 | 16.2 | Yes | Yes | 2011-01-21 |  | 2
FALSE | XC17-036-230-** | 2261 | 4036861 | LENNOX INDUSTRIES, INC. | XC17-036-230* | AC | Split System: Air-Cooled Condensing Unit, Coil with Blower | XC17-036-230* |  | C33-31+TDR+TXV | 13.5 | 16.2 | Yes | Yes | 2011-01-21 |  | 2
FALSE | XC17-036-230-** | 2261 | 4036865 | LENNOX INDUSTRIES, INC. | XC17-036-230* | AC | Split System: Air-Cooled Condensing Unit, Coil with Blower | XC17-036-230* |  | C33-36+TDR+TXV | 13 | 15.2 | Yes | Yes | 2011-01-21 |  | 1
FALSE | XC17-036-230-** | 2261 | 4036870 | LENNOX INDUSTRIES, INC. | XC17-036-230* | AC | Split System: Air-Cooled Condensing Unit, Coil with Blower | XC17-036-230* |  | C33-36+TDR+TXV | 13.5 | 16 | Yes | Yes | 2011-01-21 |  | 2
FALSE | XC17-036-230-** | 2261 | 4036873 | LENNOX INDUSTRIES, INC. | XC17-036-230* | AC | Split System: Air-Cooled Condensing Unit, Coil with Blower | XC17-036-230* |  | C33-36+TDR+TXV | 13.5 | 16 | Yes | Yes | 2011-01-21 |  | 2
FALSE | XC17-036-230-** | 2261 | 4036877 | LENNOX INDUSTRIES, INC. | XC17-036-230* | AC | Split System: Air-Cooled Condensing Unit, Coil with Blower | XC17-036-230* |  | C33-38+TDR+TXV | 13.5 | 16 | Yes | Yes | 2011-01-21 |  | 2
FALSE | XC17-036-230-** | 2261 | 4036881 | LENNOX INDUSTRIES, INC. | XC17-036-230* | AC | Split System: Air-Cooled Condensing Unit, Coil with Blower | XC17-036-230* |  | C33-38+TDR+TXV | 14 | 16.7 | Yes | Yes | 2011-01-21 |  | 2
FALSE | XC17-036-230-** | 2261 | 4036886 | LENNOX INDUSTRIES, INC. | XC17-036-230* | AC | Split System: Air-Cooled Condensing Unit, Coil with Blower | XC17-036-230* |  | C33-38+TDR+TXV | 14 | 16.5 | Yes | Yes | 2011-01-21 |  | 2
FALSE | XC17-048-230-** | 2300 | 4036915 | LENNOX INDUSTRIES, INC. | XC17-048-230* | AC | Split System: Air-Cooled Condensing Unit, Coil with Blower | XC17-048-230* |  | C33-50/60C+TDR+TXV | 12.5 | 15 | Yes | Yes | 2011-01-21 |  | 1
FALSE | XC17-048-230-** | 2300 | 4036916 | LENNOX INDUSTRIES, INC. | XC17-048-230* | AC | Split System: Air-Cooled Condensing Unit, Coil with Blower | XC17-048-230* |  | C33-60D+TDR+TXV | 12.7 | 15.5 | Yes | Yes | 2011-01-21 |  | 1
FALSE | XC17-048-230-** | 2300 | 4036917 | LENNOX INDUSTRIES, INC. | XC17-048-230* | AC | Split System: Air-Cooled Condensing Unit, Coil with Blower | XC17-048-230* |  | C33-62C+TDR+TXV | 13.2 | 16 | Yes | Yes | 2011-01-21 |  | 2
FALSE | XC17-048-230-** | 2300 | 4036918 | LENNOX INDUSTRIES, INC. | XC17-048-230* | AC | Split System: Air-Cooled Condensing Unit, Coil with Blower | XC17-048-230* |  | C33-62C+TDR+TXV | 13.2 | 16 | Yes | Yes | 2011-01-21 |  | 2
FALSE | XC17-048-230-** | 2300 | 4036919 | LENNOX INDUSTRIES, INC. | XC17-048-230* | AC | Split System: Air-Cooled Condensing Unit, Coil with Blower | XC17-048-230* |  | C33-62D+TDR+TXV | 13 | 15.7 | Yes | Yes | 2011-01-21 |  | 1
FALSE | XC17-048-230-** | 2300 | 4036920 | LENNOX INDUSTRIES, INC. | XC17-048-230* | AC | Split System: Air-Cooled Condensing Unit, Coil with Blower | XC17-048-230* |  | C33-43+TDR+TXV | 12.5 | 15 | Yes | Yes | 2011-01-21 |  | 1
FALSE | XC17-048-230-** | 2300 | 4036921 | LENNOX INDUSTRIES, INC. | XC17-048-230* | AC | Split System: Air-Cooled Condensing Unit, Coil with Blower | XC17-048-230* |  | C33-48+TDR+TXV | 12.2 | 14.7 | Yes | Yes | 2011-01-21 |  | 0
FALSE | 14ACX-030-230-17 | 2250 | 4037755 | LENNOX INDUSTRIES, INC. | 14ACX-030-230-11 | AC | Split System: Air-Cooled Condensing Unit, Coil with Blower | 14ACX-030-230-11 |  | CH33-31+TDR+TXV | 13 | 15.5 | Yes | Yes | 2011-01-21 |  | 1
FALSE | 14ACX-030-230-17 | 2250 | 4037756 | LENNOX INDUSTRIES, INC. | 14ACX-030-230-11 | AC | Split System: Air-Cooled Condensing Unit, Coil with Blower | 14ACX-030-230-11 |  | CX34-25+TDR+TXV | 12.5 | 15 | Yes | Yes | 2011-01-21 |  | 1
FALSE | 14ACX-030-230-17 | 2250 | 4037757 | LENNOX INDUSTRIES, INC. | 14ACX-030-230-11 | AC | Split System: Air-Cooled Condensing Unit, Coil with Blower | 14ACX-030-230-11 |  | CH33-36+TDR+TXV | 12.5 | 15 | Yes | Yes | 2011-01-21 |  | 1
FALSE | 14ACX-030-230-17 | 2250 | 4037758 | LENNOX INDUSTRIES, INC. | 14ACX-030-230-11 | AC | Split System: Air-Cooled Condensing Unit, Coil with Blower | 14ACX-030-230-11 |  | C33-30+TDR+TXV | 12.5 | 14.5 | Yes | Yes | 2011-01-21 |  | 0
FALSE | 14ACX-030-230-17 | 2250 | 4037759 | LENNOX INDUSTRIES, INC. | 14ACX-030-230-11 | AC | Split System: Air-Cooled Condensing Unit, Coil with Blower | 14ACX-030-230-11 |  | C33-31+TDR+TXV | 13 | 15.5 | Yes | Yes | 2011-01-21 |  | 1
FALSE | 14ACX-030-230-17 | 2250 | 4037760 | LENNOX INDUSTRIES, INC. | 14ACX-030-230-11 | AC | Split System: Air-Cooled Condensing Unit, Coil with Blower | 14ACX-030-230-11 |  | C33-36+TDR+TXV | 12.5 | 15 | Yes | Yes | 2011-01-21 |  | 1
FALSE | 14ACX-030-230-17 | 2250 | 4037761 | LENNOX INDUSTRIES, INC. | 14ACX-030-230-11 | AC | Split System: Air-Cooled Condensing Unit, Coil with Blower | 14ACX-030-230-11 |  | C33-38+TDR+TXV | 13 | 15.5 | Yes | Yes | 2011-01-21 |  | 1
FALSE | 14ACX-030-230-17 | 2250 | 4037762 | LENNOX INDUSTRIES, INC. | 14ACX-030-230-11 | AC | Split System: Air-Cooled Condensing Unit, Coil with Blower | 14ACX-030-230-11 |  | C33-25+TDR+TXV | 12.5 | 15 | Yes | Yes | 2011-01-21 |  | 1
FALSE | 14ACX-036-230-15 | 2264 | 4037763 | LENNOX INDUSTRIES, INC. | 14ACX-036-230-11 | AC | Split System: Air-Cooled Condensing Unit, Coil with Blower | 14ACX-036-230-11 |  | CX34-31+TDR | 12.5 | 15 | Yes | Yes | 2011-01-21 |  | 1
FALSE | 14ACX-036-230-15 | 2264 | 4037764 | LENNOX INDUSTRIES, INC. | 14ACX-036-230-11 | AC | Split System: Air-Cooled Condensing Unit, Coil with Blower | 14ACX-036-230-11 |  | CX34-36+TDR | 12.5 | 15 | Yes | Yes | 2011-01-21 |  | 1
FALSE | 14ACX-036-230-15 | 2264 | 4037765 | LENNOX INDUSTRIES, INC. | 14ACX-036-230-11 | AC | Split System: Air-Cooled Condensing Unit, Coil with Blower | 14ACX-036-230-11 |  | CX34-38+TDR | 12.5 | 15.5 | Yes | Yes | 2011-01-21 |  | 1
FALSE | 14ACX-036-230-15 | 2264 | 4037766 | LENNOX INDUSTRIES, INC. | 14ACX-036-230-11 | AC | Split System: Air-Cooled Condensing Unit, Coil with Blower | 14ACX-036-230-11 |  | CH33-31+TDR+TXV | 12.5 | 15 | Yes | Yes | 2011-01-21 |  | 1
FALSE | 14ACX-036-230-15 | 2264 | 4037767 | LENNOX INDUSTRIES, INC. | 14ACX-036-230-11 | AC | Split System: Air-Cooled Condensing Unit, Coil with Blower | 14ACX-036-230-11 |  | CH33-36+TDR+TXV | 12 | 14.5 | Yes | Yes | 2011-01-21 |  | 0
FALSE | 14ACX-036-230-15 | 2264 | 4037768 | LENNOX INDUSTRIES, INC. | 14ACX-036-230-11 | AC | Split System: Air-Cooled Condensing Unit, Coil with Blower | 14ACX-036-230-11 |  | C33-31+TDR+TXV | 12.5 | 15 | Yes | Yes | 2011-01-21 |  | 1
FALSE | 14ACX-036-230-15 | 2264 | 4037769 | LENNOX INDUSTRIES, INC. | 14ACX-036-230-11 | AC | Split System: Air-Cooled Condensing Unit, Coil with Blower | 14ACX-036-230-11 |  | C33-36+TDR+TXV | 12.5 | 15 | Yes | Yes | 2011-01-21 |  | 1
FALSE | 14ACX-036-230-15 | 2264 | 4037770 | LENNOX INDUSTRIES, INC. | 14ACX-036-230-11 | AC | Split System: Air-Cooled Condensing Unit, Coil with Blower | 14ACX-036-230-11 |  | C33-38+TDR+TXV | 12.5 | 15.5 | Yes | Yes | 2011-01-21 |  | 1
FALSE | XC17-024-230* | 2237 | 4037879 | LENNOX INDUSTRIES, INC. | XC15-024-230-05 | AC | Split System: Air-Cooled Condensing Unit, Coil with Blower | XC15-024-230-05 |  | CX34-36+TDR | 13.5 | 16.2 | Yes | Yes | 2011-01-21 |  | 2
FALSE | XC17-024-230* | 2237 | 4037880 | LENNOX INDUSTRIES, INC. | XC15-024-230-05 | AC | Split System: Air-Cooled Condensing Unit, Coil with Blower | XC15-024-230-05 |  | CX34-38+TDR | 14 | 16.7 | Yes | Yes | 2011-01-21 |  | 2
FALSE | XC17-024-230* | 2237 | 4037881 | LENNOX INDUSTRIES, INC. | XC15-024-230-05 | AC | Split System: Air-Cooled Condensing Unit, Coil with Blower | XC15-024-230-05 |  | CH23-21+TDR+TXV | 12.7 | 15.2 | Yes | Yes | 2011-01-21 |  | 1
FALSE | XC17-024-230* | 2237 | 4037882 | LENNOX INDUSTRIES, INC. | XC15-024-230-05 | AC | Split System: Air-Cooled Condensing Unit, Coil with Blower | XC15-024-230-05 |  | CH23-31+TDR+TXV | 13 | 15.7 | Yes | Yes | 2011-01-21 |  | 1
FALSE | XC17-024-230* | 2237 | 4037883 | LENNOX INDUSTRIES, INC. | XC15-024-230-05 | AC | Split System: Air-Cooled Condensing Unit, Coil with Blower | XC15-024-230-05 |  | CH23-41+TDR+TXV | 13.5 | 16.2 | Yes | Yes | 2011-01-21 |  | 2
FALSE | XC17-024-230* | 2237 | 4037884 | LENNOX INDUSTRIES, INC. | XC15-024-230-05 | AC | Split System: Air-Cooled Condensing Unit, Coil with Blower | XC15-024-230-05 |  | CH33-19+TDR+TXV | 13.2 | 16 | Yes | Yes | 2011-01-21 |  | 2
FALSE | XC17-024-230* | 2237 | 4037885 | LENNOX INDUSTRIES, INC. | XC15-024-230-05 | AC | Split System: Air-Cooled Condensing Unit, Coil with Blower | XC15-024-230-05 |  | CH33-24/30+TDR+TXV | 13 | 15.7 | Yes | Yes | 2011-01-21 |  | 1
FALSE | XC17-024-230* | 2237 | 4037886 | LENNOX INDUSTRIES, INC. | XC15-024-230-05 | AC | Split System: Air-Cooled Condensing Unit, Coil with Blower | XC15-024-230-05 |  | CH33-25+TDR+TXV | 13.5 | 16.2 | Yes | Yes | 2011-01-21 |  | 2
FALSE | XC17-024-230* | 2237 | 4037887 | LENNOX INDUSTRIES, INC. | XC15-024-230-05 | AC | Split System: Air-Cooled Condensing Unit, Coil with Blower | XC15-024-230-05 |  | CH33-31+TDR+TXV | 13.7 | 16.5 | Yes | Yes | 2011-01-21 |  | 2
FALSE | XC17-024-230* | 2237 | 4037888 | LENNOX INDUSTRIES, INC. | XC15-024-230-05 | AC | Split System: Air-Cooled Condensing Unit, Coil with Blower | XC15-024-230-05 |  | CH33-36+TDR+TXV | 13.2 | 16 | Yes | Yes | 2011-01-21 |  | 2
FALSE | XC17-024-230* | 2237 | 4037926 | LENNOX INDUSTRIES, INC. | XC17-024-230* | AC | Split System: Air-Cooled Condensing Unit, Coil with Blower | XC17-024-230* |  | CX34-18/24+TDR | 13 | 16 | Yes | Yes | 2011-01-21 |  | 2
FALSE | XC17-024-230* | 2237 | 4037927 | LENNOX INDUSTRIES, INC. | XC17-024-230* | AC | Split System: Air-Cooled Condensing Unit, Coil with Blower | XC17-024-230* |  | CX34-19+TDR | 14 | 17 | Yes | Yes | 2011-01-21 |  | 2
FALSE | XC17-024-230* | 2237 | 4037928 | LENNOX INDUSTRIES, INC. | XC17-024-230* | AC | Split System: Air-Cooled Condensing Unit, Coil with Blower | XC17-024-230* |  | CX34-25+TDR | 14 | 17 | Yes | Yes | 2011-01-21 |  | 2
FALSE | XC17-024-230* | 2237 | 4037929 | LENNOX INDUSTRIES, INC. | XC17-024-230* | AC | Split System: Air-Cooled Condensing Unit, Coil with Blower | XC17-024-230* |  | CX34-30+TDR | 13.5 | 16 | Yes | Yes | 2011-01-21 |  | 2
FALSE | XC17-024-230* | 2237 | 4037930 | LENNOX INDUSTRIES, INC. | XC17-024-230* | AC | Split System: Air-Cooled Condensing Unit, Coil with Blower | XC17-024-230* |  | CX34-31+TDR | 14.5 | 17 | Yes | Yes | 2011-01-21 |  | 2
FALSE | XC17-024-230* | 2237 | 4037931 | LENNOX INDUSTRIES, INC. | XC17-024-230* | AC | Split System: Air-Cooled Condensing Unit, Coil with Blower | XC17-024-230* |  | CX34-36+TDR | 14 | 17 | Yes | Yes | 2011-01-21 |  | 2
FALSE | XC17-024-230* | 2237 | 4037932 | LENNOX INDUSTRIES, INC. | XC17-024-230* | AC | Split System: Air-Cooled Condensing Unit, Coil with Blower | XC17-024-230* |  | CX34-38+TDR | 14.5 | 17 | Yes | Yes | 2011-01-21 |  | 2
FALSE | XC17-024-230* | 2237 | 4037933 | LENNOX INDUSTRIES, INC. | XC17-024-230* | AC | Split System: Air-Cooled Condensing Unit, Coil with Blower | XC17-024-230* |  | CH33-19+TDR+TXV | 14 | 17 | Yes | Yes | 2011-01-21 |  | 2
FALSE | XC17-024-230* | 2237 | 4037934 | LENNOX INDUSTRIES, INC. | XC17-024-230* | AC | Split System: Air-Cooled Condensing Unit, Coil with Blower | XC17-024-230* |  | CH33-24/30+TDR+TXV | 13.5 | 16 | Yes | Yes | 2011-01-21 |  | 2
FALSE | XC17-024-230* | 2237 | 4037935 | LENNOX INDUSTRIES, INC. | XC17-024-230* | AC | Split System: Air-Cooled Condensing Unit, Coil with Blower | XC17-024-230* |  | CH33-25A+TDR+TXV | 14 | 17 | Yes | Yes | 2011-01-21 |  | 2
FALSE | XC17-024-230* | 2237 | 4037936 | LENNOX INDUSTRIES, INC. | XC17-024-230* | AC | Split System: Air-Cooled Condensing Unit, Coil with Blower | XC17-024-230* |  | CH33-31A+TDR+TXV | 14 | 17 | Yes | Yes | 2011-01-21 |  | 2
FALSE | XC17-024-230* | 2237 | 4037937 | LENNOX INDUSTRIES, INC. | XC17-024-230* | AC | Split System: Air-Cooled Condensing Unit, Coil with Blower | XC17-024-230* |  | CH33-36A+TDR+TXV | 14 | 16 | Yes | Yes | 2011-01-21 |  | 2
FALSE | XC17-024-230* | 2237 | 4037938 | LENNOX INDUSTRIES, INC. | XC17-024-230* | AC | Split System: Air-Cooled Condensing Unit, Coil with Blower | XC17-024-230* |  | C33-19+TDR+TXV | 14 | 17 | Yes | Yes | 2011-01-21 |  | 2
FALSE | XC17-024-230* | 2237 | 4037939 | LENNOX INDUSTRIES, INC. | XC17-024-230* | AC | Split System: Air-Cooled Condensing Unit, Coil with Blower | XC17-024-230* |  | C33-25+TDR+TXV | 14 | 17 | Yes | Yes | 2011-01-21 |  | 2
FALSE | XC17-024-230* | 2237 | 4037940 | LENNOX INDUSTRIES, INC. | XC17-024-230* | AC | Split System: Air-Cooled Condensing Unit, Coil with Blower | XC17-024-230* |  | C33-30+TDR+TXV | 13.5 | 16 | Yes | Yes | 2011-01-21 |  | 2
FALSE | XC17-024-230* | 2237 | 4037941 | LENNOX INDUSTRIES, INC. | XC17-024-230* | AC | Split System: Air-Cooled Condensing Unit, Coil with Blower | XC17-024-230* |  | C33-31+TDR+TXV | 14.5 | 17 | Yes | Yes | 2011-01-21 |  | 2
FALSE | XC17-036-230-** | 2261 | 4037960 | LENNOX INDUSTRIES, INC. | XC17-036-230* | AC | Split System: Air-Cooled Condensing Unit, Coil with Blower | XC17-036-230* |  | CH23-41+TDR+TXV | 13.5 | 16 | Yes | Yes | 2011-01-21 |  | 2
FALSE | XC17-036-230-** | 2261 | 4037961 | LENNOX INDUSTRIES, INC. | XC17-036-230* | AC | Split System: Air-Cooled Condensing Unit, Coil with Blower | XC17-036-230* |  | CX34-31+TDR | 13.5 | 15.7 | Yes | Yes | 2011-01-21 |  | 1
FALSE | XC17-036-230-** | 2261 | 4037962 | LENNOX INDUSTRIES, INC. | XC17-036-230* | AC | Split System: Air-Cooled Condensing Unit, Coil with Blower | XC17-036-230* |  | CX34-36+TDR | 13 | 15.5 | Yes | Yes | 2011-01-21 |  | 1
FALSE | XC17-036-230-** | 2261 | 4037963 | LENNOX INDUSTRIES, INC. | XC17-036-230* | AC | Split System: Air-Cooled Condensing Unit, Coil with Blower | XC17-036-230* |  | CX34-38+TDR | 13.5 | 16 | Yes | Yes | 2011-01-21 |  | 2
FALSE | XC17-036-230-** | 2261 | 4037964 | LENNOX INDUSTRIES, INC. | XC17-036-230* | AC | Split System: Air-Cooled Condensing Unit, Coil with Blower | XC17-036-230* |  | CH23-51+TDR+TXV | 13.5 | 16 | Yes | Yes | 2011-01-21 |  | 2
FALSE | XC17-036-230-** | 2261 | 4037965 | LENNOX INDUSTRIES, INC. | XC17-036-230* | AC | Split System: Air-Cooled Condensing Unit, Coil with Blower | XC17-036-230* |  | CH33-36A+TDR+TXV | 12.7 | 15.2 | Yes | Yes | 2011-01-21 |  | 1
FALSE | XC17-036-230-** | 2261 | 4037966 | LENNOX INDUSTRIES, INC. | XC17-036-230* | AC | Split System: Air-Cooled Condensing Unit, Coil with Blower | XC17-036-230* |  | C33-31+TDR+TXV | 13.5 | 15.7 | Yes | Yes | 2011-01-21 |  | 1
FALSE | XC17-036-230-** | 2261 | 4037967 | LENNOX INDUSTRIES, INC. | XC17-036-230* | AC | Split System: Air-Cooled Condensing Unit, Coil with Blower | XC17-036-230* |  | C33-36+TDR+TXV | 13 | 15.5 | Yes | Yes | 2011-01-21 |  | 1
FALSE | XC17-036-230-** | 2261 | 4037968 | LENNOX INDUSTRIES, INC. | XC17-036-230* | AC | Split System: Air-Cooled Condensing Unit, Coil with Blower | XC17-036-230* |  | C33-38+TDR+TXV | 13.5 | 16 | Yes | Yes | 2011-01-21 |  | 2
FALSE | 14AJM30 | 4513 | 4038030 | RHEEM SALES COMPANY, INC. | 14AJM30 | AC | Split System: Air-Cooled Condensing Unit, Coil with Blower | 14AJM30 |  | RCFL-A*3617 | 13 | 15.5 | Yes | Yes | 2011-01-21 |  | 1
FALSE | 14AJM30 | 4513 | 4038037 | RHEEM SALES COMPANY, INC. | 14AJM30 | AC | Split System: Air-Cooled Condensing Unit, Coil with Blower | 14AJM30 |  | RCFL-A*3621 | 13 | 16 | Yes | Yes | 2011-01-21 |  | 2
FALSE | 14AJM30 | 4513 | 4038038 | RHEEM SALES COMPANY, INC. | 14AJM30 | AC | Split System: Air-Cooled Condensing Unit, Coil with Blower | 14AJM30 |  | RCFL-A*3621 | 13 | 16 | Yes | Yes | 2011-01-21 |  | 2
FALSE | 14AJM30 | 4513 | 4038039 | RHEEM SALES COMPANY, INC. | 14AJM30 | AC | Split System: Air-Cooled Condensing Unit, Coil with Blower | 14AJM30 |  | RCFL-A*3621 | 13 | 15.5 | Yes | Yes | 2011-01-21 |  | 1
FALSE | 14AJM30 | 4513 | 4038041 | RHEEM SALES COMPANY, INC. | 14AJM30 | AC | Split System: Air-Cooled Condensing Unit, Coil with Blower | 14AJM30 |  | RCFL-A*3621 | 13 | 16 | Yes | Yes | 2011-01-21 |  | 2
FALSE | 14AJM30 | 4513 | 4038092 | RHEEM SALES COMPANY, INC. | 14AJM30 | AC | Split System: Air-Cooled Condensing Unit, Coil with Blower | 14AJM30 |  | RCFL-H*3824 | 13 | 16 | Yes | Yes | 2011-01-21 |  | 2
FALSE | 14AJM30 | 4513 | 4038093 | RHEEM SALES COMPANY, INC. | 14AJM30 | AC | Split System: Air-Cooled Condensing Unit, Coil with Blower | 14AJM30 |  | RCFL-H*3824 | 13 | 16 | Yes | Yes | 2011-01-21 |  | 2
FALSE | 14AJM30 | 4513 | 4038094 | RHEEM SALES COMPANY, INC. | 14AJM30 | AC | Split System: Air-Cooled Condensing Unit, Coil with Blower | 14AJM30 |  | RCFL-H*3824 | 13 | 16 | Yes | Yes | 2011-01-21 |  | 2
FALSE | 14AJM30 | 4513 | 4038100 | RHEEM SALES COMPANY, INC. | 14AJM30 | AC | Split System: Air-Cooled Condensing Unit, Coil with Blower | 14AJM30 |  | RCQD-3621 | 13 | 16 | Yes | Yes | 2011-01-21 |  | 2
FALSE | 14AJM30 | 4513 | 4038102 | RHEEM SALES COMPANY, INC. | 14AJM30 | AC | Split System: Air-Cooled Condensing Unit, Coil with Blower | 14AJM30 |  | RCQD-3621 | 13 | 16 | Yes | Yes | 2011-01-21 |  | 2
FALSE | 14AJM30 | 4513 | 4038103 | RHEEM SALES COMPANY, INC. | 14AJM30 | AC | Split System: Air-Cooled Condensing Unit, Coil with Blower | 14AJM30 |  | RCQD-3621 | 13 | 16 | Yes | Yes | 2011-01-21 |  | 2
FALSE | 14AJM30 | 4513 | 4038109 | RHEEM SALES COMPANY, INC. | 14AJM30 | AC | Split System: Air-Cooled Condensing Unit, Coil with Blower | 14AJM30 |  | RCQD-3624 | 13 | 16 | Yes | Yes | 2011-01-21 |  | 2
FALSE | 14AJM30 | 4513 | 4038110 | RHEEM SALES COMPANY, INC. | 14AJM30 | AC | Split System: Air-Cooled Condensing Unit, Coil with Blower | 14AJM30 |  | RCQD-3624 | 13 | 16 | Yes | Yes | 2011-01-21 |  | 2
FALSE | 14AJM30 | 4513 | 4038111 | RHEEM SALES COMPANY, INC. | 14AJM30 | AC | Split System: Air-Cooled Condensing Unit, Coil with Blower | 14AJM30 |  | RCQD-3624 | 13 | 16 | Yes | Yes | 2011-01-21 |  | 2
FALSE | 14AJM36 | 38 | 4038118 | RHEEM SALES COMPANY, INC. | 14AJM36 | AC | Split System: Air-Cooled Condensing Unit, Coil with Blower | 14AJM36 |  | RCFL-A*3617 | 12.2 | 14.5 | Yes | Yes | 2011-01-21 |  | 0
FALSE | 14AJM36 | 38 | 4038125 | RHEEM SALES COMPANY, INC. | 14AJM36 | AC | Split System: Air-Cooled Condensing Unit, Coil with Blower | 14AJM36 |  | RCFL-A*3621 | 12.5 | 15.1 | Yes | Yes | 2011-01-21 |  | 1
FALSE | 14AJM36 | 38 | 4038126 | RHEEM SALES COMPANY, INC. | 14AJM36 | AC | Split System: Air-Cooled Condensing Unit, Coil with Blower | 14AJM36 |  | RCFL-A*3621 | 13 | 15.5 | Yes | Yes | 2011-01-21 |  | 1
FALSE | 14AJM36 | 38 | 4038127 | RHEEM SALES COMPANY, INC. | 14AJM36 | AC | Split System: Air-Cooled Condensing Unit, Coil with Blower | 14AJM36 |  | RCFL-A*3621 | 12.5 | 15 | Yes | Yes | 2011-01-21 |  | 1
FALSE | 14AJM36 | 38 | 4038129 | RHEEM SALES COMPANY, INC. | 14AJM36 | AC | Split System: Air-Cooled Condensing Unit, Coil with Blower | 14AJM36 |  | RCFL-A*3621 | 13 | 15.5 | Yes | Yes | 2011-01-21 |  | 1
FALSE | 14AJM36 | 38 | 4038130 | RHEEM SALES COMPANY, INC. | 14AJM36 | AC | Split System: Air-Cooled Condensing Unit, Coil with Blower | 14AJM36 |  | RCFL-A*3621 | 13 | 15.5 | Yes | Yes | 2011-01-21 |  | 1
FALSE | 14AJM36 | 38 | 4038137 | RHEEM SALES COMPANY, INC. | 14AJM36 | AC | Split System: Air-Cooled Condensing Unit, Coil with Blower | 14AJM36 |  | RCFL-A*3821 | 13 | 15.5 | Yes | Yes | 2011-01-21 |  | 1
FALSE | 14AJM36 | 38 | 4038138 | RHEEM SALES COMPANY, INC. | 14AJM36 | AC | Split System: Air-Cooled Condensing Unit, Coil with Blower | 14AJM36 |  | RCFL-A*3821 | 13 | 15.5 | Yes | Yes | 2011-01-21 |  | 1
FALSE | 14AJM36 | 38 | 4038139 | RHEEM SALES COMPANY, INC. | 14AJM36 | AC | Split System: Air-Cooled Condensing Unit, Coil with Blower | 14AJM36 |  | RCFL-A*3821 | 12.5 | 15.1 | Yes | Yes | 2011-01-21 |  | 1
FALSE | 14AJM36 | 38 | 4038141 | RHEEM SALES COMPANY, INC. | 14AJM36 | AC | Split System: Air-Cooled Condensing Unit, Coil with Blower | 14AJM36 |  | RCFL-A*3821 | 13 | 16 | Yes | Yes | 2011-01-21 |  | 2
FALSE | 14AJM36 | 38 | 4038190 | RHEEM SALES COMPANY, INC. | 14AJM36 | AC | Split System: Air-Cooled Condensing Unit, Coil with Blower | 14AJM36 |  | RCFN-H*3624 | 13 | 16 | Yes | Yes | 2011-01-21 |  | 2
FALSE | 14AJM36 | 38 | 4038191 | RHEEM SALES COMPANY, INC. | 14AJM36 | AC | Split System: Air-Cooled Condensing Unit, Coil with Blower | 14AJM36 |  | RCFN-H*3624 | 13 | 16 | Yes | Yes | 2011-01-21 |  | 2
FALSE | 14AJM36 | 38 | 4038192 | RHEEM SALES COMPANY, INC. | 14AJM36 | AC | Split System: Air-Cooled Condensing Unit, Coil with Blower | 14AJM36 |  | RCFN-H*3624 | 13 | 16 | Yes | Yes | 2011-01-21 |  | 2
FALSE | 14AJM36 | 38 | 4038193 | RHEEM SALES COMPANY, INC. | 14AJM36 | AC | Split System: Air-Cooled Condensing Unit, Coil with Blower | 14AJM36 |  | RCFN-H*3624 | 13 | 16 | Yes | Yes | 2011-01-21 |  | 2
FALSE | 14AJM36 | 38 | 4038194 | RHEEM SALES COMPANY, INC. | 14AJM36 | AC | Split System: Air-Cooled Condensing Unit, Coil with Blower | 14AJM36 |  | RCFN-H*3624 | 13 | 16 | Yes | Yes | 2011-01-21 |  | 2
FALSE | 14AJM36 | 38 | 4038195 | RHEEM SALES COMPANY, INC. | 14AJM36 | AC | Split System: Air-Cooled Condensing Unit, Coil with Blower | 14AJM36 |  | RCFN-H*3624 | 13 | 16 | Yes | Yes | 2011-01-21 |  | 2
FALSE | 14AJM36 | 38 | 4038201 | RHEEM SALES COMPANY, INC. | 14AJM36 | AC | Split System: Air-Cooled Condensing Unit, Coil with Blower | 14AJM36 |  | RCQD-3621 | 12.5 | 15.1 | Yes | Yes | 2011-01-21 |  | 1
FALSE | 14AJM36 | 38 | 4038203 | RHEEM SALES COMPANY, INC. | 14AJM36 | AC | Split System: Air-Cooled Condensing Unit, Coil with Blower | 14AJM36 |  | RCQD-3621 | 13 | 16 | Yes | Yes | 2011-01-21 |  | 2
FALSE | 14AJM36 | 38 | 4038204 | RHEEM SALES COMPANY, INC. | 14AJM36 | AC | Split System: Air-Cooled Condensing Unit, Coil with Blower | 14AJM36 |  | RCQD-3621 | 13 | 16 | Yes | Yes | 2011-01-21 |  | 2
FALSE | 14AJM36 | 38 | 4038210 | RHEEM SALES COMPANY, INC. | 14AJM36 | AC | Split System: Air-Cooled Condensing Unit, Coil with Blower | 14AJM36 |  | RCQD-3624 | 13 | 16 | Yes | Yes | 2011-01-21 |  | 2
FALSE | 14AJM36 | 38 | 4038211 | RHEEM SALES COMPANY, INC. | 14AJM36 | AC | Split System: Air-Cooled Condensing Unit, Coil with Blower | 14AJM36 |  | RCQD-3624 | 13 | 16 | Yes | Yes | 2011-01-21 |  | 2
FALSE | 14AJM36 | 38 | 4038212 | RHEEM SALES COMPANY, INC. | 14AJM36 | AC | Split System: Air-Cooled Condensing Unit, Coil with Blower | 14AJM36 |  | RCQD-3624 | 13 | 16 | Yes | Yes | 2011-01-21 |  | 2
FALSE | 14AJM42 | 4530 | 4038219 | RHEEM SALES COMPANY, INC. | 14AJM42 | AC | Split System: Air-Cooled Condensing Unit, Coil with Blower | 14AJM42 |  | RCFL-A*3821 | 12.5 | 15.5 | Yes | Yes | 2011-01-21 |  | 1
FALSE | 14AJM42 | 4530 | 4038220 | RHEEM SALES COMPANY, INC. | 14AJM42 | AC | Split System: Air-Cooled Condensing Unit, Coil with Blower | 14AJM42 |  | RCFL-A*3821 | 13 | 15.5 | Yes | Yes | 2011-01-21 |  | 1
FALSE | 14AJM42 | 4530 | 4038221 | RHEEM SALES COMPANY, INC. | 14AJM42 | AC | Split System: Air-Cooled Condensing Unit, Coil with Blower | 14AJM42 |  | RCFL-A*3821 | 12 | 14.5 | Yes | Yes | 2011-01-21 |  | 0
FALSE | 14AJM42 | 4530 | 4038223 | RHEEM SALES COMPANY, INC. | 14AJM42 | AC | Split System: Air-Cooled Condensing Unit, Coil with Blower | 14AJM42 |  | RCFL-A*3821 | 13 | 15.5 | Yes | Yes | 2011-01-21 |  | 1
FALSE | 14AJM42 | 4530 | 4038224 | RHEEM SALES COMPANY, INC. | 14AJM42 | AC | Split System: Air-Cooled Condensing Unit, Coil with Blower | 14AJM42 |  | RCFL-A*3821 | 13 | 15.5 | Yes | Yes | 2011-01-21 |  | 1
FALSE | 14AJM42 | 4530 | 4038231 | RHEEM SALES COMPANY, INC. | 14AJM42 | AC | Split System: Air-Cooled Condensing Unit, Coil with Blower | 14AJM42 |  | RCFL-A*4821 | 12.5 | 15.1 | Yes | Yes | 2011-01-21 |  | 1
FALSE | 14AJM42 | 4530 | 4038232 | RHEEM SALES COMPANY, INC. | 14AJM42 | AC | Split System: Air-Cooled Condensing Unit, Coil with Blower | 14AJM42 |  | RCFL-A*4821 | 13 | 15.5 | Yes | Yes | 2011-01-21 |  | 1
FALSE | 14AJM42 | 4530 | 4038270 | RHEEM SALES COMPANY, INC. | 14AJM42 | AC | Split System: Air-Cooled Condensing Unit, Coil with Blower | 14AJM42 |  | RCFL-H*3824 | 13 | 15.5 | Yes | Yes | 2011-01-21 |  | 1
FALSE | 14AJM42 | 4530 | 4038277 | RHEEM SALES COMPANY, INC. | 14AJM42 | AC | Split System: Air-Cooled Condensing Unit, Coil with Blower | 14AJM42 |  | RCFL-H*4821 | 12.5 | 15.1 | Yes | Yes | 2011-01-21 |  | 1
FALSE | 14AJM42 | 4530 | 4038278 | RHEEM SALES COMPANY, INC. | 14AJM42 | AC | Split System: Air-Cooled Condensing Unit, Coil with Blower | 14AJM42 |  | RCFL-H*4821 | 13 | 15.5 | Yes | Yes | 2011-01-21 |  | 1
FALSE | 14AJM42 | 4530 | 4038279 | RHEEM SALES COMPANY, INC. | 14AJM42 | AC | Split System: Air-Cooled Condensing Unit, Coil with Blower | 14AJM42 |  | RCFL-H*4821 | 12 | 14.5 | Yes | Yes | 2011-01-21 |  | 0
FALSE | 14AJM42 | 4530 | 4038281 | RHEEM SALES COMPANY, INC. | 14AJM42 | AC | Split System: Air-Cooled Condensing Unit, Coil with Blower | 14AJM42 |  | RCFL-H*4821 | 13 | 15.5 | Yes | Yes | 2011-01-21 |  | 1
FALSE | 14AJM42 | 4530 | 4038282 | RHEEM SALES COMPANY, INC. | 14AJM42 | AC | Split System: Air-Cooled Condensing Unit, Coil with Blower | 14AJM42 |  | RCFL-H*4821 | 13 | 15.5 | Yes | Yes | 2011-01-21 |  | 1
FALSE | 14AJM42 | 4530 | 4038288 | RHEEM SALES COMPANY, INC. | 14AJM42 | AC | Split System: Air-Cooled Condensing Unit, Coil with Blower | 14AJM42 |  | RCFL-H*4824 | 12.5 | 15.1 | Yes | Yes | 2011-01-21 |  | 1
FALSE | 14AJM42 | 4530 | 4038289 | RHEEM SALES COMPANY, INC. | 14AJM42 | AC | Split System: Air-Cooled Condensing Unit, Coil with Blower | 14AJM42 |  | RCFL-H*4824 | 13 | 15.5 | Yes | Yes | 2011-01-21 |  | 1
FALSE | 14AJM42 | 4530 | 4038290 | RHEEM SALES COMPANY, INC. | 14AJM42 | AC | Split System: Air-Cooled Condensing Unit, Coil with Blower | 14AJM42 |  | RCFL-H*4824 | 12.5 | 15.1 | Yes | Yes | 2011-01-21 |  | 1
FALSE | 14AJM42 | 4530 | 4038291 | RHEEM SALES COMPANY, INC. | 14AJM42 | AC | Split System: Air-Cooled Condensing Unit, Coil with Blower | 14AJM42 |  | RCFL-H*4824 | 13 | 15.5 | Yes | Yes | 2011-01-21 |  | 1
FALSE | 14AJM42 | 4530 | 4038292 | RHEEM SALES COMPANY, INC. | 14AJM42 | AC | Split System: Air-Cooled Condensing Unit, Coil with Blower | 14AJM42 |  | RCFL-H*4824 | 13 | 15.5 | Yes | Yes | 2011-01-21 |  | 1
FALSE | 14AJM42 | 4530 | 4038293 | RHEEM SALES COMPANY, INC. | 14AJM42 | AC | Split System: Air-Cooled Condensing Unit, Coil with Blower | 14AJM42 |  | RCFL-H*4824 | 13 | 15.5 | Yes | Yes | 2011-01-21 |  | 1
FALSE | 14AJM42 | 4530 | 4038299 | RHEEM SALES COMPANY, INC. | 14AJM42 | AC | Split System: Air-Cooled Condensing Unit, Coil with Blower | 14AJM42 |  | RCFN-H*4824 | 12.5 | 15 | Yes | Yes | 2011-01-21 |  | 1
FALSE | 14AJM42 | 4530 | 4038300 | RHEEM SALES COMPANY, INC. | 14AJM42 | AC | Split System: Air-Cooled Condensing Unit, Coil with Blower | 14AJM42 |  | RCFN-H*4824 | 13 | 15.5 | Yes | Yes | 2011-01-21 |  | 1
FALSE | 14AJM42 | 4530 | 4038301 | RHEEM SALES COMPANY, INC. | 14AJM42 | AC | Split System: Air-Cooled Condensing Unit, Coil with Blower | 14AJM42 |  | RCFN-H*4824 | 13 | 15.5 | Yes | Yes | 2011-01-21 |  | 1
FALSE | 14AJM42 | 4530 | 4038302 | RHEEM SALES COMPANY, INC. | 14AJM42 | AC | Split System: Air-Cooled Condensing Unit, Coil with Blower | 14AJM42 |  | RCFN-H*4824 | 13 | 15.5 | Yes | Yes | 2011-01-21 |  | 1
FALSE | 14AJM42 | 4530 | 4038303 | RHEEM SALES COMPANY, INC. | 14AJM42 | AC | Split System: Air-Cooled Condensing Unit, Coil with Blower | 14AJM42 |  | RCFN-H*4824 | 13 | 15.5 | Yes | Yes | 2011-01-21 |  | 1
FALSE | 14AJM42 | 4530 | 4038304 | RHEEM SALES COMPANY, INC. | 14AJM42 | AC | Split System: Air-Cooled Condensing Unit, Coil with Blower | 14AJM42 |  | RCFN-H*4824 | 13 | 15.5 | Yes | Yes | 2011-01-21 |  | 1
FALSE | 14AJM42 | 4530 | 4038311 | RHEEM SALES COMPANY, INC. | 14AJM42 | AC | Split System: Air-Cooled Condensing Unit, Coil with Blower | 14AJM42 |  | RCQD-4821 | 12.5 | 15.1 | Yes | Yes | 2011-01-21 |  | 1
FALSE | 14AJM42 | 4530 | 4038312 | RHEEM SALES COMPANY, INC. | 14AJM42 | AC | Split System: Air-Cooled Condensing Unit, Coil with Blower | 14AJM42 |  | RCQD-4821 | 12.5 | 15.1 | Yes | Yes | 2011-01-21 |  | 1
FALSE | 14AJM48 | 58 | 4038353 | RHEEM SALES COMPANY, INC. | 14AJM48 | AC | Split System: Air-Cooled Condensing Unit, Coil with Blower | 14AJM48 |  | RCQD-4824 | 12.5 | 15 | Yes | Yes | 2011-01-21 |  | 1
FALSE | 14AJM48 | 58 | 4038354 | RHEEM SALES COMPANY, INC. | 14AJM48 | AC | Split System: Air-Cooled Condensing Unit, Coil with Blower | 14AJM48 |  | RCQD-4824 | 12 | 14.5 | Yes | Yes | 2011-01-21 |  | 0
FALSE | 14AJM48 | 58 | 4038355 | RHEEM SALES COMPANY, INC. | 14AJM48 | AC | Split System: Air-Cooled Condensing Unit, Coil with Blower | 14AJM48 |  | RCQD-4824 | 12 | 14.5 | Yes | Yes | 2011-01-21 |  | 0
FALSE | 14AJM49 | 4536 | 4038359 | RHEEM SALES COMPANY, INC. | 14AJM49 | AC | Split System: Air-Cooled Condensing Unit, Coil with Blower | 14AJM49 |  | RCFL-A*4821 | 12.5 | 15.1 | Yes | Yes | 2011-01-21 |  | 1
FALSE | 14AJM49 | 4536 | 4038360 | RHEEM SALES COMPANY, INC. | 14AJM49 | AC | Split System: Air-Cooled Condensing Unit, Coil with Blower | 14AJM49 |  | RCFL-A*4821 | 12.5 | 15.1 | Yes | Yes | 2011-01-21 |  | 1
FALSE | 14AJM49 | 4536 | 4038362 | RHEEM SALES COMPANY, INC. | 14AJM49 | AC | Split System: Air-Cooled Condensing Unit, Coil with Blower | 14AJM49 |  | RCFL-A*4821 | 12.5 | 15.1 | Yes | Yes | 2011-01-21 |  | 1
FALSE | 14AJM49 | 4536 | 4038363 | RHEEM SALES COMPANY, INC. | 14AJM49 | AC | Split System: Air-Cooled Condensing Unit, Coil with Blower | 14AJM49 |  | RCFL-A*4821 | 12.5 | 15.1 | Yes | Yes | 2011-01-21 |  | 1
FALSE | 14AJM49 | 4536 | 4038367 | RHEEM SALES COMPANY, INC. | 14AJM49 | AC | Split System: Air-Cooled Condensing Unit, Coil with Blower | 14AJM49 |  | RCFL-A*4824 | 12.5 | 15.1 | Yes | Yes | 2011-01-21 |  | 1
FALSE | 14AJM49 | 4536 | 4038368 | RHEEM SALES COMPANY, INC. | 14AJM49 | AC | Split System: Air-Cooled Condensing Unit, Coil with Blower | 14AJM49 |  | RCFL-A*4824 | 12.5 | 15.1 | Yes | Yes | 2011-01-21 |  | 1
FALSE | 14AJM49 | 4536 | 4038369 | RHEEM SALES COMPANY, INC. | 14AJM49 | AC | Split System: Air-Cooled Condensing Unit, Coil with Blower | 14AJM49 |  | RCFL-A*4824 | 13 | 15.5 | Yes | Yes | 2011-01-21 |  | 1
FALSE | 14AJM49 | 4536 | 4038370 | RHEEM SALES COMPANY, INC. | 14AJM49 | AC | Split System: Air-Cooled Condensing Unit, Coil with Blower | 14AJM49 |  | RCFL-A*4824 | 12.5 | 15.1 | Yes | Yes | 2011-01-21 |  | 1
FALSE | 14AJM49 | 4536 | 4038371 | RHEEM SALES COMPANY, INC. | 14AJM49 | AC | Split System: Air-Cooled Condensing Unit, Coil with Blower | 14AJM49 |  | RCFL-A*4824 | 12.5 | 15.1 | Yes | Yes | 2011-01-21 |  | 1
FALSE | 14AJM49 | 4536 | 4038372 | RHEEM SALES COMPANY, INC. | 14AJM49 | AC | Split System: Air-Cooled Condensing Unit, Coil with Blower | 14AJM49 |  | RCFL-A*4824 | 13 | 15.5 | Yes | Yes | 2011-01-21 |  | 1
FALSE | 14AJM49 | 4536 | 4038377 | RHEEM SALES COMPANY, INC. | 14AJM49 | AC | Split System: Air-Cooled Condensing Unit, Coil with Blower | 14AJM49 |  | RCFL-H*4821 | 12.5 | 15.1 | Yes | Yes | 2011-01-21 |  | 1
FALSE | 14AJM49 | 4536 | 4038378 | RHEEM SALES COMPANY, INC. | 14AJM49 | AC | Split System: Air-Cooled Condensing Unit, Coil with Blower | 14AJM49 |  | RCFL-H*4821 | 12.5 | 15.1 | Yes | Yes | 2011-01-21 |  | 1
FALSE | 14AJM49 | 4536 | 4038380 | RHEEM SALES COMPANY, INC. | 14AJM49 | AC | Split System: Air-Cooled Condensing Unit, Coil with Blower | 14AJM49 |  | RCFL-H*4821 | 12.5 | 15.1 | Yes | Yes | 2011-01-21 |  | 1
FALSE | 14AJM49 | 4536 | 4038381 | RHEEM SALES COMPANY, INC. | 14AJM49 | AC | Split System: Air-Cooled Condensing Unit, Coil with Blower | 14AJM49 |  | RCFL-H*4821 | 12.5 | 15.1 | Yes | Yes | 2011-01-21 |  | 1
FALSE | 14AJM49 | 4536 | 4038385 | RHEEM SALES COMPANY, INC. | 14AJM49 | AC | Split System: Air-Cooled Condensing Unit, Coil with Blower | 14AJM49 |  | RCFL-H*4824 | 12.5 | 15.1 | Yes | Yes | 2011-01-21 |  | 1
FALSE | 14AJM49 | 4536 | 4038386 | RHEEM SALES COMPANY, INC. | 14AJM49 | AC | Split System: Air-Cooled Condensing Unit, Coil with Blower | 14AJM49 |  | RCFL-H*4824 | 12.5 | 15.1 | Yes | Yes | 2011-01-21 |  | 1
FALSE | 14AJM49 | 4536 | 4038387 | RHEEM SALES COMPANY, INC. | 14AJM49 | AC | Split System: Air-Cooled Condensing Unit, Coil with Blower | 14AJM49 |  | RCFL-H*4824 | 13 | 15.5 | Yes | Yes | 2011-01-21 |  | 1
FALSE | 14AJM56 | 4543 | 4038419 | RHEEM SALES COMPANY, INC. | 14AJM56 | AC | Split System: Air-Cooled Condensing Unit, Coil with Blower | 14AJM56 |  | RCFL-H*6024 | 12.5 | 15.1 | Yes | Yes | 2011-01-21 |  | 1
FALSE | 14AJM56 | 4543 | 4038420 | RHEEM SALES COMPANY, INC. | 14AJM56 | AC | Split System: Air-Cooled Condensing Unit, Coil with Blower | 14AJM56 |  | RCFL-H*6024 | 12.5 | 15.1 | Yes | Yes | 2011-01-21 |  | 1
FALSE | 14AJM56 | 4543 | 4038421 | RHEEM SALES COMPANY, INC. | 14AJM56 | AC | Split System: Air-Cooled Condensing Unit, Coil with Blower | 14AJM56 |  | RCFL-H*6024 | 12 | 14.5 | Yes | Yes | 2011-01-21 |  | 0
FALSE | 14AJM56 | 4543 | 4038423 | RHEEM SALES COMPANY, INC. | 14AJM56 | AC | Split System: Air-Cooled Condensing Unit, Coil with Blower | 14AJM56 |  | RCFN-H*6024 | 12 | 14.5 | Yes | Yes | 2011-01-21 |  | 0
FALSE | 14AJM56 | 4543 | 4038424 | RHEEM SALES COMPANY, INC. | 14AJM56 | AC | Split System: Air-Cooled Condensing Unit, Coil with Blower | 14AJM56 |  | RCFN-H*6024 | 12.5 | 15.1 | Yes | Yes | 2011-01-21 |  | 1
FALSE | 14AJM56 | 4543 | 4038425 | RHEEM SALES COMPANY, INC. | 14AJM56 | AC | Split System: Air-Cooled Condensing Unit, Coil with Blower | 14AJM56 |  | RCFN-H*6024 | 12 | 14.5 | Yes | Yes | 2011-01-21 |  | 0
FALSE | 14AJM56 | 4543 | 4038426 | RHEEM SALES COMPANY, INC. | 14AJM56 | AC | Split System: Air-Cooled Condensing Unit, Coil with Blower | 14AJM56 |  | RCFN-H*6024 | 12 | 14.5 | Yes | Yes | 2011-01-21 |  | 0
FALSE | 14AJM60 | 66 | 4038434 | RHEEM SALES COMPANY, INC. | 14AJM60 | AC | Split System: Air-Cooled Condensing Unit, Coil with Blower | 14AJM60 |  | RCFL-A*6024 | 12 | 14.5 | Yes | Yes | 2011-01-21 |  | 0
FALSE | 14AJM60 | 66 | 4038436 | RHEEM SALES COMPANY, INC. | 14AJM60 | AC | Split System: Air-Cooled Condensing Unit, Coil with Blower | 14AJM60 |  | RCFL-H*6024 | 12 | 14.5 | Yes | Yes | 2011-01-21 |  | 0
FALSE | 14AJM60 | 66 | 4038438 | RHEEM SALES COMPANY, INC. | 14AJM60 | AC | Split System: Air-Cooled Condensing Unit, Coil with Blower | 14AJM60 |  | RCFN-H*6024 | 12 | 14.5 | Yes | Yes | 2011-01-21 |  | 0
FALSE | 14ACX-036-230-15 | 2264 | 4038509 | LENNOX INDUSTRIES, INC. | 14ACX-036-230-11 | AC | Split System: Air-Cooled Condensing Unit, Coil with Blower | 14ACX-036-230-11 |  | CX34-42+TDR | 12.5 | 15 | Yes | Yes | 2011-01-21 |  | 1
FALSE | 14ACX-036-230-15 | 2264 | 4038510 | LENNOX INDUSTRIES, INC. | 14ACX-036-230-11 | AC | Split System: Air-Cooled Condensing Unit, Coil with Blower | 14ACX-036-230-11 |  | CX34-43+TDR | 13 | 16 | Yes | Yes | 2011-01-21 |  | 2
FALSE | 14ACX-036-230-15 | 2264 | 4038511 | LENNOX INDUSTRIES, INC. | 14ACX-036-230-11 | AC | Split System: Air-Cooled Condensing Unit, Coil with Blower | 14ACX-036-230-11 |  | CX34-44/48+TDR | 13 | 15.5 | Yes | Yes | 2011-01-21 |  | 1
FALSE | 14ACX-036-230-15 | 2264 | 4038512 | LENNOX INDUSTRIES, INC. | 14ACX-036-230-11 | AC | Split System: Air-Cooled Condensing Unit, Coil with Blower | 14ACX-036-230-11 |  | CH33-31+TDR+TXV | 12.5 | 15.5 | Yes | Yes | 2011-01-21 |  | 1
FALSE | 14ACX-036-230-15 | 2264 | 4038513 | LENNOX INDUSTRIES, INC. | 14ACX-036-230-11 | AC | Split System: Air-Cooled Condensing Unit, Coil with Blower | 14ACX-036-230-11 |  | CH33-36+TDR+TXV | 12.5 | 15 | Yes | Yes | 2011-01-21 |  | 1
FALSE | 14ACX-036-230-15 | 2264 | 4038514 | LENNOX INDUSTRIES, INC. | 14ACX-036-230-11 | AC | Split System: Air-Cooled Condensing Unit, Coil with Blower | 14ACX-036-230-11 |  | CH33-42+TDR+TXV | 12.5 | 15 | Yes | Yes | 2011-01-21 |  | 1
FALSE | 14ACX-036-230-15 | 2264 | 4038515 | LENNOX INDUSTRIES, INC. | 14ACX-036-230-11 | AC | Split System: Air-Cooled Condensing Unit, Coil with Blower | 14ACX-036-230-11 |  | CH33-43+TDR+TXV | 13 | 15.5 | Yes | Yes | 2011-01-21 |  | 1
FALSE | 14ACX-036-230-15 | 2264 | 4038516 | LENNOX INDUSTRIES, INC. | 14ACX-036-230-11 | AC | Split System: Air-Cooled Condensing Unit, Coil with Blower | 14ACX-036-230-11 |  | C33-31+TDR+TXV | 12.5 | 15 | Yes | Yes | 2011-01-21 |  | 1
FALSE | 14ACX-036-230-15 | 2264 | 4038517 | LENNOX INDUSTRIES, INC. | 14ACX-036-230-11 | AC | Split System: Air-Cooled Condensing Unit, Coil with Blower | 14ACX-036-230-11 |  | C33-36+TDR+TXV | 12.5 | 15 | Yes | Yes | 2011-01-21 |  | 1
FALSE | 14ACX-036-230-15 | 2264 | 4038518 | LENNOX INDUSTRIES, INC. | 14ACX-036-230-11 | AC | Split System: Air-Cooled Condensing Unit, Coil with Blower | 14ACX-036-230-11 |  | C33-38+TDR+TXV | 13 | 15.5 | Yes | Yes | 2011-01-21 |  | 1
FALSE | 14ACX-036-230-15 | 2264 | 4038519 | LENNOX INDUSTRIES, INC. | 14ACX-036-230-11 | AC | Split System: Air-Cooled Condensing Unit, Coil with Blower | 14ACX-036-230-11 |  | C33-42+TDR+TXV | 12.5 | 15 | Yes | Yes | 2011-01-21 |  | 1
FALSE | 14ACX-036-230-15 | 2264 | 4038520 | LENNOX INDUSTRIES, INC. | 14ACX-036-230-11 | AC | Split System: Air-Cooled Condensing Unit, Coil with Blower | 14ACX-036-230-11 |  | C33-43+TDR+TXV | 13 | 16 | Yes | Yes | 2011-01-21 |  | 2
FALSE | XC14-041-230* | 2272 | 4038521 | LENNOX INDUSTRIES, INC. | 14ACX-041-230* | AC | Split System: Air-Cooled Condensing Unit, Coil with Blower | 14ACX-041-230* |  | CH33-43B+TDR+TXV | 13 | 15.7 | Yes | Yes | 2011-01-21 |  | 1
FALSE | TSA042H4N4*Y | 2280 | 4038523 | LENNOX INDUSTRIES, INC. | 14ACX-042-230-11 | AC | Split System: Air-Cooled Condensing Unit, Coil with Blower | 14ACX-042-230-11 |  | CX34-38+TDR | 12.5 | 14.5 | Yes | Yes | 2011-01-21 |  | 0
FALSE | TSA042H4N4*Y | 2280 | 4038525 | LENNOX INDUSTRIES, INC. | 14ACX-042-230-11 | AC | Split System: Air-Cooled Condensing Unit, Coil with Blower | 14ACX-042-230-11 |  | CX34-43+TDR | 12.5 | 14.5 | Yes | Yes | 2011-01-21 |  | 0
FALSE | TSA042H4N4*Y | 2280 | 4038526 | LENNOX INDUSTRIES, INC. | 14ACX-042-230-11 | AC | Split System: Air-Cooled Condensing Unit, Coil with Blower | 14ACX-042-230-11 |  | CX34-44/48+TDR | 12 | 14.5 | Yes | Yes | 2011-01-21 |  | 0
FALSE | TSA042H4N4*Y | 2280 | 4038527 | LENNOX INDUSTRIES, INC. | 14ACX-042-230-11 | AC | Split System: Air-Cooled Condensing Unit, Coil with Blower | 14ACX-042-230-11 |  | CH33-43+TDR+TXV | 12.5 | 15 | Yes | Yes | 2011-01-21 |  | 1
FALSE | TSA042H4N4*Y | 2280 | 4038528 | LENNOX INDUSTRIES, INC. | 14ACX-042-230-11 | AC | Split System: Air-Cooled Condensing Unit, Coil with Blower | 14ACX-042-230-11 |  | CH33-44/48+TDR+TXV | 12.5 | 14.5 | Yes | Yes | 2011-01-21 |  | 0
FALSE | TSA036S4N*G | 2270 | 4038567 | LENNOX INDUSTRIES, INC. | XC13-036-230-03 | AC | Split System: Air-Cooled Condensing Unit, Coil with Blower | XC13-036-230-03 |  | C33-43+TDR+TXV | 12 | 14.5 | Yes | Yes | 2011-01-21 |  | 0
FALSE | TSA036S4N*G | 2270 | 4038568 | LENNOX INDUSTRIES, INC. | XC13-036-230-03 | AC | Split System: Air-Cooled Condensing Unit, Coil with Blower | XC13-036-230-03 |  | CH33-43+TDR+TXV | 12 | 14.5 | Yes | Yes | 2011-01-21 |  | 0
FALSE | TSA036S4N*G | 2270 | 4038572 | LENNOX INDUSTRIES, INC. | XC13-036-230-03 | AC | Split System: Air-Cooled Condensing Unit, Coil with Blower | XC13-036-230-03 |  | CX34-43+TDR | 12 | 14.5 | Yes | Yes | 2011-01-21 |  | 0
FALSE | XC13N042-230-** | 2288 | 4038584 | LENNOX INDUSTRIES, INC. | XC13-042-230-03 | AC | Split System: Air-Cooled Condensing Unit, Coil with Blower | XC13-042-230-03 |  | C33-43+TDR+TXV | 12 | 14.5 | Yes | Yes | 2011-01-21 |  | 0
FALSE | XC13N042-230-** | 2288 | 4038589 | LENNOX INDUSTRIES, INC. | XC13-042-230-03 | AC | Split System: Air-Cooled Condensing Unit, Coil with Blower | XC13-042-230-03 |  | CH33-43+TDR+TXV | 12 | 14.5 | Yes | Yes | 2011-01-21 |  | 0
FALSE | XC13N042-230-** | 2288 | 4038596 | LENNOX INDUSTRIES, INC. | XC13-042-230-03 | AC | Split System: Air-Cooled Condensing Unit, Coil with Blower | XC13-042-230-03 |  | CX34-43+TDR | 12 | 14.5 | Yes | Yes | 2011-01-21 |  | 0
FALSE | 14ACX-036-230-15 | 2264 | 4038626 | LENNOX INDUSTRIES, INC. | XC14-036-230-03 | AC | Split System: Air-Cooled Condensing Unit, Coil with Blower | XC14-036-230-03 |  | CX34-31+TDR | 12.7 | 15.2 | Yes | Yes | 2011-01-21 |  | 1
FALSE | TSA042H4N4*Y | 2280 | 4038646 | LENNOX INDUSTRIES, INC. | XC14-042-230* | AC | Split System: Air-Cooled Condensing Unit, Coil with Blower | XC14-042-230* |  | CX34-43+TDR | 12.5 | 14.7 | Yes | Yes | 2011-01-21 |  | 0
FALSE | TSA042H4N4*Y | 2280 | 4038647 | LENNOX INDUSTRIES, INC. | XC14-042-230* | AC | Split System: Air-Cooled Condensing Unit, Coil with Blower | XC14-042-230* |  | CH33-43+TDR+TXV | 12.7 | 15 | Yes | Yes | 2011-01-21 |  | 1
FALSE | TSA042H4N4*Y | 2280 | 4038648 | LENNOX INDUSTRIES, INC. | XC14-042-230* | AC | Split System: Air-Cooled Condensing Unit, Coil with Blower | XC14-042-230* |  | CH33-44/48+TDR+TXV | 12.5 | 14.7 | Yes | Yes | 2011-01-21 |  | 0
FALSE | TSA042H4N4*Y | 2280 | 4038649 | LENNOX INDUSTRIES, INC. | XC14-042-230* | AC | Split System: Air-Cooled Condensing Unit, Coil with Blower | XC14-042-230* |  | C33-48+TDR+TXV | 12.2 | 14.5 | Yes | Yes | 2011-01-21 |  | 0
FALSE | TSA042H4N4*Y | 2280 | 4038651 | LENNOX INDUSTRIES, INC. | XC14-042-230* | AC | Split System: Air-Cooled Condensing Unit, Coil with Blower | XC14-042-230* |  | C33-38+TDR+TXV | 12.5 | 14.7 | Yes | Yes | 2011-01-21 |  | 0
FALSE | TSA042H4N4*Y | 2280 | 4038653 | LENNOX INDUSTRIES, INC. | XC14-042-230* | AC | Split System: Air-Cooled Condensing Unit, Coil with Blower | XC14-042-230* |  | C33-43+TDR+TXV | 12.5 | 14.7 | Yes | Yes | 2011-01-21 |  | 0
FALSE | XC14-047-230* | 2292 | 4038654 | LENNOX INDUSTRIES, INC. | XC14-047-230* | AC | Split System: Air-Cooled Condensing Unit, Coil with Blower | XC14-047-230* |  | CX34-43+TDR | 12.5 | 14.7 | Yes | Yes | 2011-01-21 |  | 0
FALSE | XC14-047-230* | 2292 | 4038655 | LENNOX INDUSTRIES, INC. | XC14-047-230* | AC | Split System: Air-Cooled Condensing Unit, Coil with Blower | XC14-047-230* |  | CX34-44/48+TDR | 12.2 | 14.5 | Yes | Yes | 2011-01-21 |  | 0
FALSE | XC14-047-230* | 2292 | 4038656 | LENNOX INDUSTRIES, INC. | XC14-047-230* | AC | Split System: Air-Cooled Condensing Unit, Coil with Blower | XC14-047-230* |  | CH33-43+TDR+TXV | 12.7 | 15.2 | Yes | Yes | 2011-01-21 |  | 1
FALSE | XC14-047-230* | 2292 | 4038657 | LENNOX INDUSTRIES, INC. | XC14-047-230* | AC | Split System: Air-Cooled Condensing Unit, Coil with Blower | XC14-047-230* |  | CH33-44/48+TDR+TXV | 12 | 14.5 | Yes | Yes | 2011-01-21 |  | 0
FALSE | XC14-048-230-08 | 2298 | 4038660 | LENNOX INDUSTRIES, INC. | XC14-048-230* | AC | Split System: Air-Cooled Condensing Unit, Coil with Blower | XC14-048-230* |  | CH33-43+TDR+TXV | 12 | 14.5 | Yes | Yes | 2011-01-21 |  | 0
FALSE | 14AJM30 | 4513 | 4038713 | RUUD AIR CONDITIONING DIVISION | 14AJM30 | AC | Split System: Air-Cooled Condensing Unit, Coil with Blower | 14AJM30 |  | RCFL-A*3621 | 13 | 16 | Yes | Yes | 2011-03-08 |  | 2
FALSE | 14AJM30 | 4513 | 4038751 | RUUD AIR CONDITIONING DIVISION | 14AJM30 | AC | Split System: Air-Cooled Condensing Unit, Coil with Blower | 14AJM30 |  | RCQD-3624 | 13 | 16 | Yes | Yes | 2011-03-08 |  | 2
FALSE | 14AJM30 | 4513 | 4038752 | RUUD AIR CONDITIONING DIVISION | 14AJM30 | AC | Split System: Air-Cooled Condensing Unit, Coil with Blower | 14AJM30 |  | RCFL-H*3824 | 13 | 16 | Yes | Yes | 2011-03-08 |  | 2
FALSE | 14AJM30 | 4513 | 4038753 | RUUD AIR CONDITIONING DIVISION | 14AJM30 | AC | Split System: Air-Cooled Condensing Unit, Coil with Blower | 14AJM30 |  | RCQD-3624 | 13 | 16 | Yes | Yes | 2011-03-08 |  | 2
FALSE | XC17-036-230-** | 2261 | 4038755 | LENNOX INDUSTRIES, INC. | XC17-036-230* | AC | Split System: Air-Cooled Condensing Unit, Coil with Blower | XC17-036-230* |  | CH33-36B+TDR+TXV | 13.5 | 16 | Yes | Yes | 2011-01-21 |  | 2
FALSE | XC17-036-230-** | 2261 | 4038759 | LENNOX INDUSTRIES, INC. | XC17-036-230* | AC | Split System: Air-Cooled Condensing Unit, Coil with Blower | XC17-036-230* |  | CH33-42+TDR+TXV | 13.5 | 16 | Yes | Yes | 2011-01-21 |  | 2
FALSE | XC17-036-230-** | 2261 | 4038762 | LENNOX INDUSTRIES, INC. | XC17-036-230* | AC | Split System: Air-Cooled Condensing Unit, Coil with Blower | XC17-036-230* |  | CH33-43B+TDR+TXV | 14 | 16.7 | Yes | Yes | 2011-01-21 |  | 2
FALSE | XC17-036-230-** | 2261 | 4038766 | LENNOX INDUSTRIES, INC. | XC17-036-230* | AC | Split System: Air-Cooled Condensing Unit, Coil with Blower | XC17-036-230* |  | C33-43+TDR+TXV | 14 | 16.5 | Yes | Yes | 2011-01-21 |  | 2
FALSE | XC17-036-230-** | 2261 | 4038770 | LENNOX INDUSTRIES, INC. | XC17-036-230* | AC | Split System: Air-Cooled Condensing Unit, Coil with Blower | XC17-036-230* |  | C33-48+TDR+TXV | 13.7 | 16.5 | Yes | Yes | 2011-01-21 |  | 2
FALSE | XC17-036-230-** | 2261 | 4038774 | LENNOX INDUSTRIES, INC. | XC17-036-230* | AC | Split System: Air-Cooled Condensing Unit, Coil with Blower | XC17-036-230* |  | C33-42+TDR+TXV | 13.5 | 16 | Yes | Yes | 2011-01-21 |  | 2
FALSE | XC17-036-230-** | 2261 | 4038778 | LENNOX INDUSTRIES, INC. | XC17-036-230* | AC | Split System: Air-Cooled Condensing Unit, Coil with Blower | XC17-036-230* |  | C33-31+TDR+TXV | 13.5 | 16.2 | Yes | Yes | 2011-01-21 |  | 2
FALSE | XC17-036-230-** | 2261 | 4038782 | LENNOX INDUSTRIES, INC. | XC17-036-230* | AC | Split System: Air-Cooled Condensing Unit, Coil with Blower | XC17-036-230* |  | C33-36+TDR+TXV | 13.5 | 16 | Yes | Yes | 2011-01-21 |  | 2
FALSE | XC17-036-230-** | 2261 | 4038786 | LENNOX INDUSTRIES, INC. | XC17-036-230* | AC | Split System: Air-Cooled Condensing Unit, Coil with Blower | XC17-036-230* |  | C33-38+TDR+TXV | 14 | 16.5 | Yes | Yes | 2011-01-21 |  | 2
FALSE | 14AJM36 | 38 | 4038820 | RUUD AIR CONDITIONING DIVISION | 14AJM36 | AC | Split System: Air-Cooled Condensing Unit, Coil with Blower | 14AJM36 |  | RCFL-A*3621 | 12.5 | 15.1 | Yes | Yes | 2011-03-08 |  | 1
FALSE | 14AJM36 | 38 | 4038856 | RUUD AIR CONDITIONING DIVISION | 14AJM36 | AC | Split System: Air-Cooled Condensing Unit, Coil with Blower | 14AJM36 |  | RCFL-A*3621 | 13 | 15.5 | Yes | Yes | 2011-03-08 |  | 1
FALSE | XC17-048-230-** | 2300 | 4038857 | LENNOX INDUSTRIES, INC. | XC17-048-230* | AC | Split System: Air-Cooled Condensing Unit, Coil with Blower | XC17-048-230* |  | C33-48+TDR+TXV | 12.2 | 14.7 | Yes | Yes | 2011-01-21 |  | 0
FALSE | 14AJM36 | 38 | 4038858 | RUUD AIR CONDITIONING DIVISION | 14AJM36 | AC | Split System: Air-Cooled Condensing Unit, Coil with Blower | 14AJM36 |  | RCFL-A*3821 | 13 | 16 | Yes | Yes | 2011-03-08 |  | 2
FALSE | 14AJM36 | 38 | 4038859 | RUUD AIR CONDITIONING DIVISION | 14AJM36 | AC | Split System: Air-Cooled Condensing Unit, Coil with Blower | 14AJM36 |  | RCFL-H*3621 | 13 | 15.5 | Yes | Yes | 2011-03-08 |  | 1
FALSE | 14AJM36 | 38 | 4038860 | RUUD AIR CONDITIONING DIVISION | 14AJM36 | AC | Split System: Air-Cooled Condensing Unit, Coil with Blower | 14AJM36 |  | RCFL-H*3821 | 13 | 16 | Yes | Yes | 2011-03-08 |  | 2
FALSE | 14AJM36 | 38 | 4038862 | RUUD AIR CONDITIONING DIVISION | 14AJM36 | AC | Split System: Air-Cooled Condensing Unit, Coil with Blower | 14AJM36 |  | RCFL-H*3824 | 13 | 16 | Yes | Yes | 2011-03-08 |  | 2
FALSE | 14AJM36 | 38 | 4038863 | RUUD AIR CONDITIONING DIVISION | 14AJM36 | AC | Split System: Air-Cooled Condensing Unit, Coil with Blower | 14AJM36 |  | RCFN-H*3624 | 13 | 16 | Yes | Yes | 2011-03-08 |  | 2
FALSE | 14AJM36 | 38 | 4038864 | RUUD AIR CONDITIONING DIVISION | 14AJM36 | AC | Split System: Air-Cooled Condensing Unit, Coil with Blower | 14AJM36 |  | RCQD-3621 | 13 | 16 | Yes | Yes | 2011-03-08 |  | 2
FALSE | 14AJM36 | 38 | 4038866 | RUUD AIR CONDITIONING DIVISION | 14AJM36 | AC | Split System: Air-Cooled Condensing Unit, Coil with Blower | 14AJM36 |  | RCQD-3624 | 13 | 16 | Yes | Yes | 2011-03-08 |  | 2
FALSE | 14AJM36 | 38 | 4038867 | RUUD AIR CONDITIONING DIVISION | 14AJM36 | AC | Split System: Air-Cooled Condensing Unit, Coil with Blower | 14AJM36 |  | RCFL-H*3824 | 13 | 16 | Yes | Yes | 2011-03-08 |  | 2
FALSE | 14AJM36 | 38 | 4038869 | RUUD AIR CONDITIONING DIVISION | 14AJM36 | AC | Split System: Air-Cooled Condensing Unit, Coil with Blower | 14AJM36 |  | RCFN-H*3624 | 13 | 16 | Yes | Yes | 2011-03-08 |  | 2
FALSE | 14AJM36 | 38 | 4038870 | RUUD AIR CONDITIONING DIVISION | 14AJM36 | AC | Split System: Air-Cooled Condensing Unit, Coil with Blower | 14AJM36 |  | RCQD-3624 | 13 | 16 | Yes | Yes | 2011-03-08 |  | 2
FALSE | 14AJM42 | 4530 | 4038960 | RUUD AIR CONDITIONING DIVISION | 14AJM42 | AC | Split System: Air-Cooled Condensing Unit, Coil with Blower | 14AJM42 |  | RCFL-H*3824 | 12.5 | 15.5 | Yes | Yes | 2011-03-08 |  | 1
FALSE | 14AJM42 | 4530 | 4038961 | RUUD AIR CONDITIONING DIVISION | 14AJM42 | AC | Split System: Air-Cooled Condensing Unit, Coil with Blower | 14AJM42 |  | RCFL-H*4824 | 12.5 | 15.1 | Yes | Yes | 2011-03-08 |  | 1
FALSE | 14AJM42 | 4530 | 4038962 | RUUD AIR CONDITIONING DIVISION | 14AJM42 | AC | Split System: Air-Cooled Condensing Unit, Coil with Blower | 14AJM42 |  | RCFN-H*4824 | 13 | 15.5 | Yes | Yes | 2011-03-08 |  | 1
FALSE | 14AJM42 | 4530 | 4038964 | RUUD AIR CONDITIONING DIVISION | 14AJM42 | AC | Split System: Air-Cooled Condensing Unit, Coil with Blower | 14AJM42 |  | RCFL-A*3821 | 12 | 14.5 | Yes | Yes | 2011-03-08 |  | 0
FALSE | 14AJM42 | 4530 | 4038965 | RUUD AIR CONDITIONING DIVISION | 14AJM42 | AC | Split System: Air-Cooled Condensing Unit, Coil with Blower | 14AJM42 |  | RCFL-A*4821 | 12 | 14.5 | Yes | Yes | 2011-03-08 |  | 0
FALSE | 14AJM42 | 4530 | 4038966 | RUUD AIR CONDITIONING DIVISION | 14AJM42 | AC | Split System: Air-Cooled Condensing Unit, Coil with Blower | 14AJM42 |  | RCFL-H*3821 | 12 | 14.5 | Yes | Yes | 2011-03-08 |  | 0
FALSE | 14AJM42 | 4530 | 4038967 | RUUD AIR CONDITIONING DIVISION | 14AJM42 | AC | Split System: Air-Cooled Condensing Unit, Coil with Blower | 14AJM42 |  | RCFL-H*4821 | 12 | 14.5 | Yes | Yes | 2011-03-08 |  | 0
FALSE | 14AJM42 | 4530 | 4038976 | RUUD AIR CONDITIONING DIVISION | 14AJM42 | AC | Split System: Air-Cooled Condensing Unit, Coil with Blower | 14AJM42 |  | RCFL-A*3821 | 13 | 15.5 | Yes | Yes | 2011-03-08 |  | 1
FALSE | 14AJM42 | 4530 | 4038978 | RUUD AIR CONDITIONING DIVISION | 14AJM42 | AC | Split System: Air-Cooled Condensing Unit, Coil with Blower | 14AJM42 |  | RCFL-A*4821 | 13 | 15.5 | Yes | Yes | 2011-03-08 |  | 1
FALSE | 14AJM42 | 4530 | 4038979 | RUUD AIR CONDITIONING DIVISION | 14AJM42 | AC | Split System: Air-Cooled Condensing Unit, Coil with Blower | 14AJM42 |  | RCFL-A*4824 | 13 | 15.5 | Yes | Yes | 2011-03-08 |  | 1
FALSE | 14AJM42 | 4530 | 4038980 | RUUD AIR CONDITIONING DIVISION | 14AJM42 | AC | Split System: Air-Cooled Condensing Unit, Coil with Blower | 14AJM42 |  | RCFL-H*3821 | 13 | 15.5 | Yes | Yes | 2011-03-08 |  | 1
FALSE | 14AJM42 | 4530 | 4038982 | RUUD AIR CONDITIONING DIVISION | 14AJM42 | AC | Split System: Air-Cooled Condensing Unit, Coil with Blower | 14AJM42 |  | RCFL-H*3824 | 13 | 15.5 | Yes | Yes | 2011-03-08 |  | 1
FALSE | 14AJM42 | 4530 | 4038983 | RUUD AIR CONDITIONING DIVISION | 14AJM42 | AC | Split System: Air-Cooled Condensing Unit, Coil with Blower | 14AJM42 |  | RCFL-H*4821 | 13 | 15.5 | Yes | Yes | 2011-03-08 |  | 1
FALSE | 14AJM42 | 4530 | 4038984 | RUUD AIR CONDITIONING DIVISION | 14AJM42 | AC | Split System: Air-Cooled Condensing Unit, Coil with Blower | 14AJM42 |  | RCFL-H*4824 | 13 | 15.5 | Yes | Yes | 2011-03-08 |  | 1
FALSE | 14AJM42 | 4530 | 4038985 | RUUD AIR CONDITIONING DIVISION | 14AJM42 | AC | Split System: Air-Cooled Condensing Unit, Coil with Blower | 14AJM42 |  | RCFN-H*4824 | 13 | 15.5 | Yes | Yes | 2011-03-08 |  | 1
FALSE | 14AJM42 | 4530 | 4038987 | RUUD AIR CONDITIONING DIVISION | 14AJM42 | AC | Split System: Air-Cooled Condensing Unit, Coil with Blower | 14AJM42 |  | RCQD-4821 | 12.5 | 15.1 | Yes | Yes | 2011-03-08 |  | 1
FALSE | 14AJM42 | 4530 | 4038989 | RUUD AIR CONDITIONING DIVISION | 14AJM42 | AC | Split System: Air-Cooled Condensing Unit, Coil with Blower | 14AJM42 |  | RCFL-A*4824 | 13 | 15.5 | Yes | Yes | 2011-03-08 |  | 1
FALSE | 14AJM42 | 4530 | 4038991 | RUUD AIR CONDITIONING DIVISION | 14AJM42 | AC | Split System: Air-Cooled Condensing Unit, Coil with Blower | 14AJM42 |  | RCFL-H*3824 | 13 | 15.5 | Yes | Yes | 2011-03-08 |  | 1
FALSE | 14AJM42 | 4530 | 4038992 | RUUD AIR CONDITIONING DIVISION | 14AJM42 | AC | Split System: Air-Cooled Condensing Unit, Coil with Blower | 14AJM42 |  | RCFL-H*4824 | 13 | 15.5 | Yes | Yes | 2011-03-08 |  | 1
FALSE | 14AJM42 | 4530 | 4038993 | RUUD AIR CONDITIONING DIVISION | 14AJM42 | AC | Split System: Air-Cooled Condensing Unit, Coil with Blower | 14AJM42 |  | RCFN-H*4824 | 13 | 15.5 | Yes | Yes | 2011-03-08 |  | 1
FALSE | 14AJM48 | 58 | 4039044 | RUUD AIR CONDITIONING DIVISION | 14AJM48 | AC | Split System: Air-Cooled Condensing Unit, Coil with Blower | 14AJM48 |  | RCFL-A*4821 | 12 | 14.5 | Yes | Yes | 2011-03-08 |  | 0
FALSE | 14AJM48 | 58 | 4039045 | RUUD AIR CONDITIONING DIVISION | 14AJM48 | AC | Split System: Air-Cooled Condensing Unit, Coil with Blower | 14AJM48 |  | RCFL-A*4824 | 12 | 14.5 | Yes | Yes | 2011-03-08 |  | 0
FALSE | 14AJM48 | 58 | 4039046 | RUUD AIR CONDITIONING DIVISION | 14AJM48 | AC | Split System: Air-Cooled Condensing Unit, Coil with Blower | 14AJM48 |  | RCFL-H*4821 | 12 | 14.5 | Yes | Yes | 2011-03-08 |  | 0
FALSE | 14AJM56 | 4543 | 4039118 | RUUD AIR CONDITIONING DIVISION | 14AJM56 | AC | Split System: Air-Cooled Condensing Unit, Coil with Blower | 14AJM56 |  | RCFL-A*6024 | 12 | 14.5 | Yes | Yes | 2011-03-08 |  | 0
FALSE | 14AJM56 | 4543 | 4039119 | RUUD AIR CONDITIONING DIVISION | 14AJM56 | AC | Split System: Air-Cooled Condensing Unit, Coil with Blower | 14AJM56 |  | RCFL-H*6024 | 12 | 14.5 | Yes | Yes | 2011-03-08 |  | 0
FALSE | 14AJM56 | 4543 | 4039120 | RUUD AIR CONDITIONING DIVISION | 14AJM56 | AC | Split System: Air-Cooled Condensing Unit, Coil with Blower | 14AJM56 |  | RCFN-H*6024 | 12 | 14.5 | Yes | Yes | 2011-03-08 |  | 0
FALSE | 14AJM56 | 4543 | 4039121 | RUUD AIR CONDITIONING DIVISION | 14AJM56 | AC | Split System: Air-Cooled Condensing Unit, Coil with Blower | 14AJM56 |  | RCFL-A*6024 | 12.5 | 15.1 | Yes | Yes | 2011-03-08 |  | 1
FALSE | 14AJM56 | 4543 | 4039122 | RUUD AIR CONDITIONING DIVISION | 14AJM56 | AC | Split System: Air-Cooled Condensing Unit, Coil with Blower | 14AJM56 |  | RCFL-H*6024 | 12.5 | 15.1 | Yes | Yes | 2011-03-08 |  | 1
FALSE | 14AJM56 | 4543 | 4039123 | RUUD AIR CONDITIONING DIVISION | 14AJM56 | AC | Split System: Air-Cooled Condensing Unit, Coil with Blower | 14AJM56 |  | RCFN-H*6024 | 12 | 14.5 | Yes | Yes | 2011-03-08 |  | 0
FALSE | 14AJM56 | 4543 | 4039125 | RUUD AIR CONDITIONING DIVISION | 14AJM56 | AC | Split System: Air-Cooled Condensing Unit, Coil with Blower | 14AJM56 |  | RCFL-A*6024 | 12 | 14.5 | Yes | Yes | 2011-03-08 |  | 0
FALSE | 14AJM56 | 4543 | 4039126 | RUUD AIR CONDITIONING DIVISION | 14AJM56 | AC | Split System: Air-Cooled Condensing Unit, Coil with Blower | 14AJM56 |  | RCFL-H*6024 | 12 | 14.5 | Yes | Yes | 2011-03-08 |  | 0
FALSE | 14AJM56 | 4543 | 4039127 | RUUD AIR CONDITIONING DIVISION | 14AJM56 | AC | Split System: Air-Cooled Condensing Unit, Coil with Blower | 14AJM56 |  | RCFN-H*6024 | 12 | 14.5 | Yes | Yes | 2011-03-08 |  | 0
FALSE | 14AJM60 | 66 | 4039137 | RUUD AIR CONDITIONING DIVISION | 14AJM60 | AC | Split System: Air-Cooled Condensing Unit, Coil with Blower | 14AJM60 |  | RCFL-A*6024 | 12 | 14.5 | Yes | Yes | 2011-03-08 |  | 0
FALSE | 14AJM60 | 66 | 4039138 | RUUD AIR CONDITIONING DIVISION | 14AJM60 | AC | Split System: Air-Cooled Condensing Unit, Coil with Blower | 14AJM60 |  | RCFL-H*6024 | 12 | 14.5 | Yes | Yes | 2011-03-08 |  | 0
FALSE | 14AJM60 | 66 | 4039139 | RUUD AIR CONDITIONING DIVISION | 14AJM60 | AC | Split System: Air-Cooled Condensing Unit, Coil with Blower | 14AJM60 |  | RCFN-H*6024 | 12 | 14.5 | Yes | Yes | 2011-03-08 |  | 0
FALSE | TSA036S4N*G | 2270 | 4039764 | LENNOX INDUSTRIES, INC. | 13ACX-036-230-12 | AC | Split System: Air-Cooled Condensing Unit, Coil with Blower | 13ACX-036-230-12 |  | CX34-43+TDR | 12 | 14.5 | Yes | Yes | 2011-01-21 |  | 0
FALSE | TSA036S4N*G | 2270 | 4039768 | LENNOX INDUSTRIES, INC. | 13ACX-036-230-12 | AC | Split System: Air-Cooled Condensing Unit, Coil with Blower | 13ACX-036-230-12 |  | C33-43+TDR+TXV | 12 | 14.5 | Yes | Yes | 2011-01-21 |  | 0
FALSE | TSA036S4N*G | 2270 | 4039774 | LENNOX INDUSTRIES, INC. | 13ACX-036-230-12 | AC | Split System: Air-Cooled Condensing Unit, Coil with Blower | 13ACX-036-230-12 |  | CH33-43+TDR+TXV | 12 | 14.5 | Yes | Yes | 2011-01-21 |  | 0
FALSE | TSA048S4N*G | 2299 | 4039912 | LENNOX INDUSTRIES, INC. | 13ACX-048-230-12 | AC | Split System: Air-Cooled Condensing Unit, Coil with Blower | 13ACX-048-230-12 |  | C33-62C+TDR+TXV | 12 | 14.5 | Yes | Yes | 2011-01-21 |  | 0
FALSE | TSA048S4N*G | 2299 | 4039937 | LENNOX INDUSTRIES, INC. | 13ACX-048-230-12 | AC | Split System: Air-Cooled Condensing Unit, Coil with Blower | 13ACX-048-230-12 |  | CX34-62C+TDR | 12 | 14.5 | Yes | Yes | 2011-01-21 |  | 0
FALSE | 14ACX-036-230-15 | 2264 | 4040034 | LENNOX INDUSTRIES, INC. | 14ACX-036-230-11 | AC | Split System: Air-Cooled Condensing Unit, Coil with Blower | 14ACX-036-230-11 |  | CX34-43+TDR | 13 | 15.5 | Yes | Yes | 2011-01-21 |  | 1
FALSE | 14ACX-036-230-15 | 2264 | 4040038 | LENNOX INDUSTRIES, INC. | 14ACX-036-230-11 | AC | Split System: Air-Cooled Condensing Unit, Coil with Blower | 14ACX-036-230-11 |  | CX34-44/48+TDR | 13 | 15.5 | Yes | Yes | 2011-01-21 |  | 1
FALSE | 14ACX-036-230-15 | 2264 | 4040042 | LENNOX INDUSTRIES, INC. | 14ACX-036-230-11 | AC | Split System: Air-Cooled Condensing Unit, Coil with Blower | 14ACX-036-230-11 |  | CX34-49+TDR | 13 | 15.5 | Yes | Yes | 2011-01-21 |  | 1
FALSE | 14ACX-036-230-15 | 2264 | 4040047 | LENNOX INDUSTRIES, INC. | 14ACX-036-230-11 | AC | Split System: Air-Cooled Condensing Unit, Coil with Blower | 14ACX-036-230-11 |  | CX34-50/60C+TDR | 13 | 15.5 | Yes | Yes | 2011-01-21 |  | 1
FALSE | 14ACX-036-230-15 | 2264 | 4040050 | LENNOX INDUSTRIES, INC. | 14ACX-036-230-11 | AC | Split System: Air-Cooled Condensing Unit, Coil with Blower | 14ACX-036-230-11 |  | CH33-43+TDR+TXV | 13 | 15.5 | Yes | Yes | 2011-01-21 |  | 1
FALSE | TSA042H4N4*Y | 2280 | 4040123 | LENNOX INDUSTRIES, INC. | 14ACX-042-230-11 | AC | Split System: Air-Cooled Condensing Unit, Coil with Blower | 14ACX-042-230-11 |  | C33-49+TDR+TXV | 13 | 15 | Yes | Yes | 2011-01-21 |  | 1
FALSE | TSA042H4N4*Y | 2280 | 4040127 | LENNOX INDUSTRIES, INC. | 14ACX-042-230-11 | AC | Split System: Air-Cooled Condensing Unit, Coil with Blower | 14ACX-042-230-11 |  | C33-50/60C+TDR+TXV | 12.5 | 14.5 | Yes | Yes | 2011-01-21 |  | 0
FALSE | TSA042H4N4*Y | 2280 | 4040131 | LENNOX INDUSTRIES, INC. | 14ACX-042-230-11 | AC | Split System: Air-Cooled Condensing Unit, Coil with Blower | 14ACX-042-230-11 |  | C33-62C+TDR+TXV | 13 | 15.5 | Yes | Yes | 2011-01-21 |  | 1
FALSE | XC14-047-230* | 2292 | 4040139 | LENNOX INDUSTRIES, INC. | 14ACX-047-230* | AC | Split System: Air-Cooled Condensing Unit, Coil with Blower | 14ACX-047-230* |  | C33-48+TDR+TXV | 12.2 | 14.7 | Yes | Yes | 2011-01-21 |  | 0
FALSE | XC14-047-230* | 2292 | 4040143 | LENNOX INDUSTRIES, INC. | 14ACX-047-230* | AC | Split System: Air-Cooled Condensing Unit, Coil with Blower | 14ACX-047-230* |  | CH33-48+TDR+TXV | 12.5 | 15 | Yes | Yes | 2011-01-21 |  | 1
FALSE | XC14-047-230* | 2292 | 4040147 | LENNOX INDUSTRIES, INC. | 14ACX-047-230* | AC | Split System: Air-Cooled Condensing Unit, Coil with Blower | 14ACX-047-230* |  | CX34-44/48+TDR | 12.2 | 14.7 | Yes | Yes | 2011-01-21 |  | 0
FALSE | XC14-048-230-08 | 2298 | 4040150 | LENNOX INDUSTRIES, INC. | 14ACX-048-230-11 | AC | Split System: Air-Cooled Condensing Unit, Coil with Blower | 14ACX-048-230-11 |  | CX34-43+TDR | 12 | 14.5 | Yes | Yes | 2011-01-21 |  | 0
FALSE | XC14-048-230-08 | 2298 | 4040158 | LENNOX INDUSTRIES, INC. | 14ACX-048-230-11 | AC | Split System: Air-Cooled Condensing Unit, Coil with Blower | 14ACX-048-230-11 |  | CX34-49+TDR | 12 | 14.5 | Yes | Yes | 2011-01-21 |  | 0
FALSE | XC14-048-230-08 | 2298 | 4040166 | LENNOX INDUSTRIES, INC. | 14ACX-048-230-11 | AC | Split System: Air-Cooled Condensing Unit, Coil with Blower | 14ACX-048-230-11 |  | CX34-62C+TDR | 12.5 | 15 | Yes | Yes | 2011-01-21 |  | 1
FALSE | XC14-048-230-08 | 2298 | 4040171 | LENNOX INDUSTRIES, INC. | 14ACX-048-230-11 | AC | Split System: Air-Cooled Condensing Unit, Coil with Blower | 14ACX-048-230-11 |  | CH33-43+TDR+TXV | 12 | 14.5 | Yes | Yes | 2011-01-21 |  | 0
FALSE | XC14-048-230-08 | 2298 | 4040180 | LENNOX INDUSTRIES, INC. | 14ACX-048-230-11 | AC | Split System: Air-Cooled Condensing Unit, Coil with Blower | 14ACX-048-230-11 |  | CH33-49+TDR+TXV | 12 | 14.5 | Yes | Yes | 2011-01-21 |  | 0
FALSE | XC14-048-230-08 | 2298 | 4040183 | LENNOX INDUSTRIES, INC. | 14ACX-048-230-11 | AC | Split System: Air-Cooled Condensing Unit, Coil with Blower | 14ACX-048-230-11 |  | CH33-50/60C+TDR+TXV | 12 | 14.5 | Yes | Yes | 2011-01-21 |  | 0
FALSE | XC14-048-230-08 | 2298 | 4040187 | LENNOX INDUSTRIES, INC. | 14ACX-048-230-11 | AC | Split System: Air-Cooled Condensing Unit, Coil with Blower | 14ACX-048-230-11 |  | C33-43+TDR+TXV | 12 | 14.5 | Yes | Yes | 2011-01-21 |  | 0
FALSE | XC14-048-230-08 | 2298 | 4040191 | LENNOX INDUSTRIES, INC. | 14ACX-048-230-11 | AC | Split System: Air-Cooled Condensing Unit, Coil with Blower | 14ACX-048-230-11 |  | C33-49+TDR+TXV | 12 | 14.5 | Yes | Yes | 2011-01-21 |  | 0
FALSE | XC14-048-230-08 | 2298 | 4040199 | LENNOX INDUSTRIES, INC. | 14ACX-048-230-11 | AC | Split System: Air-Cooled Condensing Unit, Coil with Blower | 14ACX-048-230-11 |  | C33-62C+TDR+TXV | 12.5 | 15 | Yes | Yes | 2011-01-21 |  | 1
FALSE | XC14-060-230-** | 2308 | 4040209 | LENNOX INDUSTRIES, INC. | 14ACX-060-230-11 | AC | Split System: Air-Cooled Condensing Unit, Coil with Blower | 14ACX-060-230-11 |  | CX34-62C+TDR | 12 | 14.5 | Yes | Yes | 2011-01-21 |  | 0
FALSE | XC14-060-230-** | 2308 | 4040229 | LENNOX INDUSTRIES, INC. | 14ACX-060-230-11 | AC | Split System: Air-Cooled Condensing Unit, Coil with Blower | 14ACX-060-230-11 |  | C33-62C+TDR+TXV | 12 | 14.5 | Yes | Yes | 2011-01-21 |  | 0
FALSE | TSA036S4N*G | 2270 | 4040233 | LENNOX INDUSTRIES, INC. | XC13-036-230-03 | AC | Split System: Air-Cooled Condensing Unit, Coil with Blower | XC13-036-230-03 |  | C33-43+TDR+TXV | 12 | 14.5 | Yes | Yes | 2011-01-21 |  | 0
FALSE | TSA048S4N*G | 2299 | 4040383 | LENNOX INDUSTRIES, INC. | XC13-048-230-03 | AC | Split System: Air-Cooled Condensing Unit, Coil with Blower | XC13-048-230-03 |  | C33-62C+TDR+TXV | 12 | 14.5 | Yes | Yes | 2011-01-21 |  | 0
FALSE | TSA048S4N*G | 2299 | 4040390 | LENNOX INDUSTRIES, INC. | XC13-048-230-03 | AC | Split System: Air-Cooled Condensing Unit, Coil with Blower | XC13-048-230-03 |  | CX34-62C+TDR | 12 | 14.5 | Yes | Yes | 2011-01-21 |  | 0
FALSE | 14ACX-036-230-15 | 2264 | 4040414 | LENNOX INDUSTRIES, INC. | XC14-036-230-03 | AC | Split System: Air-Cooled Condensing Unit, Coil with Blower | XC14-036-230-03 |  | CX34-44/48+TDR | 13 | 15.5 | Yes | Yes | 2011-01-21 |  | 1
FALSE | 14ACX-036-230-15 | 2264 | 4040415 | LENNOX INDUSTRIES, INC. | XC14-036-230-03 | AC | Split System: Air-Cooled Condensing Unit, Coil with Blower | XC14-036-230-03 |  | CX34-49+TDR | 13.2 | 15.7 | Yes | Yes | 2011-01-21 |  | 1
FALSE | 14ACX-036-230-15 | 2264 | 4040416 | LENNOX INDUSTRIES, INC. | XC14-036-230-03 | AC | Split System: Air-Cooled Condensing Unit, Coil with Blower | XC14-036-230-03 |  | CX34-50/60C+TDR | 13 | 15.7 | Yes | Yes | 2011-01-21 |  | 1
FALSE | 14ACX-036-230-15 | 2264 | 4040417 | LENNOX INDUSTRIES, INC. | XC14-036-230-03 | AC | Split System: Air-Cooled Condensing Unit, Coil with Blower | XC14-036-230-03 |  | CX34-43+TDR | 13 | 15.7 | Yes | Yes | 2011-01-21 |  | 1
FALSE | TSA042H4N4*Y | 2280 | 4040436 | LENNOX INDUSTRIES, INC. | XC14-042-230* | AC | Split System: Air-Cooled Condensing Unit, Coil with Blower | XC14-042-230* |  | CH33-50/60C+TDR+TXV | 12.7 | 15 | Yes | Yes | 2011-01-21 |  | 1
FALSE | TSA042H4N4*Y | 2280 | 4040437 | LENNOX INDUSTRIES, INC. | XC14-042-230* | AC | Split System: Air-Cooled Condensing Unit, Coil with Blower | XC14-042-230* |  | C33-48+TDR+TXV | 12.2 | 14.5 | Yes | Yes | 2011-01-21 |  | 0
FALSE | TSA042H4N4*Y | 2280 | 4040438 | LENNOX INDUSTRIES, INC. | XC14-042-230* | AC | Split System: Air-Cooled Condensing Unit, Coil with Blower | XC14-042-230* |  | C33-49+TDR+TXV | 13 | 15.2 | Yes | Yes | 2011-01-21 |  | 1
FALSE | TSA042H4N4*Y | 2280 | 4040439 | LENNOX INDUSTRIES, INC. | XC14-042-230* | AC | Split System: Air-Cooled Condensing Unit, Coil with Blower | XC14-042-230* |  | C33-50/60C+TDR+TXV | 12.5 | 14.7 | Yes | Yes | 2011-01-21 |  | 0
FALSE | TSA042H4N4*Y | 2280 | 4040440 | LENNOX INDUSTRIES, INC. | XC14-042-230* | AC | Split System: Air-Cooled Condensing Unit, Coil with Blower | XC14-042-230* |  | C33-62C+TDR+TXV | 13 | 15.5 | Yes | Yes | 2011-01-21 |  | 1
FALSE | TSA042H4N4*Y | 2280 | 4040442 | LENNOX INDUSTRIES, INC. | XC14-042-230* | AC | Split System: Air-Cooled Condensing Unit, Coil with Blower | XC14-042-230* |  | C33-43+TDR+TXV | 12.7 | 15 | Yes | Yes | 2011-01-21 |  | 1
FALSE | XC14-047-230* | 2292 | 4040443 | LENNOX INDUSTRIES, INC. | XC14-047-230* | AC | Split System: Air-Cooled Condensing Unit, Coil with Blower | XC14-047-230* |  | C33-48+TDR+TXV | 12.2 | 14.7 | Yes | Yes | 2011-01-21 |  | 0
FALSE | XC14-047-230* | 2292 | 4040444 | LENNOX INDUSTRIES, INC. | XC14-047-230* | AC | Split System: Air-Cooled Condensing Unit, Coil with Blower | XC14-047-230* |  | CH33-48+TDR+TXV | 12.5 | 15 | Yes | Yes | 2011-01-21 |  | 1
FALSE | XC14-047-230* | 2292 | 4040445 | LENNOX INDUSTRIES, INC. | XC14-047-230* | AC | Split System: Air-Cooled Condensing Unit, Coil with Blower | XC14-047-230* |  | CX34-44/48+TDR | 12.2 | 14.7 | Yes | Yes | 2011-01-21 |  | 0
FALSE | XC14-048-230-08 | 2298 | 4040446 | LENNOX INDUSTRIES, INC. | XC14-048-230* | AC | Split System: Air-Cooled Condensing Unit, Coil with Blower | XC14-048-230* |  | CX34-43+TDR | 12.2 | 14.5 | Yes | Yes | 2011-01-21 |  | 0
FALSE | XC14-048-230-08 | 2298 | 4040448 | LENNOX INDUSTRIES, INC. | XC14-048-230* | AC | Split System: Air-Cooled Condensing Unit, Coil with Blower | XC14-048-230* |  | CX34-49+TDR | 12.2 | 14.7 | Yes | Yes | 2011-01-21 |  | 0
FALSE | XC14-048-230-08 | 2298 | 4040450 | LENNOX INDUSTRIES, INC. | XC14-048-230* | AC | Split System: Air-Cooled Condensing Unit, Coil with Blower | XC14-048-230* |  | CX34-62C+TDR | 12.7 | 15.2 | Yes | Yes | 2011-01-21 |  | 1
FALSE | XC14-048-230-08 | 2298 | 4040451 | LENNOX INDUSTRIES, INC. | XC14-048-230* | AC | Split System: Air-Cooled Condensing Unit, Coil with Blower | XC14-048-230* |  | CH33-43+TDR+TXV | 12 | 14.5 | Yes | Yes | 2011-01-21 |  | 0
FALSE | XC14-048-230-08 | 2298 | 4040453 | LENNOX INDUSTRIES, INC. | XC14-048-230* | AC | Split System: Air-Cooled Condensing Unit, Coil with Blower | XC14-048-230* |  | CH33-49+TDR+TXV | 12.2 | 14.7 | Yes | Yes | 2011-01-21 |  | 0
FALSE | XC14-048-230-08 | 2298 | 4040454 | LENNOX INDUSTRIES, INC. | XC14-048-230* | AC | Split System: Air-Cooled Condensing Unit, Coil with Blower | XC14-048-230* |  | CH33-50/60C+TDR+TXV | 12.2 | 14.5 | Yes | Yes | 2011-01-21 |  | 0
FALSE | XC14-048-230-08 | 2298 | 4040455 | LENNOX INDUSTRIES, INC. | XC14-048-230* | AC | Split System: Air-Cooled Condensing Unit, Coil with Blower | XC14-048-230* |  | C33-43+TDR+TXV | 12.2 | 14.5 | Yes | Yes | 2011-01-21 |  | 0
FALSE | XC14-048-230-08 | 2298 | 4040457 | LENNOX INDUSTRIES, INC. | XC14-048-230* | AC | Split System: Air-Cooled Condensing Unit, Coil with Blower | XC14-048-230* |  | C33-49+TDR+TXV | 12.2 | 14.7 | Yes | Yes | 2011-01-21 |  | 0
FALSE | XC14-048-230-08 | 2298 | 4040459 | LENNOX INDUSTRIES, INC. | XC14-048-230* | AC | Split System: Air-Cooled Condensing Unit, Coil with Blower | XC14-048-230* |  | C33-62C+TDR+TXV | 12.7 | 15.2 | Yes | Yes | 2011-01-21 |  | 1
FALSE | XC14-060-230-** | 2308 | 4040462 | LENNOX INDUSTRIES, INC. | XC14-060-230* | AC | Split System: Air-Cooled Condensing Unit, Coil with Blower | XC14-060-230* |  | CX34-62C+TDR | 12.2 | 14.5 | Yes | Yes | 2011-01-21 |  | 0
FALSE | XC17-048-230-** | 2300 | 4040492 | LENNOX INDUSTRIES, INC. | XC15-048-230* | AC | Split System: Air-Cooled Condensing Unit, Coil with Blower | XC15-048-230* |  | CX34-44/48+TDR | 12 | 14.5 | Yes | Yes | 2011-01-21 |  | 0
FALSE | XC17-048-230-** | 2300 | 4040493 | LENNOX INDUSTRIES, INC. | XC15-048-230* | AC | Split System: Air-Cooled Condensing Unit, Coil with Blower | XC15-048-230* |  | CX34-49+TDR | 12.5 | 15.2 | Yes | Yes | 2011-01-21 |  | 1
FALSE | XC17-048-230-** | 2300 | 4040494 | LENNOX INDUSTRIES, INC. | XC15-048-230* | AC | Split System: Air-Cooled Condensing Unit, Coil with Blower | XC15-048-230* |  | CX34-50/60C+TDR | 12.2 | 14.7 | Yes | Yes | 2011-01-21 |  | 0
FALSE | XC17-048-230-** | 2300 | 4040495 | LENNOX INDUSTRIES, INC. | XC15-048-230* | AC | Split System: Air-Cooled Condensing Unit, Coil with Blower | XC15-048-230* |  | CX34-62C+TDR | 12.7 | 15.7 | Yes | Yes | 2011-01-21 |  | 1
FALSE | XC17-048-230-** | 2300 | 4040496 | LENNOX INDUSTRIES, INC. | XC15-048-230* | AC | Split System: Air-Cooled Condensing Unit, Coil with Blower | XC15-048-230* |  | CH23-51+TDR+TXV | 12 | 14.5 | Yes | Yes | 2011-01-21 |  | 0
FALSE | XC17-048-230-** | 2300 | 4040497 | LENNOX INDUSTRIES, INC. | XC15-048-230* | AC | Split System: Air-Cooled Condensing Unit, Coil with Blower | XC15-048-230* |  | CH23-65+TDR+TXV | 12.2 | 15 | Yes | Yes | 2011-01-21 |  | 0
FALSE | XC17-048-230-** | 2300 | 4040498 | LENNOX INDUSTRIES, INC. | XC15-048-230* | AC | Split System: Air-Cooled Condensing Unit, Coil with Blower | XC15-048-230* |  | CH33-48+TDR+TXV | 12.2 | 14.7 | Yes | Yes | 2011-01-21 |  | 0
FALSE | XC17-048-230-** | 2300 | 4040499 | LENNOX INDUSTRIES, INC. | XC15-048-230* | AC | Split System: Air-Cooled Condensing Unit, Coil with Blower | XC15-048-230* |  | CH33-50/60C+TDR+TXV | 12.2 | 15 | Yes | Yes | 2011-01-21 |  | 0
FALSE | XC17-036-230-** | 2261 | 4040546 | LENNOX INDUSTRIES, INC. | XC17-036-230* | AC | Split System: Air-Cooled Condensing Unit, Coil with Blower | XC17-036-230* |  | C33-49+TDR+TXV | 14 | 16.5 | Yes | Yes | 2011-01-21 |  | 2
FALSE | XC17-036-230-** | 2261 | 4040547 | LENNOX INDUSTRIES, INC. | XC17-036-230* | AC | Split System: Air-Cooled Condensing Unit, Coil with Blower | XC17-036-230* |  | C33-50/60C+TDR+TXV | 14 | 16.5 | Yes | Yes | 2011-01-21 |  | 2
FALSE | XC17-048-230-** | 2300 | 4040565 | LENNOX INDUSTRIES, INC. | XC17-048-230* | AC | Split System: Air-Cooled Condensing Unit, Coil with Blower | XC17-048-230* |  | CX34-44/48+TDR | 12.5 | 15 | Yes | Yes | 2011-01-21 |  | 1
FALSE | 4TTX6048H1 | 3702 | 4058796 | TRANE | 4TTX5048A1 | AC | Split System: Air-Cooled Condensing Unit, Coil with Blower | 4TTX5048A1 |  | 4TXFH063CZ3 | 12 | 15 | Yes | Yes | 2011-01-21 |  | 0
FALSE | RASL-039JEC | 4503 | 4060305 | RHEEM SALES COMPANY, INC. | UASL-039JEC | AC | Split System: Air-Cooled Condensing Unit, Coil with Blower | RASL-039JEC |  | RCFL-H*3621 | 12 | 16.5 | Yes | Yes | 2011-03-08 |  | 0
FALSE | RASL-039JEC | 4503 | 4060306 | RHEEM SALES COMPANY, INC. | UASL-039JEC | AC | Split System: Air-Cooled Condensing Unit, Coil with Blower | RASL-039JEC |  | RCFL-H*3621 | 12 | 16.5 | Yes | Yes | 2011-03-08 |  | 0
FALSE | RASL-039JEC | 4503 | 4060307 | RHEEM SALES COMPANY, INC. | UASL-039JEC | AC | Split System: Air-Cooled Condensing Unit, Coil with Blower | RASL-039JEC |  | RCFL-H*3621 | 12 | 16.5 | Yes | Yes | 2011-03-08 |  | 0
FALSE | RASL-039JEC | 4503 | 4060308 | RHEEM SALES COMPANY, INC. | UASL-039JEC | AC | Split System: Air-Cooled Condensing Unit, Coil with Blower | RASL-039JEC |  | RCFL-H*3621 | 12 | 16.5 | Yes | Yes | 2011-03-08 |  | 0
FALSE | RASL-039JEC | 4503 | 4060309 | RHEEM SALES COMPANY, INC. | UASL-039JEC | AC | Split System: Air-Cooled Condensing Unit, Coil with Blower | RASL-039JEC |  | RHPL-HM3621+RCSL-H*3621 | 12 | 17 | Yes | Yes | 2011-03-08 |  | 0
FALSE | RASL-048JEC | 4507 | 4060459 | RHEEM SALES COMPANY, INC. | UASL-048JEC | AC | Split System: Air-Cooled Condensing Unit, Coil with Blower | RASL-048JEC |  | RHPL-HM4824+RCSL-H*4824 | 12.5 | 17 | Yes | Yes | 2011-03-08 |  | 1
FALSE | 4TTX6018H1 | 3491 | 4062331 | TRANE | 4TTX5018A1 | AC | Split System: Air-Cooled Condensing Unit, Coil with Blower | 4TTX5018A1 |  | 4TXFH033CC3 | 13 | 16 | Yes | Yes | 2011-01-21 |  | 2
FALSE | 4TTX6024H1 | 3520 | 4062335 | TRANE | 4TTX5024A1 | AC | Split System: Air-Cooled Condensing Unit, Coil with Blower | 4TTX5024A1 |  | 4TXFH036CZ3 | 13.5 | 16.25 | Yes | Yes | 2011-01-21 |  | 2
FALSE | 4TTX6024H1 | 3520 | 4062340 | TRANE | 4TTX5024A1 | AC | Split System: Air-Cooled Condensing Unit, Coil with Blower | 4TTX5024A1 |  | 4TXFH036CZ3 | 13.5 | 16.5 | Yes | Yes | 2011-01-21 |  | 2
FALSE | 4TTX6024H1 | 3520 | 4062344 | TRANE | 4TTX5024A1 | AC | Split System: Air-Cooled Condensing Unit, Coil with Blower | 4TTX5024A1 |  | 4TXFH036CZ3 | 13.5 | 16 | Yes | Yes | 2011-01-21 |  | 2
FALSE | 4TTX6024H1 | 3520 | 4062348 | TRANE | 4TTX5024A1 | AC | Split System: Air-Cooled Condensing Unit, Coil with Blower | 4TTX5024A1 |  | 4TXFH036CZ3 | 14 | 16.5 | Yes | Yes | 2011-01-21 |  | 2
FALSE | 4TTX6024H1 | 3520 | 4062352 | TRANE | 4TTX5024A1 | AC | Split System: Air-Cooled Condensing Unit, Coil with Blower | 4TTX5024A1 |  | 4TXFH041CC3 | 13.5 | 16 | Yes | Yes | 2011-01-21 |  | 2
FALSE | 4TTX6024H1 | 3520 | 4062354 | TRANE | 4TTX5024A1 | AC | Split System: Air-Cooled Condensing Unit, Coil with Blower | 4TTX5024A1 |  | 4TXFH041CC3 | 13.5 | 16 | Yes | Yes | 2011-01-21 |  | 2
FALSE | 4TTR6018B1 | 3489 | 4072706 | TRANE | 4TTR5018E1 | AC | Split System: Air-Cooled Condensing Unit, Coil with Blower | 4TTR5018E1 |  | 4TEE3C01A1+18-GJ01D | 13 | 15.5 | Yes | Yes | 2011-01-21 |  | 1
FALSE | 4TTR6024B1 | 3503 | 4072707 | TRANE | 4TTR5024E1 | AC | Split System: Air-Cooled Condensing Unit, Coil with Blower | 4TTR5024E1 |  | 4TEE3C01A1+18-GJ01D | 13 | 15.5 | Yes | Yes | 2011-01-21 |  | 1
TRUE | SSB036H43G | 2328 | 4074123 | LENNOX INDUSTRIES, INC. | SSB036H43G | AC | Split System: Air-Cooled Condensing Unit, Coil with Blower | SSB036H43G |  | CX34-43+TDR | 12 | 16.5 | Yes | Yes | 2011-01-21 |  | 0
FALSE | 4TTR6018B1 | 3489 | 4074493 | AMERICAN STANDARD, INC. | 4A7A5018E1 | AC | Split System: Air-Cooled Condensing Unit, Coil with Blower | 4TTR5018E1 |  | 4TEE3C01A1+18-GJ01D | 13 | 15.5 | Yes | Yes | 2011-02-28 |  | 1
FALSE | 4TTR6024B1 | 3503 | 4074495 | AMERICAN STANDARD, INC. | 4A7A5024E1 | AC | Split System: Air-Cooled Condensing Unit, Coil with Blower | 4TTR5024E1 |  | 4TEE3C01A1+18-GJ01D | 13 | 15.5 | Yes | Yes | 2011-02-28 |  | 1
FALSE | TSA036S4N*G | 2270 | 4075021 | LENNOX INDUSTRIES, INC. | TSA036S4N*Y | AC | Split System: Air-Cooled Condensing Unit, Coil with Blower | TSA036S4N*Y |  | C33-43+TDR+TXV | 12 | 14.5 | Yes | Yes | 2011-01-21 |  | 0
FALSE | TSA036S4N*G | 2270 | 4075025 | LENNOX INDUSTRIES, INC. | TSA036S4N*Y | AC | Split System: Air-Cooled Condensing Unit, Coil with Blower | TSA036S4N*Y |  | CH33-43+TDR+TXV | 12 | 14.5 | Yes | Yes | 2011-01-21 |  | 0
FALSE | TSA036S4N*G | 2270 | 4075027 | LENNOX INDUSTRIES, INC. | TSA036S4N*Y | AC | Split System: Air-Cooled Condensing Unit, Coil with Blower | TSA036S4N*Y |  | CH33-43+TDR+TXV | 12 | 14.5 | Yes | Yes | 2011-01-21 |  | 0
FALSE | TSA036S4N*G | 2270 | 4075118 | LENNOX INDUSTRIES, INC. | TSA036S4N*G | AC | Split System: Air-Cooled Condensing Unit, Coil with Blower | TSA036S4N*G |  | CX34-43+TDR | 12 | 14.5 | Yes | Yes | 2011-01-21 |  | 0
FALSE | TSA036S4N*G | 2270 | 4075120 | LENNOX INDUSTRIES, INC. | TSA036S4N*G | AC | Split System: Air-Cooled Condensing Unit, Coil with Blower | TSA036S4N*G |  | CX34-43+TDR | 12 | 14.5 | Yes | Yes | 2011-01-21 |  | 0
FALSE | TSA036S4N*G | 2270 | 4075127 | LENNOX INDUSTRIES, INC. | TSA036S4N*G | AC | Split System: Air-Cooled Condensing Unit, Coil with Blower | TSA036S4N*G |  | C33-43+TDR+TXV | 12 | 14.5 | Yes | Yes | 2011-01-21 |  | 0
FALSE | TSA036S4N*G | 2270 | 4075128 | LENNOX INDUSTRIES, INC. | TSA036S4N*G | AC | Split System: Air-Cooled Condensing Unit, Coil with Blower | TSA036S4N*G |  | C33-43+TDR+TXV | 12 | 14.5 | Yes | Yes | 2011-01-21 |  | 0
FALSE | TSA036S4N*G | 2270 | 4075131 | LENNOX INDUSTRIES, INC. | TSA036S4N*G | AC | Split System: Air-Cooled Condensing Unit, Coil with Blower | TSA036S4N*G |  | CH33-43+TDR+TXV | 12 | 14.5 | Yes | Yes | 2011-01-21 |  | 0
FALSE | TSA036S4N*G | 2270 | 4075132 | LENNOX INDUSTRIES, INC. | TSA036S4N*G | AC | Split System: Air-Cooled Condensing Unit, Coil with Blower | TSA036S4N*G |  | CH33-43+TDR+TXV | 12 | 14.5 | Yes | Yes | 2011-01-21 |  | 0
FALSE | TSA036S4N*G | 2270 | 4075136 | LENNOX INDUSTRIES, INC. | TSA036S4N*G | AC | Split System: Air-Cooled Condensing Unit, Coil with Blower | TSA036S4N*G |  | CH33-48+TDR+TXV | 12 | 14.5 | Yes | Yes | 2011-01-21 |  | 0
FALSE | TSA036S4N*G | 2270 | 4075141 | LENNOX INDUSTRIES, INC. | TSA036S4N*G | AC | Split System: Air-Cooled Condensing Unit, Coil with Blower | TSA036S4N*G |  | CX34-43+TDR | 12 | 14.5 | Yes | Yes | 2011-01-21 |  | 0
FALSE | TSA036S4N*G | 2270 | 4075142 | LENNOX INDUSTRIES, INC. | TSA036S4N*G | AC | Split System: Air-Cooled Condensing Unit, Coil with Blower | TSA036S4N*G |  | CX34-43+TDR | 12 | 14.5 | Yes | Yes | 2011-01-21 |  | 0
FALSE | TSA036S4N*G | 2270 | 4075145 | LENNOX INDUSTRIES, INC. | TSA036S4N*G | AC | Split System: Air-Cooled Condensing Unit, Coil with Blower | TSA036S4N*G |  | CX34-50/60C+TDR | 12 | 14.5 | Yes | Yes | 2011-01-21 |  | 0
FALSE | TSA048S4N*G | 2299 | 4075479 | LENNOX INDUSTRIES, INC. | TSA048S4N*Y | AC | Split System: Air-Cooled Condensing Unit, Coil with Blower | TSA048S4N*Y |  | C33-62C+TDR+TXV | 12 | 14.5 | Yes | Yes | 2011-01-21 |  | 0
FALSE | TSA048S4N*G | 2299 | 4075480 | LENNOX INDUSTRIES, INC. | TSA048S4N*Y | AC | Split System: Air-Cooled Condensing Unit, Coil with Blower | TSA048S4N*Y |  | C33-62C+TDR+TXV | 12 | 14.5 | Yes | Yes | 2011-01-21 |  | 0
FALSE | TSA048S4N*G | 2299 | 4075482 | LENNOX INDUSTRIES, INC. | TSA048S4N*Y | AC | Split System: Air-Cooled Condensing Unit, Coil with Blower | TSA048S4N*Y |  | CH23-68+TDR+TXV | 12 | 14.5 | Yes | Yes | 2011-02-15 |  | 0
FALSE | 14ACX-036-230-15 | 2264 | 4075772 | LENNOX INDUSTRIES, INC. | TSA036H4N42Y | AC | Split System: Air-Cooled Condensing Unit, Coil with Blower | TSA036H4N42Y |  | CX34-42+TDR | 12.5 | 15 | Yes | Yes | 2011-01-21 |  | 1
FALSE | 14ACX-036-230-15 | 2264 | 4075773 | LENNOX INDUSTRIES, INC. | TSA036H4N42Y | AC | Split System: Air-Cooled Condensing Unit, Coil with Blower | TSA036H4N42Y |  | CX34-43+TDR | 13 | 16 | Yes | Yes | 2011-01-21 |  | 2
FALSE | 14ACX-036-230-15 | 2264 | 4075774 | LENNOX INDUSTRIES, INC. | TSA036H4N42Y | AC | Split System: Air-Cooled Condensing Unit, Coil with Blower | TSA036H4N42Y |  | CX34-43+TDR | 13 | 16 | Yes | Yes | 2011-01-21 |  | 2
FALSE | 14ACX-036-230-15 | 2264 | 4075775 | LENNOX INDUSTRIES, INC. | TSA036H4N42Y | AC | Split System: Air-Cooled Condensing Unit, Coil with Blower | TSA036H4N42Y |  | CX34-43+TDR | 13 | 15.1 | Yes | Yes | 2011-01-21 |  | 1
FALSE | 14ACX-036-230-15 | 2264 | 4075776 | LENNOX INDUSTRIES, INC. | TSA036H4N42Y | AC | Split System: Air-Cooled Condensing Unit, Coil with Blower | TSA036H4N42Y |  | CX34-43+TDR | 13 | 15.5 | Yes | Yes | 2011-01-21 |  | 1
FALSE | 14ACX-036-230-15 | 2264 | 4075777 | LENNOX INDUSTRIES, INC. | TSA036H4N42Y | AC | Split System: Air-Cooled Condensing Unit, Coil with Blower | TSA036H4N42Y |  | CX34-44/48+TDR | 13 | 15.5 | Yes | Yes | 2011-01-21 |  | 1
FALSE | 14ACX-036-230-15 | 2264 | 4075778 | LENNOX INDUSTRIES, INC. | TSA036H4N42Y | AC | Split System: Air-Cooled Condensing Unit, Coil with Blower | TSA036H4N42Y |  | CX34-44/48+TDR | 13 | 15.5 | Yes | Yes | 2011-01-21 |  | 1
FALSE | 14ACX-036-230-15 | 2264 | 4075779 | LENNOX INDUSTRIES, INC. | TSA036H4N42Y | AC | Split System: Air-Cooled Condensing Unit, Coil with Blower | TSA036H4N42Y |  | CX34-44/48+TDR | 13 | 15.1 | Yes | Yes | 2011-01-21 |  | 1
FALSE | 14ACX-036-230-15 | 2264 | 4075780 | LENNOX INDUSTRIES, INC. | TSA036H4N42Y | AC | Split System: Air-Cooled Condensing Unit, Coil with Blower | TSA036H4N42Y |  | CX34-44/48+TDR | 12.5 | 15.1 | Yes | Yes | 2011-01-21 |  | 1
FALSE | 14ACX-036-230-15 | 2264 | 4075781 | LENNOX INDUSTRIES, INC. | TSA036H4N42Y | AC | Split System: Air-Cooled Condensing Unit, Coil with Blower | TSA036H4N42Y |  | CX34-49+TDR | 13 | 16 | Yes | Yes | 2011-01-21 |  | 2
FALSE | 14ACX-036-230-15 | 2264 | 4075782 | LENNOX INDUSTRIES, INC. | TSA036H4N42Y | AC | Split System: Air-Cooled Condensing Unit, Coil with Blower | TSA036H4N42Y |  | CX34-49+TDR | 13 | 15.1 | Yes | Yes | 2011-01-21 |  | 1
FALSE | 14ACX-036-230-15 | 2264 | 4075783 | LENNOX INDUSTRIES, INC. | TSA036H4N42Y | AC | Split System: Air-Cooled Condensing Unit, Coil with Blower | TSA036H4N42Y |  | CX34-50/60C+TDR | 13 | 15.1 | Yes | Yes | 2011-01-21 |  | 1
FALSE | 14ACX-036-230-15 | 2264 | 4075784 | LENNOX INDUSTRIES, INC. | TSA036H4N42Y | AC | Split System: Air-Cooled Condensing Unit, Coil with Blower | TSA036H4N42Y |  | CX34-50/60C+TDR | 13 | 15.1 | Yes | Yes | 2011-01-21 |  | 1
FALSE | 14ACX-036-230-15 | 2264 | 4075785 | LENNOX INDUSTRIES, INC. | TSA036H4N42Y | AC | Split System: Air-Cooled Condensing Unit, Coil with Blower | TSA036H4N42Y |  | CH33-31+TDR+TXV | 12.5 | 15 | Yes | Yes | 2011-01-21 |  | 1
FALSE | 14ACX-036-230-15 | 2264 | 4075786 | LENNOX INDUSTRIES, INC. | TSA036H4N42Y | AC | Split System: Air-Cooled Condensing Unit, Coil with Blower | TSA036H4N42Y |  | CH33-31+TDR+TXV | 13 | 15.5 | Yes | Yes | 2011-01-21 |  | 1
FALSE | 14ACX-036-230-15 | 2264 | 4075787 | LENNOX INDUSTRIES, INC. | TSA036H4N42Y | AC | Split System: Air-Cooled Condensing Unit, Coil with Blower | TSA036H4N42Y |  | CH33-31+TDR+TXV | 12.5 | 15.5 | Yes | Yes | 2011-01-21 |  | 1
FALSE | 14ACX-036-230-15 | 2264 | 4075788 | LENNOX INDUSTRIES, INC. | TSA036H4N42Y | AC | Split System: Air-Cooled Condensing Unit, Coil with Blower | TSA036H4N42Y |  | CH33-36+TDR+TXV | 12 | 14.5 | Yes | Yes | 2011-01-21 |  | 0
FALSE | 14ACX-036-230-15 | 2264 | 4075789 | LENNOX INDUSTRIES, INC. | TSA036H4N42Y | AC | Split System: Air-Cooled Condensing Unit, Coil with Blower | TSA036H4N42Y |  | CH33-36+TDR+TXV | 12.5 | 15 | Yes | Yes | 2011-01-21 |  | 1
FALSE | 14ACX-036-230-15 | 2264 | 4075790 | LENNOX INDUSTRIES, INC. | TSA036H4N42Y | AC | Split System: Air-Cooled Condensing Unit, Coil with Blower | TSA036H4N42Y |  | CH33-36+TDR+TXV | 12.5 | 15 | Yes | Yes | 2011-01-21 |  | 1
FALSE | 14ACX-036-230-15 | 2264 | 4076061 | LENNOX INDUSTRIES, INC. | TSA036H4N42G | AC | Split System: Air-Cooled Condensing Unit, Coil with Blower | TSA036H4N42G |  | C33-50/60C+TDR+TXV | 13 | 15.1 | Yes | Yes | 2011-01-21 |  | 1
FALSE | TSA042H4N4*Y | 2280 | 4076714 | LENNOX INDUSTRIES, INC. | TSA042H4N41Y | AC | Split System: Air-Cooled Condensing Unit, Coil with Blower | TSA042H4N41Y |  | CX34-38+TDR | 12 | 14.5 | Yes | Yes | 2011-01-21 |  | 0
FALSE | TSA042H4N4*Y | 2280 | 4076717 | LENNOX INDUSTRIES, INC. | TSA042H4N41Y | AC | Split System: Air-Cooled Condensing Unit, Coil with Blower | TSA042H4N41Y |  | CX34-38+TDR | 12.5 | 14.5 | Yes | Yes | 2011-01-21 |  | 0
FALSE | TSA042H4N4*Y | 2280 | 4076728 | LENNOX INDUSTRIES, INC. | TSA042H4N41Y | AC | Split System: Air-Cooled Condensing Unit, Coil with Blower | TSA042H4N41Y |  | CX34-43+TDR | 12 | 14.5 | Yes | Yes | 2011-01-21 |  | 0
FALSE | TSA042H4N4*Y | 2280 | 4076731 | LENNOX INDUSTRIES, INC. | TSA042H4N41Y | AC | Split System: Air-Cooled Condensing Unit, Coil with Blower | TSA042H4N41Y |  | CX34-43+TDR | 12.5 | 14.5 | Yes | Yes | 2011-01-21 |  | 0
FALSE | TSA042H4N4*Y | 2280 | 4076734 | LENNOX INDUSTRIES, INC. | TSA042H4N41Y | AC | Split System: Air-Cooled Condensing Unit, Coil with Blower | TSA042H4N41Y |  | CX34-43+TDR | 12.5 | 15 | Yes | Yes | 2011-01-21 |  | 1
FALSE | TSA042H4N4*Y | 2280 | 4076737 | LENNOX INDUSTRIES, INC. | TSA042H4N41Y | AC | Split System: Air-Cooled Condensing Unit, Coil with Blower | TSA042H4N41Y |  | CX34-43+TDR | 12.5 | 15 | Yes | Yes | 2011-01-21 |  | 1
FALSE | TSA042H4N4*Y | 2280 | 4076743 | LENNOX INDUSTRIES, INC. | TSA042H4N41Y | AC | Split System: Air-Cooled Condensing Unit, Coil with Blower | TSA042H4N41Y |  | CX34-44/48+TDR | 12 | 14.5 | Yes | Yes | 2011-01-21 |  | 0
FALSE | TSA042H4N4*Y | 2280 | 4076746 | LENNOX INDUSTRIES, INC. | TSA042H4N41Y | AC | Split System: Air-Cooled Condensing Unit, Coil with Blower | TSA042H4N41Y |  | CX34-44/48+TDR | 12.5 | 14.5 | Yes | Yes | 2011-01-21 |  | 0
FALSE | TSA042H4N4*Y | 2280 | 4076748 | LENNOX INDUSTRIES, INC. | TSA042H4N41Y | AC | Split System: Air-Cooled Condensing Unit, Coil with Blower | TSA042H4N41Y |  | CX34-44/48+TDR | 12 | 14.5 | Yes | Yes | 2011-01-21 |  | 0
FALSE | TSA042H4N4*Y | 2280 | 4076751 | LENNOX INDUSTRIES, INC. | TSA042H4N41Y | AC | Split System: Air-Cooled Condensing Unit, Coil with Blower | TSA042H4N41Y |  | CX34-49+TDR | 13 | 15 | Yes | Yes | 2011-01-21 |  | 1
FALSE | TSA042H4N4*Y | 2280 | 4076754 | LENNOX INDUSTRIES, INC. | TSA042H4N41Y | AC | Split System: Air-Cooled Condensing Unit, Coil with Blower | TSA042H4N41Y |  | CX34-49+TDR | 13 | 15 | Yes | Yes | 2011-01-21 |  | 1
FALSE | TSA042H4N4*Y | 2280 | 4076758 | LENNOX INDUSTRIES, INC. | TSA042H4N41Y | AC | Split System: Air-Cooled Condensing Unit, Coil with Blower | TSA042H4N41Y |  | CX34-50/60C+TDR | 12.5 | 14.5 | Yes | Yes | 2011-01-21 |  | 0
FALSE | TSA042H4N4*Y | 2280 | 4076820 | LENNOX INDUSTRIES, INC. | TSA042H4N41Y | AC | Split System: Air-Cooled Condensing Unit, Coil with Blower | TSA042H4N41Y |  | CR33-50/60+TDR+TXV | 12.5 | 15 | Yes | Yes | 2011-01-21 |  | 1
FALSE | TSA042H4N4*Y | 2280 | 4076822 | LENNOX INDUSTRIES, INC. | TSA042H4N41Y | AC | Split System: Air-Cooled Condensing Unit, Coil with Blower | TSA042H4N41Y |  | CR33-50/60+TDR+TXV | 12.5 | 15 | Yes | Yes | 2011-01-21 |  | 1
FALSE | TSA042H4N4*Y | 2280 | 4076825 | LENNOX INDUSTRIES, INC. | TSA042H4N41Y | AC | Split System: Air-Cooled Condensing Unit, Coil with Blower | TSA042H4N41Y |  | CX34-43+TDR | 12.5 | 14.7 | Yes | Yes | 2011-01-21 |  | 0
FALSE | TSA042H4N4*Y | 2280 | 4076827 | LENNOX INDUSTRIES, INC. | TSA042H4N41Y | AC | Split System: Air-Cooled Condensing Unit, Coil with Blower | TSA042H4N41Y |  | CX34-43+TDR | 12.7 | 15 | Yes | Yes | 2011-01-21 |  | 1
FALSE | TSA042H4N4*Y | 2280 | 4076835 | LENNOX INDUSTRIES, INC. | TSA042H4N41Y | AC | Split System: Air-Cooled Condensing Unit, Coil with Blower | TSA042H4N41Y |  | CX34-44/48+TDR | 12.2 | 14.5 | Yes | Yes | 2011-01-21 |  | 0
FALSE | TSA042H4N4*Y | 2280 | 4076839 | LENNOX INDUSTRIES, INC. | TSA042H4N41Y | AC | Split System: Air-Cooled Condensing Unit, Coil with Blower | TSA042H4N41Y |  | CX34-44/48+TDR | 12.2 | 14.5 | Yes | Yes | 2011-01-21 |  | 0
FALSE | TSA042H4N4*Y | 2280 | 4076842 | LENNOX INDUSTRIES, INC. | TSA042H4N41Y | AC | Split System: Air-Cooled Condensing Unit, Coil with Blower | TSA042H4N41Y |  | CX34-49+TDR | 12.7 | 15 | Yes | Yes | 2011-01-21 |  | 1
FALSE | TSA042H4N4*Y | 2280 | 4076845 | LENNOX INDUSTRIES, INC. | TSA042H4N41Y | AC | Split System: Air-Cooled Condensing Unit, Coil with Blower | TSA042H4N41Y |  | CX34-49+TDR | 12.7 | 15 | Yes | Yes | 2011-01-21 |  | 1
FALSE | TSA042H4N4*Y | 2280 | 4076847 | LENNOX INDUSTRIES, INC. | TSA042H4N41Y | AC | Split System: Air-Cooled Condensing Unit, Coil with Blower | TSA042H4N41Y |  | CX34-49+TDR | 12.7 | 15 | Yes | Yes | 2011-01-21 |  | 1
FALSE | TSA042H4N4*Y | 2280 | 4076850 | LENNOX INDUSTRIES, INC. | TSA042H4N41Y | AC | Split System: Air-Cooled Condensing Unit, Coil with Blower | TSA042H4N41Y |  | CX34-49+TDR | 12.7 | 15.2 | Yes | Yes | 2011-01-21 |  | 1
FALSE | TSA042H4N4*Y | 2280 | 4076854 | LENNOX INDUSTRIES, INC. | TSA042H4N41Y | AC | Split System: Air-Cooled Condensing Unit, Coil with Blower | TSA042H4N41Y |  | CX34-50/60C+TDR | 12.2 | 14.5 | Yes | Yes | 2011-01-21 |  | 0
FALSE | TSA042H4N4*Y | 2280 | 4076857 | LENNOX INDUSTRIES, INC. | TSA042H4N41Y | AC | Split System: Air-Cooled Condensing Unit, Coil with Blower | TSA042H4N41Y |  | CX34-50/60C+TDR | 12.5 | 14.5 | Yes | Yes | 2011-01-21 |  | 0
FALSE | TSA042H4N4*Y | 2280 | 4076860 | LENNOX INDUSTRIES, INC. | TSA042H4N41Y | AC | Split System: Air-Cooled Condensing Unit, Coil with Blower | TSA042H4N41Y |  | CX34-50/60C+TDR | 12.5 | 14.5 | Yes | Yes | 2011-01-21 |  | 0
FALSE | TSA042H4N4*Y | 2280 | 4076933 | LENNOX INDUSTRIES, INC. | TSA042H4N41Y | AC | Split System: Air-Cooled Condensing Unit, Coil with Blower | TSA042H4N41Y |  | C33-62C+TDR+TXV | 13 | 15 | Yes | Yes | 2011-01-21 |  | 1
FALSE | TSA042H4N4*Y | 2280 | 4076936 | LENNOX INDUSTRIES, INC. | TSA042H4N41Y | AC | Split System: Air-Cooled Condensing Unit, Coil with Blower | TSA042H4N41Y |  | C33-62C+TDR+TXV | 13 | 15.2 | Yes | Yes | 2011-01-21 |  | 1
FALSE | TSA042H4N4*Y | 2280 | 4076939 | LENNOX INDUSTRIES, INC. | TSA042H4N41Y | AC | Split System: Air-Cooled Condensing Unit, Coil with Blower | TSA042H4N41Y |  | C33-62C+TDR+TXV | 13 | 15.2 | Yes | Yes | 2011-01-21 |  | 1
FALSE | TSA042H4N4*Y | 2280 | 4076943 | LENNOX INDUSTRIES, INC. | TSA042H4N41Y | AC | Split System: Air-Cooled Condensing Unit, Coil with Blower | TSA042H4N41Y |  | C33-62C+TDR+TXV | 13 | 15.2 | Yes | Yes | 2011-01-21 |  | 1
FALSE | TSA042H4N4*Y | 2280 | 4076952 | LENNOX INDUSTRIES, INC. | TSA042H4N41Y | AC | Split System: Air-Cooled Condensing Unit, Coil with Blower | TSA042H4N41Y |  | CH33-43+TDR+TXV | 12.5 | 14.7 | Yes | Yes | 2011-01-21 |  | 0
FALSE | TSA042H4N4*Y | 2280 | 4076955 | LENNOX INDUSTRIES, INC. | TSA042H4N41Y | AC | Split System: Air-Cooled Condensing Unit, Coil with Blower | TSA042H4N41Y |  | CH33-43+TDR+TXV | 12.7 | 14.7 | Yes | Yes | 2011-01-21 |  | 0
FALSE | TSA042H4N4*Y | 2280 | 4076958 | LENNOX INDUSTRIES, INC. | TSA042H4N41Y | AC | Split System: Air-Cooled Condensing Unit, Coil with Blower | TSA042H4N41Y |  | CH33-43+TDR+TXV | 12.7 | 14.7 | Yes | Yes | 2011-01-21 |  | 0
FALSE | TSA042H4N4*Y | 2280 | 4076961 | LENNOX INDUSTRIES, INC. | TSA042H4N41Y | AC | Split System: Air-Cooled Condensing Unit, Coil with Blower | TSA042H4N41Y |  | CH33-43+TDR+TXV | 12.7 | 15 | Yes | Yes | 2011-01-21 |  | 1
FALSE | TSA042H4N4*Y | 2280 | 4076964 | LENNOX INDUSTRIES, INC. | TSA042H4N41Y | AC | Split System: Air-Cooled Condensing Unit, Coil with Blower | TSA042H4N41Y |  | CH33-48+TDR+TXV | 12.2 | 14.5 | Yes | Yes | 2011-01-21 |  | 0
FALSE | TSA042H4N4*Y | 2280 | 4076966 | LENNOX INDUSTRIES, INC. | TSA042H4N41Y | AC | Split System: Air-Cooled Condensing Unit, Coil with Blower | TSA042H4N41Y |  | CH33-48+TDR+TXV | 12.5 | 14.7 | Yes | Yes | 2011-01-21 |  | 0
FALSE | TSA042H4N4*Y | 2280 | 4076968 | LENNOX INDUSTRIES, INC. | TSA042H4N41Y | AC | Split System: Air-Cooled Condensing Unit, Coil with Blower | TSA042H4N41Y |  | CH33-48+TDR+TXV | 12.5 | 14.5 | Yes | Yes | 2011-01-21 |  | 0
FALSE | TSA042H4N4*Y | 2280 | 4076971 | LENNOX INDUSTRIES, INC. | TSA042H4N41Y | AC | Split System: Air-Cooled Condensing Unit, Coil with Blower | TSA042H4N41Y |  | CH33-48+TDR+TXV | 12.5 | 14.7 | Yes | Yes | 2011-01-21 |  | 0
FALSE | TSA042H4N4*Y | 2280 | 4076974 | LENNOX INDUSTRIES, INC. | TSA042H4N41Y | AC | Split System: Air-Cooled Condensing Unit, Coil with Blower | TSA042H4N41Y |  | CH33-49+TDR+TXV | 12.5 | 14.7 | Yes | Yes | 2011-01-21 |  | 0
FALSE | TSA042H4N4*Y | 2280 | 4076977 | LENNOX INDUSTRIES, INC. | TSA042H4N41Y | AC | Split System: Air-Cooled Condensing Unit, Coil with Blower | TSA042H4N41Y |  | CH33-49+TDR+TXV | 12.5 | 15 | Yes | Yes | 2011-01-21 |  | 1
FALSE | TSA042H4N4*Y | 2280 | 4076979 | LENNOX INDUSTRIES, INC. | TSA042H4N41Y | AC | Split System: Air-Cooled Condensing Unit, Coil with Blower | TSA042H4N41Y |  | CH33-49+TDR+TXV | 12.5 | 14.7 | Yes | Yes | 2011-01-21 |  | 0
FALSE | TSA042H4N4*Y | 2280 | 4076982 | LENNOX INDUSTRIES, INC. | TSA042H4N41Y | AC | Split System: Air-Cooled Condensing Unit, Coil with Blower | TSA042H4N41Y |  | CH33-49+TDR+TXV | 12.7 | 15 | Yes | Yes | 2011-01-21 |  | 1
FALSE | TSA042H4N4*Y | 2280 | 4077047 | LENNOX INDUSTRIES, INC. | TSA042H4N41Y | AC | Split System: Air-Cooled Condensing Unit, Coil with Blower | TSA042H4N41Y |  | C33-50/60C+TDR+TXV | 12.5 | 14.5 | Yes | Yes | 2011-01-21 |  | 0
FALSE | TSA042H4N4*Y | 2280 | 4077050 | LENNOX INDUSTRIES, INC. | TSA042H4N41Y | AC | Split System: Air-Cooled Condensing Unit, Coil with Blower | TSA042H4N41Y |  | C33-50/60C+TDR+TXV | 12.5 | 14.5 | Yes | Yes | 2011-01-21 |  | 0
FALSE | TSA042H4N4*Y | 2280 | 4077053 | LENNOX INDUSTRIES, INC. | TSA042H4N41Y | AC | Split System: Air-Cooled Condensing Unit, Coil with Blower | TSA042H4N41Y |  | C33-60D+TDR+TXV | 13 | 15 | Yes | Yes | 2011-01-21 |  | 1
FALSE | TSA042H4N4*Y | 2280 | 4077056 | LENNOX INDUSTRIES, INC. | TSA042H4N41Y | AC | Split System: Air-Cooled Condensing Unit, Coil with Blower | TSA042H4N41Y |  | C33-62C+TDR+TXV | 13 | 15.5 | Yes | Yes | 2011-01-21 |  | 1
FALSE | TSA042H4N4*Y | 2280 | 4077059 | LENNOX INDUSTRIES, INC. | TSA042H4N41Y | AC | Split System: Air-Cooled Condensing Unit, Coil with Blower | TSA042H4N41Y |  | C33-62C+TDR+TXV | 13 | 15.5 | Yes | Yes | 2011-01-21 |  | 1
FALSE | TSA042H4N4*Y | 2280 | 4077061 | LENNOX INDUSTRIES, INC. | TSA042H4N41Y | AC | Split System: Air-Cooled Condensing Unit, Coil with Blower | TSA042H4N41Y |  | C33-62D+TDR+TXV | 13 | 15.5 | Yes | Yes | 2011-01-21 |  | 1
FALSE | TSA042H4N4*Y | 2280 | 4077075 | LENNOX INDUSTRIES, INC. | TSA042H4N41Y | AC | Split System: Air-Cooled Condensing Unit, Coil with Blower | TSA042H4N41Y |  | C33-38+TDR+TXV | 12 | 14.5 | Yes | Yes | 2011-01-21 |  | 0
FALSE | TSA042H4N4*Y | 2280 | 4077077 | LENNOX INDUSTRIES, INC. | TSA042H4N41Y | AC | Split System: Air-Cooled Condensing Unit, Coil with Blower | TSA042H4N41Y |  | C33-38+TDR+TXV | 12.5 | 14.5 | Yes | Yes | 2011-01-21 |  | 0
FALSE | TSA042H4N4*Y | 2280 | 4077085 | LENNOX INDUSTRIES, INC. | TSA042H4N41Y | AC | Split System: Air-Cooled Condensing Unit, Coil with Blower | TSA042H4N41Y |  | C33-43+TDR+TXV | 12 | 14.5 | Yes | Yes | 2011-01-21 |  | 0
FALSE | TSA042H4N4*Y | 2280 | 4077092 | LENNOX INDUSTRIES, INC. | TSA042H4N41Y | AC | Split System: Air-Cooled Condensing Unit, Coil with Blower | TSA042H4N41Y |  | CX34-38+TDR | 12.5 | 14.5 | Yes | Yes | 2011-01-21 |  | 0
FALSE | TSA042H4N4*Y | 2280 | 4077097 | LENNOX INDUSTRIES, INC. | TSA042H4N41Y | AC | Split System: Air-Cooled Condensing Unit, Coil with Blower | TSA042H4N41Y |  | CX34-43+TDR | 12.5 | 14.5 | Yes | Yes | 2011-01-21 |  | 0
FALSE | TSA042H4N4*Y | 2280 | 4077100 | LENNOX INDUSTRIES, INC. | TSA042H4N41Y | AC | Split System: Air-Cooled Condensing Unit, Coil with Blower | TSA042H4N41Y |  | CX34-44/48+TDR | 12 | 14.5 | Yes | Yes | 2011-01-21 |  | 0
FALSE | TSA042H4N4*Y | 2280 | 4077103 | LENNOX INDUSTRIES, INC. | TSA042H4N41Y | AC | Split System: Air-Cooled Condensing Unit, Coil with Blower | TSA042H4N41Y |  | CH33-43+TDR+TXV | 12.5 | 15 | Yes | Yes | 2011-01-21 |  | 1
FALSE | TSA042H4N4*Y | 2280 | 4077156 | LENNOX INDUSTRIES, INC. | TSA042H4N41Y | AC | Split System: Air-Cooled Condensing Unit, Coil with Blower | TSA042H4N41Y |  | C33-62C+TDR+TXV | 13 | 15.5 | Yes | Yes | 2011-01-21 |  | 1
FALSE | TSA042H4N4*Y | 2280 | 4077172 | LENNOX INDUSTRIES, INC. | TSA042H4N41G | AC | Split System: Air-Cooled Condensing Unit, Coil with Blower | TSA042H4N41G |  | CX34-38+TDR | 12 | 14.5 | Yes | Yes | 2011-01-21 |  | 0
FALSE | TSA042H4N4*Y | 2280 | 4077175 | LENNOX INDUSTRIES, INC. | TSA042H4N41G | AC | Split System: Air-Cooled Condensing Unit, Coil with Blower | TSA042H4N41G |  | CX34-38+TDR | 12.5 | 14.5 | Yes | Yes | 2011-01-21 |  | 0
FALSE | TSA042H4N4*Y | 2280 | 4077182 | LENNOX INDUSTRIES, INC. | TSA042H4N41G | AC | Split System: Air-Cooled Condensing Unit, Coil with Blower | TSA042H4N41G |  | CX34-43+TDR | 12 | 14.5 | Yes | Yes | 2011-01-21 |  | 0
FALSE | TSA042H4N4*Y | 2280 | 4077185 | LENNOX INDUSTRIES, INC. | TSA042H4N41G | AC | Split System: Air-Cooled Condensing Unit, Coil with Blower | TSA042H4N41G |  | CX34-43+TDR | 12.5 | 14.5 | Yes | Yes | 2011-01-21 |  | 0
FALSE | TSA042H4N4*Y | 2280 | 4077188 | LENNOX INDUSTRIES, INC. | TSA042H4N41G | AC | Split System: Air-Cooled Condensing Unit, Coil with Blower | TSA042H4N41G |  | CX34-43+TDR | 12.5 | 15 | Yes | Yes | 2011-01-21 |  | 1
FALSE | TSA042H4N4*Y | 2280 | 4077190 | LENNOX INDUSTRIES, INC. | TSA042H4N41G | AC | Split System: Air-Cooled Condensing Unit, Coil with Blower | TSA042H4N41G |  | CX34-43+TDR | 12.5 | 15 | Yes | Yes | 2011-01-21 |  | 1
FALSE | TSA042H4N4*Y | 2280 | 4077197 | LENNOX INDUSTRIES, INC. | TSA042H4N41G | AC | Split System: Air-Cooled Condensing Unit, Coil with Blower | TSA042H4N41G |  | CX34-44/48+TDR | 12 | 14.5 | Yes | Yes | 2011-01-21 |  | 0
FALSE | TSA042H4N4*Y | 2280 | 4077200 | LENNOX INDUSTRIES, INC. | TSA042H4N41G | AC | Split System: Air-Cooled Condensing Unit, Coil with Blower | TSA042H4N41G |  | CX34-44/48+TDR | 12.5 | 14.5 | Yes | Yes | 2011-01-21 |  | 0
FALSE | TSA042H4N4*Y | 2280 | 4077202 | LENNOX INDUSTRIES, INC. | TSA042H4N41G | AC | Split System: Air-Cooled Condensing Unit, Coil with Blower | TSA042H4N41G |  | CX34-44/48+TDR | 12 | 14.5 | Yes | Yes | 2011-01-21 |  | 0
FALSE | TSA042H4N4*Y | 2280 | 4077204 | LENNOX INDUSTRIES, INC. | TSA042H4N41G | AC | Split System: Air-Cooled Condensing Unit, Coil with Blower | TSA042H4N41G |  | CX34-49+TDR | 13 | 15 | Yes | Yes | 2011-01-21 |  | 1
FALSE | TSA042H4N4*Y | 2280 | 4077207 | LENNOX INDUSTRIES, INC. | TSA042H4N41G | AC | Split System: Air-Cooled Condensing Unit, Coil with Blower | TSA042H4N41G |  | CX34-49+TDR | 13 | 15 | Yes | Yes | 2011-01-21 |  | 1
FALSE | TSA042H4N4*Y | 2280 | 4077209 | LENNOX INDUSTRIES, INC. | TSA042H4N41G | AC | Split System: Air-Cooled Condensing Unit, Coil with Blower | TSA042H4N41G |  | CX34-50/60C+TDR | 12.5 | 14.5 | Yes | Yes | 2011-01-21 |  | 0
FALSE | TSA042H4N4*Y | 2280 | 4077266 | LENNOX INDUSTRIES, INC. | TSA042H4N41G | AC | Split System: Air-Cooled Condensing Unit, Coil with Blower | TSA042H4N41G |  | CR33-50/60+TDR+TXV | 12.5 | 15 | Yes | Yes | 2011-01-21 |  | 1
FALSE | TSA042H4N4*Y | 2280 | 4077271 | LENNOX INDUSTRIES, INC. | TSA042H4N41G | AC | Split System: Air-Cooled Condensing Unit, Coil with Blower | TSA042H4N41G |  | CR33-50/60+TDR+TXV | 12.5 | 15 | Yes | Yes | 2011-01-21 |  | 1
FALSE | TSA042H4N4*Y | 2280 | 4077273 | LENNOX INDUSTRIES, INC. | TSA042H4N41G | AC | Split System: Air-Cooled Condensing Unit, Coil with Blower | TSA042H4N41G |  | CX34-43+TDR | 12.5 | 14.7 | Yes | Yes | 2011-01-21 |  | 0
FALSE | TSA042H4N4*Y | 2280 | 4077275 | LENNOX INDUSTRIES, INC. | TSA042H4N41G | AC | Split System: Air-Cooled Condensing Unit, Coil with Blower | TSA042H4N41G |  | CX34-43+TDR | 12.7 | 15 | Yes | Yes | 2011-01-21 |  | 1
FALSE | TSA042H4N4*Y | 2280 | 4077282 | LENNOX INDUSTRIES, INC. | TSA042H4N41G | AC | Split System: Air-Cooled Condensing Unit, Coil with Blower | TSA042H4N41G |  | CX34-44/48+TDR | 12.2 | 14.5 | Yes | Yes | 2011-01-21 |  | 0
FALSE | TSA042H4N4*Y | 2280 | 4077287 | LENNOX INDUSTRIES, INC. | TSA042H4N41G | AC | Split System: Air-Cooled Condensing Unit, Coil with Blower | TSA042H4N41G |  | CX34-44/48+TDR | 12.2 | 14.5 | Yes | Yes | 2011-01-21 |  | 0
FALSE | TSA042H4N4*Y | 2280 | 4077290 | LENNOX INDUSTRIES, INC. | TSA042H4N41G | AC | Split System: Air-Cooled Condensing Unit, Coil with Blower | TSA042H4N41G |  | CX34-49+TDR | 12.7 | 15 | Yes | Yes | 2011-01-21 |  | 1
FALSE | TSA042H4N4*Y | 2280 | 4077293 | LENNOX INDUSTRIES, INC. | TSA042H4N41G | AC | Split System: Air-Cooled Condensing Unit, Coil with Blower | TSA042H4N41G |  | CX34-49+TDR | 12.7 | 15 | Yes | Yes | 2011-01-21 |  | 1
FALSE | TSA042H4N4*Y | 2280 | 4077295 | LENNOX INDUSTRIES, INC. | TSA042H4N41G | AC | Split System: Air-Cooled Condensing Unit, Coil with Blower | TSA042H4N41G |  | CX34-49+TDR | 12.7 | 15 | Yes | Yes | 2011-01-21 |  | 1
FALSE | TSA042H4N4*Y | 2280 | 4077298 | LENNOX INDUSTRIES, INC. | TSA042H4N41G | AC | Split System: Air-Cooled Condensing Unit, Coil with Blower | TSA042H4N41G |  | CX34-49+TDR | 12.7 | 15.2 | Yes | Yes | 2011-01-21 |  | 1
FALSE | TSA042H4N4*Y | 2280 | 4077301 | LENNOX INDUSTRIES, INC. | TSA042H4N41G | AC | Split System: Air-Cooled Condensing Unit, Coil with Blower | TSA042H4N41G |  | CX34-50/60C+TDR | 12.2 | 14.5 | Yes | Yes | 2011-01-21 |  | 0
FALSE | TSA042H4N4*Y | 2280 | 4077305 | LENNOX INDUSTRIES, INC. | TSA042H4N41G | AC | Split System: Air-Cooled Condensing Unit, Coil with Blower | TSA042H4N41G |  | CX34-50/60C+TDR | 12.5 | 14.5 | Yes | Yes | 2011-01-21 |  | 0
FALSE | TSA042H4N4*Y | 2280 | 4077309 | LENNOX INDUSTRIES, INC. | TSA042H4N41G | AC | Split System: Air-Cooled Condensing Unit, Coil with Blower | TSA042H4N41G |  | CX34-50/60C+TDR | 12.5 | 14.5 | Yes | Yes | 2011-01-21 |  | 0
FALSE | TSA042H4N4*Y | 2280 | 4077381 | LENNOX INDUSTRIES, INC. | TSA042H4N41G | AC | Split System: Air-Cooled Condensing Unit, Coil with Blower | TSA042H4N41G |  | C33-62C+TDR+TXV | 13 | 15 | Yes | Yes | 2011-01-21 |  | 1
FALSE | TSA042H4N4*Y | 2280 | 4077384 | LENNOX INDUSTRIES, INC. | TSA042H4N41G | AC | Split System: Air-Cooled Condensing Unit, Coil with Blower | TSA042H4N41G |  | C33-62C+TDR+TXV | 13 | 15.2 | Yes | Yes | 2011-01-21 |  | 1
FALSE | TSA042H4N4*Y | 2280 | 4077388 | LENNOX INDUSTRIES, INC. | TSA042H4N41G | AC | Split System: Air-Cooled Condensing Unit, Coil with Blower | TSA042H4N41G |  | C33-62C+TDR+TXV | 13 | 15.2 | Yes | Yes | 2011-01-21 |  | 1
FALSE | TSA042H4N4*Y | 2280 | 4077392 | LENNOX INDUSTRIES, INC. | TSA042H4N41G | AC | Split System: Air-Cooled Condensing Unit, Coil with Blower | TSA042H4N41G |  | C33-62C+TDR+TXV | 13 | 15.2 | Yes | Yes | 2011-01-21 |  | 1
FALSE | TSA042H4N4*Y | 2280 | 4077400 | LENNOX INDUSTRIES, INC. | TSA042H4N41G | AC | Split System: Air-Cooled Condensing Unit, Coil with Blower | TSA042H4N41G |  | CH33-43+TDR+TXV | 12.5 | 14.7 | Yes | Yes | 2011-01-21 |  | 0
FALSE | TSA042H4N4*Y | 2280 | 4077403 | LENNOX INDUSTRIES, INC. | TSA042H4N41G | AC | Split System: Air-Cooled Condensing Unit, Coil with Blower | TSA042H4N41G |  | CH33-43+TDR+TXV | 12.7 | 14.7 | Yes | Yes | 2011-01-21 |  | 0
FALSE | TSA042H4N4*Y | 2280 | 4077405 | LENNOX INDUSTRIES, INC. | TSA042H4N41G | AC | Split System: Air-Cooled Condensing Unit, Coil with Blower | TSA042H4N41G |  | CH33-43+TDR+TXV | 12.7 | 14.7 | Yes | Yes | 2011-01-21 |  | 0
FALSE | TSA042H4N4*Y | 2280 | 4077410 | LENNOX INDUSTRIES, INC. | TSA042H4N41G | AC | Split System: Air-Cooled Condensing Unit, Coil with Blower | TSA042H4N41G |  | CH33-43+TDR+TXV | 12.7 | 15 | Yes | Yes | 2011-01-21 |  | 1
FALSE | TSA042H4N4*Y | 2280 | 4077411 | LENNOX INDUSTRIES, INC. | TSA042H4N41G | AC | Split System: Air-Cooled Condensing Unit, Coil with Blower | TSA042H4N41G |  | CH33-48+TDR+TXV | 12.2 | 14.5 | Yes | Yes | 2011-01-21 |  | 0
FALSE | TSA042H4N4*Y | 2280 | 4077414 | LENNOX INDUSTRIES, INC. | TSA042H4N41G | AC | Split System: Air-Cooled Condensing Unit, Coil with Blower | TSA042H4N41G |  | CH33-48+TDR+TXV | 12.5 | 14.7 | Yes | Yes | 2011-01-21 |  | 0
FALSE | TSA042H4N4*Y | 2280 | 4077416 | LENNOX INDUSTRIES, INC. | TSA042H4N41G | AC | Split System: Air-Cooled Condensing Unit, Coil with Blower | TSA042H4N41G |  | CH33-48+TDR+TXV | 12.5 | 14.5 | Yes | Yes | 2011-01-21 |  | 0
FALSE | TSA042H4N4*Y | 2280 | 4077420 | LENNOX INDUSTRIES, INC. | TSA042H4N41G | AC | Split System: Air-Cooled Condensing Unit, Coil with Blower | TSA042H4N41G |  | CH33-48+TDR+TXV | 12.5 | 14.7 | Yes | Yes | 2011-01-21 |  | 0
FALSE | TSA042H4N4*Y | 2280 | 4077423 | LENNOX INDUSTRIES, INC. | TSA042H4N41G | AC | Split System: Air-Cooled Condensing Unit, Coil with Blower | TSA042H4N41G |  | CH33-49+TDR+TXV | 12.5 | 14.7 | Yes | Yes | 2011-01-21 |  | 0
FALSE | TSA042H4N4*Y | 2280 | 4077425 | LENNOX INDUSTRIES, INC. | TSA042H4N41G | AC | Split System: Air-Cooled Condensing Unit, Coil with Blower | TSA042H4N41G |  | CH33-49+TDR+TXV | 12.5 | 15 | Yes | Yes | 2011-01-21 |  | 1
FALSE | TSA042H4N4*Y | 2280 | 4077428 | LENNOX INDUSTRIES, INC. | TSA042H4N41G | AC | Split System: Air-Cooled Condensing Unit, Coil with Blower | TSA042H4N41G |  | CH33-49+TDR+TXV | 12.5 | 14.7 | Yes | Yes | 2011-01-21 |  | 0
FALSE | TSA042H4N4*Y | 2280 | 4077429 | LENNOX INDUSTRIES, INC. | TSA042H4N41G | AC | Split System: Air-Cooled Condensing Unit, Coil with Blower | TSA042H4N41G |  | CH33-49+TDR+TXV | 12.7 | 15 | Yes | Yes | 2011-01-21 |  | 1
FALSE | TSA042H4N4*Y | 2280 | 4077500 | LENNOX INDUSTRIES, INC. | TSA042H4N41G | AC | Split System: Air-Cooled Condensing Unit, Coil with Blower | TSA042H4N41G |  | C33-50/60C+TDR+TXV | 12.5 | 14.5 | Yes | Yes | 2011-01-21 |  | 0
FALSE | TSA042H4N4*Y | 2280 | 4077501 | LENNOX INDUSTRIES, INC. | TSA042H4N41G | AC | Split System: Air-Cooled Condensing Unit, Coil with Blower | TSA042H4N41G |  | C33-50/60C+TDR+TXV | 12.5 | 14.5 | Yes | Yes | 2011-01-21 |  | 0
FALSE | TSA042H4N4*Y | 2280 | 4077504 | LENNOX INDUSTRIES, INC. | TSA042H4N41G | AC | Split System: Air-Cooled Condensing Unit, Coil with Blower | TSA042H4N41G |  | C33-60D+TDR+TXV | 13 | 15 | Yes | Yes | 2011-01-21 |  | 1
FALSE | TSA042H4N4*Y | 2280 | 4077507 | LENNOX INDUSTRIES, INC. | TSA042H4N41G | AC | Split System: Air-Cooled Condensing Unit, Coil with Blower | TSA042H4N41G |  | C33-62C+TDR+TXV | 13 | 15.5 | Yes | Yes | 2011-01-21 |  | 1
FALSE | TSA042H4N4*Y | 2280 | 4077509 | LENNOX INDUSTRIES, INC. | TSA042H4N41G | AC | Split System: Air-Cooled Condensing Unit, Coil with Blower | TSA042H4N41G |  | C33-62C+TDR+TXV | 13 | 15.5 | Yes | Yes | 2011-01-21 |  | 1
FALSE | TSA042H4N4*Y | 2280 | 4077512 | LENNOX INDUSTRIES, INC. | TSA042H4N41G | AC | Split System: Air-Cooled Condensing Unit, Coil with Blower | TSA042H4N41G |  | C33-62D+TDR+TXV | 13 | 15.5 | Yes | Yes | 2011-01-21 |  | 1
FALSE | TSA042H4N4*Y | 2280 | 4077525 | LENNOX INDUSTRIES, INC. | TSA042H4N41G | AC | Split System: Air-Cooled Condensing Unit, Coil with Blower | TSA042H4N41G |  | C33-38+TDR+TXV | 12 | 14.5 | Yes | Yes | 2011-01-21 |  | 0
FALSE | TSA042H4N4*Y | 2280 | 4077527 | LENNOX INDUSTRIES, INC. | TSA042H4N41G | AC | Split System: Air-Cooled Condensing Unit, Coil with Blower | TSA042H4N41G |  | C33-38+TDR+TXV | 12.5 | 14.5 | Yes | Yes | 2011-01-21 |  | 0
FALSE | TSA042H4N4*Y | 2280 | 4077535 | LENNOX INDUSTRIES, INC. | TSA042H4N41G | AC | Split System: Air-Cooled Condensing Unit, Coil with Blower | TSA042H4N41G |  | C33-43+TDR+TXV | 12 | 14.5 | Yes | Yes | 2011-01-21 |  | 0
FALSE | TSA042H4N4*Y | 2280 | 4077540 | LENNOX INDUSTRIES, INC. | TSA042H4N41G | AC | Split System: Air-Cooled Condensing Unit, Coil with Blower | TSA042H4N41G |  | CX34-38+TDR | 12.5 | 14.5 | Yes | Yes | 2011-01-21 |  | 0
FALSE | TSA042H4N4*Y | 2280 | 4077545 | LENNOX INDUSTRIES, INC. | TSA042H4N41G | AC | Split System: Air-Cooled Condensing Unit, Coil with Blower | TSA042H4N41G |  | CX34-43+TDR | 12.5 | 14.5 | Yes | Yes | 2011-01-21 |  | 0
FALSE | TSA042H4N4*Y | 2280 | 4077548 | LENNOX INDUSTRIES, INC. | TSA042H4N41G | AC | Split System: Air-Cooled Condensing Unit, Coil with Blower | TSA042H4N41G |  | CX34-44/48+TDR | 12 | 14.5 | Yes | Yes | 2011-01-21 |  | 0
FALSE | TSA042H4N4*Y | 2280 | 4077551 | LENNOX INDUSTRIES, INC. | TSA042H4N41G | AC | Split System: Air-Cooled Condensing Unit, Coil with Blower | TSA042H4N41G |  | CH33-43+TDR+TXV | 12.5 | 15 | Yes | Yes | 2011-01-21 |  | 1
FALSE | TSA042H4N4*Y | 2280 | 4077603 | LENNOX INDUSTRIES, INC. | TSA042H4N41G | AC | Split System: Air-Cooled Condensing Unit, Coil with Blower | TSA042H4N41G |  | C33-62C+TDR+TXV | 13 | 15.5 | Yes | Yes | 2011-01-21 |  | 1
FALSE | XC14-048-230-08 | 2298 | 4077968 | LENNOX INDUSTRIES, INC. | TSA048H4N41Y | AC | Split System: Air-Cooled Condensing Unit, Coil with Blower | TSA048H4N41Y |  | CX34-43+TDR | 12 | 14.5 | Yes | Yes | 2011-01-21 |  | 0
FALSE | XC14-048-230-08 | 2298 | 4077969 | LENNOX INDUSTRIES, INC. | TSA048H4N41Y | AC | Split System: Air-Cooled Condensing Unit, Coil with Blower | TSA048H4N41Y |  | CX34-43+TDR | 12 | 14.5 | Yes | Yes | 2011-01-21 |  | 0
FALSE | XC14-048-230-08 | 2298 | 4077972 | LENNOX INDUSTRIES, INC. | TSA048H4N41Y | AC | Split System: Air-Cooled Condensing Unit, Coil with Blower | TSA048H4N41Y |  | CX34-49+TDR | 12 | 14.5 | Yes | Yes | 2011-01-21 |  | 0
FALSE | XC14-048-230-08 | 2298 | 4077973 | LENNOX INDUSTRIES, INC. | TSA048H4N41Y | AC | Split System: Air-Cooled Condensing Unit, Coil with Blower | TSA048H4N41Y |  | CX34-49+TDR | 12 | 14.5 | Yes | Yes | 2011-01-21 |  | 0
FALSE | XC14-048-230-08 | 2298 | 4077976 | LENNOX INDUSTRIES, INC. | TSA048H4N41Y | AC | Split System: Air-Cooled Condensing Unit, Coil with Blower | TSA048H4N41Y |  | CX34-60D+TDR | 12.5 | 15 | Yes | Yes | 2011-01-21 |  | 1
FALSE | XC14-048-230-08 | 2298 | 4077977 | LENNOX INDUSTRIES, INC. | TSA048H4N41Y | AC | Split System: Air-Cooled Condensing Unit, Coil with Blower | TSA048H4N41Y |  | CX34-62C+TDR | 12.5 | 15 | Yes | Yes | 2011-01-21 |  | 1
FALSE | XC14-048-230-08 | 2298 | 4077978 | LENNOX INDUSTRIES, INC. | TSA048H4N41Y | AC | Split System: Air-Cooled Condensing Unit, Coil with Blower | TSA048H4N41Y |  | CX34-62C+TDR | 12.5 | 15 | Yes | Yes | 2011-01-21 |  | 1
FALSE | XC14-048-230-08 | 2298 | 4077979 | LENNOX INDUSTRIES, INC. | TSA048H4N41Y | AC | Split System: Air-Cooled Condensing Unit, Coil with Blower | TSA048H4N41Y |  | CX34-62D+TDR | 12.5 | 15 | Yes | Yes | 2011-01-21 |  | 1
FALSE | XC14-048-230-08 | 2298 | 4077980 | LENNOX INDUSTRIES, INC. | TSA048H4N41Y | AC | Split System: Air-Cooled Condensing Unit, Coil with Blower | TSA048H4N41Y |  | CH33-43+TDR+TXV | 12 | 14.5 | Yes | Yes | 2011-01-21 |  | 0
FALSE | XC14-048-230-08 | 2298 | 4077981 | LENNOX INDUSTRIES, INC. | TSA048H4N41Y | AC | Split System: Air-Cooled Condensing Unit, Coil with Blower | TSA048H4N41Y |  | CH33-43+TDR+TXV | 12 | 14.5 | Yes | Yes | 2011-01-21 |  | 0
FALSE | XC14-048-230-08 | 2298 | 4077982 | LENNOX INDUSTRIES, INC. | TSA048H4N41Y | AC | Split System: Air-Cooled Condensing Unit, Coil with Blower | TSA048H4N41Y |  | CH33-48+TDR+TXV | 12 | 14.5 | Yes | Yes | 2011-01-21 |  | 0
FALSE | XC14-048-230-08 | 2298 | 4077984 | LENNOX INDUSTRIES, INC. | TSA048H4N41Y | AC | Split System: Air-Cooled Condensing Unit, Coil with Blower | TSA048H4N41Y |  | CH33-49+TDR+TXV | 12 | 14.5 | Yes | Yes | 2011-01-21 |  | 0
FALSE | XC14-048-230-08 | 2298 | 4077985 | LENNOX INDUSTRIES, INC. | TSA048H4N41Y | AC | Split System: Air-Cooled Condensing Unit, Coil with Blower | TSA048H4N41Y |  | CH33-49+TDR+TXV | 12 | 14.5 | Yes | Yes | 2011-01-21 |  | 0
FALSE | XC14-060-230-** | 2308 | 4078267 | LENNOX INDUSTRIES, INC. | TSA060H4N41G | AC | Split System: Air-Cooled Condensing Unit, Coil with Blower | TSA060H4N41G |  | C33-62C+TDR+TXV | 12 | 14.5 | Yes | Yes | 2011-01-21 |  | 0
FALSE | XC14-060-230-** | 2308 | 4078268 | LENNOX INDUSTRIES, INC. | TSA060H4N41G | AC | Split System: Air-Cooled Condensing Unit, Coil with Blower | TSA060H4N41G |  | C33-62C+TDR+TXV | 12 | 14.5 | Yes | Yes | 2011-01-21 |  | 0
FALSE | XC14-060-230-** | 2308 | 4078269 | LENNOX INDUSTRIES, INC. | TSA060H4N41G | AC | Split System: Air-Cooled Condensing Unit, Coil with Blower | TSA060H4N41G |  | C33-62D+TDR+TXV | 12.5 | 15 | Yes | Yes | 2011-01-21 |  | 1
FALSE | XC14-060-230-** | 2308 | 4078274 | LENNOX INDUSTRIES, INC. | TSA060H4N41G | AC | Split System: Air-Cooled Condensing Unit, Coil with Blower | TSA060H4N41G |  | CX34-62C+TDR | 12 | 14.5 | Yes | Yes | 2011-01-21 |  | 0
FALSE | XC14-060-230-** | 2308 | 4078277 | LENNOX INDUSTRIES, INC. | TSA060H4N41G | AC | Split System: Air-Cooled Condensing Unit, Coil with Blower | TSA060H4N41G |  | C33-62C+TDR+TXV | 12 | 14.5 | Yes | Yes | 2011-01-21 |  | 0
FALSE | 4TTR6042B1 | 3680 | 4084303 | TRANE | 4TTR5042E1 | AC | Split System: Air-Cooled Condensing Unit, Coil with Blower | 4TTR5042E1 |  | 4TEE3C04A1+18-GJ01D | 12.75 | 15.25 | Yes | Yes | 2011-01-21 |  | 1
FALSE | 4TTR6042B1 | 3680 | 4084304 | AMERICAN STANDARD, INC. | 4A7A5042E1 | AC | Split System: Air-Cooled Condensing Unit, Coil with Blower | 4TTR5042E1 |  | 4TEE3C04A1+18-GJ01D | 12.75 | 15.25 | Yes | Yes | 2011-02-28 |  | 1
FALSE | 14AJM30 | 4513 | 4092003 | RHEEM SALES COMPANY, INC. | 14AJM30 | AC | Split System: Air-Cooled Condensing Unit, Coil with Blower | 14AJM30 |  | RCFL-A*3821 | 13 | 16 | Yes | Yes | 2011-01-21 |  | 2
FALSE | 14AJM30 | 4513 | 4092004 | RHEEM SALES COMPANY, INC. | 14AJM30 | AC | Split System: Air-Cooled Condensing Unit, Coil with Blower | 14AJM30 |  | RCFL-A*3821 | 13 | 16 | Yes | Yes | 2011-01-21 |  | 2
FALSE | 14AJM30 | 4513 | 4092005 | RHEEM SALES COMPANY, INC. | 14AJM30 | AC | Split System: Air-Cooled Condensing Unit, Coil with Blower | 14AJM30 |  | RCFL-H*3617 | 13 | 15.5 | Yes | Yes | 2011-01-21 |  | 1
FALSE | 14AJM30 | 4513 | 4092006 | RHEEM SALES COMPANY, INC. | 14AJM30 | AC | Split System: Air-Cooled Condensing Unit, Coil with Blower | 14AJM30 |  | RCFL-H*3617 | 13 | 15.5 | Yes | Yes | 2011-01-21 |  | 1
FALSE | 14AJM30 | 4513 | 4092007 | RHEEM SALES COMPANY, INC. | 14AJM30 | AC | Split System: Air-Cooled Condensing Unit, Coil with Blower | 14AJM30 |  | RCFL-H*3617 | 13 | 15.5 | Yes | Yes | 2011-01-21 |  | 1
FALSE | 14AJM30 | 4513 | 4092008 | RHEEM SALES COMPANY, INC. | 14AJM30 | AC | Split System: Air-Cooled Condensing Unit, Coil with Blower | 14AJM30 |  | RCFL-H*3617 | 13 | 15.5 | Yes | Yes | 2011-01-21 |  | 1
FALSE | 14AJM30 | 4513 | 4092009 | RHEEM SALES COMPANY, INC. | 14AJM30 | AC | Split System: Air-Cooled Condensing Unit, Coil with Blower | 14AJM30 |  | RCFL-H*3621 | 13 | 15.5 | Yes | Yes | 2011-01-21 |  | 1
FALSE | 14AJM30 | 4513 | 4092010 | RHEEM SALES COMPANY, INC. | 14AJM30 | AC | Split System: Air-Cooled Condensing Unit, Coil with Blower | 14AJM30 |  | RCFL-H*3621 | 13 | 15.5 | Yes | Yes | 2011-01-21 |  | 1
FALSE | 14AJM30 | 4513 | 4092011 | RHEEM SALES COMPANY, INC. | 14AJM30 | AC | Split System: Air-Cooled Condensing Unit, Coil with Blower | 14AJM30 |  | RCFL-H*3621 | 13 | 15.5 | Yes | Yes | 2011-01-21 |  | 1
FALSE | 14AJM30 | 4513 | 4092012 | RHEEM SALES COMPANY, INC. | 14AJM30 | AC | Split System: Air-Cooled Condensing Unit, Coil with Blower | 14AJM30 |  | RCFL-H*3621 | 13 | 15.5 | Yes | Yes | 2011-01-21 |  | 1
FALSE | 14AJM30 | 4513 | 4092013 | RHEEM SALES COMPANY, INC. | 14AJM30 | AC | Split System: Air-Cooled Condensing Unit, Coil with Blower | 14AJM30 |  | RCFL-H*3621 | 13 | 15.5 | Yes | Yes | 2011-01-21 |  | 1
FALSE | 14AJM30 | 4513 | 4092014 | RHEEM SALES COMPANY, INC. | 14AJM30 | AC | Split System: Air-Cooled Condensing Unit, Coil with Blower | 14AJM30 |  | RCFL-H*3821 | 13 | 15.5 | Yes | Yes | 2011-01-21 |  | 1
FALSE | 14AJM30 | 4513 | 4092015 | RHEEM SALES COMPANY, INC. | 14AJM30 | AC | Split System: Air-Cooled Condensing Unit, Coil with Blower | 14AJM30 |  | RCFL-H*3821 | 13 | 16 | Yes | Yes | 2011-01-21 |  | 2
FALSE | 14AJM30 | 4513 | 4092016 | RHEEM SALES COMPANY, INC. | 14AJM30 | AC | Split System: Air-Cooled Condensing Unit, Coil with Blower | 14AJM30 |  | RCFL-H*3821 | 13 | 16 | Yes | Yes | 2011-01-21 |  | 2
FALSE | 14AJM30 | 4513 | 4092017 | RHEEM SALES COMPANY, INC. | 14AJM30 | AC | Split System: Air-Cooled Condensing Unit, Coil with Blower | 14AJM30 |  | RCFL-H*3821 | 13 | 16 | Yes | Yes | 2011-01-21 |  | 2
FALSE | 14AJM30 | 4513 | 4092018 | RHEEM SALES COMPANY, INC. | 14AJM30 | AC | Split System: Air-Cooled Condensing Unit, Coil with Blower | 14AJM30 |  | RCFL-H*3821 | 13 | 16 | Yes | Yes | 2011-01-21 |  | 2
FALSE | 14AJM30 | 4513 | 4092019 | RHEEM SALES COMPANY, INC. | 14AJM30 | AC | Split System: Air-Cooled Condensing Unit, Coil with Blower | 14AJM30 |  | RCFL-H*3824 | 13 | 16 | Yes | Yes | 2011-01-21 |  | 2
FALSE | 14AJM30 | 4513 | 4092020 | RHEEM SALES COMPANY, INC. | 14AJM30 | AC | Split System: Air-Cooled Condensing Unit, Coil with Blower | 14AJM30 |  | RCFL-H*3824 | 13 | 16 | Yes | Yes | 2011-01-21 |  | 2
FALSE | 14AJM30 | 4513 | 4092021 | RHEEM SALES COMPANY, INC. | 14AJM30 | AC | Split System: Air-Cooled Condensing Unit, Coil with Blower | 14AJM30 |  | RCFL-H*3824 | 13 | 16 | Yes | Yes | 2011-01-21 |  | 2
FALSE | 14AJM30 | 4513 | 4092022 | RHEEM SALES COMPANY, INC. | 14AJM30 | AC | Split System: Air-Cooled Condensing Unit, Coil with Blower | 14AJM30 |  | RCFL-H*3824 | 13 | 16 | Yes | Yes | 2011-01-21 |  | 2
FALSE | 14AJM30 | 4513 | 4092023 | RHEEM SALES COMPANY, INC. | 14AJM30 | AC | Split System: Air-Cooled Condensing Unit, Coil with Blower | 14AJM30 |  | RCFL-H*3824 | 13 | 16 | Yes | Yes | 2011-01-21 |  | 2
FALSE | 14AJM36 | 38 | 4092043 | RHEEM SALES COMPANY, INC. | 14AJM36 | AC | Split System: Air-Cooled Condensing Unit, Coil with Blower | 14AJM36 |  | RCFL-A*3821 | 12.5 | 15.1 | Yes | Yes | 2011-01-21 |  | 1
FALSE | 14AJM36 | 38 | 4092044 | RHEEM SALES COMPANY, INC. | 14AJM36 | AC | Split System: Air-Cooled Condensing Unit, Coil with Blower | 14AJM36 |  | RCFL-A*3821 | 12.5 | 15.1 | Yes | Yes | 2011-01-21 |  | 1
FALSE | 14AJM36 | 38 | 4092045 | RHEEM SALES COMPANY, INC. | 14AJM36 | AC | Split System: Air-Cooled Condensing Unit, Coil with Blower | 14AJM36 |  | RCFL-A*3821 | 13 | 15.5 | Yes | Yes | 2011-01-21 |  | 1
FALSE | 14AJM36 | 38 | 4092046 | RHEEM SALES COMPANY, INC. | 14AJM36 | AC | Split System: Air-Cooled Condensing Unit, Coil with Blower | 14AJM36 |  | RCFL-A*3821 | 13 | 15.5 | Yes | Yes | 2011-01-21 |  | 1
FALSE | 14AJM36 | 38 | 4092047 | RHEEM SALES COMPANY, INC. | 14AJM36 | AC | Split System: Air-Cooled Condensing Unit, Coil with Blower | 14AJM36 |  | RCFL-A*3821 | 13 | 15.5 | Yes | Yes | 2011-01-21 |  | 1
FALSE | 14AJM36 | 38 | 4092048 | RHEEM SALES COMPANY, INC. | 14AJM36 | AC | Split System: Air-Cooled Condensing Unit, Coil with Blower | 14AJM36 |  | RCFL-H*3617 | 12.5 | 15.1 | Yes | Yes | 2011-01-21 |  | 1
FALSE | 14AJM36 | 38 | 4092049 | RHEEM SALES COMPANY, INC. | 14AJM36 | AC | Split System: Air-Cooled Condensing Unit, Coil with Blower | 14AJM36 |  | RCFL-H*3617 | 12.5 | 15.1 | Yes | Yes | 2011-01-21 |  | 1
FALSE | 14AJM36 | 38 | 4092050 | RHEEM SALES COMPANY, INC. | 14AJM36 | AC | Split System: Air-Cooled Condensing Unit, Coil with Blower | 14AJM36 |  | RCFL-H*3617 | 12.5 | 15.1 | Yes | Yes | 2011-01-21 |  | 1
FALSE | 14AJM36 | 38 | 4092051 | RHEEM SALES COMPANY, INC. | 14AJM36 | AC | Split System: Air-Cooled Condensing Unit, Coil with Blower | 14AJM36 |  | RCFL-H*3617 | 12.5 | 15.1 | Yes | Yes | 2011-01-21 |  | 1
FALSE | 14AJM36 | 38 | 4092052 | RHEEM SALES COMPANY, INC. | 14AJM36 | AC | Split System: Air-Cooled Condensing Unit, Coil with Blower | 14AJM36 |  | RCFL-H*3621 | 12.5 | 15.1 | Yes | Yes | 2011-01-21 |  | 1
FALSE | 14AJM36 | 38 | 4092053 | RHEEM SALES COMPANY, INC. | 14AJM36 | AC | Split System: Air-Cooled Condensing Unit, Coil with Blower | 14AJM36 |  | RCFL-H*3621 | 12.5 | 15.1 | Yes | Yes | 2011-01-21 |  | 1
FALSE | 14AJM36 | 38 | 4092054 | RHEEM SALES COMPANY, INC. | 14AJM36 | AC | Split System: Air-Cooled Condensing Unit, Coil with Blower | 14AJM36 |  | RCFL-H*3621 | 12.5 | 15.1 | Yes | Yes | 2011-01-21 |  | 1
FALSE | 14AJM36 | 38 | 4092055 | RHEEM SALES COMPANY, INC. | 14AJM36 | AC | Split System: Air-Cooled Condensing Unit, Coil with Blower | 14AJM36 |  | RCFL-H*3621 | 13 | 15.5 | Yes | Yes | 2011-01-21 |  | 1
FALSE | 14AJM36 | 38 | 4092056 | RHEEM SALES COMPANY, INC. | 14AJM36 | AC | Split System: Air-Cooled Condensing Unit, Coil with Blower | 14AJM36 |  | RCFL-H*3621 | 13 | 15.5 | Yes | Yes | 2011-01-21 |  | 1
FALSE | 14AJM36 | 38 | 4092057 | RHEEM SALES COMPANY, INC. | 14AJM36 | AC | Split System: Air-Cooled Condensing Unit, Coil with Blower | 14AJM36 |  | RCFL-H*3821 | 12.5 | 15.1 | Yes | Yes | 2011-01-21 |  | 1
FALSE | 14AJM36 | 38 | 4092058 | RHEEM SALES COMPANY, INC. | 14AJM36 | AC | Split System: Air-Cooled Condensing Unit, Coil with Blower | 14AJM36 |  | RCFL-H*3821 | 12.5 | 15.1 | Yes | Yes | 2011-01-21 |  | 1
FALSE | 14AJM36 | 38 | 4092059 | RHEEM SALES COMPANY, INC. | 14AJM36 | AC | Split System: Air-Cooled Condensing Unit, Coil with Blower | 14AJM36 |  | RCFL-H*3821 | 13 | 15.5 | Yes | Yes | 2011-01-21 |  | 1
FALSE | 14AJM36 | 38 | 4092060 | RHEEM SALES COMPANY, INC. | 14AJM36 | AC | Split System: Air-Cooled Condensing Unit, Coil with Blower | 14AJM36 |  | RCFL-H*3821 | 13 | 15.5 | Yes | Yes | 2011-01-21 |  | 1
FALSE | 14AJM36 | 38 | 4092061 | RHEEM SALES COMPANY, INC. | 14AJM36 | AC | Split System: Air-Cooled Condensing Unit, Coil with Blower | 14AJM36 |  | RCFL-H*3821 | 13 | 15.5 | Yes | Yes | 2011-01-21 |  | 1
FALSE | 14AJM36 | 38 | 4092062 | RHEEM SALES COMPANY, INC. | 14AJM36 | AC | Split System: Air-Cooled Condensing Unit, Coil with Blower | 14AJM36 |  | RCFL-H*3824 | 12.5 | 15.1 | Yes | Yes | 2011-01-21 |  | 1
FALSE | 14AJM36 | 38 | 4092063 | RHEEM SALES COMPANY, INC. | 14AJM36 | AC | Split System: Air-Cooled Condensing Unit, Coil with Blower | 14AJM36 |  | RCFL-H*3824 | 12.5 | 15.1 | Yes | Yes | 2011-01-21 |  | 1
FALSE | 14AJM42 | 4530 | 4092083 | RHEEM SALES COMPANY, INC. | 14AJM42 | AC | Split System: Air-Cooled Condensing Unit, Coil with Blower | 14AJM42 |  | RCFL-A*3821 | 12.5 | 15 | Yes | Yes | 2011-01-21 |  | 1
FALSE | 14AJM42 | 4530 | 4092084 | RHEEM SALES COMPANY, INC. | 14AJM42 | AC | Split System: Air-Cooled Condensing Unit, Coil with Blower | 14AJM42 |  | RCFL-A*3821 | 12.5 | 15 | Yes | Yes | 2011-01-21 |  | 1
FALSE | 14AJM42 | 4530 | 4092085 | RHEEM SALES COMPANY, INC. | 14AJM42 | AC | Split System: Air-Cooled Condensing Unit, Coil with Blower | 14AJM42 |  | RCFL-A*3821 | 12.5 | 15 | Yes | Yes | 2011-01-21 |  | 1
FALSE | 14AJM42 | 4530 | 4092086 | RHEEM SALES COMPANY, INC. | 14AJM42 | AC | Split System: Air-Cooled Condensing Unit, Coil with Blower | 14AJM42 |  | RCFL-A*3821 | 13 | 15.5 | Yes | Yes | 2011-01-21 |  | 1
FALSE | 14AJM42 | 4530 | 4092087 | RHEEM SALES COMPANY, INC. | 14AJM42 | AC | Split System: Air-Cooled Condensing Unit, Coil with Blower | 14AJM42 |  | RCFL-A*4821 | 12.5 | 15 | Yes | Yes | 2011-01-21 |  | 1
FALSE | 14AJM42 | 4530 | 4092088 | RHEEM SALES COMPANY, INC. | 14AJM42 | AC | Split System: Air-Cooled Condensing Unit, Coil with Blower | 14AJM42 |  | RCFL-A*4821 | 12.5 | 15 | Yes | Yes | 2011-01-21 |  | 1
FALSE | 14AJM42 | 4530 | 4092089 | RHEEM SALES COMPANY, INC. | 14AJM42 | AC | Split System: Air-Cooled Condensing Unit, Coil with Blower | 14AJM42 |  | RCFL-A*4821 | 12.5 | 15 | Yes | Yes | 2011-01-21 |  | 1
FALSE | 14AJM42 | 4530 | 4092090 | RHEEM SALES COMPANY, INC. | 14AJM42 | AC | Split System: Air-Cooled Condensing Unit, Coil with Blower | 14AJM42 |  | RCFL-A*4821 | 12.5 | 15 | Yes | Yes | 2011-01-21 |  | 1
FALSE | 14AJM42 | 4530 | 4092091 | RHEEM SALES COMPANY, INC. | 14AJM42 | AC | Split System: Air-Cooled Condensing Unit, Coil with Blower | 14AJM42 |  | RCFL-A*4821 | 13 | 15.5 | Yes | Yes | 2011-01-21 |  | 1
FALSE | 14AJM42 | 4530 | 4092092 | RHEEM SALES COMPANY, INC. | 14AJM42 | AC | Split System: Air-Cooled Condensing Unit, Coil with Blower | 14AJM42 |  | RCFL-A*4824 | 12.5 | 15 | Yes | Yes | 2011-01-21 |  | 1
FALSE | 14AJM42 | 4530 | 4092093 | RHEEM SALES COMPANY, INC. | 14AJM42 | AC | Split System: Air-Cooled Condensing Unit, Coil with Blower | 14AJM42 |  | RCFL-A*4824 | 12.5 | 15 | Yes | Yes | 2011-01-21 |  | 1
FALSE | 14AJM42 | 4530 | 4092094 | RHEEM SALES COMPANY, INC. | 14AJM42 | AC | Split System: Air-Cooled Condensing Unit, Coil with Blower | 14AJM42 |  | RCFL-A*4824 | 12.5 | 15 | Yes | Yes | 2011-01-21 |  | 1
FALSE | 14AJM42 | 4530 | 4092095 | RHEEM SALES COMPANY, INC. | 14AJM42 | AC | Split System: Air-Cooled Condensing Unit, Coil with Blower | 14AJM42 |  | RCFL-A*4824 | 12.5 | 15 | Yes | Yes | 2011-01-21 |  | 1
FALSE | 14AJM42 | 4530 | 4092096 | RHEEM SALES COMPANY, INC. | 14AJM42 | AC | Split System: Air-Cooled Condensing Unit, Coil with Blower | 14AJM42 |  | RCFL-A*4824 | 12.5 | 15 | Yes | Yes | 2011-01-21 |  | 1
FALSE | 14AJM42 | 4530 | 4092097 | RHEEM SALES COMPANY, INC. | 14AJM42 | AC | Split System: Air-Cooled Condensing Unit, Coil with Blower | 14AJM42 |  | RCFL-H*3821 | 12.5 | 15 | Yes | Yes | 2011-01-21 |  | 1
FALSE | 14AJM42 | 4530 | 4092098 | RHEEM SALES COMPANY, INC. | 14AJM42 | AC | Split System: Air-Cooled Condensing Unit, Coil with Blower | 14AJM42 |  | RCFL-H*3821 | 12.5 | 15 | Yes | Yes | 2011-01-21 |  | 1
FALSE | 14AJM42 | 4530 | 4092099 | RHEEM SALES COMPANY, INC. | 14AJM42 | AC | Split System: Air-Cooled Condensing Unit, Coil with Blower | 14AJM42 |  | RCFL-H*3821 | 12.5 | 15 | Yes | Yes | 2011-01-21 |  | 1
FALSE | 14AJM42 | 4530 | 4092100 | RHEEM SALES COMPANY, INC. | 14AJM42 | AC | Split System: Air-Cooled Condensing Unit, Coil with Blower | 14AJM42 |  | RCFL-H*3821 | 12.5 | 15 | Yes | Yes | 2011-01-21 |  | 1
FALSE | 14AJM42 | 4530 | 4092101 | RHEEM SALES COMPANY, INC. | 14AJM42 | AC | Split System: Air-Cooled Condensing Unit, Coil with Blower | 14AJM42 |  | RCFL-H*3821 | 13 | 15.5 | Yes | Yes | 2011-01-21 |  | 1
FALSE | 14AJM42 | 4530 | 4092102 | RHEEM SALES COMPANY, INC. | 14AJM42 | AC | Split System: Air-Cooled Condensing Unit, Coil with Blower | 14AJM42 |  | RCFL-H*3824 | 12.5 | 15 | Yes | Yes | 2011-01-21 |  | 1
FALSE | 14AJM42 | 4530 | 4092103 | RHEEM SALES COMPANY, INC. | 14AJM42 | AC | Split System: Air-Cooled Condensing Unit, Coil with Blower | 14AJM42 |  | RCFL-H*3824 | 12.5 | 15 | Yes | Yes | 2011-01-21 |  | 1
FALSE | 14AJM42 | 4530 | 4092123 | RHEEM SALES COMPANY, INC. | 14AJM42 | AC | Split System: Air-Cooled Condensing Unit, Coil with Blower | 14AJM42 |  | RCQD-4821 | 12.5 | 15 | Yes | Yes | 2011-01-21 |  | 1
FALSE | 14AJM42 | 4530 | 4092124 | RHEEM SALES COMPANY, INC. | 14AJM42 | AC | Split System: Air-Cooled Condensing Unit, Coil with Blower | 14AJM42 |  | RCQD-4821 | 12 | 14.5 | Yes | Yes | 2011-01-21 |  | 0
FALSE | 14AJM48 | 58 | 4092131 | RHEEM SALES COMPANY, INC. | 14AJM48 | AC | Split System: Air-Cooled Condensing Unit, Coil with Blower | 14AJM48 |  | RCFL-A*4821 | 12 | 14.5 | Yes | Yes | 2011-01-21 |  | 0
FALSE | 14AJM48 | 58 | 4092132 | RHEEM SALES COMPANY, INC. | 14AJM48 | AC | Split System: Air-Cooled Condensing Unit, Coil with Blower | 14AJM48 |  | RCFL-A*4824 | 12 | 14.5 | Yes | Yes | 2011-01-21 |  | 0
FALSE | 14AJM48 | 58 | 4092135 | RHEEM SALES COMPANY, INC. | 14AJM48 | AC | Split System: Air-Cooled Condensing Unit, Coil with Blower | 14AJM48 |  | RCFL-H*4821 | 12 | 14.5 | Yes | Yes | 2011-01-21 |  | 0
FALSE | 14AJM48 | 58 | 4092136 | RHEEM SALES COMPANY, INC. | 14AJM48 | AC | Split System: Air-Cooled Condensing Unit, Coil with Blower | 14AJM48 |  | RCFL-H*4824 | 12 | 14.5 | Yes | Yes | 2011-01-21 |  | 0
FALSE | 14AJM48 | 58 | 4092139 | RHEEM SALES COMPANY, INC. | 14AJM48 | AC | Split System: Air-Cooled Condensing Unit, Coil with Blower | 14AJM48 |  | RCQD-4824 | 12 | 14.5 | Yes | Yes | 2011-01-21 |  | 0
FALSE | 14AJM49 | 4536 | 4092141 | RHEEM SALES COMPANY, INC. | 14AJM49 | AC | Split System: Air-Cooled Condensing Unit, Coil with Blower | 14AJM49 |  | RCFL-A*4821 | 12 | 14.5 | Yes | Yes | 2011-01-21 |  | 0
FALSE | 14AJM49 | 4536 | 4092142 | RHEEM SALES COMPANY, INC. | 14AJM49 | AC | Split System: Air-Cooled Condensing Unit, Coil with Blower | 14AJM49 |  | RCFL-A*4821 | 12.5 | 15.1 | Yes | Yes | 2011-01-21 |  | 1
FALSE | 14AJM49 | 4536 | 4092143 | RHEEM SALES COMPANY, INC. | 14AJM49 | AC | Split System: Air-Cooled Condensing Unit, Coil with Blower | 14AJM49 |  | RCFL-A*4821 | 12.5 | 15.1 | Yes | Yes | 2011-01-21 |  | 1
FALSE | 14AJM49 | 4536 | 4092144 | RHEEM SALES COMPANY, INC. | 14AJM49 | AC | Split System: Air-Cooled Condensing Unit, Coil with Blower | 14AJM49 |  | RCFL-A*4824 | 12 | 14.5 | Yes | Yes | 2011-01-21 |  | 0
FALSE | 14AJM49 | 4536 | 4092145 | RHEEM SALES COMPANY, INC. | 14AJM49 | AC | Split System: Air-Cooled Condensing Unit, Coil with Blower | 14AJM49 |  | RCFL-A*4824 | 12.5 | 15.1 | Yes | Yes | 2011-01-21 |  | 1
FALSE | 14AJM49 | 4536 | 4092146 | RHEEM SALES COMPANY, INC. | 14AJM49 | AC | Split System: Air-Cooled Condensing Unit, Coil with Blower | 14AJM49 |  | RCFL-A*4824 | 12.5 | 15.1 | Yes | Yes | 2011-01-21 |  | 1
FALSE | 14AJM49 | 4536 | 4092147 | RHEEM SALES COMPANY, INC. | 14AJM49 | AC | Split System: Air-Cooled Condensing Unit, Coil with Blower | 14AJM49 |  | RCFL-H*4821 | 12 | 14.5 | Yes | Yes | 2011-01-21 |  | 0
FALSE | 14AJM49 | 4536 | 4092148 | RHEEM SALES COMPANY, INC. | 14AJM49 | AC | Split System: Air-Cooled Condensing Unit, Coil with Blower | 14AJM49 |  | RCFL-H*4821 | 12.5 | 15.1 | Yes | Yes | 2011-01-21 |  | 1
FALSE | 14AJM49 | 4536 | 4092149 | RHEEM SALES COMPANY, INC. | 14AJM49 | AC | Split System: Air-Cooled Condensing Unit, Coil with Blower | 14AJM49 |  | RCFL-H*4821 | 12.5 | 15.1 | Yes | Yes | 2011-01-21 |  | 1
FALSE | 14AJM49 | 4536 | 4092150 | RHEEM SALES COMPANY, INC. | 14AJM49 | AC | Split System: Air-Cooled Condensing Unit, Coil with Blower | 14AJM49 |  | RCFL-H*4824 | 12 | 14.5 | Yes | Yes | 2011-01-21 |  | 0
FALSE | 14AJM49 | 4536 | 4092151 | RHEEM SALES COMPANY, INC. | 14AJM49 | AC | Split System: Air-Cooled Condensing Unit, Coil with Blower | 14AJM49 |  | RCFL-H*4824 | 12.5 | 15.1 | Yes | Yes | 2011-01-21 |  | 1
FALSE | 14AJM49 | 4536 | 4092152 | RHEEM SALES COMPANY, INC. | 14AJM49 | AC | Split System: Air-Cooled Condensing Unit, Coil with Blower | 14AJM49 |  | RCFL-H*4824 | 12.5 | 15.1 | Yes | Yes | 2011-01-21 |  | 1
FALSE | 14AJM49 | 4536 | 4092153 | RHEEM SALES COMPANY, INC. | 14AJM49 | AC | Split System: Air-Cooled Condensing Unit, Coil with Blower | 14AJM49 |  | RCFN-H*4824 | 13 | 16 | Yes | Yes | 2011-01-21 |  | 2
FALSE | 14AJM49 | 4536 | 4092154 | RHEEM SALES COMPANY, INC. | 14AJM49 | AC | Split System: Air-Cooled Condensing Unit, Coil with Blower | 14AJM49 |  | RCFN-H*4824 | 13 | 16 | Yes | Yes | 2011-01-21 |  | 2
FALSE | 14AJM30 | 4513 | 4093054 | RUUD AIR CONDITIONING DIVISION | 14AJM30 | AC | Split System: Air-Cooled Condensing Unit, Coil with Blower | 14AJM30 |  | RCFL-A*3621 | 13 | 15.5 | Yes | Yes | 2011-03-08 |  | 1
FALSE | 14AJM30 | 4513 | 4093055 | RUUD AIR CONDITIONING DIVISION | 14AJM30 | AC | Split System: Air-Cooled Condensing Unit, Coil with Blower | 14AJM30 |  | RCFL-A*3821 | 13 | 16 | Yes | Yes | 2011-03-08 |  | 2
FALSE | 14AJM30 | 4513 | 4093056 | RUUD AIR CONDITIONING DIVISION | 14AJM30 | AC | Split System: Air-Cooled Condensing Unit, Coil with Blower | 14AJM30 |  | RCFL-H*3617 | 13 | 15.5 | Yes | Yes | 2011-03-08 |  | 1
FALSE | 14AJM30 | 4513 | 4093057 | RUUD AIR CONDITIONING DIVISION | 14AJM30 | AC | Split System: Air-Cooled Condensing Unit, Coil with Blower | 14AJM30 |  | RCFL-H*3621 | 13 | 15.5 | Yes | Yes | 2011-03-08 |  | 1
FALSE | 14AJM30 | 4513 | 4093058 | RUUD AIR CONDITIONING DIVISION | 14AJM30 | AC | Split System: Air-Cooled Condensing Unit, Coil with Blower | 14AJM30 |  | RCFL-H*3821 | 13 | 16 | Yes | Yes | 2011-03-08 |  | 2
FALSE | 14AJM30 | 4513 | 4093059 | RUUD AIR CONDITIONING DIVISION | 14AJM30 | AC | Split System: Air-Cooled Condensing Unit, Coil with Blower | 14AJM30 |  | RCFL-H*3824 | 13 | 16 | Yes | Yes | 2011-03-08 |  | 2
FALSE | 14AJM30 | 4513 | 4093060 | RUUD AIR CONDITIONING DIVISION | 14AJM30 | AC | Split System: Air-Cooled Condensing Unit, Coil with Blower | 14AJM30 |  | RCQD-3621 | 13 | 16 | Yes | Yes | 2011-03-08 |  | 2
FALSE | 14AJM30 | 4513 | 4093061 | RUUD AIR CONDITIONING DIVISION | 14AJM30 | AC | Split System: Air-Cooled Condensing Unit, Coil with Blower | 14AJM30 |  | RCQD-3624 | 13 | 16 | Yes | Yes | 2011-03-08 |  | 2
FALSE | 14AJM30 | 4513 | 4093062 | RUUD AIR CONDITIONING DIVISION | 14AJM30 | AC | Split System: Air-Cooled Condensing Unit, Coil with Blower | 14AJM30 |  | RCFL-A*3617 | 13 | 15.5 | Yes | Yes | 2011-03-08 |  | 1
FALSE | 14AJM30 | 4513 | 4093063 | RUUD AIR CONDITIONING DIVISION | 14AJM30 | AC | Split System: Air-Cooled Condensing Unit, Coil with Blower | 14AJM30 |  | RCFL-A*3621 | 13 | 15.5 | Yes | Yes | 2011-03-08 |  | 1
FALSE | 14AJM30 | 4513 | 4093064 | RUUD AIR CONDITIONING DIVISION | 14AJM30 | AC | Split System: Air-Cooled Condensing Unit, Coil with Blower | 14AJM30 |  | RCFL-A*3821 | 13 | 16 | Yes | Yes | 2011-03-08 |  | 2
FALSE | 14AJM30 | 4513 | 4093065 | RUUD AIR CONDITIONING DIVISION | 14AJM30 | AC | Split System: Air-Cooled Condensing Unit, Coil with Blower | 14AJM30 |  | RCFL-H*3617 | 13 | 15.5 | Yes | Yes | 2011-03-08 |  | 1
FALSE | 14AJM30 | 4513 | 4093066 | RUUD AIR CONDITIONING DIVISION | 14AJM30 | AC | Split System: Air-Cooled Condensing Unit, Coil with Blower | 14AJM30 |  | RCFL-H*3621 | 13 | 15.5 | Yes | Yes | 2011-03-08 |  | 1
FALSE | 14AJM30 | 4513 | 4093067 | RUUD AIR CONDITIONING DIVISION | 14AJM30 | AC | Split System: Air-Cooled Condensing Unit, Coil with Blower | 14AJM30 |  | RCFL-H*3821 | 13 | 16 | Yes | Yes | 2011-03-08 |  | 2
FALSE | 14AJM30 | 4513 | 4093068 | RUUD AIR CONDITIONING DIVISION | 14AJM30 | AC | Split System: Air-Cooled Condensing Unit, Coil with Blower | 14AJM30 |  | RCFL-H*3824 | 13 | 16 | Yes | Yes | 2011-03-08 |  | 2
FALSE | 14AJM30 | 4513 | 4093069 | RUUD AIR CONDITIONING DIVISION | 14AJM30 | AC | Split System: Air-Cooled Condensing Unit, Coil with Blower | 14AJM30 |  | RCQD-3621 | 13 | 16 | Yes | Yes | 2011-03-08 |  | 2
FALSE | 14AJM30 | 4513 | 4093070 | RUUD AIR CONDITIONING DIVISION | 14AJM30 | AC | Split System: Air-Cooled Condensing Unit, Coil with Blower | 14AJM30 |  | RCQD-3624 | 13 | 16 | Yes | Yes | 2011-03-08 |  | 2
FALSE | 14AJM30 | 4513 | 4093071 | RUUD AIR CONDITIONING DIVISION | 14AJM30 | AC | Split System: Air-Cooled Condensing Unit, Coil with Blower | 14AJM30 |  | RCFL-A*3617 | 13 | 15.5 | Yes | Yes | 2011-03-08 |  | 1
FALSE | 14AJM30 | 4513 | 4093072 | RUUD AIR CONDITIONING DIVISION | 14AJM30 | AC | Split System: Air-Cooled Condensing Unit, Coil with Blower | 14AJM30 |  | RCFL-A*3621 | 13 | 15.5 | Yes | Yes | 2011-03-08 |  | 1
FALSE | 14AJM30 | 4513 | 4093073 | RUUD AIR CONDITIONING DIVISION | 14AJM30 | AC | Split System: Air-Cooled Condensing Unit, Coil with Blower | 14AJM30 |  | RCFL-A*3821 | 13 | 16 | Yes | Yes | 2011-03-08 |  | 2
FALSE | 14AJM30 | 4513 | 4093074 | RUUD AIR CONDITIONING DIVISION | 14AJM30 | AC | Split System: Air-Cooled Condensing Unit, Coil with Blower | 14AJM30 |  | RCFL-H*3617 | 13 | 15.5 | Yes | Yes | 2011-03-08 |  | 1
FALSE | 14AJM30 | 4513 | 4093075 | RUUD AIR CONDITIONING DIVISION | 14AJM30 | AC | Split System: Air-Cooled Condensing Unit, Coil with Blower | 14AJM30 |  | RCFL-H*3621 | 13 | 15.5 | Yes | Yes | 2011-03-08 |  | 1
FALSE | 14AJM30 | 4513 | 4093076 | RUUD AIR CONDITIONING DIVISION | 14AJM30 | AC | Split System: Air-Cooled Condensing Unit, Coil with Blower | 14AJM30 |  | RCFL-H*3821 | 13 | 16 | Yes | Yes | 2011-03-08 |  | 2
FALSE | 14AJM30 | 4513 | 4093077 | RUUD AIR CONDITIONING DIVISION | 14AJM30 | AC | Split System: Air-Cooled Condensing Unit, Coil with Blower | 14AJM30 |  | RCFL-H*3824 | 13 | 16 | Yes | Yes | 2011-03-08 |  | 2
FALSE | 14AJM30 | 4513 | 4093078 | RUUD AIR CONDITIONING DIVISION | 14AJM30 | AC | Split System: Air-Cooled Condensing Unit, Coil with Blower | 14AJM30 |  | RCQD-3621 | 13 | 16 | Yes | Yes | 2011-03-08 |  | 2
FALSE | 14AJM30 | 4513 | 4093079 | RUUD AIR CONDITIONING DIVISION | 14AJM30 | AC | Split System: Air-Cooled Condensing Unit, Coil with Blower | 14AJM30 |  | RCQD-3624 | 13 | 16 | Yes | Yes | 2011-03-08 |  | 2
FALSE | 14AJM30 | 4513 | 4093080 | RUUD AIR CONDITIONING DIVISION | 14AJM30 | AC | Split System: Air-Cooled Condensing Unit, Coil with Blower | 14AJM30 |  | RCFL-A*3621 | 13 | 15.5 | Yes | Yes | 2011-03-08 |  | 1
FALSE | 14AJM30 | 4513 | 4093081 | RUUD AIR CONDITIONING DIVISION | 14AJM30 | AC | Split System: Air-Cooled Condensing Unit, Coil with Blower | 14AJM30 |  | RCFL-A*3821 | 13 | 16 | Yes | Yes | 2011-03-08 |  | 2
FALSE | 14AJM30 | 4513 | 4093082 | RUUD AIR CONDITIONING DIVISION | 14AJM30 | AC | Split System: Air-Cooled Condensing Unit, Coil with Blower | 14AJM30 |  | RCFL-H*3621 | 13 | 15.5 | Yes | Yes | 2011-03-08 |  | 1
FALSE | 14AJM30 | 4513 | 4093083 | RUUD AIR CONDITIONING DIVISION | 14AJM30 | AC | Split System: Air-Cooled Condensing Unit, Coil with Blower | 14AJM30 |  | RCFL-H*3821 | 13 | 16 | Yes | Yes | 2011-03-08 |  | 2
FALSE | 14AJM30 | 4513 | 4093084 | RUUD AIR CONDITIONING DIVISION | 14AJM30 | AC | Split System: Air-Cooled Condensing Unit, Coil with Blower | 14AJM30 |  | RCFL-H*3824 | 13 | 16 | Yes | Yes | 2011-03-08 |  | 2
FALSE | 14AJM30 | 4513 | 4093085 | RUUD AIR CONDITIONING DIVISION | 14AJM30 | AC | Split System: Air-Cooled Condensing Unit, Coil with Blower | 14AJM30 |  | RCQD-3621 | 13 | 16 | Yes | Yes | 2011-03-08 |  | 2
FALSE | 14AJM30 | 4513 | 4093086 | RUUD AIR CONDITIONING DIVISION | 14AJM30 | AC | Split System: Air-Cooled Condensing Unit, Coil with Blower | 14AJM30 |  | RCQD-3624 | 13 | 16 | Yes | Yes | 2011-03-08 |  | 2
FALSE | 14AJM36 | 38 | 4093087 | RUUD AIR CONDITIONING DIVISION | 14AJM36 | AC | Split System: Air-Cooled Condensing Unit, Coil with Blower | 14AJM36 |  | RCFL-A*3617 | 12.5 | 15.1 | Yes | Yes | 2011-03-08 |  | 1
FALSE | 14AJM36 | 38 | 4093088 | RUUD AIR CONDITIONING DIVISION | 14AJM36 | AC | Split System: Air-Cooled Condensing Unit, Coil with Blower | 14AJM36 |  | RCFL-A*3621 | 12.5 | 15.1 | Yes | Yes | 2011-03-08 |  | 1
FALSE | 14AJM36 | 38 | 4093089 | RUUD AIR CONDITIONING DIVISION | 14AJM36 | AC | Split System: Air-Cooled Condensing Unit, Coil with Blower | 14AJM36 |  | RCFL-A*3821 | 12.5 | 15.1 | Yes | Yes | 2011-03-08 |  | 1
FALSE | 14AJM36 | 38 | 4093090 | RUUD AIR CONDITIONING DIVISION | 14AJM36 | AC | Split System: Air-Cooled Condensing Unit, Coil with Blower | 14AJM36 |  | RCFL-H*3617 | 12.5 | 15.1 | Yes | Yes | 2011-03-08 |  | 1
FALSE | 14AJM36 | 38 | 4093091 | RUUD AIR CONDITIONING DIVISION | 14AJM36 | AC | Split System: Air-Cooled Condensing Unit, Coil with Blower | 14AJM36 |  | RCFL-H*3621 | 12.5 | 15.1 | Yes | Yes | 2011-03-08 |  | 1
FALSE | 14AJM36 | 38 | 4093092 | RUUD AIR CONDITIONING DIVISION | 14AJM36 | AC | Split System: Air-Cooled Condensing Unit, Coil with Blower | 14AJM36 |  | RCFL-H*3821 | 12.5 | 15.1 | Yes | Yes | 2011-03-08 |  | 1
FALSE | 14AJM36 | 38 | 4093131 | RUUD AIR CONDITIONING DIVISION | 14AJM36 | AC | Split System: Air-Cooled Condensing Unit, Coil with Blower | 14AJM36 |  | RCFL-H*3824 | 13 | 15.5 | Yes | Yes | 2011-03-08 |  | 1
FALSE | 14AJM36 | 38 | 4093132 | RUUD AIR CONDITIONING DIVISION | 14AJM36 | AC | Split System: Air-Cooled Condensing Unit, Coil with Blower | 14AJM36 |  | RCFN-H*3624 | 13 | 16 | Yes | Yes | 2011-03-08 |  | 2
FALSE | 14AJM36 | 38 | 4093133 | RUUD AIR CONDITIONING DIVISION | 14AJM36 | AC | Split System: Air-Cooled Condensing Unit, Coil with Blower | 14AJM36 |  | RCQD-3621 | 13 | 16 | Yes | Yes | 2011-03-08 |  | 2
FALSE | 14AJM36 | 38 | 4093134 | RUUD AIR CONDITIONING DIVISION | 14AJM36 | AC | Split System: Air-Cooled Condensing Unit, Coil with Blower | 14AJM36 |  | RCQD-3624 | 13 | 16 | Yes | Yes | 2011-03-08 |  | 2
FALSE | 14AJM42 | 4530 | 4093135 | RUUD AIR CONDITIONING DIVISION | 14AJM42 | AC | Split System: Air-Cooled Condensing Unit, Coil with Blower | 14AJM42 |  | RCFL-A*3821 | 12.5 | 15 | Yes | Yes | 2011-03-08 |  | 1
FALSE | 14AJM42 | 4530 | 4093136 | RUUD AIR CONDITIONING DIVISION | 14AJM42 | AC | Split System: Air-Cooled Condensing Unit, Coil with Blower | 14AJM42 |  | RCFL-A*4821 | 12.5 | 15 | Yes | Yes | 2011-03-08 |  | 1
FALSE | 14AJM42 | 4530 | 4093137 | RUUD AIR CONDITIONING DIVISION | 14AJM42 | AC | Split System: Air-Cooled Condensing Unit, Coil with Blower | 14AJM42 |  | RCFL-A*4824 | 12.5 | 15 | Yes | Yes | 2011-03-08 |  | 1
FALSE | 14AJM42 | 4530 | 4093138 | RUUD AIR CONDITIONING DIVISION | 14AJM42 | AC | Split System: Air-Cooled Condensing Unit, Coil with Blower | 14AJM42 |  | RCFL-H*3821 | 12.5 | 15 | Yes | Yes | 2011-03-08 |  | 1
FALSE | 14AJM42 | 4530 | 4093139 | RUUD AIR CONDITIONING DIVISION | 14AJM42 | AC | Split System: Air-Cooled Condensing Unit, Coil with Blower | 14AJM42 |  | RCFL-H*3824 | 12.5 | 15 | Yes | Yes | 2011-03-08 |  | 1
FALSE | 14AJM42 | 4530 | 4093140 | RUUD AIR CONDITIONING DIVISION | 14AJM42 | AC | Split System: Air-Cooled Condensing Unit, Coil with Blower | 14AJM42 |  | RCFL-H*4821 | 12.5 | 15 | Yes | Yes | 2011-03-08 |  | 1
FALSE | 14AJM42 | 4530 | 4093141 | RUUD AIR CONDITIONING DIVISION | 14AJM42 | AC | Split System: Air-Cooled Condensing Unit, Coil with Blower | 14AJM42 |  | RCFL-H*4824 | 12.5 | 15 | Yes | Yes | 2011-03-08 |  | 1
FALSE | 14AJM42 | 4530 | 4093142 | RUUD AIR CONDITIONING DIVISION | 14AJM42 | AC | Split System: Air-Cooled Condensing Unit, Coil with Blower | 14AJM42 |  | RCFN-H*4824 | 12.5 | 15 | Yes | Yes | 2011-03-08 |  | 1
FALSE | 14AJM42 | 4530 | 4093143 | RUUD AIR CONDITIONING DIVISION | 14AJM42 | AC | Split System: Air-Cooled Condensing Unit, Coil with Blower | 14AJM42 |  | RCQD-4821 | 12 | 14.5 | Yes | Yes | 2011-03-08 |  | 0
FALSE | 14AJM42 | 4530 | 4093145 | RUUD AIR CONDITIONING DIVISION | 14AJM42 | AC | Split System: Air-Cooled Condensing Unit, Coil with Blower | 14AJM42 |  | RCFL-A*3821 | 12.5 | 15 | Yes | Yes | 2011-03-08 |  | 1
FALSE | 14AJM42 | 4530 | 4093146 | RUUD AIR CONDITIONING DIVISION | 14AJM42 | AC | Split System: Air-Cooled Condensing Unit, Coil with Blower | 14AJM42 |  | RCFL-A*4821 | 12.5 | 15 | Yes | Yes | 2011-03-08 |  | 1
FALSE | 14AJM42 | 4530 | 4093147 | RUUD AIR CONDITIONING DIVISION | 14AJM42 | AC | Split System: Air-Cooled Condensing Unit, Coil with Blower | 14AJM42 |  | RCFL-A*4824 | 12.5 | 15 | Yes | Yes | 2011-03-08 |  | 1
FALSE | 14AJM42 | 4530 | 4093148 | RUUD AIR CONDITIONING DIVISION | 14AJM42 | AC | Split System: Air-Cooled Condensing Unit, Coil with Blower | 14AJM42 |  | RCFL-H*3821 | 12.5 | 15 | Yes | Yes | 2011-03-08 |  | 1
FALSE | 14AJM42 | 4530 | 4093149 | RUUD AIR CONDITIONING DIVISION | 14AJM42 | AC | Split System: Air-Cooled Condensing Unit, Coil with Blower | 14AJM42 |  | RCFL-H*3824 | 12.5 | 15 | Yes | Yes | 2011-03-08 |  | 1
FALSE | 14AJM42 | 4530 | 4093150 | RUUD AIR CONDITIONING DIVISION | 14AJM42 | AC | Split System: Air-Cooled Condensing Unit, Coil with Blower | 14AJM42 |  | RCFL-H*4821 | 12.5 | 15 | Yes | Yes | 2011-03-08 |  | 1
FALSE | 14AJM42 | 4530 | 4093151 | RUUD AIR CONDITIONING DIVISION | 14AJM42 | AC | Split System: Air-Cooled Condensing Unit, Coil with Blower | 14AJM42 |  | RCFL-H*4824 | 12.5 | 15 | Yes | Yes | 2011-03-08 |  | 1
FALSE | 14AJM42 | 4530 | 4093152 | RUUD AIR CONDITIONING DIVISION | 14AJM42 | AC | Split System: Air-Cooled Condensing Unit, Coil with Blower | 14AJM42 |  | RCFN-H*4824 | 12.5 | 15 | Yes | Yes | 2011-03-08 |  | 1
FALSE | 14AJM42 | 4530 | 4093153 | RUUD AIR CONDITIONING DIVISION | 14AJM42 | AC | Split System: Air-Cooled Condensing Unit, Coil with Blower | 14AJM42 |  | RCQD-4821 | 12 | 14.5 | Yes | Yes | 2011-03-08 |  | 0
FALSE | 14AJM42 | 4530 | 4093155 | RUUD AIR CONDITIONING DIVISION | 14AJM42 | AC | Split System: Air-Cooled Condensing Unit, Coil with Blower | 14AJM42 |  | RCFL-A*3821 | 12.5 | 15 | Yes | Yes | 2011-03-08 |  | 1
FALSE | 14AJM42 | 4530 | 4093156 | RUUD AIR CONDITIONING DIVISION | 14AJM42 | AC | Split System: Air-Cooled Condensing Unit, Coil with Blower | 14AJM42 |  | RCFL-A*4821 | 12.5 | 15 | Yes | Yes | 2011-03-08 |  | 1
FALSE | 14AJM42 | 4530 | 4093157 | RUUD AIR CONDITIONING DIVISION | 14AJM42 | AC | Split System: Air-Cooled Condensing Unit, Coil with Blower | 14AJM42 |  | RCFL-A*4824 | 12.5 | 15 | Yes | Yes | 2011-03-08 |  | 1
FALSE | 14AJM42 | 4530 | 4093158 | RUUD AIR CONDITIONING DIVISION | 14AJM42 | AC | Split System: Air-Cooled Condensing Unit, Coil with Blower | 14AJM42 |  | RCFL-H*3821 | 12.5 | 15 | Yes | Yes | 2011-03-08 |  | 1
FALSE | 14AJM42 | 4530 | 4093159 | RUUD AIR CONDITIONING DIVISION | 14AJM42 | AC | Split System: Air-Cooled Condensing Unit, Coil with Blower | 14AJM42 |  | RCFL-H*3824 | 12.5 | 15 | Yes | Yes | 2011-03-08 |  | 1
FALSE | 14AJM42 | 4530 | 4093160 | RUUD AIR CONDITIONING DIVISION | 14AJM42 | AC | Split System: Air-Cooled Condensing Unit, Coil with Blower | 14AJM42 |  | RCFL-H*4821 | 12.5 | 15 | Yes | Yes | 2011-03-08 |  | 1
FALSE | 14AJM42 | 4530 | 4093161 | RUUD AIR CONDITIONING DIVISION | 14AJM42 | AC | Split System: Air-Cooled Condensing Unit, Coil with Blower | 14AJM42 |  | RCFL-H*4824 | 12.5 | 15 | Yes | Yes | 2011-03-08 |  | 1
FALSE | 14AJM42 | 4530 | 4093162 | RUUD AIR CONDITIONING DIVISION | 14AJM42 | AC | Split System: Air-Cooled Condensing Unit, Coil with Blower | 14AJM42 |  | RCQD-4821 | 12.5 | 15 | Yes | Yes | 2011-03-08 |  | 1
FALSE | 14AJM42 | 4530 | 4093164 | RUUD AIR CONDITIONING DIVISION | 14AJM42 | AC | Split System: Air-Cooled Condensing Unit, Coil with Blower | 14AJM42 |  | RCFL-A*3821 | 12.5 | 15 | Yes | Yes | 2011-03-08 |  | 1
FALSE | 14AJM42 | 4530 | 4093165 | RUUD AIR CONDITIONING DIVISION | 14AJM42 | AC | Split System: Air-Cooled Condensing Unit, Coil with Blower | 14AJM42 |  | RCFL-A*4821 | 12.5 | 15 | Yes | Yes | 2011-03-08 |  | 1
FALSE | 14AJM42 | 4530 | 4093166 | RUUD AIR CONDITIONING DIVISION | 14AJM42 | AC | Split System: Air-Cooled Condensing Unit, Coil with Blower | 14AJM42 |  | RCFL-A*4824 | 12.5 | 15 | Yes | Yes | 2011-03-08 |  | 1
FALSE | 14AJM42 | 4530 | 4093167 | RUUD AIR CONDITIONING DIVISION | 14AJM42 | AC | Split System: Air-Cooled Condensing Unit, Coil with Blower | 14AJM42 |  | RCFL-H*3821 | 12.5 | 15 | Yes | Yes | 2011-03-08 |  | 1
FALSE | 14AJM42 | 4530 | 4093168 | RUUD AIR CONDITIONING DIVISION | 14AJM42 | AC | Split System: Air-Cooled Condensing Unit, Coil with Blower | 14AJM42 |  | RCFL-H*3824 | 12.5 | 15 | Yes | Yes | 2011-03-08 |  | 1
FALSE | 14AJM42 | 4530 | 4093169 | RUUD AIR CONDITIONING DIVISION | 14AJM42 | AC | Split System: Air-Cooled Condensing Unit, Coil with Blower | 14AJM42 |  | RCFL-H*4821 | 12.5 | 15 | Yes | Yes | 2011-03-08 |  | 1
FALSE | 14AJM42 | 4530 | 4093170 | RUUD AIR CONDITIONING DIVISION | 14AJM42 | AC | Split System: Air-Cooled Condensing Unit, Coil with Blower | 14AJM42 |  | RCFL-H*4824 | 12.5 | 15 | Yes | Yes | 2011-03-08 |  | 1
FALSE | 14AJM42 | 4530 | 4093171 | RUUD AIR CONDITIONING DIVISION | 14AJM42 | AC | Split System: Air-Cooled Condensing Unit, Coil with Blower | 14AJM42 |  | RCFN-H*4824 | 12.5 | 15 | Yes | Yes | 2011-03-08 |  | 1
FALSE | XC17-060-230-08 | 2305 | 4096568 | LENNOX INDUSTRIES, INC. | XC17-060-230-03 | AC | Split System: Air-Cooled Condensing Unit, Coil with Blower | XC17-060-230-03 |  | CX34-49+TDR | 12.7 | 15.5 | Yes | Yes | 2011-01-21 |  | 1
FALSE | XC17-060-230-08 | 2305 | 4096569 | LENNOX INDUSTRIES, INC. | XC17-060-230-03 | AC | Split System: Air-Cooled Condensing Unit, Coil with Blower | XC17-060-230-03 |  | CX34-49+TDR | 12.7 | 15.5 | Yes | Yes | 2011-01-21 |  | 1
FALSE | XC17-060-230-08 | 2305 | 4096570 | LENNOX INDUSTRIES, INC. | XC17-060-230-03 | AC | Split System: Air-Cooled Condensing Unit, Coil with Blower | XC17-060-230-03 |  | CX34-49+TDR | 12.5 | 15.2 | Yes | Yes | 2011-01-21 |  | 1
FALSE | XC17-060-230-08 | 2305 | 4096571 | LENNOX INDUSTRIES, INC. | XC17-060-230-03 | AC | Split System: Air-Cooled Condensing Unit, Coil with Blower | XC17-060-230-03 |  | CX34-49+TDR | 12.5 | 15.2 | Yes | Yes | 2011-01-21 |  | 1
FALSE | XC17-060-230-08 | 2305 | 4096572 | LENNOX INDUSTRIES, INC. | XC17-060-230-03 | AC | Split System: Air-Cooled Condensing Unit, Coil with Blower | XC17-060-230-03 |  | CX34-49+TDR | 12.5 | 15.2 | Yes | Yes | 2011-01-21 |  | 1
FALSE | XC17-060-230-08 | 2305 | 4096573 | LENNOX INDUSTRIES, INC. | XC17-060-230-03 | AC | Split System: Air-Cooled Condensing Unit, Coil with Blower | XC17-060-230-03 |  | CX34-49+TDR | 12.5 | 15.2 | Yes | Yes | 2011-01-21 |  | 1
FALSE | XC17-060-230-08 | 2305 | 4096574 | LENNOX INDUSTRIES, INC. | XC17-060-230-03 | AC | Split System: Air-Cooled Condensing Unit, Coil with Blower | XC17-060-230-03 |  | CX34-49+TDR | 12.5 | 15.2 | Yes | Yes | 2011-01-21 |  | 1
FALSE | XC17-060-230-08 | 2305 | 4096575 | LENNOX INDUSTRIES, INC. | XC17-060-230-03 | AC | Split System: Air-Cooled Condensing Unit, Coil with Blower | XC17-060-230-03 |  | CX34-49+TDR | 12.5 | 15.2 | Yes | Yes | 2011-01-21 |  | 1
FALSE | XC17-060-230-08 | 2305 | 4096576 | LENNOX INDUSTRIES, INC. | XC17-060-230-03 | AC | Split System: Air-Cooled Condensing Unit, Coil with Blower | XC17-060-230-03 |  | CX34-60D+TDR | 12.7 | 15.5 | Yes | Yes | 2011-01-21 |  | 1
FALSE | XC17-060-230-08 | 2305 | 4096577 | LENNOX INDUSTRIES, INC. | XC17-060-230-03 | AC | Split System: Air-Cooled Condensing Unit, Coil with Blower | XC17-060-230-03 |  | CX34-60D+TDR | 12.7 | 15.5 | Yes | Yes | 2011-01-21 |  | 1
FALSE | XC17-060-230-08 | 2305 | 4096578 | LENNOX INDUSTRIES, INC. | XC17-060-230-03 | AC | Split System: Air-Cooled Condensing Unit, Coil with Blower | XC17-060-230-03 |  | CX34-60D+TDR | 12.7 | 15.7 | Yes | Yes | 2011-01-21 |  | 1
FALSE | XC17-060-230-08 | 2305 | 4096579 | LENNOX INDUSTRIES, INC. | XC17-060-230-03 | AC | Split System: Air-Cooled Condensing Unit, Coil with Blower | XC17-060-230-03 |  | CX34-60D+TDR | 12.7 | 15.7 | Yes | Yes | 2011-01-21 |  | 1
FALSE | XC17-060-230-08 | 2305 | 4096580 | LENNOX INDUSTRIES, INC. | XC17-060-230-03 | AC | Split System: Air-Cooled Condensing Unit, Coil with Blower | XC17-060-230-03 |  | CX34-62C+TDR | 13 | 16 | Yes | Yes | 2011-01-21 |  | 2
FALSE | XC17-060-230-08 | 2305 | 4096581 | LENNOX INDUSTRIES, INC. | XC17-060-230-03 | AC | Split System: Air-Cooled Condensing Unit, Coil with Blower | XC17-060-230-03 |  | CX34-62C+TDR | 13 | 16 | Yes | Yes | 2011-01-21 |  | 2
FALSE | XC17-060-230-08 | 2305 | 4096582 | LENNOX INDUSTRIES, INC. | XC17-060-230-03 | AC | Split System: Air-Cooled Condensing Unit, Coil with Blower | XC17-060-230-03 |  | CX34-62C+TDR | 13 | 16 | Yes | Yes | 2011-01-21 |  | 2
FALSE | XC17-060-230-08 | 2305 | 4096583 | LENNOX INDUSTRIES, INC. | XC17-060-230-03 | AC | Split System: Air-Cooled Condensing Unit, Coil with Blower | XC17-060-230-03 |  | CX34-62C+TDR | 13 | 16 | Yes | Yes | 2011-01-21 |  | 2
FALSE | XC17-060-230-08 | 2305 | 4096584 | LENNOX INDUSTRIES, INC. | XC17-060-230-03 | AC | Split System: Air-Cooled Condensing Unit, Coil with Blower | XC17-060-230-03 |  | CX34-62C+TDR | 12.7 | 15.7 | Yes | Yes | 2011-01-21 |  | 1
FALSE | XC17-060-230-08 | 2305 | 4096585 | LENNOX INDUSTRIES, INC. | XC17-060-230-03 | AC | Split System: Air-Cooled Condensing Unit, Coil with Blower | XC17-060-230-03 |  | CX34-62C+TDR | 12.7 | 15.7 | Yes | Yes | 2011-01-21 |  | 1
FALSE | XC17-060-230-08 | 2305 | 4096586 | LENNOX INDUSTRIES, INC. | XC17-060-230-03 | AC | Split System: Air-Cooled Condensing Unit, Coil with Blower | XC17-060-230-03 |  | CX34-62C+TDR | 12.7 | 15.7 | Yes | Yes | 2011-01-21 |  | 1
FALSE | XC17-060-230-08 | 2305 | 4096604 | LENNOX INDUSTRIES, INC. | XC17-060-230-03 | AC | Split System: Air-Cooled Condensing Unit, Coil Alone | XC17-060-230-03 |  | CH33-62D+TDR+TXV | 12.2 | 15 | Yes | Yes | 2011-01-21 |  | 0
FALSE | XC17-060-230-08 | 2305 | 4096605 | LENNOX INDUSTRIES, INC. | XC17-060-230-03 | AC | Split System: Air-Cooled Condensing Unit, Coil Alone | XC17-060-230-03 |  | CH23-65+TDR+TXV | 12 | 14.7 | Yes | Yes | 2011-01-21 |  | 0
FALSE | XC17-060-230-08 | 2305 | 4096606 | LENNOX INDUSTRIES, INC. | XC17-060-230-03 | AC | Split System: Air-Cooled Condensing Unit, Coil Alone | XC17-060-230-03 |  | CH23-68+TDR+TXV | 12.5 | 15.2 | Yes | Yes | 2011-01-21 |  | 1
FALSE | XC17-060-230-08 | 2305 | 4096607 | LENNOX INDUSTRIES, INC. | XC17-060-230-03 | AC | Split System: Air-Cooled Condensing Unit, Coil with Blower | XC17-060-230-03 |  | CR33-50/60+TDR+TXV | 12.5 | 15.5 | Yes | Yes | 2011-01-21 |  | 1
FALSE | XC17-060-230-08 | 2305 | 4096608 | LENNOX INDUSTRIES, INC. | XC17-060-230-03 | AC | Split System: Air-Cooled Condensing Unit, Coil with Blower | XC17-060-230-03 |  | CR33-50/60+TDR+TXV | 12.5 | 15.5 | Yes | Yes | 2011-01-21 |  | 1
FALSE | XC17-060-230-08 | 2305 | 4096609 | LENNOX INDUSTRIES, INC. | XC17-060-230-03 | AC | Split System: Air-Cooled Condensing Unit, Coil with Blower | XC17-060-230-03 |  | CR33-50/60+TDR+TXV | 12.7 | 15.5 | Yes | Yes | 2011-01-21 |  | 1
FALSE | XC17-060-230-08 | 2305 | 4096610 | LENNOX INDUSTRIES, INC. | XC17-060-230-03 | AC | Split System: Air-Cooled Condensing Unit, Coil with Blower | XC17-060-230-03 |  | CR33-50/60+TDR+TXV | 12.7 | 15.5 | Yes | Yes | 2011-01-21 |  | 1
FALSE | XC17-060-230-08 | 2305 | 4096611 | LENNOX INDUSTRIES, INC. | XC17-060-230-03 | AC | Split System: Air-Cooled Condensing Unit, Coil with Blower | XC17-060-230-03 |  | CR33-50/60+TDR+TXV | 12.2 | 15.2 | Yes | Yes | 2011-01-21 |  | 0
FALSE | XC17-060-230-08 | 2305 | 4096612 | LENNOX INDUSTRIES, INC. | XC17-060-230-03 | AC | Split System: Air-Cooled Condensing Unit, Coil with Blower | XC17-060-230-03 |  | CR33-50/60+TDR+TXV | 12.5 | 15.2 | Yes | Yes | 2011-01-21 |  | 1
FALSE | XC17-060-230-08 | 2305 | 4096613 | LENNOX INDUSTRIES, INC. | XC17-060-230-03 | AC | Split System: Air-Cooled Condensing Unit, Coil with Blower | XC17-060-230-03 |  | CR33-50/60+TDR+TXV | 12.2 | 15.2 | Yes | Yes | 2011-01-21 |  | 0
FALSE | XC17-060-230-08 | 2305 | 4096614 | LENNOX INDUSTRIES, INC. | XC17-060-230-03 | AC | Split System: Air-Cooled Condensing Unit, Coil with Blower | XC17-060-230-03 |  | CR33-50/60+TDR+TXV | 12.5 | 15.2 | Yes | Yes | 2011-01-21 |  | 1
FALSE | XC17-060-230-08 | 2305 | 4096615 | LENNOX INDUSTRIES, INC. | XC17-060-230-03 | AC | Split System: Air-Cooled Condensing Unit, Coil with Blower | XC17-060-230-03 |  | CR33-50/60+TDR+TXV | 12.2 | 15.2 | Yes | Yes | 2011-01-21 |  | 0
FALSE | XC17-060-230-08 | 2305 | 4096616 | LENNOX INDUSTRIES, INC. | XC17-060-230-03 | AC | Split System: Air-Cooled Condensing Unit, Coil with Blower | XC17-060-230-03 |  | CR33-50/60+TDR+TXV | 12.2 | 15.2 | Yes | Yes | 2011-01-21 |  | 0
FALSE | XC17-060-230-08 | 2305 | 4096617 | LENNOX INDUSTRIES, INC. | XC17-060-230-03 | AC | Split System: Air-Cooled Condensing Unit, Coil with Blower | XC17-060-230-03 |  | CR33-60+TDR+TXV | 12.7 | 15.7 | Yes | Yes | 2011-01-21 |  | 1
FALSE | XC17-060-230-08 | 2305 | 4096618 | LENNOX INDUSTRIES, INC. | XC17-060-230-03 | AC | Split System: Air-Cooled Condensing Unit, Coil with Blower | XC17-060-230-03 |  | CR33-60+TDR+TXV | 12.5 | 15.5 | Yes | Yes | 2011-01-21 |  | 1
FALSE | XC17-060-230-08 | 2305 | 4096619 | LENNOX INDUSTRIES, INC. | XC17-060-230-03 | AC | Split System: Air-Cooled Condensing Unit, Coil with Blower | XC17-060-230-03 |  | CH23-65+TDR+TXV | 12.5 | 15.2 | Yes | Yes | 2011-01-21 |  | 1
FALSE | XC17-060-230-08 | 2305 | 4096620 | LENNOX INDUSTRIES, INC. | XC17-060-230-03 | AC | Split System: Air-Cooled Condensing Unit, Coil with Blower | XC17-060-230-03 |  | CH23-65+TDR+TXV | 12.5 | 15.5 | Yes | Yes | 2011-01-21 |  | 1
FALSE | XC17-060-230-08 | 2305 | 4096621 | LENNOX INDUSTRIES, INC. | XC17-060-230-03 | AC | Split System: Air-Cooled Condensing Unit, Coil with Blower | XC17-060-230-03 |  | CH23-65+TDR+TXV | 12.5 | 15.2 | Yes | Yes | 2011-01-21 |  | 1
FALSE | XC17-060-230-08 | 2305 | 4096639 | LENNOX INDUSTRIES, INC. | XC17-060-230-03 | AC | Split System: Air-Cooled Condensing Unit, Coil with Blower | XC17-060-230-03 |  | CH23-68+TDR+TXV | 12.7 | 15.5 | Yes | Yes | 2011-01-21 |  | 1
FALSE | XC17-060-230-08 | 2305 | 4096640 | LENNOX INDUSTRIES, INC. | XC17-060-230-03 | AC | Split System: Air-Cooled Condensing Unit, Coil with Blower | XC17-060-230-03 |  | CH23-68+TDR+TXV | 13 | 15.7 | Yes | Yes | 2011-01-21 |  | 1
FALSE | XC17-060-230-08 | 2305 | 4096641 | LENNOX INDUSTRIES, INC. | XC17-060-230-03 | AC | Split System: Air-Cooled Condensing Unit, Coil with Blower | XC17-060-230-03 |  | CH23-68+TDR+TXV | 12.7 | 15.7 | Yes | Yes | 2011-01-21 |  | 1
FALSE | XC17-060-230-08 | 2305 | 4096642 | LENNOX INDUSTRIES, INC. | XC17-060-230-03 | AC | Split System: Air-Cooled Condensing Unit, Coil with Blower | XC17-060-230-03 |  | CH23-68+TDR+TXV | 12.7 | 15.7 | Yes | Yes | 2011-01-21 |  | 1
FALSE | XC17-060-230-08 | 2305 | 4096643 | LENNOX INDUSTRIES, INC. | XC17-060-230-03 | AC | Split System: Air-Cooled Condensing Unit, Coil with Blower | XC17-060-230-03 |  | CH23-68+TDR+TXV | 13 | 16 | Yes | Yes | 2011-01-21 |  | 2
FALSE | XC17-060-230-08 | 2305 | 4096644 | LENNOX INDUSTRIES, INC. | XC17-060-230-03 | AC | Split System: Air-Cooled Condensing Unit, Coil with Blower | XC17-060-230-03 |  | CH23-68+TDR+TXV | 13 | 16 | Yes | Yes | 2011-01-21 |  | 2
FALSE | XC17-060-230-08 | 2305 | 4096645 | LENNOX INDUSTRIES, INC. | XC17-060-230-03 | AC | Split System: Air-Cooled Condensing Unit, Coil with Blower | XC17-060-230-03 |  | CH23-68+TDR+TXV | 13 | 16 | Yes | Yes | 2011-01-21 |  | 2
FALSE | XC17-060-230-08 | 2305 | 4096646 | LENNOX INDUSTRIES, INC. | XC17-060-230-03 | AC | Split System: Air-Cooled Condensing Unit, Coil with Blower | XC17-060-230-03 |  | CH23-68+TDR+TXV | 13 | 16 | Yes | Yes | 2011-01-21 |  | 2
FALSE | XC17-060-230-08 | 2305 | 4096647 | LENNOX INDUSTRIES, INC. | XC17-060-230-03 | AC | Split System: Air-Cooled Condensing Unit, Coil with Blower | XC17-060-230-03 |  | CH33-60D+TDR+TXV | 13 | 16 | Yes | Yes | 2011-01-21 |  | 2
FALSE | XC17-060-230-08 | 2305 | 4096648 | LENNOX INDUSTRIES, INC. | XC17-060-230-03 | AC | Split System: Air-Cooled Condensing Unit, Coil with Blower | XC17-060-230-03 |  | CH33-60D+TDR+TXV | 12.7 | 15.7 | Yes | Yes | 2011-01-21 |  | 1
FALSE | XC17-060-230-08 | 2305 | 4096649 | LENNOX INDUSTRIES, INC. | XC17-060-230-03 | AC | Split System: Air-Cooled Condensing Unit, Coil with Blower | XC17-060-230-03 |  | CH33-60D+TDR+TXV | 12.7 | 15.7 | Yes | Yes | 2011-01-21 |  | 1
FALSE | XC17-060-230-08 | 2305 | 4096650 | LENNOX INDUSTRIES, INC. | XC17-060-230-03 | AC | Split System: Air-Cooled Condensing Unit, Coil with Blower | XC17-060-230-03 |  | CH33-62D+TDR+TXV | 12.7 | 15.7 | Yes | Yes | 2011-01-21 |  | 1
FALSE | XC17-060-230-08 | 2305 | 4096651 | LENNOX INDUSTRIES, INC. | XC17-060-230-03 | AC | Split System: Air-Cooled Condensing Unit, Coil with Blower | XC17-060-230-03 |  | CH33-62D+TDR+TXV | 12.7 | 15.7 | Yes | Yes | 2011-01-21 |  | 1
FALSE | XC17-060-230-08 | 2305 | 4096652 | LENNOX INDUSTRIES, INC. | XC17-060-230-03 | AC | Split System: Air-Cooled Condensing Unit, Coil with Blower | XC17-060-230-03 |  | CH33-62D+TDR+TXV | 12.7 | 15.7 | Yes | Yes | 2011-01-21 |  | 1
FALSE | XC17-060-230-08 | 2305 | 4096653 | LENNOX INDUSTRIES, INC. | XC17-060-230-03 | AC | Split System: Air-Cooled Condensing Unit, Coil with Blower | XC17-060-230-03 |  | CH33-62D+TDR+TXV | 12.7 | 15.7 | Yes | Yes | 2011-01-21 |  | 1
FALSE | XC17-060-230-08 | 2305 | 4096654 | LENNOX INDUSTRIES, INC. | XC17-060-230-03 | AC | Split System: Air-Cooled Condensing Unit, Coil with Blower | XC17-060-230-03 |  | CBX27UH-060-230*+TDR | 12.7 | 15.5 | Yes | Yes | 2011-01-21 |  | 1
FALSE | RASL-039JEC | 4503 | 4101897 | RHEEM SALES COMPANY, INC. | UASL-039JEC | AC | Split System: Air-Cooled Condensing Unit, Coil with Blower | RASL-039JEC |  | RBHN-24J*+RCQD-3624 | 13.75 | 18 | Yes | Yes | 2011-03-08 |  | 3
FALSE | RASL-039JEC | 4503 | 4101940 | RHEEM SALES COMPANY, INC. | UASL-039JEC | AC | Split System: Air-Cooled Condensing Unit, Coil with Blower | RASL-039JEC |  | RCQD-3621 | 12 | 16.5 | Yes | Yes | 2011-03-08 |  | 0
FALSE | RASL-039JEC | 4503 | 4101941 | RHEEM SALES COMPANY, INC. | UASL-039JEC | AC | Split System: Air-Cooled Condensing Unit, Coil with Blower | RASL-039JEC |  | RCQD-3621 | 12 | 16.5 | Yes | Yes | 2011-03-08 |  | 0
FALSE | RASL-039JEC | 4503 | 4101944 | RHEEM SALES COMPANY, INC. | UASL-039JEC | AC | Split System: Air-Cooled Condensing Unit, Coil with Blower | RASL-039JEC |  | RCQD-3621 | 12 | 16.5 | Yes | Yes | 2011-03-08 |  | 0
FALSE | RASL-039JEC | 4503 | 4101945 | RHEEM SALES COMPANY, INC. | UASL-039JEC | AC | Split System: Air-Cooled Condensing Unit, Coil with Blower | RASL-039JEC |  | RCQD-3621 | 12 | 16.5 | Yes | Yes | 2011-03-08 |  | 0
FALSE | RASL-039JEC | 4503 | 4101950 | RHEEM SALES COMPANY, INC. | UASL-039JEC | AC | Split System: Air-Cooled Condensing Unit, Coil with Blower | RASL-039JEC |  | RCQD-3621 | 12 | 16.5 | Yes | Yes | 2011-03-08 |  | 0
FALSE | RASL-039JEC | 4503 | 4101951 | RHEEM SALES COMPANY, INC. | UASL-039JEC | AC | Split System: Air-Cooled Condensing Unit, Coil with Blower | RASL-039JEC |  | RCQD-3621 | 12 | 16.5 | Yes | Yes | 2011-03-08 |  | 0
FALSE | RASL-039JEC | 4503 | 4101952 | RHEEM SALES COMPANY, INC. | UASL-039JEC | AC | Split System: Air-Cooled Condensing Unit, Coil with Blower | RASL-039JEC |  | RCQD-3624 | 12.5 | 16.5 | Yes | Yes | 2011-03-08 |  | 1
FALSE | RASL-039JEC | 4503 | 4101953 | RHEEM SALES COMPANY, INC. | UASL-039JEC | AC | Split System: Air-Cooled Condensing Unit, Coil with Blower | RASL-039JEC |  | RCQD-3624 | 12.5 | 16.5 | Yes | Yes | 2011-03-08 |  | 1
FALSE | RASL-039JEC | 4503 | 4101954 | RHEEM SALES COMPANY, INC. | UASL-039JEC | AC | Split System: Air-Cooled Condensing Unit, Coil with Blower | RASL-039JEC |  | RCQD-3621 | 12.5 | 16.5 | Yes | Yes | 2011-03-08 |  | 1
FALSE | RASL-039JEC | 4503 | 4101955 | RHEEM SALES COMPANY, INC. | UASL-039JEC | AC | Split System: Air-Cooled Condensing Unit, Coil with Blower | RASL-039JEC |  | RCQD-3621 | 12.5 | 16.5 | Yes | Yes | 2011-03-08 |  | 1
FALSE | RASL-039JEC | 4503 | 4101956 | RHEEM SALES COMPANY, INC. | UASL-039JEC | AC | Split System: Air-Cooled Condensing Unit, Coil with Blower | RASL-039JEC |  | RCQD-3624 | 12.5 | 16.5 | Yes | Yes | 2011-03-08 |  | 1
FALSE | RASL-039JEC | 4503 | 4101957 | RHEEM SALES COMPANY, INC. | UASL-039JEC | AC | Split System: Air-Cooled Condensing Unit, Coil with Blower | RASL-039JEC |  | RCQD-3624 | 12.5 | 16.5 | Yes | Yes | 2011-03-08 |  | 1
FALSE | RASL-039JEC | 4503 | 4101958 | RHEEM SALES COMPANY, INC. | UASL-039JEC | AC | Split System: Air-Cooled Condensing Unit, Coil with Blower | RASL-039JEC |  | RCQD-3624 | 12.5 | 17 | Yes | Yes | 2011-03-08 |  | 1
FALSE | RASL-039JEC | 4503 | 4101959 | RHEEM SALES COMPANY, INC. | UASL-039JEC | AC | Split System: Air-Cooled Condensing Unit, Coil with Blower | RASL-039JEC |  | RCQD-3624 | 12.5 | 17 | Yes | Yes | 2011-03-08 |  | 1
FALSE | RASL-039JEC | 4503 | 4101961 | RHEEM SALES COMPANY, INC. | UASL-039JEC | AC | Split System: Air-Cooled Condensing Unit, Coil with Blower | RASL-039JEC |  | RCFN-H*3624 | 13 | 17 | Yes | Yes | 2011-03-08 |  | 2
FALSE | RASL-039JEC | 4503 | 4101962 | RHEEM SALES COMPANY, INC. | UASL-039JEC | AC | Split System: Air-Cooled Condensing Unit, Coil with Blower | RASL-039JEC |  | RCQD-3621 | 12.5 | 16 | Yes | Yes | 2011-03-08 |  | 1
FALSE | RASL-039JEC | 4503 | 4101963 | RHEEM SALES COMPANY, INC. | UASL-039JEC | AC | Split System: Air-Cooled Condensing Unit, Coil with Blower | RASL-039JEC |  | RCQD-3624 | 12.5 | 16.5 | Yes | Yes | 2011-03-08 |  | 1
FALSE | RASL-039JEC | 4503 | 4101965 | RHEEM SALES COMPANY, INC. | UASL-039JEC | AC | Split System: Air-Cooled Condensing Unit, Coil with Blower | RASL-039JEC |  | RCFN-H*3624 | 13 | 17 | Yes | Yes | 2011-03-08 |  | 2
FALSE | RASL-039JEC | 4503 | 4101966 | RHEEM SALES COMPANY, INC. | UASL-039JEC | AC | Split System: Air-Cooled Condensing Unit, Coil with Blower | RASL-039JEC |  | RCQD-3621 | 12.5 | 16 | Yes | Yes | 2011-03-08 |  | 1
FALSE | RASL-039JEC | 4503 | 4101967 | RHEEM SALES COMPANY, INC. | UASL-039JEC | AC | Split System: Air-Cooled Condensing Unit, Coil with Blower | RASL-039JEC |  | RCQD-3624 | 12.5 | 16.5 | Yes | Yes | 2011-03-08 |  | 1
FALSE | RASL-039JEC | 4503 | 4101969 | RHEEM SALES COMPANY, INC. | UASL-039JEC | AC | Split System: Air-Cooled Condensing Unit, Coil with Blower | RASL-039JEC |  | RCFN-H*3624 | 13 | 17.5 | Yes | Yes | 2011-03-08 |  | 2
FALSE | RASL-039JEC | 4503 | 4101970 | RHEEM SALES COMPANY, INC. | UASL-039JEC | AC | Split System: Air-Cooled Condensing Unit, Coil with Blower | RASL-039JEC |  | RCQD-3621 | 13 | 16.5 | Yes | Yes | 2011-03-08 |  | 2
FALSE | 14AJM56 | 4543 | 4119329 | RHEEM SALES COMPANY, INC. | RCU14410A56J | AC | Split System: Air-Cooled Condensing Unit, Coil Alone | 14AJM56 |  | RCFL-H*6024 | 12.5 | 14.5 | Yes | Yes | 2011-03-08 |  | 0
FALSE | XC21-024-230-10 | 2324 | 4121504 | LENNOX INDUSTRIES, INC. | XC21-024-230-05 | AC | Split System: Air-Cooled Condensing Unit, Coil with Blower | XC21-024-230-05 |  | CX34-18/24+TDR | 13.5 | 18.5 | Yes | Yes | 2011-01-21 |  | 3
FALSE | XC21-024-230-10 | 2324 | 4121505 | LENNOX INDUSTRIES, INC. | XC21-024-230-05 | AC | Split System: Air-Cooled Condensing Unit, Coil with Blower | XC21-024-230-05 |  | CX34-18/24+TDR | 13.7 | 18.7 | Yes | Yes | 2011-01-21 |  | 3
FALSE | XC21-024-230-10 | 2324 | 4121506 | LENNOX INDUSTRIES, INC. | XC21-024-230-05 | AC | Split System: Air-Cooled Condensing Unit, Coil with Blower | XC21-024-230-05 |  | CX34-25+TDR | 14.5 | 20 | Yes | Yes | 2011-01-21 |  | 3
FALSE | XC21-024-230-10 | 2324 | 4121507 | LENNOX INDUSTRIES, INC. | XC21-024-230-05 | AC | Split System: Air-Cooled Condensing Unit, Coil with Blower | XC21-024-230-05 |  | CX34-30+TDR | 13.7 | 19 | Yes | Yes | 2011-01-21 |  | 3
FALSE | XC21-024-230-10 | 2324 | 4121508 | LENNOX INDUSTRIES, INC. | XC21-024-230-05 | AC | Split System: Air-Cooled Condensing Unit, Coil with Blower | XC21-024-230-05 |  | CX34-30+TDR | 14 | 19 | Yes | Yes | 2011-01-21 |  | 3
FALSE | XC21-024-230-10 | 2324 | 4121509 | LENNOX INDUSTRIES, INC. | XC21-024-230-05 | AC | Split System: Air-Cooled Condensing Unit, Coil with Blower | XC21-024-230-05 |  | CX34-31+TDR | 14.7 | 20.2 | Yes | Yes | 2011-01-21 |  | 3
FALSE | XC21-024-230-10 | 2324 | 4121510 | LENNOX INDUSTRIES, INC. | XC21-024-230-05 | AC | Split System: Air-Cooled Condensing Unit, Coil with Blower | XC21-024-230-05 |  | CX34-36+TDR | 14.2 | 20 | Yes | Yes | 2011-01-21 |  | 3
FALSE | XC21-024-230-10 | 2324 | 4121511 | LENNOX INDUSTRIES, INC. | XC21-024-230-05 | AC | Split System: Air-Cooled Condensing Unit, Coil with Blower | XC21-024-230-05 |  | CX34-36+TDR | 14.5 | 20 | Yes | Yes | 2011-01-21 |  | 3
FALSE | XC21-024-230-10 | 2324 | 4121512 | LENNOX INDUSTRIES, INC. | XC21-024-230-05 | AC | Split System: Air-Cooled Condensing Unit, Coil with Blower | XC21-024-230-05 |  | CX34-38+TDR | 14.7 | 20.5 | Yes | Yes | 2011-01-21 |  | 3
FALSE | XC21-024-230-10 | 2324 | 4121513 | LENNOX INDUSTRIES, INC. | XC21-024-230-05 | AC | Split System: Air-Cooled Condensing Unit, Coil with Blower | XC21-024-230-05 |  | CX34-42+TDR | 14.2 | 20 | Yes | Yes | 2011-01-21 |  | 3
FALSE | XC21-024-230-10 | 2324 | 4121514 | LENNOX INDUSTRIES, INC. | XC21-024-230-05 | AC | Split System: Air-Cooled Condensing Unit, Coil with Blower | XC21-024-230-05 |  | CR33-30/36+TDR+TXV | 14.5 | 20.2 | Yes | Yes | 2011-01-21 |  | 3
FALSE | XC21-024-230-10 | 2324 | 4121515 | LENNOX INDUSTRIES, INC. | XC21-024-230-05 | AC | Split System: Air-Cooled Condensing Unit, Coil with Blower | XC21-024-230-05 |  | CR33-30/36+TDR+TXV | 14.7 | 20.5 | Yes | Yes | 2011-01-21 |  | 3
FALSE | XC21-024-230-10 | 2324 | 4121516 | LENNOX INDUSTRIES, INC. | XC21-024-230-05 | AC | Split System: Air-Cooled Condensing Unit, Coil with Blower | XC21-024-230-05 |  | CH23-21+TDR+TXV | 13.5 | 18.5 | Yes | Yes | 2011-01-21 |  | 3
FALSE | XC21-024-230-10 | 2324 | 4121517 | LENNOX INDUSTRIES, INC. | XC21-024-230-05 | AC | Split System: Air-Cooled Condensing Unit, Coil with Blower | XC21-024-230-05 |  | CH23-31+TDR+TXV | 13.7 | 19 | Yes | Yes | 2011-01-21 |  | 3
FALSE | CZF06013 | 3886 | 4125140 | LUXAIRE BY JOHNSON CONTROLS | AL6B060F3 | AC | Split System: Air-Cooled Condensing Unit, Coil with Blower | CZF06013 |  | F6FP060+TXV | 13 | 15.4 | Yes | Yes | 2011-02-28 |  | 1
TRUE | CZF06013 | 3886 | 4125149 | LUXAIRE BY JOHNSON CONTROLS | AL6B060F3 | AC | Split System: Air-Cooled Condensing Unit, Coil Alone | CZF06013 |  | FC64+TXV | 12.5 | 14.5 | Yes | Yes | 2011-02-28 |  | 0
FALSE | CZF03013 | 3874 | 4125416 | LUXAIRE BY JOHNSON CONTROLS | AL6B030F3 | AC | Split System: Air-Cooled Condensing Unit, Coil with Blower | CZF03013 |  | AHX36+TXV | 13.5 | 16.75 | Yes | Yes | 2011-02-28 |  | 2
FALSE | CZF04213 | 3880 | 4125480 | LUXAIRE BY JOHNSON CONTROLS | AL6B042F3 | AC | Split System: Air-Cooled Condensing Unit, Coil with Blower | CZF04213 |  | AHP48+TXV | 12.25 | 14.5 | Yes | Yes | 2011-02-28 |  | 0
FALSE | CZF03013 | 3874 | 4125481 | LUXAIRE BY JOHNSON CONTROLS | AL6B030F3 | AC | Split System: Air-Cooled Condensing Unit, Coil with Blower | CZF03013 |  | AHX30+TXV | 12.75 | 15.25 | Yes | Yes | 2011-02-28 |  | 1
FALSE | CZF04213 | 3880 | 4125482 | LUXAIRE BY JOHNSON CONTROLS | AL6B042F3 | AC | Split System: Air-Cooled Condensing Unit, Coil with Blower | CZF04213 |  | AHX48+TXV | 13.5 | 16 | Yes | Yes | 2011-02-28 |  | 2
FALSE | CZF03013 | 3874 | 4125484 | LUXAIRE BY JOHNSON CONTROLS | AL6B030F3 | AC | Split System: Air-Cooled Condensing Unit, Coil with Blower | CZF03013 |  | F6FP042+TXV | 13.5 | 16.5 | Yes | Yes | 2011-02-28 |  | 2
FALSE | CZF04213 | 3880 | 4125485 | LUXAIRE BY JOHNSON CONTROLS | AL6B042F3 | AC | Split System: Air-Cooled Condensing Unit, Coil with Blower | CZF04213 |  | F6FP042+TXV | 13 | 15.25 | Yes | Yes | 2011-02-28 |  | 1
FALSE | CZF03013 | 3874 | 4125486 | LUXAIRE BY JOHNSON CONTROLS | AL6B030F3 | AC | Split System: Air-Cooled Condensing Unit, Coil with Blower | CZF03013 |  | F6FP048+TXV | 13 | 16.5 | Yes | Yes | 2011-02-28 |  | 2
FALSE | CZF04213 | 3880 | 4125684 | LUXAIRE BY JOHNSON CONTROLS | AL6B042F3 | AC | Split System: Air-Cooled Condensing Unit, Coil with Blower | CZF04213 |  | AHX42+TXV | 13.25 | 15.75 | Yes | Yes | 2011-02-28 |  | 1
FALSE | CZF06013 | 3886 | 4125747 | FRASER-JOHNSTON BY JOHNSON CONTROLS | AL6B060F3 | AC | Split System: Air-Cooled Condensing Unit, Coil with Blower | CZF06013 |  | F6FP060+TXV | 13 | 15.4 | Yes | Yes | 2011-02-28 |  | 1
TRUE | CZF06013 | 3886 | 4125756 | FRASER-JOHNSTON BY JOHNSON CONTROLS | AL6B060F3 | AC | Split System: Air-Cooled Condensing Unit, Coil Alone | CZF06013 |  | FC64+TXV | 12.5 | 14.5 | Yes | Yes | 2011-02-28 |  | 0
FALSE | CZF04213 | 3880 | 4125823 | FRASER-JOHNSTON BY JOHNSON CONTROLS | AL6B042F3 | AC | Split System: Air-Cooled Condensing Unit, Coil with Blower | CZF04213 |  | AHP/SHP60+TXV | 13 | 15.5 | Yes | Yes | 2011-02-28 |  | 1
FALSE | CZF04213 | 3880 | 4126005 | FRASER-JOHNSTON BY JOHNSON CONTROLS | AL6B042F3 | AC | Split System: Air-Cooled Condensing Unit, Coil with Blower | CZF04213 |  | AHP48+TXV | 12.25 | 14.5 | Yes | Yes | 2011-02-28 |  | 0
FALSE | CZF03013 | 3874 | 4126006 | FRASER-JOHNSTON BY JOHNSON CONTROLS | AL6B030F3 | AC | Split System: Air-Cooled Condensing Unit, Coil with Blower | CZF03013 |  | AHX30+TXV | 12.75 | 15.25 | Yes | Yes | 2011-02-28 |  | 1
FALSE | CZF04213 | 3880 | 4126007 | FRASER-JOHNSTON BY JOHNSON CONTROLS | AL6B042F3 | AC | Split System: Air-Cooled Condensing Unit, Coil with Blower | CZF04213 |  | AHX48+TXV | 13.5 | 16 | Yes | Yes | 2011-02-28 |  | 2
FALSE | CZF03013 | 3874 | 4126009 | FRASER-JOHNSTON BY JOHNSON CONTROLS | AL6B030F3 | AC | Split System: Air-Cooled Condensing Unit, Coil with Blower | CZF03013 |  | F6FP042+TXV | 13.5 | 16.5 | Yes | Yes | 2011-02-28 |  | 2
FALSE | CZF04213 | 3880 | 4126010 | FRASER-JOHNSTON BY JOHNSON CONTROLS | AL6B042F3 | AC | Split System: Air-Cooled Condensing Unit, Coil with Blower | CZF04213 |  | F6FP042+TXV | 13 | 15.25 | Yes | Yes | 2011-02-28 |  | 1
FALSE | CZF03013 | 3874 | 4126011 | FRASER-JOHNSTON BY JOHNSON CONTROLS | AL6B030F3 | AC | Split System: Air-Cooled Condensing Unit, Coil with Blower | CZF03013 |  | F6FP048+TXV | 13 | 16.5 | Yes | Yes | 2011-02-28 |  | 2
FALSE | CZF04213 | 3880 | 4126092 | FRASER-JOHNSTON BY JOHNSON CONTROLS | AL6B042F3 | AC | Split System: Air-Cooled Condensing Unit, Coil with Blower | CZF04213 |  | AHX60+TXV | 13.25 | 16 | Yes | Yes | 2011-02-28 |  | 2
FALSE | CZF04213 | 3880 | 4126093 | FRASER-JOHNSTON BY JOHNSON CONTROLS | AL6B042F3 | AC | Split System: Air-Cooled Condensing Unit, Coil with Blower | CZF04213 |  | F*FV060+TXV | 13 | 15.5 | Yes | Yes | 2011-02-28 |  | 1
FALSE | CZF04213 | 3880 | 4126095 | FRASER-JOHNSTON BY JOHNSON CONTROLS | AL6B042F3 | AC | Split System: Air-Cooled Condensing Unit, Coil with Blower | CZF04213 |  | F6FP060+TXV | 13.25 | 15.75 | Yes | Yes | 2011-02-28 |  | 1
TRUE | CZF04213 | 3880 | 4126100 | FRASER-JOHNSTON BY JOHNSON CONTROLS | AL6B042F3 | AC | Split System: Air-Cooled Condensing Unit, Coil Alone | CZF04213 |  | FC/MC62+TXV | 12.25 | 14.5 | Yes | Yes | 2011-02-28 |  | 0
FALSE | CZF04213 | 3880 | 4126160 | FRASER-JOHNSTON BY JOHNSON CONTROLS | AL6B042F3 | AC | Split System: Air-Cooled Condensing Unit, Coil with Blower | CZF04213 |  | AHX42+TXV | 13.25 | 15.75 | Yes | Yes | 2011-02-28 |  | 1
FALSE | CZF03013 | 3874 | 4126163 | FRASER-JOHNSTON BY JOHNSON CONTROLS | AL6B030F3 | AC | Split System: Air-Cooled Condensing Unit, Coil with Blower | CZF03013 |  | F6FP030+TXV | 12.5 | 15.25 | Yes | Yes | 2011-02-28 |  | 1
FALSE | 4TTR6018B1 | 3489 | 4131752 | TRANE | 4TTR5018E1 | AC | Split System: Air-Cooled Condensing Unit, Coil with Blower | 4TTR5018E1 |  | 4TXFH024CZ3 | 13.5 | 16 | Yes | Yes | 2011-01-21 |  | 2
FALSE | 4TTR6018B1 | 3489 | 4131753 | TRANE | 4TTR5018E1 | AC | Split System: Air-Cooled Condensing Unit, Coil with Blower | 4TTR5018E1 |  | 4TXFH024CZ3 | 13.5 | 16.25 | Yes | Yes | 2011-01-21 |  | 2
FALSE | 4TTR6018B1 | 3489 | 4131754 | TRANE | 4TTR5018E1 | AC | Split System: Air-Cooled Condensing Unit, Coil with Blower | 4TTR5018E1 |  | 4TXFH033CC3 | 13 | 16 | Yes | Yes | 2011-01-21 |  | 2
FALSE | 4TTR6018B1 | 3489 | 4131756 | TRANE | 4TTR5018E1 | AC | Split System: Air-Cooled Condensing Unit, Coil Alone | 4TTR5018E1 |  | 4TXFH036CZ3 | 12.5 | 14.5 | Yes | Yes | 2011-01-21 |  | 0
FALSE | 4TTR6024B1 | 3503 | 4131760 | TRANE | 4TTR5024E1 | AC | Split System: Air-Cooled Condensing Unit, Coil with Blower | 4TTR5024E1 |  | 4TXFH024CZ3 | 13 | 15.5 | Yes | Yes | 2011-01-21 |  | 1
FALSE | 4TTR6024B1 | 3503 | 4131763 | TRANE | 4TTR5024E1 | AC | Split System: Air-Cooled Condensing Unit, Coil with Blower | 4TTR5024E1 |  | 4TXFH033CC3 | 13 | 15.75 | Yes | Yes | 2011-01-21 |  | 1
FALSE | 4TTR6024B1 | 3503 | 4131764 | TRANE | 4TTR5024E1 | AC | Split System: Air-Cooled Condensing Unit, Coil Alone | 4TTR5024E1 |  | 4TXFH041CC3 | 12 | 14.5 | Yes | Yes | 2011-01-21 |  | 0
FALSE | 4TTR6030B1 | 3522 | 4131765 | TRANE | 4TTR5030E1 | AC | Split System: Air-Cooled Condensing Unit, Coil with Blower | 4TTR5030E1 |  | 4TXCC005CC3 | 13.5 | 15.75 | Yes | Yes | 2011-01-21 |  | 1
FALSE | 4TTR6030B1 | 3522 | 4131766 | TRANE | 4TTR5030E1 | AC | Split System: Air-Cooled Condensing Unit, Coil with Blower | 4TTR5030E1 |  | 4TXCC007CC3 | 13.5 | 15.75 | Yes | Yes | 2011-01-21 |  | 1
FALSE | 4TTR6030B1 | 3522 | 4131767 | TRANE | 4TTR5030E1 | AC | Split System: Air-Cooled Condensing Unit, Coil with Blower | 4TTR5030E1 |  | 4TXCC037BC3 | 13 | 15.25 | Yes | Yes | 2011-01-21 |  | 1
FALSE | 4TTR6030B1 | 3522 | 4131768 | TRANE | 4TTR5030E1 | AC | Split System: Air-Cooled Condensing Unit, Coil with Blower | 4TTR5030E1 |  | 4TXCC037BC3 | 13 | 15.25 | Yes | Yes | 2011-01-21 |  | 1
FALSE | 4TTR6030B1 | 3522 | 4131769 | TRANE | 4TTR5030E1 | AC | Split System: Air-Cooled Condensing Unit, Coil with Blower | 4TTR5030E1 |  | 4TXCC043BC3 | 13 | 15.25 | Yes | Yes | 2011-01-21 |  | 1
FALSE | 4TTR6030B1 | 3522 | 4131770 | TRANE | 4TTR5030E1 | AC | Split System: Air-Cooled Condensing Unit, Coil with Blower | 4TTR5030E1 |  | 4TXCC043BC3 | 13 | 15.25 | Yes | Yes | 2011-01-21 |  | 1
FALSE | 4TTR6036B1 | 3674 | 4131801 | TRANE | 4TTR5036E1 | AC | Split System: Air-Cooled Condensing Unit, Coil with Blower | 4TTR5036E1 |  | 4TXFH041CC3 | 12.5 | 15.5 | Yes | Yes | 2011-01-21 |  | 1
FALSE | 4TTR6036B1 | 3674 | 4131802 | TRANE | 4TTR5036E1 | AC | Split System: Air-Cooled Condensing Unit, Coil with Blower | 4TTR5036E1 |  | 4TXFH041CC3 | 13 | 15.5 | Yes | Yes | 2011-01-21 |  | 1
FALSE | 4TTR6036B1 | 3674 | 4131803 | TRANE | 4TTR5036E1 | AC | Split System: Air-Cooled Condensing Unit, Coil with Blower | 4TTR5036E1 |  | 4TXFH041CC3 | 12.5 | 15 | Yes | Yes | 2011-01-21 |  | 1
FALSE | 4TTR6036B1 | 3674 | 4131804 | TRANE | 4TTR5036E1 | AC | Split System: Air-Cooled Condensing Unit, Coil with Blower | 4TTR5036E1 |  | 4TXFH041CC3 | 13 | 15.5 | Yes | Yes | 2011-01-21 |  | 1
FALSE | 4TTR6036B1 | 3674 | 4131805 | TRANE | 4TTR5036E1 | AC | Split System: Air-Cooled Condensing Unit, Coil with Blower | 4TTR5036E1 |  | 4TXFH041CC3 | 13 | 15.5 | Yes | Yes | 2011-01-21 |  | 1
FALSE | 4TTR6036B1 | 3674 | 4131806 | TRANE | 4TTR5036E1 | AC | Split System: Air-Cooled Condensing Unit, Coil with Blower | 4TTR5036E1 |  | 4TXFH041CC3 | 12.5 | 15 | Yes | Yes | 2011-01-21 |  | 1
FALSE | 4TTR6042B1 | 3680 | 4131820 | TRANE | 4TTR5042E1 | AC | Split System: Air-Cooled Condensing Unit, Coil with Blower | 4TTR5042E1 |  | 4TXCC008CC3 | 13 | 15.5 | Yes | Yes | 2011-01-21 |  | 1
FALSE | 4TTR6042B1 | 3680 | 4131821 | TRANE | 4TTR5042E1 | AC | Split System: Air-Cooled Condensing Unit, Coil with Blower | 4TTR5042E1 |  | 4TXCC008CC3 | 13 | 15.5 | Yes | Yes | 2011-01-21 |  | 1
FALSE | 4TTR6042B1 | 3680 | 4131822 | TRANE | 4TTR5042E1 | AC | Split System: Air-Cooled Condensing Unit, Coil with Blower | 4TTR5042E1 |  | 4TXCC037BC3 | 12.5 | 15 | Yes | Yes | 2011-01-21 |  | 1
FALSE | 4TTR6042B1 | 3680 | 4131823 | TRANE | 4TTR5042E1 | AC | Split System: Air-Cooled Condensing Unit, Coil with Blower | 4TTR5042E1 |  | 4TXCC037BC3 | 12.5 | 15 | Yes | Yes | 2011-01-21 |  | 1
FALSE | 4TTR6042B1 | 3680 | 4131824 | TRANE | 4TTR5042E1 | AC | Split System: Air-Cooled Condensing Unit, Coil with Blower | 4TTR5042E1 |  | 4TXCC043BC3 | 12.5 | 15 | Yes | Yes | 2011-01-21 |  | 1
FALSE | 4TTR6042B1 | 3680 | 4131825 | TRANE | 4TTR5042E1 | AC | Split System: Air-Cooled Condensing Unit, Coil with Blower | 4TTR5042E1 |  | 4TXCC043BC3 | 12.5 | 15 | Yes | Yes | 2011-01-21 |  | 1
FALSE | 4TTR6042B1 | 3680 | 4131826 | TRANE | 4TTR5042E1 | AC | Split System: Air-Cooled Condensing Unit, Coil with Blower | 4TTR5042E1 |  | 4TXCC044BC3 | 13 | 15.25 | Yes | Yes | 2011-01-21 |  | 1
FALSE | 4TTR6042B1 | 3680 | 4131827 | TRANE | 4TTR5042E1 | AC | Split System: Air-Cooled Condensing Unit, Coil with Blower | 4TTR5042E1 |  | 4TXCC044BC3 | 13 | 15.5 | Yes | Yes | 2011-01-21 |  | 1
FALSE | 4TTR6042B1 | 3680 | 4131828 | TRANE | 4TTR5042E1 | AC | Split System: Air-Cooled Condensing Unit, Coil with Blower | 4TTR5042E1 |  | 4TXCC049BC3 | 13 | 15.25 | Yes | Yes | 2011-01-21 |  | 1
FALSE | 4TTR6042B1 | 3680 | 4131829 | TRANE | 4TTR5042E1 | AC | Split System: Air-Cooled Condensing Unit, Coil with Blower | 4TTR5042E1 |  | 4TXCC049BC3 | 13 | 15.5 | Yes | Yes | 2011-01-21 |  | 1
FALSE | 4TTR6042B1 | 3680 | 4131830 | TRANE | 4TTR5042E1 | AC | Split System: Air-Cooled Condensing Unit, Coil with Blower | 4TTR5042E1 |  | 4TXCD009CC3 | 13 | 15.5 | Yes | Yes | 2011-01-21 |  | 1
FALSE | 4TTR6042B1 | 3680 | 4131831 | TRANE | 4TTR5042E1 | AC | Split System: Air-Cooled Condensing Unit, Coil with Blower | 4TTR5042E1 |  | 4TXCD009CC3 | 13 | 15.5 | Yes | Yes | 2011-01-21 |  | 1
FALSE | 4TTR6042B1 | 3680 | 4131832 | TRANE | 4TTR5042E1 | AC | Split System: Air-Cooled Condensing Unit, Coil with Blower | 4TTR5042E1 |  | 4TXCD009CC3 | 13 | 15.75 | Yes | Yes | 2011-01-21 |  | 1
FALSE | 4TTR6042B1 | 3680 | 4131833 | TRANE | 4TTR5042E1 | AC | Split System: Air-Cooled Condensing Unit, Coil with Blower | 4TTR5042E1 |  | 4TXCD010CC3 | 13 | 15.5 | Yes | Yes | 2011-01-21 |  | 1
FALSE | 4TTR6042B1 | 3680 | 4131834 | TRANE | 4TTR5042E1 | AC | Split System: Air-Cooled Condensing Unit, Coil with Blower | 4TTR5042E1 |  | 4TXCD010CC3 | 13 | 15.5 | Yes | Yes | 2011-01-21 |  | 1
FALSE | 4TTR6042B1 | 3680 | 4131835 | TRANE | 4TTR5042E1 | AC | Split System: Air-Cooled Condensing Unit, Coil with Blower | 4TTR5042E1 |  | 4TXCD010CC3 | 13 | 15.5 | Yes | Yes | 2011-01-21 |  | 1
FALSE | 4TTR6048B1 | 3695 | 4131861 | TRANE | 4TTR5048E1 | AC | Split System: Air-Cooled Condensing Unit, Coil with Blower | 4TTR5048E1 |  | 4TXCC060BC3 | 12.5 | 15 | Yes | Yes | 2011-01-21 |  | 1
FALSE | 4TTR6048B1 | 3695 | 4131862 | TRANE | 4TTR5048E1 | AC | Split System: Air-Cooled Condensing Unit, Coil with Blower | 4TTR5048E1 |  | 4TXCC060BC3 | 12.5 | 15 | Yes | Yes | 2011-01-21 |  | 1
FALSE | 4TTR6048B1 | 3695 | 4131863 | TRANE | 4TTR5048E1 | AC | Split System: Air-Cooled Condensing Unit, Coil with Blower | 4TTR5048E1 |  | 4TXCD009CC3 | 12.5 | 15.25 | Yes | Yes | 2011-01-21 |  | 1
FALSE | 4TTR6048B1 | 3695 | 4131864 | TRANE | 4TTR5048E1 | AC | Split System: Air-Cooled Condensing Unit, Coil with Blower | 4TTR5048E1 |  | 4TXCD009CC3 | 12.5 | 15 | Yes | Yes | 2011-01-21 |  | 1
FALSE | 4TTR6048B1 | 3695 | 4131865 | TRANE | 4TTR5048E1 | AC | Split System: Air-Cooled Condensing Unit, Coil with Blower | 4TTR5048E1 |  | 4TXCD009CC3 | 12.5 | 15 | Yes | Yes | 2011-01-21 |  | 1
FALSE | 4TTR6048B1 | 3695 | 4131866 | TRANE | 4TTR5048E1 | AC | Split System: Air-Cooled Condensing Unit, Coil with Blower | 4TTR5048E1 |  | 4TXCD010CC3 | 12 | 15 | Yes | Yes | 2011-01-21 |  | 0
FALSE | 4TTR6048B1 | 3695 | 4131867 | TRANE | 4TTR5048E1 | AC | Split System: Air-Cooled Condensing Unit, Coil with Blower | 4TTR5048E1 |  | 4TXCD010CC3 | 12.5 | 15 | Yes | Yes | 2011-01-21 |  | 1
FALSE | 4TTR6048B1 | 3695 | 4131868 | TRANE | 4TTR5048E1 | AC | Split System: Air-Cooled Condensing Unit, Coil with Blower | 4TTR5048E1 |  | 4TXCD010CC3 | 12 | 15 | Yes | Yes | 2011-01-21 |  | 0
FALSE | 4TTR6048B1 | 3695 | 4131869 | TRANE | 4TTR5048E1 | AC | Split System: Air-Cooled Condensing Unit, Coil with Blower | 4TTR5048E1 |  | 4TXCD050BC3 | 12.5 | 15 | Yes | Yes | 2011-01-21 |  | 1
FALSE | 4TTR6048B1 | 3695 | 4131870 | TRANE | 4TTR5048E1 | AC | Split System: Air-Cooled Condensing Unit, Coil with Blower | 4TTR5048E1 |  | 4TXCD050BC3 | 12.5 | 15 | Yes | Yes | 2011-01-21 |  | 1
FALSE | 4TTR6048B1 | 3695 | 4131871 | TRANE | 4TTR5048E1 | AC | Split System: Air-Cooled Condensing Unit, Coil with Blower | 4TTR5048E1 |  | 4TXCD050BC3 | 12 | 15 | Yes | Yes | 2011-01-21 |  | 0
FALSE | 4TTR6048B1 | 3695 | 4131872 | TRANE | 4TTR5048E1 | AC | Split System: Air-Cooled Condensing Unit, Coil with Blower | 4TTR5048E1 |  | 4TXCD061BC3 | 12.5 | 15 | Yes | Yes | 2011-01-21 |  | 1
FALSE | 4TTR6048B1 | 3695 | 4131873 | TRANE | 4TTR5048E1 | AC | Split System: Air-Cooled Condensing Unit, Coil with Blower | 4TTR5048E1 |  | 4TXCD061BC3 | 12.5 | 15 | Yes | Yes | 2011-01-21 |  | 1
FALSE | 4TTR6048B1 | 3695 | 4131874 | TRANE | 4TTR5048E1 | AC | Split System: Air-Cooled Condensing Unit, Coil with Blower | 4TTR5048E1 |  | 4TXCD061BC3 | 12.5 | 15.25 | Yes | Yes | 2011-01-21 |  | 1
FALSE | 4TTR6048B1 | 3695 | 4131875 | TRANE | 4TTR5048E1 | AC | Split System: Air-Cooled Condensing Unit, Coil with Blower | 4TTR5048E1 |  | 4TXCD063BC3 | 13 | 16 | Yes | Yes | 2011-01-21 |  | 2
FALSE | 4TTR6048B1 | 3695 | 4131876 | TRANE | 4TTR5048E1 | AC | Split System: Air-Cooled Condensing Unit, Coil with Blower | 4TTR5048E1 |  | 4TXCD063BC3 | 13 | 15.75 | Yes | Yes | 2011-01-21 |  | 1
FALSE | 4TTR6048B1 | 3695 | 4131877 | TRANE | 4TTR5048E1 | AC | Split System: Air-Cooled Condensing Unit, Coil with Blower | 4TTR5048E1 |  | 4TXCD064BC3 | 12.5 | 15 | Yes | Yes | 2011-01-21 |  | 1
FALSE | 4TTR6048B1 | 3695 | 4131878 | TRANE | 4TTR5048E1 | AC | Split System: Air-Cooled Condensing Unit, Coil with Blower | 4TTR5048E1 |  | 4TXCD064BC3 | 12.5 | 15 | Yes | Yes | 2011-01-21 |  | 1
FALSE | 4TTR6048B1 | 3695 | 4131879 | TRANE | 4TTR5048E1 | AC | Split System: Air-Cooled Condensing Unit, Coil with Blower | 4TTR5048E1 |  | 4TXCD064BC3 | 12.5 | 15.25 | Yes | Yes | 2011-01-21 |  | 1
FALSE | 4TTR6048B1 | 3695 | 4131880 | TRANE | 4TTR5048E1 | AC | Split System: Air-Cooled Condensing Unit, Coil with Blower | 4TTR5048E1 |  | 4TXFH054CC3 | 12 | 15 | Yes | Yes | 2011-01-21 |  | 0
FALSE | 4TTR6048B1 | 3695 | 4131881 | TRANE | 4TTR5048E1 | AC | Split System: Air-Cooled Condensing Unit, Coil with Blower | 4TTR5048E1 |  | 4TXFH054CC3 | 12.5 | 15 | Yes | Yes | 2011-01-21 |  | 1
FALSE | 4TTR6048B1 | 3695 | 4131882 | TRANE | 4TTR5048E1 | AC | Split System: Air-Cooled Condensing Unit, Coil with Blower | 4TTR5048E1 |  | 4TXFH054CC3 | 12 | 15 | Yes | Yes | 2011-01-21 |  | 0
FALSE | 4TTX6030H1 | 3530 | 4131935 | TRANE | 4TTX5030A1 | AC | Split System: Air-Cooled Condensing Unit, Coil with Blower | 4TTX5030A1 |  | 4TXFH041CC3 | 13 | 15.5 | Yes | Yes | 2011-01-21 |  | 1
FALSE | 4TTX6036H1 | 3598 | 4131936 | TRANE | 4TTX5036A1 | AC | Split System: Air-Cooled Condensing Unit, Coil with Blower | 4TTX5036A1 |  | 4TXCC037BC3 | 12.5 | 14.75 | Yes | Yes | 2011-01-21 |  | 0
FALSE | 4TTX6036H1 | 3598 | 4131937 | TRANE | 4TTX5036A1 | AC | Split System: Air-Cooled Condensing Unit, Coil with Blower | 4TTX5036A1 |  | 4TXCC037BC3 | 12.5 | 15 | Yes | Yes | 2011-01-21 |  | 1
FALSE | 4TTX6036H1 | 3598 | 4131938 | TRANE | 4TTX5036A1 | AC | Split System: Air-Cooled Condensing Unit, Coil with Blower | 4TTX5036A1 |  | 4TXCC043BC3 | 12.5 | 15 | Yes | Yes | 2011-01-21 |  | 1
FALSE | 4TTX6036H1 | 3598 | 4131939 | TRANE | 4TTX5036A1 | AC | Split System: Air-Cooled Condensing Unit, Coil with Blower | 4TTX5036A1 |  | 4TXCC043BC3 | 12.5 | 14.75 | Yes | Yes | 2011-01-21 |  | 0
FALSE | 4TTX6036H1 | 3598 | 4131940 | TRANE | 4TTX5036A1 | AC | Split System: Air-Cooled Condensing Unit, Coil with Blower | 4TTX5036A1 |  | 4TXCC044BC3 | 12.5 | 15.25 | Yes | Yes | 2011-01-21 |  | 1
FALSE | 4TTX6036H1 | 3598 | 4131941 | TRANE | 4TTX5036A1 | AC | Split System: Air-Cooled Condensing Unit, Coil with Blower | 4TTX5036A1 |  | 4TXCC044BC3 | 12.5 | 15.25 | Yes | Yes | 2011-01-21 |  | 1
FALSE | 4TTX6036H1 | 3598 | 4131942 | TRANE | 4TTX5036A1 | AC | Split System: Air-Cooled Condensing Unit, Coil with Blower | 4TTX5036A1 |  | 4TXCC049BC3 | 12.5 | 15.25 | Yes | Yes | 2011-01-21 |  | 1
FALSE | 4TTX6036H1 | 3598 | 4131943 | TRANE | 4TTX5036A1 | AC | Split System: Air-Cooled Condensing Unit, Coil with Blower | 4TTX5036A1 |  | 4TXCC049BC3 | 13 | 15.25 | Yes | Yes | 2011-01-21 |  | 1
FALSE | 4TTX6036H1 | 3598 | 4131944 | TRANE | 4TTX5036A1 | AC | Split System: Air-Cooled Condensing Unit, Coil with Blower | 4TTX5036A1 |  | 4TXCD050BC3 | 13 | 15.5 | Yes | Yes | 2011-01-21 |  | 1
FALSE | 4TTX6036H1 | 3598 | 4131945 | TRANE | 4TTX5036A1 | AC | Split System: Air-Cooled Condensing Unit, Coil with Blower | 4TTX5036A1 |  | 4TXCD050BC3 | 13 | 15.25 | Yes | Yes | 2011-01-21 |  | 1
FALSE | 4TTX6036H1 | 3598 | 4131946 | TRANE | 4TTX5036A1 | AC | Split System: Air-Cooled Condensing Unit, Coil with Blower | 4TTX5036A1 |  | 4TXCD050BC3 | 13 | 15.25 | Yes | Yes | 2011-01-21 |  | 1
FALSE | 4TTX6036H1 | 3598 | 4131947 | TRANE | 4TTX5036A1 | AC | Split System: Air-Cooled Condensing Unit, Coil with Blower | 4TTX5036A1 |  | 4TXFH036CZ3 | 12.5 | 15 | Yes | Yes | 2011-01-21 |  | 1
FALSE | 4TTX6036H1 | 3598 | 4131948 | TRANE | 4TTX5036A1 | AC | Split System: Air-Cooled Condensing Unit, Coil with Blower | 4TTX5036A1 |  | 4TXFH041CC3 | 12.5 | 15 | Yes | Yes | 2011-01-21 |  | 1
FALSE | 4TTX6048H1 | 3702 | 4131982 | TRANE | 4TTX5048A1 | AC | Split System: Air-Cooled Condensing Unit, Coil with Blower | 4TTX5048A1 |  | 4TXCD009CC3 | 12.5 | 15.5 | Yes | Yes | 2011-01-21 |  | 1
FALSE | 4TTX6048H1 | 3702 | 4131983 | TRANE | 4TTX5048A1 | AC | Split System: Air-Cooled Condensing Unit, Coil with Blower | 4TTX5048A1 |  | 4TXCD010CC3 | 12 | 15.25 | Yes | Yes | 2011-01-21 |  | 0
FALSE | 4TTX6048H1 | 3702 | 4131984 | TRANE | 4TTX5048A1 | AC | Split System: Air-Cooled Condensing Unit, Coil with Blower | 4TTX5048A1 |  | 4TXCD010CC3 | 12 | 15 | Yes | Yes | 2011-01-21 |  | 0
FALSE | 4TTX6048H1 | 3702 | 4131985 | TRANE | 4TTX5048A1 | AC | Split System: Air-Cooled Condensing Unit, Coil with Blower | 4TTX5048A1 |  | 4TXCD010CC3 | 12.5 | 15.25 | Yes | Yes | 2011-01-21 |  | 1
FALSE | 4TTX6048H1 | 3702 | 4131986 | TRANE | 4TTX5048A1 | AC | Split System: Air-Cooled Condensing Unit, Coil with Blower | 4TTX5048A1 |  | 4TXCD050BC3 | 12.5 | 15.25 | Yes | Yes | 2011-01-21 |  | 1
FALSE | 4TTX6048H1 | 3702 | 4131987 | TRANE | 4TTX5048A1 | AC | Split System: Air-Cooled Condensing Unit, Coil with Blower | 4TTX5048A1 |  | 4TXCD050BC3 | 12.5 | 15.25 | Yes | Yes | 2011-01-21 |  | 1
FALSE | 4TTX6048H1 | 3702 | 4131988 | TRANE | 4TTX5048A1 | AC | Split System: Air-Cooled Condensing Unit, Coil with Blower | 4TTX5048A1 |  | 4TXCD050BC3 | 12 | 15 | Yes | Yes | 2011-01-21 |  | 0
FALSE | 4TTX6048H1 | 3702 | 4131989 | TRANE | 4TTX5048A1 | AC | Split System: Air-Cooled Condensing Unit, Coil with Blower | 4TTX5048A1 |  | 4TXCD061BC3 | 12.5 | 15.5 | Yes | Yes | 2011-01-21 |  | 1
FALSE | 4TTX6048H1 | 3702 | 4131990 | TRANE | 4TTX5048A1 | AC | Split System: Air-Cooled Condensing Unit, Coil with Blower | 4TTX5048A1 |  | 4TXCD061BC3 | 12.5 | 15.5 | Yes | Yes | 2011-01-21 |  | 1
FALSE | 4TTX6048H1 | 3702 | 4131991 | TRANE | 4TTX5048A1 | AC | Split System: Air-Cooled Condensing Unit, Coil with Blower | 4TTX5048A1 |  | 4TXCD061BC3 | 12.5 | 15.25 | Yes | Yes | 2011-01-21 |  | 1
FALSE | 4TTX6048H1 | 3702 | 4131992 | TRANE | 4TTX5048A1 | AC | Split System: Air-Cooled Condensing Unit, Coil with Blower | 4TTX5048A1 |  | 4TXCD063BC3 | 13 | 16 | Yes | Yes | 2011-01-21 |  | 2
FALSE | 4TTX6048H1 | 3702 | 4131993 | TRANE | 4TTX5048A1 | AC | Split System: Air-Cooled Condensing Unit, Coil with Blower | 4TTX5048A1 |  | 4TXCD063BC3 | 13 | 16 | Yes | Yes | 2011-01-21 |  | 2
FALSE | 4TTX6048H1 | 3702 | 4131994 | TRANE | 4TTX5048A1 | AC | Split System: Air-Cooled Condensing Unit, Coil with Blower | 4TTX5048A1 |  | 4TXCD063BC3 | 13 | 16 | Yes | Yes | 2011-01-21 |  | 2
FALSE | 4TTX6048H1 | 3702 | 4131995 | TRANE | 4TTX5048A1 | AC | Split System: Air-Cooled Condensing Unit, Coil with Blower | 4TTX5048A1 |  | 4TXCD064BC3 | 12.5 | 15.25 | Yes | Yes | 2011-01-21 |  | 1
FALSE | 4TTX6048H1 | 3702 | 4131996 | TRANE | 4TTX5048A1 | AC | Split System: Air-Cooled Condensing Unit, Coil with Blower | 4TTX5048A1 |  | 4TXCD064BC3 | 12 | 15.25 | Yes | Yes | 2011-01-21 |  | 0
FALSE | 4TTX6048H1 | 3702 | 4131997 | TRANE | 4TTX5048A1 | AC | Split System: Air-Cooled Condensing Unit, Coil with Blower | 4TTX5048A1 |  | 4TXCD064BC3 | 12.5 | 15.5 | Yes | Yes | 2011-01-21 |  | 1
FALSE | 4TTX6048H1 | 3702 | 4131998 | TRANE | 4TTX5048A1 | AC | Split System: Air-Cooled Condensing Unit, Coil with Blower | 4TTX5048A1 |  | 4TXFH054CC3 | 12 | 15 | Yes | Yes | 2011-01-21 |  | 0
FALSE | 4TTX6048H1 | 3702 | 4131999 | TRANE | 4TTX5048A1 | AC | Split System: Air-Cooled Condensing Unit, Coil with Blower | 4TTX5048A1 |  | 4TXFH054CC3 | 12 | 15 | Yes | Yes | 2011-01-21 |  | 0
FALSE | 4TTX6048H1 | 3702 | 4132000 | TRANE | 4TTX5048A1 | AC | Split System: Air-Cooled Condensing Unit, Coil with Blower | 4TTX5048A1 |  | 4TXFH054CC3 | 12 | 15 | Yes | Yes | 2011-01-21 |  | 0
FALSE | 4TTX6048H1 | 3702 | 4132001 | TRANE | 4TTX5048A1 | AC | Split System: Air-Cooled Condensing Unit, Coil with Blower | 4TTX5048A1 |  | 4TXFH063CZ3 | 13 | 16 | Yes | Yes | 2011-01-21 |  | 2
FALSE | 4TTX6048H1 | 3702 | 4132002 | TRANE | 4TTX5048A1 | AC | Split System: Air-Cooled Condensing Unit, Coil with Blower | 4TTX5048A1 |  | 4TXFH063CZ3 | 12.5 | 15.75 | Yes | Yes | 2011-01-21 |  | 1
FALSE | 4TTX6060H1 | 3708 | 4132016 | TRANE | 4TTX5060A1 | AC | Split System: Air-Cooled Condensing Unit, Coil with Blower | 4TTX5060A1 |  | 4TXCD063BC3 | 12 | 14.75 | Yes | Yes | 2011-01-21 |  | 0
FALSE | 4TTR6030B1 | 3522 | 4132778 | AMERICAN STANDARD, INC. | 4A7A5030E1 | AC | Split System: Air-Cooled Condensing Unit, Coil with Blower | 4TTR5030E1 |  | 4TXFH041CC3 | 13.5 | 15.75 | Yes | Yes | 2011-02-28 |  | 1
FALSE | 4TTR6030B1 | 3522 | 4132779 | AMERICAN STANDARD, INC. | 4A7A5030E1 | AC | Split System: Air-Cooled Condensing Unit, Coil with Blower | 4TTR5030E1 |  | 4TXFH041CC3 | 13.5 | 16 | Yes | Yes | 2011-02-28 |  | 2
FALSE | 4TTR6030B1 | 3522 | 4132780 | AMERICAN STANDARD, INC. | 4A7A5030E1 | AC | Split System: Air-Cooled Condensing Unit, Coil with Blower | 4TTR5030E1 |  | 4TXFH041CC3 | 13 | 15.5 | Yes | Yes | 2011-02-28 |  | 1
FALSE | 4TTR6036B1 | 3674 | 4132781 | AMERICAN STANDARD, INC. | 4A7A5036E1 | AC | Split System: Air-Cooled Condensing Unit, Coil with Blower | 4TTR5036E1 |  | 4TXCC037BC3 | 12.5 | 15.25 | Yes | Yes | 2011-02-28 |  | 1
FALSE | 4TTR6036B1 | 3674 | 4132782 | AMERICAN STANDARD, INC. | 4A7A5036E1 | AC | Split System: Air-Cooled Condensing Unit, Coil with Blower | 4TTR5036E1 |  | 4TXCC037BC3 | 13 | 15.25 | Yes | Yes | 2011-02-28 |  | 1
FALSE | 4TTR6036B1 | 3674 | 4132783 | AMERICAN STANDARD, INC. | 4A7A5036E1 | AC | Split System: Air-Cooled Condensing Unit, Coil with Blower | 4TTR5036E1 |  | 4TXCC043BC3 | 13 | 15.25 | Yes | Yes | 2011-02-28 |  | 1
FALSE | 4TTR6036B1 | 3674 | 4132784 | AMERICAN STANDARD, INC. | 4A7A5036E1 | AC | Split System: Air-Cooled Condensing Unit, Coil with Blower | 4TTR5036E1 |  | 4TXCC043BC3 | 12.5 | 15.25 | Yes | Yes | 2011-02-28 |  | 1
FALSE | 4TTR6036B1 | 3674 | 4132785 | AMERICAN STANDARD, INC. | 4A7A5036E1 | AC | Split System: Air-Cooled Condensing Unit, Coil with Blower | 4TTR5036E1 |  | 4TXCC044BC3 | 13 | 15.5 | Yes | Yes | 2011-02-28 |  | 1
FALSE | 4TTR6036B1 | 3674 | 4132786 | AMERICAN STANDARD, INC. | 4A7A5036E1 | AC | Split System: Air-Cooled Condensing Unit, Coil with Blower | 4TTR5036E1 |  | 4TXCC044BC3 | 13 | 15.5 | Yes | Yes | 2011-02-28 |  | 1
FALSE | 4TTR6036B1 | 3674 | 4132787 | AMERICAN STANDARD, INC. | 4A7A5036E1 | AC | Split System: Air-Cooled Condensing Unit, Coil with Blower | 4TTR5036E1 |  | 4TXCC049BC3 | 13 | 15.5 | Yes | Yes | 2011-02-28 |  | 1
FALSE | 4TTR6036B1 | 3674 | 4132788 | AMERICAN STANDARD, INC. | 4A7A5036E1 | AC | Split System: Air-Cooled Condensing Unit, Coil with Blower | 4TTR5036E1 |  | 4TXCC049BC3 | 13 | 15.5 | Yes | Yes | 2011-02-28 |  | 1
FALSE | 4TTR6036B1 | 3674 | 4132789 | AMERICAN STANDARD, INC. | 4A7A5036E1 | AC | Split System: Air-Cooled Condensing Unit, Coil with Blower | 4TTR5036E1 |  | 4TXCD050BC3 | 13 | 15.75 | Yes | Yes | 2011-02-28 |  | 1
FALSE | 4TTR6036B1 | 3674 | 4132790 | AMERICAN STANDARD, INC. | 4A7A5036E1 | AC | Split System: Air-Cooled Condensing Unit, Coil with Blower | 4TTR5036E1 |  | 4TXCD050BC3 | 13 | 15.75 | Yes | Yes | 2011-02-28 |  | 1
FALSE | 4TTR6036B1 | 3674 | 4132791 | AMERICAN STANDARD, INC. | 4A7A5036E1 | AC | Split System: Air-Cooled Condensing Unit, Coil with Blower | 4TTR5036E1 |  | 4TXCD050BC3 | 13 | 15.5 | Yes | Yes | 2011-02-28 |  | 1
FALSE | 4TTR6036B1 | 3674 | 4132798 | AMERICAN STANDARD, INC. | 4A7A5036E1 | AC | Split System: Air-Cooled Condensing Unit, Coil with Blower | 4TTR5036E1 |  | 4TXFH041CC3 | 12.5 | 15.5 | Yes | Yes | 2011-02-28 |  | 1
FALSE | 4TTR6036B1 | 3674 | 4132799 | AMERICAN STANDARD, INC. | 4A7A5036E1 | AC | Split System: Air-Cooled Condensing Unit, Coil with Blower | 4TTR5036E1 |  | 4TXFH041CC3 | 13 | 15.5 | Yes | Yes | 2011-02-28 |  | 1
FALSE | 4TTR6036B1 | 3674 | 4132800 | AMERICAN STANDARD, INC. | 4A7A5036E1 | AC | Split System: Air-Cooled Condensing Unit, Coil with Blower | 4TTR5036E1 |  | 4TXFH041CC3 | 12.5 | 15 | Yes | Yes | 2011-02-28 |  | 1
FALSE | 4TTR6036B1 | 3674 | 4132801 | AMERICAN STANDARD, INC. | 4A7A5036E1 | AC | Split System: Air-Cooled Condensing Unit, Coil with Blower | 4TTR5036E1 |  | 4TXFH041CC3 | 13 | 15.5 | Yes | Yes | 2011-02-28 |  | 1
FALSE | 4TTR6018B1 | 3489 | 4132749 | AMERICAN STANDARD, INC. | 4A7A5018E1 | AC | Split System: Air-Cooled Condensing Unit, Coil with Blower | 4TTR5018E1 |  | 4TXFH024CZ3 | 13.5 | 16 | Yes | Yes | 2011-02-28 |  | 2
FALSE | 4TTR6018B1 | 3489 | 4132750 | AMERICAN STANDARD, INC. | 4A7A5018E1 | AC | Split System: Air-Cooled Condensing Unit, Coil with Blower | 4TTR5018E1 |  | 4TXFH024CZ3 | 13.5 | 16.25 | Yes | Yes | 2011-02-28 |  | 2
FALSE | 4TTR6018B1 | 3489 | 4132751 | AMERICAN STANDARD, INC. | 4A7A5018E1 | AC | Split System: Air-Cooled Condensing Unit, Coil with Blower | 4TTR5018E1 |  | 4TXFH033CC3 | 13 | 16 | Yes | Yes | 2011-02-28 |  | 2
FALSE | 4TTR6018B1 | 3489 | 4132753 | AMERICAN STANDARD, INC. | 4A7A5018E1 | AC | Split System: Air-Cooled Condensing Unit, Coil Alone | 4TTR5018E1 |  | 4TXFH036CZ3 | 12.5 | 14.5 | Yes | Yes | 2011-02-28 |  | 0
FALSE | 4TTR6024B1 | 3503 | 4132757 | AMERICAN STANDARD, INC. | 4A7A5024E1 | AC | Split System: Air-Cooled Condensing Unit, Coil with Blower | 4TTR5024E1 |  | 4TXFH024CZ3 | 13 | 15.5 | Yes | Yes | 2011-02-28 |  | 1
FALSE | 4TTR6024B1 | 3503 | 4132760 | AMERICAN STANDARD, INC. | 4A7A5024E1 | AC | Split System: Air-Cooled Condensing Unit, Coil with Blower | 4TTR5024E1 |  | 4TXFH033CC3 | 13 | 15.75 | Yes | Yes | 2011-02-28 |  | 1
FALSE | 4TTR6024B1 | 3503 | 4132761 | AMERICAN STANDARD, INC. | 4A7A5024E1 | AC | Split System: Air-Cooled Condensing Unit, Coil Alone | 4TTR5024E1 |  | 4TXFH041CC3 | 12 | 14.5 | Yes | Yes | 2011-02-28 |  | 0
FALSE | 4TTR6030B1 | 3522 | 4132762 | AMERICAN STANDARD, INC. | 4A7A5030E1 | AC | Split System: Air-Cooled Condensing Unit, Coil with Blower | 4TTR5030E1 |  | 4TXCC005CC3 | 13.5 | 15.75 | Yes | Yes | 2011-02-28 |  | 1
FALSE | 4TTR6030B1 | 3522 | 4132763 | AMERICAN STANDARD, INC. | 4A7A5030E1 | AC | Split System: Air-Cooled Condensing Unit, Coil with Blower | 4TTR5030E1 |  | 4TXCC007CC3 | 13.5 | 15.75 | Yes | Yes | 2011-02-28 |  | 1
FALSE | 4TTR6030B1 | 3522 | 4132764 | AMERICAN STANDARD, INC. | 4A7A5030E1 | AC | Split System: Air-Cooled Condensing Unit, Coil with Blower | 4TTR5030E1 |  | 4TXCC037BC3 | 13 | 15.25 | Yes | Yes | 2011-02-28 |  | 1
FALSE | 4TTR6030B1 | 3522 | 4132765 | AMERICAN STANDARD, INC. | 4A7A5030E1 | AC | Split System: Air-Cooled Condensing Unit, Coil with Blower | 4TTR5030E1 |  | 4TXCC037BC3 | 13 | 15.25 | Yes | Yes | 2011-02-28 |  | 1
FALSE | 4TTR6030B1 | 3522 | 4132766 | AMERICAN STANDARD, INC. | 4A7A5030E1 | AC | Split System: Air-Cooled Condensing Unit, Coil with Blower | 4TTR5030E1 |  | 4TXCC043BC3 | 13 | 15.25 | Yes | Yes | 2011-02-28 |  | 1
FALSE | 4TTR6030B1 | 3522 | 4132767 | AMERICAN STANDARD, INC. | 4A7A5030E1 | AC | Split System: Air-Cooled Condensing Unit, Coil with Blower | 4TTR5030E1 |  | 4TXCC043BC3 | 13 | 15.25 | Yes | Yes | 2011-02-28 |  | 1
FALSE | 4TTR6030B1 | 3522 | 4132768 | AMERICAN STANDARD, INC. | 4A7A5030E1 | AC | Split System: Air-Cooled Condensing Unit, Coil with Blower | 4TTR5030E1 |  | 4TXCC044BC3 | 13.5 | 15.75 | Yes | Yes | 2011-02-28 |  | 1
FALSE | 4TTR6030B1 | 3522 | 4132769 | AMERICAN STANDARD, INC. | 4A7A5030E1 | AC | Split System: Air-Cooled Condensing Unit, Coil with Blower | 4TTR5030E1 |  | 4TXCC044BC3 | 13.5 | 15.75 | Yes | Yes | 2011-02-28 |  | 1
FALSE | 4TTR6030B1 | 3522 | 4132770 | AMERICAN STANDARD, INC. | 4A7A5030E1 | AC | Split System: Air-Cooled Condensing Unit, Coil with Blower | 4TTR5030E1 |  | 4TXFH033CC3 | 12.5 | 15 | Yes | Yes | 2011-02-28 |  | 1
FALSE | 4TTR6030B1 | 3522 | 4132771 | AMERICAN STANDARD, INC. | 4A7A5030E1 | AC | Split System: Air-Cooled Condensing Unit, Coil with Blower | 4TTR5030E1 |  | 4TXFH033CC3 | 13 | 15 | Yes | Yes | 2011-02-28 |  | 1
FALSE | 4TTR6030B1 | 3522 | 4132776 | AMERICAN STANDARD, INC. | 4A7A5030E1 | AC | Split System: Air-Cooled Condensing Unit, Coil with Blower | 4TTR5030E1 |  | 4TXFH041CC3 | 13 | 15.5 | Yes | Yes | 2011-02-28 |  | 1
FALSE | 4TTR6030B1 | 3522 | 4132777 | AMERICAN STANDARD, INC. | 4A7A5030E1 | AC | Split System: Air-Cooled Condensing Unit, Coil with Blower | 4TTR5030E1 |  | 4TXFH041CC3 | 13 | 15.5 | Yes | Yes | 2011-02-28 |  | 1
FALSE | 4TTR6036B1 | 3674 | 4132802 | AMERICAN STANDARD, INC. | 4A7A5036E1 | AC | Split System: Air-Cooled Condensing Unit, Coil with Blower | 4TTR5036E1 |  | 4TXFH041CC3 | 13 | 15.5 | Yes | Yes | 2011-02-28 |  | 1
FALSE | 4TTR6036B1 | 3674 | 4132803 | AMERICAN STANDARD, INC. | 4A7A5036E1 | AC | Split System: Air-Cooled Condensing Unit, Coil with Blower | 4TTR5036E1 |  | 4TXFH041CC3 | 12.5 | 15 | Yes | Yes | 2011-02-28 |  | 1
FALSE | 4TTR6042B1 | 3680 | 4132817 | AMERICAN STANDARD, INC. | 4A7A5042E1 | AC | Split System: Air-Cooled Condensing Unit, Coil with Blower | 4TTR5042E1 |  | 4TXCC008CC3 | 13 | 15.5 | Yes | Yes | 2011-02-28 |  | 1
FALSE | 4TTR6042B1 | 3680 | 4132818 | AMERICAN STANDARD, INC. | 4A7A5042E1 | AC | Split System: Air-Cooled Condensing Unit, Coil with Blower | 4TTR5042E1 |  | 4TXCC008CC3 | 13 | 15.5 | Yes | Yes | 2011-02-28 |  | 1
FALSE | 4TTR6042B1 | 3680 | 4132819 | AMERICAN STANDARD, INC. | 4A7A5042E1 | AC | Split System: Air-Cooled Condensing Unit, Coil with Blower | 4TTR5042E1 |  | 4TXCC037BC3 | 12.5 | 15 | Yes | Yes | 2011-02-28 |  | 1
FALSE | 4TTR6042B1 | 3680 | 4132820 | AMERICAN STANDARD, INC. | 4A7A5042E1 | AC | Split System: Air-Cooled Condensing Unit, Coil with Blower | 4TTR5042E1 |  | 4TXCC037BC3 | 12.5 | 15 | Yes | Yes | 2011-02-28 |  | 1
FALSE | 4TTR6042B1 | 3680 | 4132821 | AMERICAN STANDARD, INC. | 4A7A5042E1 | AC | Split System: Air-Cooled Condensing Unit, Coil with Blower | 4TTR5042E1 |  | 4TXCC043BC3 | 12.5 | 15 | Yes | Yes | 2011-02-28 |  | 1
FALSE | 4TTR6042B1 | 3680 | 4132822 | AMERICAN STANDARD, INC. | 4A7A5042E1 | AC | Split System: Air-Cooled Condensing Unit, Coil with Blower | 4TTR5042E1 |  | 4TXCC043BC3 | 12.5 | 15 | Yes | Yes | 2011-02-28 |  | 1
FALSE | 4TTR6042B1 | 3680 | 4132823 | AMERICAN STANDARD, INC. | 4A7A5042E1 | AC | Split System: Air-Cooled Condensing Unit, Coil with Blower | 4TTR5042E1 |  | 4TXCC044BC3 | 13 | 15.25 | Yes | Yes | 2011-02-28 |  | 1
FALSE | 4TTR6042B1 | 3680 | 4132824 | AMERICAN STANDARD, INC. | 4A7A5042E1 | AC | Split System: Air-Cooled Condensing Unit, Coil with Blower | 4TTR5042E1 |  | 4TXCC044BC3 | 13 | 15.5 | Yes | Yes | 2011-02-28 |  | 1
FALSE | 4TTR6042B1 | 3680 | 4132825 | AMERICAN STANDARD, INC. | 4A7A5042E1 | AC | Split System: Air-Cooled Condensing Unit, Coil with Blower | 4TTR5042E1 |  | 4TXCC049BC3 | 13 | 15.25 | Yes | Yes | 2011-02-28 |  | 1
FALSE | 4TTR6042B1 | 3680 | 4132826 | AMERICAN STANDARD, INC. | 4A7A5042E1 | AC | Split System: Air-Cooled Condensing Unit, Coil with Blower | 4TTR5042E1 |  | 4TXCC049BC3 | 13 | 15.5 | Yes | Yes | 2011-02-28 |  | 1
FALSE | 4TTR6042B1 | 3680 | 4132827 | AMERICAN STANDARD, INC. | 4A7A5042E1 | AC | Split System: Air-Cooled Condensing Unit, Coil with Blower | 4TTR5042E1 |  | 4TXCD009CC3 | 13 | 15.5 | Yes | Yes | 2011-02-28 |  | 1
FALSE | 4TTR6042B1 | 3680 | 4132828 | AMERICAN STANDARD, INC. | 4A7A5042E1 | AC | Split System: Air-Cooled Condensing Unit, Coil with Blower | 4TTR5042E1 |  | 4TXCD009CC3 | 13 | 15.5 | Yes | Yes | 2011-02-28 |  | 1
FALSE | 4TTR6042B1 | 3680 | 4132829 | AMERICAN STANDARD, INC. | 4A7A5042E1 | AC | Split System: Air-Cooled Condensing Unit, Coil with Blower | 4TTR5042E1 |  | 4TXCD009CC3 | 13 | 15.75 | Yes | Yes | 2011-02-28 |  | 1
FALSE | 4TTR6042B1 | 3680 | 4132830 | AMERICAN STANDARD, INC. | 4A7A5042E1 | AC | Split System: Air-Cooled Condensing Unit, Coil with Blower | 4TTR5042E1 |  | 4TXCD010CC3 | 13 | 15.5 | Yes | Yes | 2011-02-28 |  | 1
FALSE | 4TTR6042B1 | 3680 | 4132831 | AMERICAN STANDARD, INC. | 4A7A5042E1 | AC | Split System: Air-Cooled Condensing Unit, Coil with Blower | 4TTR5042E1 |  | 4TXCD010CC3 | 13 | 15.5 | Yes | Yes | 2011-02-28 |  | 1
FALSE | 4TTR6042B1 | 3680 | 4132832 | AMERICAN STANDARD, INC. | 4A7A5042E1 | AC | Split System: Air-Cooled Condensing Unit, Coil with Blower | 4TTR5042E1 |  | 4TXCD010CC3 | 13 | 15.5 | Yes | Yes | 2011-02-28 |  | 1
FALSE | 4TTR6042B1 | 3680 | 4132833 | AMERICAN STANDARD, INC. | 4A7A5042E1 | AC | Split System: Air-Cooled Condensing Unit, Coil with Blower | 4TTR5042E1 |  | 4TXCD050BC3 | 13 | 15.5 | Yes | Yes | 2011-02-28 |  | 1
FALSE | 4TTR6042B1 | 3680 | 4132834 | AMERICAN STANDARD, INC. | 4A7A5042E1 | AC | Split System: Air-Cooled Condensing Unit, Coil with Blower | 4TTR5042E1 |  | 4TXCD050BC3 | 13 | 15.5 | Yes | Yes | 2011-02-28 |  | 1
FALSE | 4TTR6042B1 | 3680 | 4132835 | AMERICAN STANDARD, INC. | 4A7A5042E1 | AC | Split System: Air-Cooled Condensing Unit, Coil with Blower | 4TTR5042E1 |  | 4TXCD050BC3 | 13 | 15.5 | Yes | Yes | 2011-02-28 |  | 1
FALSE | 4TTR6042B1 | 3680 | 4132836 | AMERICAN STANDARD, INC. | 4A7A5042E1 | AC | Split System: Air-Cooled Condensing Unit, Coil with Blower | 4TTR5042E1 |  | 4TXFH041CC3 | 13 | 15.5 | Yes | Yes | 2011-02-28 |  | 1
FALSE | 4TTR6048B1 | 3695 | 4132881 | AMERICAN STANDARD, INC. | 4A7A5048E1 | AC | Split System: Air-Cooled Condensing Unit, Coil with Blower | 4TTR5048E1 |  | 4TXFH054CC3 | 12 | 15 | Yes | Yes | 2011-02-28 |  | 0
FALSE | 4TTR6048B1 | 3695 | 4132882 | AMERICAN STANDARD, INC. | 4A7A5048E1 | AC | Split System: Air-Cooled Condensing Unit, Coil with Blower | 4TTR5048E1 |  | 4TXFH054CC3 | 12.5 | 15 | Yes | Yes | 2011-02-28 |  | 1
FALSE | 4TTR6048B1 | 3695 | 4132884 | AMERICAN STANDARD, INC. | 4A7A5048E1 | AC | Split System: Air-Cooled Condensing Unit, Coil with Blower | 4TTR5048E1 |  | 4TXFH054CC3 | 12 | 15 | Yes | Yes | 2011-02-28 |  | 0
FALSE | 4TTR6048B1 | 3695 | 4132885 | AMERICAN STANDARD, INC. | 4A7A5048E1 | AC | Split System: Air-Cooled Condensing Unit, Coil with Blower | 4TTR5048E1 |  | 4TXFH054CC3 | 12.5 | 15 | Yes | Yes | 2011-02-28 |  | 1
FALSE | 4TTR6048B1 | 3695 | 4132886 | AMERICAN STANDARD, INC. | 4A7A5048E1 | AC | Split System: Air-Cooled Condensing Unit, Coil with Blower | 4TTR5048E1 |  | 4TXFH063CZ3 | 12.5 | 15.5 | Yes | Yes | 2011-02-28 |  | 1
FALSE | 4TTR6048B1 | 3695 | 4132888 | AMERICAN STANDARD, INC. | 4A7A5048E1 | AC | Split System: Air-Cooled Condensing Unit, Coil with Blower | 4TTR5048E1 |  | 4TXFH063CZ3 | 12.5 | 15 | Yes | Yes | 2011-02-28 |  | 1
FALSE | 4TTR6048B1 | 3695 | 4132890 | AMERICAN STANDARD, INC. | 4A7A5048E1 | AC | Split System: Air-Cooled Condensing Unit, Coil with Blower | 4TTR5048E1 |  | 4TXFH063CZ3 | 12.5 | 15.5 | Yes | Yes | 2011-02-28 |  | 1
FALSE | 4TTR6048B1 | 3695 | 4132891 | AMERICAN STANDARD, INC. | 4A7A5048E1 | AC | Split System: Air-Cooled Condensing Unit, Coil with Blower | 4TTR5048E1 |  | 4TXFH063CZ3 | 12.5 | 15.5 | Yes | Yes | 2011-02-28 |  | 1
FALSE | 4TTR6048B1 | 3695 | 4132892 | AMERICAN STANDARD, INC. | 4A7A5048E1 | AC | Split System: Air-Cooled Condensing Unit, Coil with Blower | 4TTR5048E1 |  | 4TXFH063CZ3 | 12.5 | 15.5 | Yes | Yes | 2011-02-28 |  | 1
FALSE | 4TTR6048B1 | 3695 | 4132893 | AMERICAN STANDARD, INC. | 4A7A5048E1 | AC | Split System: Air-Cooled Condensing Unit, Coil with Blower | 4TTR5048E1 |  | 4TXFH063CZ3 | 12.5 | 15.5 | Yes | Yes | 2011-02-28 |  | 1
FALSE | 4TTR6048B1 | 3695 | 4132895 | AMERICAN STANDARD, INC. | 4A7A5048E1 | AC | Split System: Air-Cooled Condensing Unit, Coil with Blower | 4TTR5048E1 |  | 4TXFH063CZ3 | 12.5 | 15.5 | Yes | Yes | 2011-02-28 |  | 1
FALSE | 4TTR6030B1 | 3522 | 4143219 | TRANE | 4TTR5030E1 | AC | Split System: Air-Cooled Condensing Unit, Coil with Blower | 4TTR5030E1 |  | 4TXFH036CZ3 | 13 | 16 | Yes | Yes | 2011-01-21 |  | 2
FALSE | 4TTR6030B1 | 3522 | 4143220 | TRANE | 4TTR5030E1 | AC | Split System: Air-Cooled Condensing Unit, Coil with Blower | 4TTR5030E1 |  | 4TXFH036CZ3 | 13 | 15.75 | Yes | Yes | 2011-01-21 |  | 1
FALSE | 4TTR6030B1 | 3522 | 4143222 | AMERICAN STANDARD, INC. | 4A7A5030E1 | AC | Split System: Air-Cooled Condensing Unit, Coil with Blower | 4TTR5030E1 |  | 4TXFH036CZ3 | 13 | 16 | Yes | Yes | 2011-02-28 |  | 2
FALSE | 4TTR6030B1 | 3522 | 4143223 | AMERICAN STANDARD, INC. | 4A7A5030E1 | AC | Split System: Air-Cooled Condensing Unit, Coil with Blower | 4TTR5030E1 |  | 4TXFH036CZ3 | 13 | 15.75 | Yes | Yes | 2011-02-28 |  | 1
FALSE | XC17-048-230-** | 2300 | 4150363 | LENNOX INDUSTRIES, INC. | XC17-048-230* | AC | Split System: Air-Cooled Condensing Unit, Coil with Blower | XC17-048-230* |  | CX34-50/60C+TDR | 12.5 | 15 | Yes | Yes | 2011-01-21 |  | 1
FALSE | XC17-048-230-** | 2300 | 4150364 | LENNOX INDUSTRIES, INC. | XC17-048-230* | AC | Split System: Air-Cooled Condensing Unit, Coil with Blower | XC17-048-230* |  | CX34-50/60C+TDR | 12.5 | 15 | Yes | Yes | 2011-01-21 |  | 1
FALSE | XC17-048-230-** | 2300 | 4150365 | LENNOX INDUSTRIES, INC. | XC17-048-230* | AC | Split System: Air-Cooled Condensing Unit, Coil with Blower | XC17-048-230* |  | CX34-50/60C+TDR | 12.5 | 15 | Yes | Yes | 2011-01-21 |  | 1
FALSE | 4TTX6024H1 | 3520 | 4150548 | TRANE | 4TTX5024A1 | AC | Split System: Air-Cooled Condensing Unit, Coil with Blower | 4TTX5024A1 |  | 4TXCB003CC3 | 13 | 15 | Yes | Yes | 2011-01-21 |  | 1
FALSE | 4TTX6024H1 | 3520 | 4150550 | AMERICAN STANDARD, INC. | 4A7A5024A1 | AC | Split System: Air-Cooled Condensing Unit, Coil with Blower | 4TTX5024A1 |  | 4TXCB003CC3 | 13 | 15 | Yes | Yes | 2011-02-28 |  | 1
FALSE | 4TTR6042B1 | 3680 | 4150915 | TRANE | 4TTR5042E1 | AC | Split System: Air-Cooled Condensing Unit, Coil with Blower | 4TTR5042E1 |  | GAM5A0C48M41 | 13 | 15.75 | Yes | Yes | 2011-01-21 |  | 1
FALSE | 4TTR6048B1 | 3695 | 4150916 | TRANE | 4TTR5048E1 | AC | Split System: Air-Cooled Condensing Unit, Coil with Blower | 4TTR5048E1 |  | GAM5A0C42M31 | 13 | 15.75 | Yes | Yes | 2011-01-21 |  | 1
FALSE | 4TTR6048B1 | 3695 | 4150917 | TRANE | 4TTR5048E1 | AC | Split System: Air-Cooled Condensing Unit, Coil with Blower | 4TTR5048E1 |  | GAM5A0C48M41 | 13 | 15.5 | Yes | Yes | 2011-01-21 |  | 1
FALSE | 4TTR6048B1 | 3695 | 4150918 | TRANE | 4TTR5048E1 | AC | Split System: Air-Cooled Condensing Unit, Coil with Blower | 4TTR5048E1 |  | GAM5A0C60M51 | 12.5 | 15 | Yes | Yes | 2011-01-21 |  | 1
FALSE | 4TTR6049B1 | 3692 | 4150919 | TRANE | 4TTR5049E1 | AC | Split System: Air-Cooled Condensing Unit, Coil with Blower | 4TTR5049E1 |  | GAM5A0C42M31 | 13.5 | 16.5 | Yes | Yes | 2011-01-21 |  | 2
FALSE | 4TTR6049B1 | 3692 | 4150920 | TRANE | 4TTR5049E1 | AC | Split System: Air-Cooled Condensing Unit, Coil with Blower | 4TTR5049E1 |  | GAM5A0C48M41 | 13 | 16.25 | Yes | Yes | 2011-01-21 |  | 2
FALSE | 4TTR6049B1 | 3692 | 4150921 | TRANE | 4TTR5049E1 | AC | Split System: Air-Cooled Condensing Unit, Coil with Blower | 4TTR5049E1 |  | GAM5A0C60M51 | 13 | 15.75 | Yes | Yes | 2011-01-21 |  | 1
FALSE | 4TTX6018H1 | 3491 | 4150924 | TRANE | 4TTX5018A1 | AC | Split System: Air-Cooled Condensing Unit, Coil with Blower | 4TTX5018A1 |  | GAM5A0A18M11 | 14 | 17 | Yes | Yes | 2011-01-21 |  | 2
FALSE | 4TTX6024H1 | 3520 | 4150925 | TRANE | 4TTX5024A1 | AC | Split System: Air-Cooled Condensing Unit, Coil with Blower | 4TTX5024A1 |  | GAM5A0A18M11 | 13.5 | 16.25 | Yes | Yes | 2011-01-21 |  | 2
FALSE | 4TTX6024H1 | 3520 | 4150926 | TRANE | 4TTX5024A1 | AC | Split System: Air-Cooled Condensing Unit, Coil with Blower | 4TTX5024A1 |  | GAM5A0A24M21 | 13.5 | 16 | Yes | Yes | 2011-01-21 |  | 2
FALSE | 4TTX6024H1 | 3520 | 4150927 | TRANE | 4TTX5024A1 | AC | Split System: Air-Cooled Condensing Unit, Coil with Blower | 4TTX5024A1 |  | GAM5A0B30M21 | 14 | 17 | Yes | Yes | 2011-01-21 |  | 2
FALSE | 4TTX6030H1 | 3530 | 4150928 | TRANE | 4TTX5030A1 | AC | Split System: Air-Cooled Condensing Unit, Coil with Blower | 4TTX5030A1 |  | GAM5A0A24M21 | 13 | 15 | Yes | Yes | 2011-01-21 |  | 1
FALSE | 4TTX6030H1 | 3530 | 4150929 | TRANE | 4TTX5030A1 | AC | Split System: Air-Cooled Condensing Unit, Coil with Blower | 4TTX5030A1 |  | GAM5A0B30M21 | 13.5 | 16 | Yes | Yes | 2011-01-21 |  | 2
FALSE | 4TTX6030H1 | 3530 | 4150930 | TRANE | 4TTX5030A1 | AC | Split System: Air-Cooled Condensing Unit, Coil with Blower | 4TTX5030A1 |  | GAM5A0B36M31 | 13.5 | 16 | Yes | Yes | 2011-01-21 |  | 2
FALSE | 4TTX6036H1 | 3598 | 4150931 | TRANE | 4TTX5036A1 | AC | Split System: Air-Cooled Condensing Unit, Coil with Blower | 4TTX5036A1 |  | GAM5A0B30M21 | 13 | 15.5 | Yes | Yes | 2011-01-21 |  | 1
FALSE | 4TTX6036H1 | 3598 | 4150932 | TRANE | 4TTX5036A1 | AC | Split System: Air-Cooled Condensing Unit, Coil with Blower | 4TTX5036A1 |  | GAM5A0B36M31 | 13 | 15.5 | Yes | Yes | 2011-01-21 |  | 1
FALSE | 4TTX6036H1 | 3598 | 4150933 | TRANE | 4TTX5036A1 | AC | Split System: Air-Cooled Condensing Unit, Coil with Blower | 4TTX5036A1 |  | GAM5A0C42M31 | 13.5 | 16 | Yes | Yes | 2011-01-21 |  | 2
FALSE | 4TTX6048H1 | 3702 | 4150937 | TRANE | 4TTX5048A1 | AC | Split System: Air-Cooled Condensing Unit, Coil with Blower | 4TTX5048A1 |  | GAM5A0C42M31 | 13 | 16 | Yes | Yes | 2011-01-21 |  | 2
FALSE | 4TTX6048H1 | 3702 | 4150938 | TRANE | 4TTX5048A1 | AC | Split System: Air-Cooled Condensing Unit, Coil with Blower | 4TTX5048A1 |  | GAM5A0C48M41 | 13 | 15.75 | Yes | Yes | 2011-01-21 |  | 1
FALSE | 4TTR6030B1 | 3522 | 4151106 | AMERICAN STANDARD, INC. | 4A7A5030E1 | AC | Split System: Air-Cooled Condensing Unit, Coil with Blower | 4TTR5030E1 |  | GAM5A0A24M21 | 13 | 15 | Yes | Yes | 2011-02-28 |  | 1
FALSE | 4TTR6030B1 | 3522 | 4151107 | AMERICAN STANDARD, INC. | 4A7A5030E1 | AC | Split System: Air-Cooled Condensing Unit, Coil with Blower | 4TTR5030E1 |  | GAM5A0B30M21 | 13.5 | 16 | Yes | Yes | 2011-02-28 |  | 2
FALSE | 4TTR6030B1 | 3522 | 4151108 | AMERICAN STANDARD, INC. | 4A7A5030E1 | AC | Split System: Air-Cooled Condensing Unit, Coil with Blower | 4TTR5030E1 |  | GAM5A0B36M31 | 13.5 | 16.25 | Yes | Yes | 2011-02-28 |  | 2
FALSE | 4TTR6036B1 | 3674 | 4151109 | AMERICAN STANDARD, INC. | 4A7A5036E1 | AC | Split System: Air-Cooled Condensing Unit, Coil with Blower | 4TTR5036E1 |  | GAM5A0B30M21 | 13 | 16 | Yes | Yes | 2011-02-28 |  | 2
FALSE | 4TTR6036B1 | 3674 | 4151110 | AMERICAN STANDARD, INC. | 4A7A5036E1 | AC | Split System: Air-Cooled Condensing Unit, Coil with Blower | 4TTR5036E1 |  | GAM5A0B36M31 | 13 | 16 | Yes | Yes | 2011-02-28 |  | 2
FALSE | 4TTR6036B1 | 3674 | 4151111 | AMERICAN STANDARD, INC. | 4A7A5036E1 | AC | Split System: Air-Cooled Condensing Unit, Coil with Blower | 4TTR5036E1 |  | GAM5A0C42M31 | 13.5 | 16.5 | Yes | Yes | 2011-02-28 |  | 2
FALSE | 4TTR6042B1 | 3680 | 4151112 | AMERICAN STANDARD, INC. | 4A7A5042E1 | AC | Split System: Air-Cooled Condensing Unit, Coil with Blower | 4TTR5042E1 |  | GAM5A0B36M31 | 13 | 16 | Yes | Yes | 2011-02-28 |  | 2
FALSE | 4TTR6042B1 | 3680 | 4151113 | AMERICAN STANDARD, INC. | 4A7A5042E1 | AC | Split System: Air-Cooled Condensing Unit, Coil with Blower | 4TTR5042E1 |  | GAM5A0C42M31 | 13.5 | 16.25 | Yes | Yes | 2011-02-28 |  | 2
FALSE | 4TTR6042B1 | 3680 | 4151114 | AMERICAN STANDARD, INC. | 4A7A5042E1 | AC | Split System: Air-Cooled Condensing Unit, Coil with Blower | 4TTR5042E1 |  | GAM5A0C48M41 | 13 | 15.75 | Yes | Yes | 2011-02-28 |  | 1
FALSE | 4TTR6048B1 | 3695 | 4151115 | AMERICAN STANDARD, INC. | 4A7A5048E1 | AC | Split System: Air-Cooled Condensing Unit, Coil with Blower | 4TTR5048E1 |  | GAM5A0C42M31 | 13 | 15.75 | Yes | Yes | 2011-02-28 |  | 1
FALSE | 4TTR6048B1 | 3695 | 4151116 | AMERICAN STANDARD, INC. | 4A7A5048E1 | AC | Split System: Air-Cooled Condensing Unit, Coil with Blower | 4TTR5048E1 |  | GAM5A0C48M41 | 13 | 15.5 | Yes | Yes | 2011-02-28 |  | 1
FALSE | 4TTR6048B1 | 3695 | 4151117 | AMERICAN STANDARD, INC. | 4A7A5048E1 | AC | Split System: Air-Cooled Condensing Unit, Coil with Blower | 4TTR5048E1 |  | GAM5A0C60M51 | 12.5 | 15 | Yes | Yes | 2011-02-28 |  | 1
FALSE | 4TTR6049B1 | 3692 | 4151118 | AMERICAN STANDARD, INC. | 4A7A5049E1 | AC | Split System: Air-Cooled Condensing Unit, Coil with Blower | 4TTR5049E1 |  | GAM5A0C42M31 | 13.5 | 16.5 | Yes | Yes | 2011-02-28 |  | 2
FALSE | 4TTR6049B1 | 3692 | 4151119 | AMERICAN STANDARD, INC. | 4A7A5049E1 | AC | Split System: Air-Cooled Condensing Unit, Coil with Blower | 4TTR5049E1 |  | GAM5A0C48M41 | 13 | 16.25 | Yes | Yes | 2011-02-28 |  | 2
FALSE | 4TTR6049B1 | 3692 | 4151120 | AMERICAN STANDARD, INC. | 4A7A5049E1 | AC | Split System: Air-Cooled Condensing Unit, Coil with Blower | 4TTR5049E1 |  | GAM5A0C60M51 | 13 | 15.75 | Yes | Yes | 2011-02-28 |  | 1
FALSE | 4TTX6018H1 | 3491 | 4151123 | AMERICAN STANDARD, INC. | 4A7A5018A1 | AC | Split System: Air-Cooled Condensing Unit, Coil with Blower | 4TTX5018A1 |  | GAM5A0A18M11 | 14 | 17 | Yes | Yes | 2011-02-28 |  | 2
FALSE | 4TTX6024H1 | 3520 | 4151124 | AMERICAN STANDARD, INC. | 4A7A5024A1 | AC | Split System: Air-Cooled Condensing Unit, Coil with Blower | 4TTX5024A1 |  | GAM5A0A18M11 | 13.5 | 16.25 | Yes | Yes | 2011-02-28 |  | 2
FALSE | 4TTX6024H1 | 3520 | 4151125 | AMERICAN STANDARD, INC. | 4A7A5024A1 | AC | Split System: Air-Cooled Condensing Unit, Coil with Blower | 4TTX5024A1 |  | GAM5A0A24M21 | 13.5 | 16 | Yes | Yes | 2011-02-28 |  | 2
FALSE | 4TTX6024H1 | 3520 | 4151126 | AMERICAN STANDARD, INC. | 4A7A5024A1 | AC | Split System: Air-Cooled Condensing Unit, Coil with Blower | 4TTX5024A1 |  | GAM5A0B30M21 | 14 | 17 | Yes | Yes | 2011-02-28 |  | 2
FALSE | 4TTR6030B1 | 3522 | 4151341 | TRANE | 4TTR5030E1 | AC | Split System: Air-Cooled Condensing Unit, Coil with Blower | 4TTR5030E1 |  | 4TXCC005CC3 | 13 | 15.25 | Yes | Yes | 2011-01-21 |  | 1
FALSE | 4TTR6030B1 | 3522 | 4151342 | AMERICAN STANDARD, INC. | 4A7A5030E1 | AC | Split System: Air-Cooled Condensing Unit, Coil with Blower | 4TTR5030E1 |  | 4TXCC005CC3 | 13 | 15.25 | Yes | Yes | 2011-02-28 |  | 1
FALSE | XC14-047-230* | 2292 | 4151648 | LENNOX INDUSTRIES, INC. | 14ACX-047-230* | AC | Split System: Air-Cooled Condensing Unit, Coil with Blower | 14ACX-047-230* |  | CX34-49+TDR | 12.5 | 15 | Yes | Yes | 2011-01-21 |  | 1
FALSE | XC14-047-230* | 2292 | 4151649 | LENNOX INDUSTRIES, INC. | 14ACX-047-230* | AC | Split System: Air-Cooled Condensing Unit, Coil with Blower | 14ACX-047-230* |  | CX34-49+TDR | 12.7 | 15.2 | Yes | Yes | 2011-01-21 |  | 1
FALSE | XC14-047-230* | 2292 | 4151650 | LENNOX INDUSTRIES, INC. | XC14-047-230* | AC | Split System: Air-Cooled Condensing Unit, Coil with Blower | XC14-047-230* |  | CX34-49+TDR | 12.5 | 15 | Yes | Yes | 2011-01-21 |  | 1
FALSE | XC14-041-230* | 2272 | 4154591 | LENNOX INDUSTRIES, INC. | XC14-041-230* | AC | Split System: Air-Cooled Condensing Unit, Coil with Blower | XC14-041-230* |  | CH33-43+TDR+TXV | 13 | 15.7 | Yes | Yes | 2011-01-21 |  | 1
FALSE | XC14-041-230* | 2272 | 4154593 | LENNOX INDUSTRIES, INC. | XC14-041-230* | AC | Split System: Air-Cooled Condensing Unit, Coil with Blower | XC14-041-230* |  | CH33-43+TDR+TXV | 13 | 16 | Yes | Yes | 2011-01-21 |  | 2
FALSE | XC14-047-230* | 2292 | 4155372 | LENNOX INDUSTRIES, INC. | 14ACX-047-230* | AC | Split System: Air-Cooled Condensing Unit, Coil with Blower | 14ACX-047-230* |  | CX34-44/48+TDR | 12.2 | 14.7 | Yes | Yes | 2011-01-21 |  | 0
FALSE | XC14-047-230* | 2292 | 4155374 | LENNOX INDUSTRIES, INC. | 14ACX-047-230* | AC | Split System: Air-Cooled Condensing Unit, Coil with Blower | 14ACX-047-230* |  | CX34-44/48+TDR | 12.2 | 14.5 | Yes | Yes | 2011-01-21 |  | 0
FALSE | XC14-047-230* | 2292 | 4155377 | LENNOX INDUSTRIES, INC. | 14ACX-047-230* | AC | Split System: Air-Cooled Condensing Unit, Coil with Blower | 14ACX-047-230* |  | CX34-44/48+TDR | 12.2 | 14.7 | Yes | Yes | 2011-01-21 |  | 0
FALSE | XC14-047-230* | 2292 | 4155378 | LENNOX INDUSTRIES, INC. | 14ACX-047-230* | AC | Split System: Air-Cooled Condensing Unit, Coil with Blower | 14ACX-047-230* |  | CH33-48+TDR+TXV | 12.5 | 14.7 | Yes | Yes | 2011-01-21 |  | 0
FALSE | XC14-047-230* | 2292 | 4155381 | LENNOX INDUSTRIES, INC. | 14ACX-047-230* | AC | Split System: Air-Cooled Condensing Unit, Coil with Blower | 14ACX-047-230* |  | CH33-48+TDR+TXV | 12.2 | 14.7 | Yes | Yes | 2011-01-21 |  | 0
FALSE | XC14-047-230* | 2292 | 4155383 | LENNOX INDUSTRIES, INC. | 14ACX-047-230* | AC | Split System: Air-Cooled Condensing Unit, Coil with Blower | 14ACX-047-230* |  | CH33-48+TDR+TXV | 12.5 | 14.7 | Yes | Yes | 2011-01-21 |  | 0
FALSE | XC14-047-230* | 2292 | 4155385 | LENNOX INDUSTRIES, INC. | XC14-047-230* | AC | Split System: Air-Cooled Condensing Unit, Coil with Blower | XC14-047-230* |  | CX34-44/48+TDR | 12.2 | 14.7 | Yes | Yes | 2011-01-21 |  | 0
FALSE | XC14-047-230* | 2292 | 4155387 | LENNOX INDUSTRIES, INC. | XC14-047-230* | AC | Split System: Air-Cooled Condensing Unit, Coil with Blower | XC14-047-230* |  | CX34-44/48+TDR | 12.2 | 14.5 | Yes | Yes | 2011-01-21 |  | 0
FALSE | XC14-047-230* | 2292 | 4155389 | LENNOX INDUSTRIES, INC. | XC14-047-230* | AC | Split System: Air-Cooled Condensing Unit, Coil with Blower | XC14-047-230* |  | CX34-44/48+TDR | 12.2 | 14.7 | Yes | Yes | 2011-01-21 |  | 0
FALSE | XC14-047-230* | 2292 | 4155391 | LENNOX INDUSTRIES, INC. | XC14-047-230* | AC | Split System: Air-Cooled Condensing Unit, Coil with Blower | XC14-047-230* |  | CH33-48+TDR+TXV | 12.5 | 14.7 | Yes | Yes | 2011-01-21 |  | 0
FALSE | XC14-047-230* | 2292 | 4155393 | LENNOX INDUSTRIES, INC. | XC14-047-230* | AC | Split System: Air-Cooled Condensing Unit, Coil with Blower | XC14-047-230* |  | CH33-48+TDR+TXV | 12.2 | 14.7 | Yes | Yes | 2011-01-21 |  | 0
FALSE | XC14-047-230* | 2292 | 4155395 | LENNOX INDUSTRIES, INC. | XC14-047-230* | AC | Split System: Air-Cooled Condensing Unit, Coil with Blower | XC14-047-230* |  | CH33-48+TDR+TXV | 12.5 | 14.7 | Yes | Yes | 2011-01-21 |  | 0
FALSE | 4TTR6018B1 | 3489 | 4161974 | TRANE | 4TTR5018E1 | AC | Split System: Air-Cooled Condensing Unit, Coil with Blower | 4TTR5018E1 |  | 4CXCA024CC3 | 13 | 15 | Yes | Yes | 2011-01-21 |  | 1
FALSE | 4TTR6018B1 | 3489 | 4161975 | TRANE | 4TTR5018E1 | AC | Split System: Air-Cooled Condensing Unit, Coil with Blower | 4TTR5018E1 |  | 4CXCB025CC3 | 13 | 16 | Yes | Yes | 2011-01-21 |  | 2
FALSE | 4TTR6018B1 | 3489 | 4161976 | TRANE | 4TTR5018E1 | AC | Split System: Air-Cooled Condensing Unit, Coil with Blower | 4TTR5018E1 |  | 4CXCB031CC3 | 13 | 16 | Yes | Yes | 2011-01-21 |  | 2
FALSE | 4TTR6018B1 | 3489 | 4161977 | TRANE | 4TTR5018E1 | AC | Split System: Air-Cooled Condensing Unit, Coil with Blower | 4TTR5018E1 |  | 4CXCB036CC3 | 13 | 16 | Yes | Yes | 2011-01-21 |  | 2
FALSE | 4TTR6018B1 | 3489 | 4161978 | TRANE | 4TTR5018E1 | AC | Split System: Air-Cooled Condensing Unit, Coil with Blower | 4TTR5018E1 |  | 4CXCC037CC3 | 13 | 16 | Yes | Yes | 2011-01-21 |  | 2
FALSE | 4TTR6018B1 | 3489 | 4161979 | TRANE | 4TTR5018E1 | AC | Split System: Air-Cooled Condensing Unit, Coil with Blower | 4TTR5018E1 |  | 4TXAA018BC3 | 13 | 15.5 | Yes | Yes | 2011-01-21 |  | 1
FALSE | 4TTR6018B1 | 3489 | 4161980 | TRANE | 4TTR5018E1 | AC | Split System: Air-Cooled Condensing Unit, Coil with Blower | 4TTR5018E1 |  | 4TXAA024BC3 | 13 | 15 | Yes | Yes | 2011-01-21 |  | 1
FALSE | 4TTR6018B1 | 3489 | 4161981 | TRANE | 4TTR5018E1 | AC | Split System: Air-Cooled Condensing Unit, Coil with Blower | 4TTR5018E1 |  | 4TXAB025BC3 | 13 | 16 | Yes | Yes | 2011-01-21 |  | 2
FALSE | 4TTR6018B1 | 3489 | 4161982 | TRANE | 4TTR5018E1 | AC | Split System: Air-Cooled Condensing Unit, Coil with Blower | 4TTR5018E1 |  | 4TXAB031BC3 | 13 | 16 | Yes | Yes | 2011-01-21 |  | 2
FALSE | 4TTR6024B1 | 3503 | 4162007 | TRANE | 4TTR5024E1 | AC | Split System: Air-Cooled Condensing Unit, Coil with Blower | 4TTR5024E1 |  | 4CXCC037CC3 | 13 | 16 | Yes | Yes | 2011-01-21 |  | 2
FALSE | 4TTR6024B1 | 3503 | 4162008 | TRANE | 4TTR5024E1 | AC | Split System: Air-Cooled Condensing Unit, Coil with Blower | 4TTR5024E1 |  | 4CXCC043CC3 | 13 | 16 | Yes | Yes | 2011-01-21 |  | 2
FALSE | 4TTR6024B1 | 3503 | 4162009 | TRANE | 4TTR5024E1 | AC | Split System: Air-Cooled Condensing Unit, Coil with Blower | 4TTR5024E1 |  | 4TXAA018BC3 | 13 | 15 | Yes | Yes | 2011-01-21 |  | 1
FALSE | 4TTR6024B1 | 3503 | 4162010 | TRANE | 4TTR5024E1 | AC | Split System: Air-Cooled Condensing Unit, Coil with Blower | 4TTR5024E1 |  | 4TXAA024BC3 | 13 | 14.5 | Yes | Yes | 2011-01-21 |  | 0
FALSE | 4TTR6024B1 | 3503 | 4162011 | TRANE | 4TTR5024E1 | AC | Split System: Air-Cooled Condensing Unit, Coil with Blower | 4TTR5024E1 |  | 4TXAB025BC3 | 13 | 16 | Yes | Yes | 2011-01-21 |  | 2
FALSE | 4TTR6024B1 | 3503 | 4162012 | TRANE | 4TTR5024E1 | AC | Split System: Air-Cooled Condensing Unit, Coil with Blower | 4TTR5024E1 |  | 4TXAB031BC3 | 13 | 16 | Yes | Yes | 2011-01-21 |  | 2
FALSE | 4TTR6024B1 | 3503 | 4162013 | TRANE | 4TTR5024E1 | AC | Split System: Air-Cooled Condensing Unit, Coil with Blower | 4TTR5024E1 |  | 4TXAB032BC3 | 13 | 16 | Yes | Yes | 2011-01-21 |  | 2
FALSE | 4TTR6024B1 | 3503 | 4162014 | TRANE | 4TTR5024E1 | AC | Split System: Air-Cooled Condensing Unit, Coil with Blower | 4TTR5024E1 |  | 4TXAB036BC3 | 13 | 16 | Yes | Yes | 2011-01-21 |  | 2
FALSE | 4TTR6024B1 | 3503 | 4162015 | TRANE | 4TTR5024E1 | AC | Split System: Air-Cooled Condensing Unit, Coil with Blower | 4TTR5024E1 |  | 4TXAB042BC3 | 13 | 16 | Yes | Yes | 2011-01-21 |  | 2
FALSE | 4TTR6024B1 | 3503 | 4162016 | TRANE | 4TTR5024E1 | AC | Split System: Air-Cooled Condensing Unit, Coil with Blower | 4TTR5024E1 |  | 4TXAB048BC3 | 13 | 16 | Yes | Yes | 2011-01-21 |  | 2
FALSE | 4TTR6024B1 | 3503 | 4162017 | TRANE | 4TTR5024E1 | AC | Split System: Air-Cooled Condensing Unit, Coil with Blower | 4TTR5024E1 |  | 4TXAC037BC3 | 13 | 16 | Yes | Yes | 2011-01-21 |  | 2
FALSE | 4TTR6024B1 | 3503 | 4162018 | TRANE | 4TTR5024E1 | AC | Split System: Air-Cooled Condensing Unit, Coil with Blower | 4TTR5024E1 |  | 4TXAC043BC3 | 13 | 16 | Yes | Yes | 2011-01-21 |  | 2
FALSE | 4TTR6024B1 | 3503 | 4162019 | TRANE | 4TTR5024E1 | AC | Split System: Air-Cooled Condensing Unit, Coil with Blower | 4TTR5024E1 |  | 4TXAC044BC3 | 13 | 16 | Yes | Yes | 2011-01-21 |  | 2
FALSE | 4TTR6024B1 | 3503 | 4162020 | TRANE | 4TTR5024E1 | AC | Split System: Air-Cooled Condensing Unit, Coil with Blower | 4TTR5024E1 |  | 4TXCA018BC3 | 13 | 15 | Yes | Yes | 2011-01-21 |  | 1
FALSE | 4TTR6024B1 | 3503 | 4162021 | TRANE | 4TTR5024E1 | AC | Split System: Air-Cooled Condensing Unit, Coil with Blower | 4TTR5024E1 |  | 4TXCA024BC3 | 13 | 14.5 | Yes | Yes | 2011-01-21 |  | 0
FALSE | 4TTR6024B1 | 3503 | 4162022 | TRANE | 4TTR5024E1 | AC | Split System: Air-Cooled Condensing Unit, Coil with Blower | 4TTR5024E1 |  | 4TXCB003CC3 | 13 | 16 | Yes | Yes | 2011-01-21 |  | 2
FALSE | 4TTR6024B1 | 3503 | 4162023 | TRANE | 4TTR5024E1 | AC | Split System: Air-Cooled Condensing Unit, Coil with Blower | 4TTR5024E1 |  | 4TXCB004CC3 | 13 | 16 | Yes | Yes | 2011-01-21 |  | 2
FALSE | 4TTR6024B1 | 3503 | 4162024 | TRANE | 4TTR5024E1 | AC | Split System: Air-Cooled Condensing Unit, Coil with Blower | 4TTR5024E1 |  | 4TXCB025BC3 | 13 | 16 | Yes | Yes | 2011-01-21 |  | 2
FALSE | 4TTR6024B1 | 3503 | 4162025 | TRANE | 4TTR5024E1 | AC | Split System: Air-Cooled Condensing Unit, Coil with Blower | 4TTR5024E1 |  | 4TXCB031BC3 | 13 | 16 | Yes | Yes | 2011-01-21 |  | 2
FALSE | 4TTR6024B1 | 3503 | 4162026 | TRANE | 4TTR5024E1 | AC | Split System: Air-Cooled Condensing Unit, Coil with Blower | 4TTR5024E1 |  | 4TXCB032BC3 | 13 | 16 | Yes | Yes | 2011-01-21 |  | 2
FALSE | 4TTR6024B1 | 3503 | 4162027 | TRANE | 4TTR5024E1 | AC | Split System: Air-Cooled Condensing Unit, Coil with Blower | 4TTR5024E1 |  | 4TXCB036BC3 | 13 | 16 | Yes | Yes | 2011-01-21 |  | 2
FALSE | 4TTR6024B1 | 3503 | 4162028 | TRANE | 4TTR5024E1 | AC | Split System: Air-Cooled Condensing Unit, Coil with Blower | 4TTR5024E1 |  | 4TXCB042BC3 | 13 | 16 | Yes | Yes | 2011-01-21 |  | 2
FALSE | 4TTR6030B1 | 3522 | 4162057 | TRANE | 4TTR5030E1 | AC | Split System: Air-Cooled Condensing Unit, Coil with Blower | 4TTR5030E1 |  | 4TXAB042BC3 | 12.5 | 15 | Yes | Yes | 2011-01-21 |  | 1
FALSE | 4TTR6030B1 | 3522 | 4162058 | TRANE | 4TTR5030E1 | AC | Split System: Air-Cooled Condensing Unit, Coil with Blower | 4TTR5030E1 |  | 4TXAC037BC3 | 12.5 | 15 | Yes | Yes | 2011-01-21 |  | 1
FALSE | 4TTR6030B1 | 3522 | 4162059 | TRANE | 4TTR5030E1 | AC | Split System: Air-Cooled Condensing Unit, Coil with Blower | 4TTR5030E1 |  | 4TXAC043BC3 | 12.5 | 15 | Yes | Yes | 2011-01-21 |  | 1
FALSE | 4TTR6030B1 | 3522 | 4162060 | TRANE | 4TTR5030E1 | AC | Split System: Air-Cooled Condensing Unit, Coil with Blower | 4TTR5030E1 |  | 4TXAC044BC3 | 12.5 | 15.5 | Yes | Yes | 2011-01-21 |  | 1
FALSE | 4TTR6030B1 | 3522 | 4162062 | TRANE | 4TTR5030E1 | AC | Split System: Air-Cooled Condensing Unit, Coil with Blower | 4TTR5030E1 |  | 4TXCB025BC3 | 12.5 | 14.5 | Yes | Yes | 2011-01-21 |  | 0
FALSE | 4TTR6030B1 | 3522 | 4162063 | TRANE | 4TTR5030E1 | AC | Split System: Air-Cooled Condensing Unit, Coil with Blower | 4TTR5030E1 |  | 4TXCB031BC3 | 12.5 | 14.5 | Yes | Yes | 2011-01-21 |  | 0
FALSE | 4TTR6030B1 | 3522 | 4162064 | TRANE | 4TTR5030E1 | AC | Split System: Air-Cooled Condensing Unit, Coil with Blower | 4TTR5030E1 |  | 4TXCB032BC3 | 12.5 | 15 | Yes | Yes | 2011-01-21 |  | 1
FALSE | 4TTR6030B1 | 3522 | 4162065 | TRANE | 4TTR5030E1 | AC | Split System: Air-Cooled Condensing Unit, Coil with Blower | 4TTR5030E1 |  | 4TXCB036BC3 | 12.5 | 15 | Yes | Yes | 2011-01-21 |  | 1
FALSE | 4TTR6030B1 | 3522 | 4162066 | TRANE | 4TTR5030E1 | AC | Split System: Air-Cooled Condensing Unit, Coil with Blower | 4TTR5030E1 |  | 4TXCB042BC3 | 12.5 | 15 | Yes | Yes | 2011-01-21 |  | 1
FALSE | 4TTR6030B1 | 3522 | 4162067 | TRANE | 4TTR5030E1 | AC | Split System: Air-Cooled Condensing Unit, Coil with Blower | 4TTR5030E1 |  | 4TXCC037BC3 | 12.5 | 15 | Yes | Yes | 2011-01-21 |  | 1
FALSE | 4TTR6030B1 | 3522 | 4162068 | TRANE | 4TTR5030E1 | AC | Split System: Air-Cooled Condensing Unit, Coil with Blower | 4TTR5030E1 |  | 4TXCC043BC3 | 12.5 | 15 | Yes | Yes | 2011-01-21 |  | 1
FALSE | 4TTR6030B1 | 3522 | 4162069 | TRANE | 4TTR5030E1 | AC | Split System: Air-Cooled Condensing Unit, Coil with Blower | 4TTR5030E1 |  | 4TXCC044BC3 | 12.5 | 15.5 | Yes | Yes | 2011-01-21 |  | 1
FALSE | 4TTR6030B1 | 3522 | 4162073 | TRANE | 4TTR5030E1 | AC | Split System: Air-Cooled Condensing Unit, Coil with Blower | 4TTR5030E1 |  | 4TXFH036CZ3 | 13 | 15.5 | Yes | Yes | 2011-01-21 |  | 1
FALSE | 4TTR6036B1 | 3674 | 4162076 | TRANE | 4TTR5036E1 | AC | Split System: Air-Cooled Condensing Unit, Coil with Blower | 4TTR5036E1 |  | 4CXCB036CC3 | 12 | 14.5 | Yes | Yes | 2011-01-21 |  | 0
FALSE | 4TTR6036B1 | 3674 | 4162077 | TRANE | 4TTR5036E1 | AC | Split System: Air-Cooled Condensing Unit, Coil with Blower | 4TTR5036E1 |  | 4CXCB042CC3 | 12 | 14.5 | Yes | Yes | 2011-01-21 |  | 0
FALSE | 4TTR6036B1 | 3674 | 4162078 | TRANE | 4TTR5036E1 | AC | Split System: Air-Cooled Condensing Unit, Coil with Blower | 4TTR5036E1 |  | 4CXCC037CC3 | 12 | 14.5 | Yes | Yes | 2011-01-21 |  | 0
FALSE | 4TTR6036B1 | 3674 | 4162079 | TRANE | 4TTR5036E1 | AC | Split System: Air-Cooled Condensing Unit, Coil with Blower | 4TTR5036E1 |  | 4CXCC043CC3 | 12 | 14.5 | Yes | Yes | 2011-01-21 |  | 0
FALSE | 4TTR6036B1 | 3674 | 4162080 | TRANE | 4TTR5036E1 | AC | Split System: Air-Cooled Condensing Unit, Coil with Blower | 4TTR5036E1 |  | 4CXCC049CC3 | 13 | 15 | Yes | Yes | 2011-01-21 |  | 1
FALSE | 4TTR6036B1 | 3674 | 4162082 | TRANE | 4TTR5036E1 | AC | Split System: Air-Cooled Condensing Unit, Coil with Blower | 4TTR5036E1 |  | 4TXAB032BC3 | 12 | 14.5 | Yes | Yes | 2011-01-21 |  | 0
FALSE | 4TTR6036B1 | 3674 | 4162083 | TRANE | 4TTR5036E1 | AC | Split System: Air-Cooled Condensing Unit, Coil with Blower | 4TTR5036E1 |  | 4TXAB036BC3 | 12 | 14.5 | Yes | Yes | 2011-01-21 |  | 0
FALSE | 4TTR6036B1 | 3674 | 4162084 | TRANE | 4TTR5036E1 | AC | Split System: Air-Cooled Condensing Unit, Coil with Blower | 4TTR5036E1 |  | 4TXAB042BC3 | 12 | 14.5 | Yes | Yes | 2011-01-21 |  | 0
FALSE | 4TTR6036B1 | 3674 | 4162085 | TRANE | 4TTR5036E1 | AC | Split System: Air-Cooled Condensing Unit, Coil with Blower | 4TTR5036E1 |  | 4TXAB048BC3 | 12.5 | 15 | Yes | Yes | 2011-01-21 |  | 1
FALSE | 4TTX6018H1 | 3491 | 4162113 | TRANE | 4TTX5018A1 | AC | Split System: Air-Cooled Condensing Unit, Coil with Blower | 4TTX5018A1 |  | 4TXAB031BC3 | 13.5 | 16 | Yes | Yes | 2011-01-21 |  | 2
FALSE | 4TTX6018H1 | 3491 | 4162114 | TRANE | 4TTX5018A1 | AC | Split System: Air-Cooled Condensing Unit, Coil with Blower | 4TTX5018A1 |  | 4TXCA018BC3 | 13 | 16 | Yes | Yes | 2011-01-21 |  | 2
FALSE | 4TTX6018H1 | 3491 | 4162115 | TRANE | 4TTX5018A1 | AC | Split System: Air-Cooled Condensing Unit, Coil with Blower | 4TTX5018A1 |  | 4TXCA024BC3 | 13 | 15.75 | Yes | Yes | 2011-01-21 |  | 1
FALSE | 4TTX6018H1 | 3491 | 4162116 | TRANE | 4TTX5018A1 | AC | Split System: Air-Cooled Condensing Unit, Coil with Blower | 4TTX5018A1 |  | 4TXCB025BC3 | 13.5 | 16 | Yes | Yes | 2011-01-21 |  | 2
FALSE | 4TTX6018H1 | 3491 | 4162117 | TRANE | 4TTX5018A1 | AC | Split System: Air-Cooled Condensing Unit, Coil with Blower | 4TTX5018A1 |  | 4TXCB031BC3 | 13.5 | 16 | Yes | Yes | 2011-01-21 |  | 2
FALSE | 4TTX6024H1 | 3520 | 4162119 | TRANE | 4TTX5024A1 | AC | Split System: Air-Cooled Condensing Unit, Coil with Blower | 4TTX5024A1 |  | 4CXCB025CC3 | 12.8 | 15.5 | Yes | Yes | 2011-01-21 |  | 1
FALSE | 4TTX6024H1 | 3520 | 4162120 | TRANE | 4TTX5024A1 | AC | Split System: Air-Cooled Condensing Unit, Coil with Blower | 4TTX5024A1 |  | 4CXCB031CC3 | 12.8 | 15.5 | Yes | Yes | 2011-01-21 |  | 1
FALSE | 4TTX6024H1 | 3520 | 4162121 | TRANE | 4TTX5024A1 | AC | Split System: Air-Cooled Condensing Unit, Coil with Blower | 4TTX5024A1 |  | 4TXAB025BC3 | 12.8 | 15.5 | Yes | Yes | 2011-01-21 |  | 1
FALSE | 4TTX6024H1 | 3520 | 4162122 | TRANE | 4TTX5024A1 | AC | Split System: Air-Cooled Condensing Unit, Coil with Blower | 4TTX5024A1 |  | 4TXAB031BC3 | 12.8 | 15.5 | Yes | Yes | 2011-01-21 |  | 1
FALSE | 4TTX6024H1 | 3520 | 4162123 | TRANE | 4TTX5024A1 | AC | Split System: Air-Cooled Condensing Unit, Coil with Blower | 4TTX5024A1 |  | 4TXAB032BC3 | 13 | 15.75 | Yes | Yes | 2011-01-21 |  | 1
FALSE | 4TTX6024H1 | 3520 | 4162124 | TRANE | 4TTX5024A1 | AC | Split System: Air-Cooled Condensing Unit, Coil with Blower | 4TTX5024A1 |  | 4TXCB025BC3 | 12.8 | 15.5 | Yes | Yes | 2011-01-21 |  | 1
FALSE | 4TTX6024H1 | 3520 | 4162125 | TRANE | 4TTX5024A1 | AC | Split System: Air-Cooled Condensing Unit, Coil with Blower | 4TTX5024A1 |  | 4TXCB031BC3 | 12.8 | 15.5 | Yes | Yes | 2011-01-21 |  | 1
FALSE | 4TTX6024H1 | 3520 | 4162126 | TRANE | 4TTX5024A1 | AC | Split System: Air-Cooled Condensing Unit, Coil with Blower | 4TTX5024A1 |  | 4TXCB032BC3 | 13 | 15.75 | Yes | Yes | 2011-01-21 |  | 1
FALSE | 4TTX6030H1 | 3530 | 4162129 | TRANE | 4TTX5030A1 | AC | Split System: Air-Cooled Condensing Unit, Coil with Blower | 4TTX5030A1 |  | 4CXCB031CC3 | 12 | 14.75 | Yes | Yes | 2011-01-21 |  | 0
FALSE | 4TTX6030H1 | 3530 | 4162130 | TRANE | 4TTX5030A1 | AC | Split System: Air-Cooled Condensing Unit, Coil with Blower | 4TTX5030A1 |  | 4CXCB042CC3 | 12 | 14.75 | Yes | Yes | 2011-01-21 |  | 0
FALSE | 4TTX6030H1 | 3530 | 4162131 | TRANE | 4TTX5030A1 | AC | Split System: Air-Cooled Condensing Unit, Coil with Blower | 4TTX5030A1 |  | 4CXCC037CC3 | 12.5 | 15.25 | Yes | Yes | 2011-01-21 |  | 1
FALSE | 4TTX6030H1 | 3530 | 4162132 | TRANE | 4TTX5030A1 | AC | Split System: Air-Cooled Condensing Unit, Coil with Blower | 4TTX5030A1 |  | 4TXAB031BC3 | 12 | 14.75 | Yes | Yes | 2011-01-21 |  | 0
FALSE | 4TTX6030H1 | 3530 | 4162133 | TRANE | 4TTX5030A1 | AC | Split System: Air-Cooled Condensing Unit, Coil with Blower | 4TTX5030A1 |  | 4TXAB032BC3 | 12.5 | 15.25 | Yes | Yes | 2011-01-21 |  | 1
FALSE | 4TTX6030H1 | 3530 | 4162134 | TRANE | 4TTX5030A1 | AC | Split System: Air-Cooled Condensing Unit, Coil with Blower | 4TTX5030A1 |  | 4TXAB042BC3 | 12 | 14.75 | Yes | Yes | 2011-01-21 |  | 0
FALSE | 4TTX6030H1 | 3530 | 4162135 | TRANE | 4TTX5030A1 | AC | Split System: Air-Cooled Condensing Unit, Coil with Blower | 4TTX5030A1 |  | 4TXAC037BC3 | 12.5 | 15.25 | Yes | Yes | 2011-01-21 |  | 1
FALSE | 4TTX6030H1 | 3530 | 4162136 | TRANE | 4TTX5030A1 | AC | Split System: Air-Cooled Condensing Unit, Coil with Blower | 4TTX5030A1 |  | 4TXCB031BC3 | 12 | 14.75 | Yes | Yes | 2011-01-21 |  | 0
FALSE | 4TTX6030H1 | 3530 | 4162137 | TRANE | 4TTX5030A1 | AC | Split System: Air-Cooled Condensing Unit, Coil with Blower | 4TTX5030A1 |  | 4TXCB032BC3 | 12.5 | 15.25 | Yes | Yes | 2011-01-21 |  | 1
FALSE | 4TTR6018B1 | 3489 | 4163201 | AMERICAN STANDARD, INC. | 4A7A5018E1 | AC | Split System: Air-Cooled Condensing Unit, Coil with Blower | 4TTR5018E1 |  | 4CXCA024CC3 | 13 | 15 | Yes | Yes | 2011-02-28 |  | 1
FALSE | 4TTR6018B1 | 3489 | 4163202 | AMERICAN STANDARD, INC. | 4A7A5018E1 | AC | Split System: Air-Cooled Condensing Unit, Coil with Blower | 4TTR5018E1 |  | 4CXCB025CC3 | 13 | 16 | Yes | Yes | 2011-02-28 |  | 2
FALSE | 4TTR6018B1 | 3489 | 4163203 | AMERICAN STANDARD, INC. | 4A7A5018E1 | AC | Split System: Air-Cooled Condensing Unit, Coil with Blower | 4TTR5018E1 |  | 4CXCB031CC3 | 13 | 16 | Yes | Yes | 2011-02-28 |  | 2
FALSE | 4TTR6018B1 | 3489 | 4163204 | AMERICAN STANDARD, INC. | 4A7A5018E1 | AC | Split System: Air-Cooled Condensing Unit, Coil with Blower | 4TTR5018E1 |  | 4CXCB036CC3 | 13 | 16 | Yes | Yes | 2011-02-28 |  | 2
FALSE | 4TTR6018B1 | 3489 | 4163205 | AMERICAN STANDARD, INC. | 4A7A5018E1 | AC | Split System: Air-Cooled Condensing Unit, Coil with Blower | 4TTR5018E1 |  | 4CXCC037CC3 | 13 | 16 | Yes | Yes | 2011-02-28 |  | 2
FALSE | 4TTR6024B1 | 3503 | 4163249 | AMERICAN STANDARD, INC. | 4A7A5024E1 | AC | Split System: Air-Cooled Condensing Unit, Coil with Blower | 4TTR5024E1 |  | 4TXCB003CC3 | 13 | 16 | Yes | Yes | 2011-02-28 |  | 2
FALSE | 4TTR6024B1 | 3503 | 4163250 | AMERICAN STANDARD, INC. | 4A7A5024E1 | AC | Split System: Air-Cooled Condensing Unit, Coil with Blower | 4TTR5024E1 |  | 4TXCB004CC3 | 13 | 16 | Yes | Yes | 2011-02-28 |  | 2
FALSE | 4TTR6024B1 | 3503 | 4163251 | AMERICAN STANDARD, INC. | 4A7A5024E1 | AC | Split System: Air-Cooled Condensing Unit, Coil with Blower | 4TTR5024E1 |  | 4TXCB025BC3 | 13 | 16 | Yes | Yes | 2011-02-28 |  | 2
FALSE | 4TTR6024B1 | 3503 | 4163252 | AMERICAN STANDARD, INC. | 4A7A5024E1 | AC | Split System: Air-Cooled Condensing Unit, Coil with Blower | 4TTR5024E1 |  | 4TXCB031BC3 | 13 | 16 | Yes | Yes | 2011-02-28 |  | 2
FALSE | 4TTR6024B1 | 3503 | 4163253 | AMERICAN STANDARD, INC. | 4A7A5024E1 | AC | Split System: Air-Cooled Condensing Unit, Coil with Blower | 4TTR5024E1 |  | 4TXCB032BC3 | 13 | 16 | Yes | Yes | 2011-02-28 |  | 2
FALSE | 4TTR6024B1 | 3503 | 4163254 | AMERICAN STANDARD, INC. | 4A7A5024E1 | AC | Split System: Air-Cooled Condensing Unit, Coil with Blower | 4TTR5024E1 |  | 4TXCB036BC3 | 13 | 16 | Yes | Yes | 2011-02-28 |  | 2
FALSE | 4TTR6024B1 | 3503 | 4163255 | AMERICAN STANDARD, INC. | 4A7A5024E1 | AC | Split System: Air-Cooled Condensing Unit, Coil with Blower | 4TTR5024E1 |  | 4TXCB042BC3 | 13 | 16 | Yes | Yes | 2011-02-28 |  | 2
FALSE | 4TTR6024B1 | 3503 | 4163256 | AMERICAN STANDARD, INC. | 4A7A5024E1 | AC | Split System: Air-Cooled Condensing Unit, Coil with Blower | 4TTR5024E1 |  | 4TXCB048BC3 | 13 | 16 | Yes | Yes | 2011-02-28 |  | 2
FALSE | 4TTR6024B1 | 3503 | 4163257 | AMERICAN STANDARD, INC. | 4A7A5024E1 | AC | Split System: Air-Cooled Condensing Unit, Coil with Blower | 4TTR5024E1 |  | 4TXCC005CC3 | 13 | 16 | Yes | Yes | 2011-02-28 |  | 2
FALSE | 4TTR6024B1 | 3503 | 4163258 | AMERICAN STANDARD, INC. | 4A7A5024E1 | AC | Split System: Air-Cooled Condensing Unit, Coil with Blower | 4TTR5024E1 |  | 4TXCC006CC3 | 13 | 16 | Yes | Yes | 2011-02-28 |  | 2
FALSE | 4TTR6024B1 | 3503 | 4163259 | AMERICAN STANDARD, INC. | 4A7A5024E1 | AC | Split System: Air-Cooled Condensing Unit, Coil with Blower | 4TTR5024E1 |  | 4TXCC007CC3 | 13 | 16 | Yes | Yes | 2011-02-28 |  | 2
FALSE | 4TTR6024B1 | 3503 | 4163260 | AMERICAN STANDARD, INC. | 4A7A5024E1 | AC | Split System: Air-Cooled Condensing Unit, Coil with Blower | 4TTR5024E1 |  | 4TXCC008CC3 | 13 | 16 | Yes | Yes | 2011-02-28 |  | 2
FALSE | 4TTR6024B1 | 3503 | 4163261 | AMERICAN STANDARD, INC. | 4A7A5024E1 | AC | Split System: Air-Cooled Condensing Unit, Coil with Blower | 4TTR5024E1 |  | 4TXCC037BC3 | 13 | 16 | Yes | Yes | 2011-02-28 |  | 2
FALSE | 4TTR6024B1 | 3503 | 4163262 | AMERICAN STANDARD, INC. | 4A7A5024E1 | AC | Split System: Air-Cooled Condensing Unit, Coil with Blower | 4TTR5024E1 |  | 4TXCC043BC3 | 13 | 16 | Yes | Yes | 2011-02-28 |  | 2
FALSE | 4TTR6024B1 | 3503 | 4163263 | AMERICAN STANDARD, INC. | 4A7A5024E1 | AC | Split System: Air-Cooled Condensing Unit, Coil with Blower | 4TTR5024E1 |  | 4TXCC044BC3 | 13 | 16 | Yes | Yes | 2011-02-28 |  | 2
FALSE | 4TTR6024B1 | 3503 | 4163264 | AMERICAN STANDARD, INC. | 4A7A5024E1 | AC | Split System: Air-Cooled Condensing Unit, Coil with Blower | 4TTR5024E1 |  | 4TXCD009CC3 | 13 | 16 | Yes | Yes | 2011-02-28 |  | 2
FALSE | 4TTR6024B1 | 3503 | 4163265 | AMERICAN STANDARD, INC. | 4A7A5024E1 | AC | Split System: Air-Cooled Condensing Unit, Coil with Blower | 4TTR5024E1 |  | 4TXCD010CC3 | 13 | 16 | Yes | Yes | 2011-02-28 |  | 2
FALSE | 4TTR6030B1 | 3522 | 4163273 | AMERICAN STANDARD, INC. | 4A7A5030E1 | AC | Split System: Air-Cooled Condensing Unit, Coil with Blower | 4TTR5030E1 |  | 4CXCB025CC3 | 12.5 | 14.5 | Yes | Yes | 2011-02-28 |  | 0
FALSE | 4TTR6018B1 | 3489 | 4163224 | AMERICAN STANDARD, INC. | 4A7A5018E1 | AC | Split System: Air-Cooled Condensing Unit, Coil with Blower | 4TTR5018E1 |  | 4TXCC037BC3 | 13 | 16 | Yes | Yes | 2011-02-28 |  | 2
FALSE | 4TTR6024B1 | 3503 | 4163229 | AMERICAN STANDARD, INC. | 4A7A5024E1 | AC | Split System: Air-Cooled Condensing Unit, Coil with Blower | 4TTR5024E1 |  | 4CXCA024CC3 | 13 | 14.5 | Yes | Yes | 2011-02-28 |  | 0
FALSE | 4TTR6024B1 | 3503 | 4163230 | AMERICAN STANDARD, INC. | 4A7A5024E1 | AC | Split System: Air-Cooled Condensing Unit, Coil with Blower | 4TTR5024E1 |  | 4CXCB025CC3 | 13 | 16 | Yes | Yes | 2011-02-28 |  | 2
FALSE | 4TTR6024B1 | 3503 | 4163231 | AMERICAN STANDARD, INC. | 4A7A5024E1 | AC | Split System: Air-Cooled Condensing Unit, Coil with Blower | 4TTR5024E1 |  | 4CXCB031CC3 | 13 | 16 | Yes | Yes | 2011-02-28 |  | 2
FALSE | 4TTR6024B1 | 3503 | 4163232 | AMERICAN STANDARD, INC. | 4A7A5024E1 | AC | Split System: Air-Cooled Condensing Unit, Coil with Blower | 4TTR5024E1 |  | 4CXCB036CC3 | 13 | 16 | Yes | Yes | 2011-02-28 |  | 2
FALSE | 4TTR6024B1 | 3503 | 4163233 | AMERICAN STANDARD, INC. | 4A7A5024E1 | AC | Split System: Air-Cooled Condensing Unit, Coil with Blower | 4TTR5024E1 |  | 4CXCB042CC3 | 13 | 16 | Yes | Yes | 2011-02-28 |  | 2
FALSE | 4TTR6024B1 | 3503 | 4163234 | AMERICAN STANDARD, INC. | 4A7A5024E1 | AC | Split System: Air-Cooled Condensing Unit, Coil with Blower | 4TTR5024E1 |  | 4CXCC037CC3 | 13 | 16 | Yes | Yes | 2011-02-28 |  | 2
FALSE | 4TTR6024B1 | 3503 | 4163235 | AMERICAN STANDARD, INC. | 4A7A5024E1 | AC | Split System: Air-Cooled Condensing Unit, Coil with Blower | 4TTR5024E1 |  | 4CXCC043CC3 | 13 | 16 | Yes | Yes | 2011-02-28 |  | 2
FALSE | 4TTR6024B1 | 3503 | 4163236 | AMERICAN STANDARD, INC. | 4A7A5024E1 | AC | Split System: Air-Cooled Condensing Unit, Coil with Blower | 4TTR5024E1 |  | 4TXAA018BC3 | 13 | 15 | Yes | Yes | 2011-02-28 |  | 1
FALSE | 4TTR6024B1 | 3503 | 4163237 | AMERICAN STANDARD, INC. | 4A7A5024E1 | AC | Split System: Air-Cooled Condensing Unit, Coil with Blower | 4TTR5024E1 |  | 4TXAA024BC3 | 13 | 14.5 | Yes | Yes | 2011-02-28 |  | 0
FALSE | 4TTR6024B1 | 3503 | 4163238 | AMERICAN STANDARD, INC. | 4A7A5024E1 | AC | Split System: Air-Cooled Condensing Unit, Coil with Blower | 4TTR5024E1 |  | 4TXAB025BC3 | 13 | 16 | Yes | Yes | 2011-02-28 |  | 2
FALSE | 4TTR6024B1 | 3503 | 4163239 | AMERICAN STANDARD, INC. | 4A7A5024E1 | AC | Split System: Air-Cooled Condensing Unit, Coil with Blower | 4TTR5024E1 |  | 4TXAB031BC3 | 13 | 16 | Yes | Yes | 2011-02-28 |  | 2
FALSE | 4TTR6024B1 | 3503 | 4163240 | AMERICAN STANDARD, INC. | 4A7A5024E1 | AC | Split System: Air-Cooled Condensing Unit, Coil with Blower | 4TTR5024E1 |  | 4TXAB032BC3 | 13 | 16 | Yes | Yes | 2011-02-28 |  | 2
FALSE | 4TTR6024B1 | 3503 | 4163241 | AMERICAN STANDARD, INC. | 4A7A5024E1 | AC | Split System: Air-Cooled Condensing Unit, Coil with Blower | 4TTR5024E1 |  | 4TXAB036BC3 | 13 | 16 | Yes | Yes | 2011-02-28 |  | 2
FALSE | 4TTR6024B1 | 3503 | 4163242 | AMERICAN STANDARD, INC. | 4A7A5024E1 | AC | Split System: Air-Cooled Condensing Unit, Coil with Blower | 4TTR5024E1 |  | 4TXAB042BC3 | 13 | 16 | Yes | Yes | 2011-02-28 |  | 2
FALSE | 4TTR6024B1 | 3503 | 4163243 | AMERICAN STANDARD, INC. | 4A7A5024E1 | AC | Split System: Air-Cooled Condensing Unit, Coil with Blower | 4TTR5024E1 |  | 4TXAB048BC3 | 13 | 16 | Yes | Yes | 2011-02-28 |  | 2
FALSE | 4TTR6024B1 | 3503 | 4163244 | AMERICAN STANDARD, INC. | 4A7A5024E1 | AC | Split System: Air-Cooled Condensing Unit, Coil with Blower | 4TTR5024E1 |  | 4TXAC037BC3 | 13 | 16 | Yes | Yes | 2011-02-28 |  | 2
FALSE | 4TTR6024B1 | 3503 | 4163245 | AMERICAN STANDARD, INC. | 4A7A5024E1 | AC | Split System: Air-Cooled Condensing Unit, Coil with Blower | 4TTR5024E1 |  | 4TXAC043BC3 | 13 | 16 | Yes | Yes | 2011-02-28 |  | 2
FALSE | 4TTR6024B1 | 3503 | 4163246 | AMERICAN STANDARD, INC. | 4A7A5024E1 | AC | Split System: Air-Cooled Condensing Unit, Coil with Blower | 4TTR5024E1 |  | 4TXAC044BC3 | 13 | 16 | Yes | Yes | 2011-02-28 |  | 2
FALSE | 4TTR6024B1 | 3503 | 4163247 | AMERICAN STANDARD, INC. | 4A7A5024E1 | AC | Split System: Air-Cooled Condensing Unit, Coil with Blower | 4TTR5024E1 |  | 4TXCA018BC3 | 13 | 15 | Yes | Yes | 2011-02-28 |  | 1
FALSE | 4TTR6024B1 | 3503 | 4163248 | AMERICAN STANDARD, INC. | 4A7A5024E1 | AC | Split System: Air-Cooled Condensing Unit, Coil with Blower | 4TTR5024E1 |  | 4TXCA024BC3 | 13 | 14.5 | Yes | Yes | 2011-02-28 |  | 0
FALSE | 4TTR6030B1 | 3522 | 4163274 | AMERICAN STANDARD, INC. | 4A7A5030E1 | AC | Split System: Air-Cooled Condensing Unit, Coil with Blower | 4TTR5030E1 |  | 4CXCB031CC3 | 12.5 | 14.5 | Yes | Yes | 2011-02-28 |  | 0
FALSE | 4TTR6030B1 | 3522 | 4163275 | AMERICAN STANDARD, INC. | 4A7A5030E1 | AC | Split System: Air-Cooled Condensing Unit, Coil with Blower | 4TTR5030E1 |  | 4CXCB036CC3 | 12.5 | 15 | Yes | Yes | 2011-02-28 |  | 1
FALSE | 4TTR6030B1 | 3522 | 4163276 | AMERICAN STANDARD, INC. | 4A7A5030E1 | AC | Split System: Air-Cooled Condensing Unit, Coil with Blower | 4TTR5030E1 |  | 4CXCB042CC3 | 12.5 | 15 | Yes | Yes | 2011-02-28 |  | 1
FALSE | 4TTR6030B1 | 3522 | 4163277 | AMERICAN STANDARD, INC. | 4A7A5030E1 | AC | Split System: Air-Cooled Condensing Unit, Coil with Blower | 4TTR5030E1 |  | 4CXCC037CC3 | 12.5 | 15 | Yes | Yes | 2011-02-28 |  | 1
FALSE | 4TTR6030B1 | 3522 | 4163278 | AMERICAN STANDARD, INC. | 4A7A5030E1 | AC | Split System: Air-Cooled Condensing Unit, Coil with Blower | 4TTR5030E1 |  | 4CXCC043CC3 | 12.5 | 15 | Yes | Yes | 2011-02-28 |  | 1
FALSE | 4TTR6030B1 | 3522 | 4163280 | AMERICAN STANDARD, INC. | 4A7A5030E1 | AC | Split System: Air-Cooled Condensing Unit, Coil with Blower | 4TTR5030E1 |  | 4TXAB025BC3 | 12.5 | 14.5 | Yes | Yes | 2011-02-28 |  | 0
FALSE | 4TTR6030B1 | 3522 | 4163281 | AMERICAN STANDARD, INC. | 4A7A5030E1 | AC | Split System: Air-Cooled Condensing Unit, Coil with Blower | 4TTR5030E1 |  | 4TXAB031BC3 | 12.5 | 14.5 | Yes | Yes | 2011-02-28 |  | 0
FALSE | 4TTR6030B1 | 3522 | 4163282 | AMERICAN STANDARD, INC. | 4A7A5030E1 | AC | Split System: Air-Cooled Condensing Unit, Coil with Blower | 4TTR5030E1 |  | 4TXAB032BC3 | 12.5 | 15 | Yes | Yes | 2011-02-28 |  | 1
FALSE | 4TTR6030B1 | 3522 | 4163283 | AMERICAN STANDARD, INC. | 4A7A5030E1 | AC | Split System: Air-Cooled Condensing Unit, Coil with Blower | 4TTR5030E1 |  | 4TXAB036BC3 | 12.5 | 15 | Yes | Yes | 2011-02-28 |  | 1
FALSE | 4TTR6030B1 | 3522 | 4163284 | AMERICAN STANDARD, INC. | 4A7A5030E1 | AC | Split System: Air-Cooled Condensing Unit, Coil with Blower | 4TTR5030E1 |  | 4TXAB042BC3 | 12.5 | 15 | Yes | Yes | 2011-02-28 |  | 1
FALSE | 4TTR6030B1 | 3522 | 4163285 | AMERICAN STANDARD, INC. | 4A7A5030E1 | AC | Split System: Air-Cooled Condensing Unit, Coil with Blower | 4TTR5030E1 |  | 4TXAC037BC3 | 12.5 | 15 | Yes | Yes | 2011-02-28 |  | 1
FALSE | 4TTR6030B1 | 3522 | 4163286 | AMERICAN STANDARD, INC. | 4A7A5030E1 | AC | Split System: Air-Cooled Condensing Unit, Coil with Blower | 4TTR5030E1 |  | 4TXAC043BC3 | 12.5 | 15 | Yes | Yes | 2011-02-28 |  | 1
FALSE | 4TTR6030B1 | 3522 | 4163287 | AMERICAN STANDARD, INC. | 4A7A5030E1 | AC | Split System: Air-Cooled Condensing Unit, Coil with Blower | 4TTR5030E1 |  | 4TXAC044BC3 | 12.5 | 15.5 | Yes | Yes | 2011-02-28 |  | 1
FALSE | 4TTR6030B1 | 3522 | 4163289 | AMERICAN STANDARD, INC. | 4A7A5030E1 | AC | Split System: Air-Cooled Condensing Unit, Coil with Blower | 4TTR5030E1 |  | 4TXCB025BC3 | 12.5 | 14.5 | Yes | Yes | 2011-02-28 |  | 0
FALSE | 4TTR6030B1 | 3522 | 4163290 | AMERICAN STANDARD, INC. | 4A7A5030E1 | AC | Split System: Air-Cooled Condensing Unit, Coil with Blower | 4TTR5030E1 |  | 4TXCB031BC3 | 12.5 | 14.5 | Yes | Yes | 2011-02-28 |  | 0
FALSE | 4TTR6030B1 | 3522 | 4163291 | AMERICAN STANDARD, INC. | 4A7A5030E1 | AC | Split System: Air-Cooled Condensing Unit, Coil with Blower | 4TTR5030E1 |  | 4TXCB032BC3 | 12.5 | 15 | Yes | Yes | 2011-02-28 |  | 1
FALSE | 4TTR6030B1 | 3522 | 4163292 | AMERICAN STANDARD, INC. | 4A7A5030E1 | AC | Split System: Air-Cooled Condensing Unit, Coil with Blower | 4TTR5030E1 |  | 4TXCB036BC3 | 12.5 | 15 | Yes | Yes | 2011-02-28 |  | 1
FALSE | 4TTR6030B1 | 3522 | 4163293 | AMERICAN STANDARD, INC. | 4A7A5030E1 | AC | Split System: Air-Cooled Condensing Unit, Coil with Blower | 4TTR5030E1 |  | 4TXCB042BC3 | 12.5 | 15 | Yes | Yes | 2011-02-28 |  | 1
FALSE | 4TTR6030B1 | 3522 | 4163294 | AMERICAN STANDARD, INC. | 4A7A5030E1 | AC | Split System: Air-Cooled Condensing Unit, Coil with Blower | 4TTR5030E1 |  | 4TXCC037BC3 | 12.5 | 15 | Yes | Yes | 2011-02-28 |  | 1
FALSE | 4TTR6030B1 | 3522 | 4163295 | AMERICAN STANDARD, INC. | 4A7A5030E1 | AC | Split System: Air-Cooled Condensing Unit, Coil with Blower | 4TTR5030E1 |  | 4TXCC043BC3 | 12.5 | 15 | Yes | Yes | 2011-02-28 |  | 1
FALSE | 4TTR6030B1 | 3522 | 4163296 | AMERICAN STANDARD, INC. | 4A7A5030E1 | AC | Split System: Air-Cooled Condensing Unit, Coil with Blower | 4TTR5030E1 |  | 4TXCC044BC3 | 12.5 | 15.5 | Yes | Yes | 2011-02-28 |  | 1
FALSE | 4TTR6030B1 | 3522 | 4163300 | AMERICAN STANDARD, INC. | 4A7A5030E1 | AC | Split System: Air-Cooled Condensing Unit, Coil with Blower | 4TTR5030E1 |  | 4TXFH036CZ3 | 13 | 15.5 | Yes | Yes | 2011-02-28 |  | 1
FALSE | 4TTX6024H1 | 3520 | 4163351 | AMERICAN STANDARD, INC. | 4A7A5024A1 | AC | Split System: Air-Cooled Condensing Unit, Coil with Blower | 4TTX5024A1 |  | 4TXCB025BC3 | 12.8 | 15.5 | Yes | Yes | 2011-02-28 |  | 1
FALSE | 4TTX6024H1 | 3520 | 4163352 | AMERICAN STANDARD, INC. | 4A7A5024A1 | AC | Split System: Air-Cooled Condensing Unit, Coil with Blower | 4TTX5024A1 |  | 4TXCB031BC3 | 12.8 | 15.5 | Yes | Yes | 2011-02-28 |  | 1
FALSE | 4TTX6024H1 | 3520 | 4163353 | AMERICAN STANDARD, INC. | 4A7A5024A1 | AC | Split System: Air-Cooled Condensing Unit, Coil with Blower | 4TTX5024A1 |  | 4TXCB032BC3 | 13 | 15.75 | Yes | Yes | 2011-02-28 |  | 1
FALSE | 4TTR6036B1 | 3674 | 4163323 | AMERICAN STANDARD, INC. | 4A7A5036E1 | AC | Split System: Air-Cooled Condensing Unit, Coil with Blower | 4TTR5036E1 |  | 4TXCC037BC3 | 12 | 14.5 | Yes | Yes | 2011-02-28 |  | 0
FALSE | 4TTR6036B1 | 3674 | 4163324 | AMERICAN STANDARD, INC. | 4A7A5036E1 | AC | Split System: Air-Cooled Condensing Unit, Coil with Blower | 4TTR5036E1 |  | 4TXCC043BC3 | 12 | 14.5 | Yes | Yes | 2011-02-28 |  | 0
FALSE | 4TTR6036B1 | 3674 | 4163325 | AMERICAN STANDARD, INC. | 4A7A5036E1 | AC | Split System: Air-Cooled Condensing Unit, Coil with Blower | 4TTR5036E1 |  | 4TXCC044BC3 | 13 | 15 | Yes | Yes | 2011-02-28 |  | 1
FALSE | 4TTR6036B1 | 3674 | 4163326 | AMERICAN STANDARD, INC. | 4A7A5036E1 | AC | Split System: Air-Cooled Condensing Unit, Coil with Blower | 4TTR5036E1 |  | 4TXCC049BC3 | 13 | 15 | Yes | Yes | 2011-02-28 |  | 1
FALSE | 4TTR6036B1 | 3674 | 4163327 | AMERICAN STANDARD, INC. | 4A7A5036E1 | AC | Split System: Air-Cooled Condensing Unit, Coil with Blower | 4TTR5036E1 |  | 4TXCC060BC3 | 13 | 15 | Yes | Yes | 2011-02-28 |  | 1
FALSE | 4TTX6018H1 | 3491 | 4163334 | AMERICAN STANDARD, INC. | 4A7A5018A1 | AC | Split System: Air-Cooled Condensing Unit, Coil with Blower | 4TTX5018A1 |  | 4CXCA024CC3 | 13 | 15.75 | Yes | Yes | 2011-02-28 |  | 1
FALSE | 4TTX6018H1 | 3491 | 4163335 | AMERICAN STANDARD, INC. | 4A7A5018A1 | AC | Split System: Air-Cooled Condensing Unit, Coil with Blower | 4TTX5018A1 |  | 4CXCB025CC3 | 13.5 | 16 | Yes | Yes | 2011-02-28 |  | 2
FALSE | 4TTX6018H1 | 3491 | 4163336 | AMERICAN STANDARD, INC. | 4A7A5018A1 | AC | Split System: Air-Cooled Condensing Unit, Coil with Blower | 4TTX5018A1 |  | 4CXCB031CC3 | 13.5 | 16 | Yes | Yes | 2011-02-28 |  | 2
FALSE | 4TTX6018H1 | 3491 | 4163337 | AMERICAN STANDARD, INC. | 4A7A5018A1 | AC | Split System: Air-Cooled Condensing Unit, Coil with Blower | 4TTX5018A1 |  | 4TXAA018BC3 | 13 | 16 | Yes | Yes | 2011-02-28 |  | 2
FALSE | 4TTX6018H1 | 3491 | 4163338 | AMERICAN STANDARD, INC. | 4A7A5018A1 | AC | Split System: Air-Cooled Condensing Unit, Coil with Blower | 4TTX5018A1 |  | 4TXAA024BC3 | 13 | 15.75 | Yes | Yes | 2011-02-28 |  | 1
FALSE | 4TTX6018H1 | 3491 | 4163339 | AMERICAN STANDARD, INC. | 4A7A5018A1 | AC | Split System: Air-Cooled Condensing Unit, Coil with Blower | 4TTX5018A1 |  | 4TXAB025BC3 | 13.5 | 16 | Yes | Yes | 2011-02-28 |  | 2
FALSE | 4TTX6018H1 | 3491 | 4163340 | AMERICAN STANDARD, INC. | 4A7A5018A1 | AC | Split System: Air-Cooled Condensing Unit, Coil with Blower | 4TTX5018A1 |  | 4TXAB031BC3 | 13.5 | 16 | Yes | Yes | 2011-02-28 |  | 2
FALSE | 4TTX6018H1 | 3491 | 4163341 | AMERICAN STANDARD, INC. | 4A7A5018A1 | AC | Split System: Air-Cooled Condensing Unit, Coil with Blower | 4TTX5018A1 |  | 4TXCA018BC3 | 13 | 16 | Yes | Yes | 2011-02-28 |  | 2
FALSE | 4TTX6018H1 | 3491 | 4163342 | AMERICAN STANDARD, INC. | 4A7A5018A1 | AC | Split System: Air-Cooled Condensing Unit, Coil with Blower | 4TTX5018A1 |  | 4TXCA024BC3 | 13 | 15.75 | Yes | Yes | 2011-02-28 |  | 1
FALSE | 4TTX6018H1 | 3491 | 4163343 | AMERICAN STANDARD, INC. | 4A7A5018A1 | AC | Split System: Air-Cooled Condensing Unit, Coil with Blower | 4TTX5018A1 |  | 4TXCB025BC3 | 13.5 | 16 | Yes | Yes | 2011-02-28 |  | 2
FALSE | 4TTX6018H1 | 3491 | 4163344 | AMERICAN STANDARD, INC. | 4A7A5018A1 | AC | Split System: Air-Cooled Condensing Unit, Coil with Blower | 4TTX5018A1 |  | 4TXCB031BC3 | 13.5 | 16 | Yes | Yes | 2011-02-28 |  | 2
FALSE | 4TTX6024H1 | 3520 | 4163346 | AMERICAN STANDARD, INC. | 4A7A5024A1 | AC | Split System: Air-Cooled Condensing Unit, Coil with Blower | 4TTX5024A1 |  | 4CXCB025CC3 | 12.8 | 15.5 | Yes | Yes | 2011-02-28 |  | 1
FALSE | 4TTX6024H1 | 3520 | 4163347 | AMERICAN STANDARD, INC. | 4A7A5024A1 | AC | Split System: Air-Cooled Condensing Unit, Coil with Blower | 4TTX5024A1 |  | 4CXCB031CC3 | 12.8 | 15.5 | Yes | Yes | 2011-02-28 |  | 1
FALSE | 4TTX6024H1 | 3520 | 4163348 | AMERICAN STANDARD, INC. | 4A7A5024A1 | AC | Split System: Air-Cooled Condensing Unit, Coil with Blower | 4TTX5024A1 |  | 4TXAB025BC3 | 12.8 | 15.5 | Yes | Yes | 2011-02-28 |  | 1
FALSE | 4TTX6024H1 | 3520 | 4163349 | AMERICAN STANDARD, INC. | 4A7A5024A1 | AC | Split System: Air-Cooled Condensing Unit, Coil with Blower | 4TTX5024A1 |  | 4TXAB031BC3 | 12.8 | 15.5 | Yes | Yes | 2011-02-28 |  | 1
FALSE | 4TTX6024H1 | 3520 | 4163350 | AMERICAN STANDARD, INC. | 4A7A5024A1 | AC | Split System: Air-Cooled Condensing Unit, Coil with Blower | 4TTX5024A1 |  | 4TXAB032BC3 | 13 | 15.75 | Yes | Yes | 2011-02-28 |  | 1
FALSE | 4TTR6018B1 | 3489 | 4163942 | TRANE | 4TTR5018E1 | AC | Split System: Air-Cooled Condensing Unit, Coil with Blower | 4TTR5018E1 |  | 4CXCA024CC3 | 13 | 15 | Yes | Yes | 2011-01-21 |  | 1
FALSE | 4TTR6018B1 | 3489 | 4163943 | TRANE | 4TTR5018E1 | AC | Split System: Air-Cooled Condensing Unit, Coil with Blower | 4TTR5018E1 |  | 4CXCB025CC3 | 13 | 16 | Yes | Yes | 2011-01-21 |  | 2
FALSE | 4TTR6018B1 | 3489 | 4163944 | TRANE | 4TTR5018E1 | AC | Split System: Air-Cooled Condensing Unit, Coil with Blower | 4TTR5018E1 |  | 4CXCB031CC3 | 13 | 16 | Yes | Yes | 2011-01-21 |  | 2
FALSE | 4TTR6018B1 | 3489 | 4163945 | TRANE | 4TTR5018E1 | AC | Split System: Air-Cooled Condensing Unit, Coil with Blower | 4TTR5018E1 |  | 4CXCB036CC3 | 13 | 16 | Yes | Yes | 2011-01-21 |  | 2
FALSE | 4TTR6018B1 | 3489 | 4163946 | TRANE | 4TTR5018E1 | AC | Split System: Air-Cooled Condensing Unit, Coil with Blower | 4TTR5018E1 |  | 4CXCC037CC3 | 13 | 16 | Yes | Yes | 2011-01-21 |  | 2
FALSE | 4TTR6018B1 | 3489 | 4163947 | TRANE | 4TTR5018E1 | AC | Split System: Air-Cooled Condensing Unit, Coil with Blower | 4TTR5018E1 |  | 4TXAA018BC3 | 13 | 15.5 | Yes | Yes | 2011-01-21 |  | 1
FALSE | 4TTR6018B1 | 3489 | 4163948 | TRANE | 4TTR5018E1 | AC | Split System: Air-Cooled Condensing Unit, Coil with Blower | 4TTR5018E1 |  | 4TXAA024BC3 | 13 | 15 | Yes | Yes | 2011-01-21 |  | 1
FALSE | 4TTR6018B1 | 3489 | 4163949 | TRANE | 4TTR5018E1 | AC | Split System: Air-Cooled Condensing Unit, Coil with Blower | 4TTR5018E1 |  | 4TXAB025BC3 | 13 | 16 | Yes | Yes | 2011-01-21 |  | 2
FALSE | 4TTR6018B1 | 3489 | 4163950 | TRANE | 4TTR5018E1 | AC | Split System: Air-Cooled Condensing Unit, Coil with Blower | 4TTR5018E1 |  | 4TXAB031BC3 | 13 | 16 | Yes | Yes | 2011-01-21 |  | 2
FALSE | 4TTR6018B1 | 3489 | 4163951 | TRANE | 4TTR5018E1 | AC | Split System: Air-Cooled Condensing Unit, Coil with Blower | 4TTR5018E1 |  | 4TXAB032BC3 | 13 | 16 | Yes | Yes | 2011-01-21 |  | 2
FALSE | 4TTR6018B1 | 3489 | 4163952 | TRANE | 4TTR5018E1 | AC | Split System: Air-Cooled Condensing Unit, Coil with Blower | 4TTR5018E1 |  | 4TXAB036BC3 | 13 | 16 | Yes | Yes | 2011-01-21 |  | 2
FALSE | 4TTR6018B1 | 3489 | 4163953 | TRANE | 4TTR5018E1 | AC | Split System: Air-Cooled Condensing Unit, Coil with Blower | 4TTR5018E1 |  | 4TXAC037BC3 | 13 | 16 | Yes | Yes | 2011-01-21 |  | 2
FALSE | 4TTR6024B1 | 3503 | 4163978 | TRANE | 4TTR5024E1 | AC | Split System: Air-Cooled Condensing Unit, Coil with Blower | 4TTR5024E1 |  | 4TXAA024BC3 | 13 | 14.5 | Yes | Yes | 2011-01-21 |  | 0
FALSE | 4TTR6024B1 | 3503 | 4163979 | TRANE | 4TTR5024E1 | AC | Split System: Air-Cooled Condensing Unit, Coil with Blower | 4TTR5024E1 |  | 4TXAB025BC3 | 13 | 16 | Yes | Yes | 2011-01-21 |  | 2
FALSE | 4TTR6024B1 | 3503 | 4163980 | TRANE | 4TTR5024E1 | AC | Split System: Air-Cooled Condensing Unit, Coil with Blower | 4TTR5024E1 |  | 4TXAB031BC3 | 13 | 16 | Yes | Yes | 2011-01-21 |  | 2
FALSE | 4TTR6024B1 | 3503 | 4163981 | TRANE | 4TTR5024E1 | AC | Split System: Air-Cooled Condensing Unit, Coil with Blower | 4TTR5024E1 |  | 4TXAB032BC3 | 13 | 16 | Yes | Yes | 2011-01-21 |  | 2
FALSE | 4TTR6024B1 | 3503 | 4163982 | TRANE | 4TTR5024E1 | AC | Split System: Air-Cooled Condensing Unit, Coil with Blower | 4TTR5024E1 |  | 4TXAB036BC3 | 13 | 16 | Yes | Yes | 2011-01-21 |  | 2
FALSE | 4TTR6024B1 | 3503 | 4163983 | TRANE | 4TTR5024E1 | AC | Split System: Air-Cooled Condensing Unit, Coil with Blower | 4TTR5024E1 |  | 4TXAB042BC3 | 13 | 16 | Yes | Yes | 2011-01-21 |  | 2
FALSE | 4TTR6024B1 | 3503 | 4163984 | TRANE | 4TTR5024E1 | AC | Split System: Air-Cooled Condensing Unit, Coil with Blower | 4TTR5024E1 |  | 4TXAB048BC3 | 13 | 16 | Yes | Yes | 2011-01-21 |  | 2
FALSE | 4TTR6024B1 | 3503 | 4163985 | TRANE | 4TTR5024E1 | AC | Split System: Air-Cooled Condensing Unit, Coil with Blower | 4TTR5024E1 |  | 4TXAC037BC3 | 13 | 16 | Yes | Yes | 2011-01-21 |  | 2
FALSE | 4TTR6024B1 | 3503 | 4163986 | TRANE | 4TTR5024E1 | AC | Split System: Air-Cooled Condensing Unit, Coil with Blower | 4TTR5024E1 |  | 4TXAC043BC3 | 13 | 16 | Yes | Yes | 2011-01-21 |  | 2
FALSE | 4TTR6024B1 | 3503 | 4163987 | TRANE | 4TTR5024E1 | AC | Split System: Air-Cooled Condensing Unit, Coil with Blower | 4TTR5024E1 |  | 4TXAC044BC3 | 13 | 16 | Yes | Yes | 2011-01-21 |  | 2
FALSE | 4TTR6024B1 | 3503 | 4163988 | TRANE | 4TTR5024E1 | AC | Split System: Air-Cooled Condensing Unit, Coil with Blower | 4TTR5024E1 |  | 4TXCA018BC3 | 13 | 15 | Yes | Yes | 2011-01-21 |  | 1
FALSE | 4TTR6024B1 | 3503 | 4163989 | TRANE | 4TTR5024E1 | AC | Split System: Air-Cooled Condensing Unit, Coil with Blower | 4TTR5024E1 |  | 4TXCA024BC3 | 13 | 14.5 | Yes | Yes | 2011-01-21 |  | 0
FALSE | 4TTR6024B1 | 3503 | 4163990 | TRANE | 4TTR5024E1 | AC | Split System: Air-Cooled Condensing Unit, Coil with Blower | 4TTR5024E1 |  | 4TXCB003CC3 | 13 | 16 | Yes | Yes | 2011-01-21 |  | 2
FALSE | 4TTR6024B1 | 3503 | 4163991 | TRANE | 4TTR5024E1 | AC | Split System: Air-Cooled Condensing Unit, Coil with Blower | 4TTR5024E1 |  | 4TXCB004CC3 | 13 | 16 | Yes | Yes | 2011-01-21 |  | 2
FALSE | 4TTR6024B1 | 3503 | 4163992 | TRANE | 4TTR5024E1 | AC | Split System: Air-Cooled Condensing Unit, Coil with Blower | 4TTR5024E1 |  | 4TXCB025BC3 | 13 | 16 | Yes | Yes | 2011-01-21 |  | 2
FALSE | 4TTR6024B1 | 3503 | 4163993 | TRANE | 4TTR5024E1 | AC | Split System: Air-Cooled Condensing Unit, Coil with Blower | 4TTR5024E1 |  | 4TXCB031BC3 | 13 | 16 | Yes | Yes | 2011-01-21 |  | 2
FALSE | 4TTR6024B1 | 3503 | 4163994 | TRANE | 4TTR5024E1 | AC | Split System: Air-Cooled Condensing Unit, Coil with Blower | 4TTR5024E1 |  | 4TXCB032BC3 | 13 | 16 | Yes | Yes | 2011-01-21 |  | 2
FALSE | 4TTR6024B1 | 3503 | 4163995 | TRANE | 4TTR5024E1 | AC | Split System: Air-Cooled Condensing Unit, Coil with Blower | 4TTR5024E1 |  | 4TXCB036BC3 | 13 | 16 | Yes | Yes | 2011-01-21 |  | 2
FALSE | 4TTR6024B1 | 3503 | 4163996 | TRANE | 4TTR5024E1 | AC | Split System: Air-Cooled Condensing Unit, Coil with Blower | 4TTR5024E1 |  | 4TXCB042BC3 | 13 | 16 | Yes | Yes | 2011-01-21 |  | 2
FALSE | 4TTR6024B1 | 3503 | 4163997 | TRANE | 4TTR5024E1 | AC | Split System: Air-Cooled Condensing Unit, Coil with Blower | 4TTR5024E1 |  | 4TXCB048BC3 | 13 | 16 | Yes | Yes | 2011-01-21 |  | 2
FALSE | 4TTR6024B1 | 3503 | 4163998 | TRANE | 4TTR5024E1 | AC | Split System: Air-Cooled Condensing Unit, Coil with Blower | 4TTR5024E1 |  | 4TXCC005CC3 | 13 | 16 | Yes | Yes | 2011-01-21 |  | 2
FALSE | 4TTR6024B1 | 3503 | 4163999 | TRANE | 4TTR5024E1 | AC | Split System: Air-Cooled Condensing Unit, Coil with Blower | 4TTR5024E1 |  | 4TXCC006CC3 | 13 | 16 | Yes | Yes | 2011-01-21 |  | 2
FALSE | 4TTR6030B1 | 3522 | 4164028 | TRANE | 4TTR5030E1 | AC | Split System: Air-Cooled Condensing Unit, Coil with Blower | 4TTR5030E1 |  | 4TXAC044BC3 | 12.5 | 15.5 | Yes | Yes | 2011-01-21 |  | 1
FALSE | 4TTR6030B1 | 3522 | 4164030 | TRANE | 4TTR5030E1 | AC | Split System: Air-Cooled Condensing Unit, Coil with Blower | 4TTR5030E1 |  | 4TXCB025BC3 | 12.5 | 14.5 | Yes | Yes | 2011-01-21 |  | 0
FALSE | 4TTR6030B1 | 3522 | 4164031 | TRANE | 4TTR5030E1 | AC | Split System: Air-Cooled Condensing Unit, Coil with Blower | 4TTR5030E1 |  | 4TXCB031BC3 | 12.5 | 14.5 | Yes | Yes | 2011-01-21 |  | 0
FALSE | 4TTR6030B1 | 3522 | 4164032 | TRANE | 4TTR5030E1 | AC | Split System: Air-Cooled Condensing Unit, Coil with Blower | 4TTR5030E1 |  | 4TXCB032BC3 | 12.5 | 15 | Yes | Yes | 2011-01-21 |  | 1
FALSE | 4TTR6030B1 | 3522 | 4164033 | TRANE | 4TTR5030E1 | AC | Split System: Air-Cooled Condensing Unit, Coil with Blower | 4TTR5030E1 |  | 4TXCB036BC3 | 12.5 | 15 | Yes | Yes | 2011-01-21 |  | 1
FALSE | 4TTR6030B1 | 3522 | 4164034 | TRANE | 4TTR5030E1 | AC | Split System: Air-Cooled Condensing Unit, Coil with Blower | 4TTR5030E1 |  | 4TXCB042BC3 | 12.5 | 15 | Yes | Yes | 2011-01-21 |  | 1
FALSE | 4TTR6030B1 | 3522 | 4164035 | TRANE | 4TTR5030E1 | AC | Split System: Air-Cooled Condensing Unit, Coil with Blower | 4TTR5030E1 |  | 4TXCC037BC3 | 12.5 | 15 | Yes | Yes | 2011-01-21 |  | 1
FALSE | 4TTR6030B1 | 3522 | 4164036 | TRANE | 4TTR5030E1 | AC | Split System: Air-Cooled Condensing Unit, Coil with Blower | 4TTR5030E1 |  | 4TXCC043BC3 | 12.5 | 15 | Yes | Yes | 2011-01-21 |  | 1
FALSE | 4TTR6030B1 | 3522 | 4164037 | TRANE | 4TTR5030E1 | AC | Split System: Air-Cooled Condensing Unit, Coil with Blower | 4TTR5030E1 |  | 4TXCC044BC3 | 12.5 | 15.5 | Yes | Yes | 2011-01-21 |  | 1
FALSE | 4TTR6030B1 | 3522 | 4164041 | TRANE | 4TTR5030E1 | AC | Split System: Air-Cooled Condensing Unit, Coil with Blower | 4TTR5030E1 |  | 4TXFH036CZ3 | 13 | 15.5 | Yes | Yes | 2011-01-21 |  | 1
FALSE | 4TTR6036B1 | 3674 | 4164044 | TRANE | 4TTR5036E1 | AC | Split System: Air-Cooled Condensing Unit, Coil with Blower | 4TTR5036E1 |  | 4CXCB036CC3 | 12 | 14.5 | Yes | Yes | 2011-01-21 |  | 0
FALSE | 4TTR6036B1 | 3674 | 4164045 | TRANE | 4TTR5036E1 | AC | Split System: Air-Cooled Condensing Unit, Coil with Blower | 4TTR5036E1 |  | 4CXCB042CC3 | 12 | 14.5 | Yes | Yes | 2011-01-21 |  | 0
FALSE | 4TTR6036B1 | 3674 | 4164046 | TRANE | 4TTR5036E1 | AC | Split System: Air-Cooled Condensing Unit, Coil with Blower | 4TTR5036E1 |  | 4CXCC037CC3 | 12 | 14.5 | Yes | Yes | 2011-01-21 |  | 0
FALSE | 4TTR6036B1 | 3674 | 4164047 | TRANE | 4TTR5036E1 | AC | Split System: Air-Cooled Condensing Unit, Coil with Blower | 4TTR5036E1 |  | 4CXCC043CC3 | 12 | 14.5 | Yes | Yes | 2011-01-21 |  | 0
FALSE | 4TTR6036B1 | 3674 | 4164048 | TRANE | 4TTR5036E1 | AC | Split System: Air-Cooled Condensing Unit, Coil with Blower | 4TTR5036E1 |  | 4CXCC049CC3 | 12.5 | 15 | Yes | Yes | 2011-01-21 |  | 1
FALSE | 4TTR6036B1 | 3674 | 4164050 | TRANE | 4TTR5036E1 | AC | Split System: Air-Cooled Condensing Unit, Coil with Blower | 4TTR5036E1 |  | 4TXAB032BC3 | 12 | 14.5 | Yes | Yes | 2011-01-21 |  | 0
FALSE | 4TTR6036B1 | 3674 | 4164051 | TRANE | 4TTR5036E1 | AC | Split System: Air-Cooled Condensing Unit, Coil with Blower | 4TTR5036E1 |  | 4TXAB036BC3 | 12 | 14.5 | Yes | Yes | 2011-01-21 |  | 0
FALSE | 4TTR6036B1 | 3674 | 4164052 | TRANE | 4TTR5036E1 | AC | Split System: Air-Cooled Condensing Unit, Coil with Blower | 4TTR5036E1 |  | 4TXAB042BC3 | 12 | 14.5 | Yes | Yes | 2011-01-21 |  | 0
FALSE | 4TTR6036B1 | 3674 | 4164053 | TRANE | 4TTR5036E1 | AC | Split System: Air-Cooled Condensing Unit, Coil with Blower | 4TTR5036E1 |  | 4TXAB048BC3 | 12.5 | 15 | Yes | Yes | 2011-01-21 |  | 1
FALSE | 4TTR6036B1 | 3674 | 4164054 | TRANE | 4TTR5036E1 | AC | Split System: Air-Cooled Condensing Unit, Coil with Blower | 4TTR5036E1 |  | 4TXAC037BC3 | 12 | 14.5 | Yes | Yes | 2011-01-21 |  | 0
FALSE | 4TTR6036B1 | 3674 | 4164055 | TRANE | 4TTR5036E1 | AC | Split System: Air-Cooled Condensing Unit, Coil with Blower | 4TTR5036E1 |  | 4TXAC043BC3 | 12 | 14.5 | Yes | Yes | 2011-01-21 |  | 0
FALSE | 4TTR6036B1 | 3674 | 4164056 | TRANE | 4TTR5036E1 | AC | Split System: Air-Cooled Condensing Unit, Coil with Blower | 4TTR5036E1 |  | 4TXAC044BC3 | 12.5 | 15 | Yes | Yes | 2011-01-21 |  | 1
FALSE | 4TTX6018H1 | 3491 | 4164084 | TRANE | 4TTX5018A1 | AC | Split System: Air-Cooled Condensing Unit, Coil with Blower | 4TTX5018A1 |  | 4TXCB025BC3 | 13.5 | 16 | Yes | Yes | 2011-01-21 |  | 2
FALSE | 4TTX6018H1 | 3491 | 4164085 | TRANE | 4TTX5018A1 | AC | Split System: Air-Cooled Condensing Unit, Coil with Blower | 4TTX5018A1 |  | 4TXCB031BC3 | 13.5 | 16 | Yes | Yes | 2011-01-21 |  | 2
FALSE | 4TTX6024H1 | 3520 | 4164087 | TRANE | 4TTX5024A1 | AC | Split System: Air-Cooled Condensing Unit, Coil with Blower | 4TTX5024A1 |  | 4CXCB025CC3 | 12.5 | 15.5 | Yes | Yes | 2011-01-21 |  | 1
FALSE | 4TTX6024H1 | 3520 | 4164088 | TRANE | 4TTX5024A1 | AC | Split System: Air-Cooled Condensing Unit, Coil with Blower | 4TTX5024A1 |  | 4CXCB031CC3 | 12.5 | 15.5 | Yes | Yes | 2011-01-21 |  | 1
FALSE | 4TTX6024H1 | 3520 | 4164089 | TRANE | 4TTX5024A1 | AC | Split System: Air-Cooled Condensing Unit, Coil with Blower | 4TTX5024A1 |  | 4TXAB025BC3 | 12.5 | 15.5 | Yes | Yes | 2011-01-21 |  | 1
FALSE | 4TTX6024H1 | 3520 | 4164090 | TRANE | 4TTX5024A1 | AC | Split System: Air-Cooled Condensing Unit, Coil with Blower | 4TTX5024A1 |  | 4TXAB031BC3 | 12.5 | 15.5 | Yes | Yes | 2011-01-21 |  | 1
FALSE | 4TTX6024H1 | 3520 | 4164091 | TRANE | 4TTX5024A1 | AC | Split System: Air-Cooled Condensing Unit, Coil with Blower | 4TTX5024A1 |  | 4TXAB032BC3 | 13 | 15.75 | Yes | Yes | 2011-01-21 |  | 1
FALSE | 4TTX6024H1 | 3520 | 4164092 | TRANE | 4TTX5024A1 | AC | Split System: Air-Cooled Condensing Unit, Coil with Blower | 4TTX5024A1 |  | 4TXCB025BC3 | 12.5 | 15.5 | Yes | Yes | 2011-01-21 |  | 1
FALSE | 4TTX6024H1 | 3520 | 4164093 | TRANE | 4TTX5024A1 | AC | Split System: Air-Cooled Condensing Unit, Coil with Blower | 4TTX5024A1 |  | 4TXCB031BC3 | 12.5 | 15.5 | Yes | Yes | 2011-01-21 |  | 1
FALSE | 4TTX6024H1 | 3520 | 4164094 | TRANE | 4TTX5024A1 | AC | Split System: Air-Cooled Condensing Unit, Coil with Blower | 4TTX5024A1 |  | 4TXCB032BC3 | 13 | 15.75 | Yes | Yes | 2011-01-21 |  | 1
FALSE | 4TTX6030H1 | 3530 | 4164097 | TRANE | 4TTX5030A1 | AC | Split System: Air-Cooled Condensing Unit, Coil with Blower | 4TTX5030A1 |  | 4CXCB031CC3 | 12.5 | 15 | Yes | Yes | 2011-01-21 |  | 1
FALSE | 4TTX6030H1 | 3530 | 4164098 | TRANE | 4TTX5030A1 | AC | Split System: Air-Cooled Condensing Unit, Coil with Blower | 4TTX5030A1 |  | 4CXCB042CC3 | 12.5 | 15 | Yes | Yes | 2011-01-21 |  | 1
FALSE | 4TTX6030H1 | 3530 | 4164099 | TRANE | 4TTX5030A1 | AC | Split System: Air-Cooled Condensing Unit, Coil with Blower | 4TTX5030A1 |  | 4CXCC037CC3 | 12.5 | 15.25 | Yes | Yes | 2011-01-21 |  | 1
FALSE | 4TTX6030H1 | 3530 | 4164100 | TRANE | 4TTX5030A1 | AC | Split System: Air-Cooled Condensing Unit, Coil with Blower | 4TTX5030A1 |  | 4TXAB031BC3 | 12.5 | 15 | Yes | Yes | 2011-01-21 |  | 1
FALSE | 4TTX6030H1 | 3530 | 4164101 | TRANE | 4TTX5030A1 | AC | Split System: Air-Cooled Condensing Unit, Coil with Blower | 4TTX5030A1 |  | 4TXAB032BC3 | 12.5 | 15.25 | Yes | Yes | 2011-01-21 |  | 1
FALSE | 4TTX6030H1 | 3530 | 4164102 | TRANE | 4TTX5030A1 | AC | Split System: Air-Cooled Condensing Unit, Coil with Blower | 4TTX5030A1 |  | 4TXAB042BC3 | 12.5 | 15 | Yes | Yes | 2011-01-21 |  | 1
FALSE | 4TTX6030H1 | 3530 | 4164103 | TRANE | 4TTX5030A1 | AC | Split System: Air-Cooled Condensing Unit, Coil with Blower | 4TTX5030A1 |  | 4TXAC037BC3 | 12.5 | 15.25 | Yes | Yes | 2011-01-21 |  | 1
FALSE | 4TTX6030H1 | 3530 | 4164104 | TRANE | 4TTX5030A1 | AC | Split System: Air-Cooled Condensing Unit, Coil with Blower | 4TTX5030A1 |  | 4TXCB031BC3 | 12.5 | 15 | Yes | Yes | 2011-01-21 |  | 1
FALSE | 4TTX6030H1 | 3530 | 4164105 | TRANE | 4TTX5030A1 | AC | Split System: Air-Cooled Condensing Unit, Coil with Blower | 4TTX5030A1 |  | 4TXCB032BC3 | 12.5 | 15.25 | Yes | Yes | 2011-01-21 |  | 1
FALSE | 4TTX6030H1 | 3530 | 4164106 | TRANE | 4TTX5030A1 | AC | Split System: Air-Cooled Condensing Unit, Coil with Blower | 4TTX5030A1 |  | 4TXCB042BC3 | 12.5 | 15 | Yes | Yes | 2011-01-21 |  | 1
FALSE | 4TTX6030H1 | 3530 | 4164107 | TRANE | 4TTX5030A1 | AC | Split System: Air-Cooled Condensing Unit, Coil with Blower | 4TTX5030A1 |  | 4TXCC037BC3 | 12.5 | 15.25 | Yes | Yes | 2011-01-21 |  | 1
FALSE | 4TTX6036H1 | 3598 | 4164110 | TRANE | 4TTX5036A1 | AC | Split System: Air-Cooled Condensing Unit, Coil with Blower | 4TTX5036A1 |  | 4CXCB036CC3 | 12 | 14.75 | Yes | Yes | 2011-01-21 |  | 0
FALSE | 4TTR6018B1 | 3489 | 4164967 | AMERICAN STANDARD, INC. | 4A7A5018E1 | AC | Split System: Air-Cooled Condensing Unit, Coil with Blower | 4TTR5018E1 |  | 4CXCA024CC3 | 13 | 15 | Yes | Yes | 2011-02-28 |  | 1
FALSE | 4TTR6018B1 | 3489 | 4164968 | AMERICAN STANDARD, INC. | 4A7A5018E1 | AC | Split System: Air-Cooled Condensing Unit, Coil with Blower | 4TTR5018E1 |  | 4CXCB025CC3 | 13 | 16 | Yes | Yes | 2011-02-28 |  | 2
FALSE | 4TTR6018B1 | 3489 | 4164969 | AMERICAN STANDARD, INC. | 4A7A5018E1 | AC | Split System: Air-Cooled Condensing Unit, Coil with Blower | 4TTR5018E1 |  | 4CXCB031CC3 | 13 | 16 | Yes | Yes | 2011-02-28 |  | 2
FALSE | 4TTR6018B1 | 3489 | 4164970 | AMERICAN STANDARD, INC. | 4A7A5018E1 | AC | Split System: Air-Cooled Condensing Unit, Coil with Blower | 4TTR5018E1 |  | 4CXCB036CC3 | 13 | 16 | Yes | Yes | 2011-02-28 |  | 2
FALSE | 4TTR6018B1 | 3489 | 4164971 | AMERICAN STANDARD, INC. | 4A7A5018E1 | AC | Split System: Air-Cooled Condensing Unit, Coil with Blower | 4TTR5018E1 |  | 4CXCC037CC3 | 13 | 16 | Yes | Yes | 2011-02-28 |  | 2
FALSE | 4TTR6018B1 | 3489 | 4164972 | AMERICAN STANDARD, INC. | 4A7A5018E1 | AC | Split System: Air-Cooled Condensing Unit, Coil with Blower | 4TTR5018E1 |  | 4TXAA018BC3 | 13 | 15.5 | Yes | Yes | 2011-02-28 |  | 1
FALSE | 4TTR6018B1 | 3489 | 4164973 | AMERICAN STANDARD, INC. | 4A7A5018E1 | AC | Split System: Air-Cooled Condensing Unit, Coil with Blower | 4TTR5018E1 |  | 4TXAA024BC3 | 13 | 15 | Yes | Yes | 2011-02-28 |  | 1
FALSE | 4TTR6018B1 | 3489 | 4164974 | AMERICAN STANDARD, INC. | 4A7A5018E1 | AC | Split System: Air-Cooled Condensing Unit, Coil with Blower | 4TTR5018E1 |  | 4TXAB025BC3 | 13 | 16 | Yes | Yes | 2011-02-28 |  | 2
FALSE | 4TTR6018B1 | 3489 | 4164975 | AMERICAN STANDARD, INC. | 4A7A5018E1 | AC | Split System: Air-Cooled Condensing Unit, Coil with Blower | 4TTR5018E1 |  | 4TXAB031BC3 | 13 | 16 | Yes | Yes | 2011-02-28 |  | 2
FALSE | 4TTR6018B1 | 3489 | 4164976 | AMERICAN STANDARD, INC. | 4A7A5018E1 | AC | Split System: Air-Cooled Condensing Unit, Coil with Blower | 4TTR5018E1 |  | 4TXAB032BC3 | 13 | 16 | Yes | Yes | 2011-02-28 |  | 2
FALSE | 4TTR6018B1 | 3489 | 4164977 | AMERICAN STANDARD, INC. | 4A7A5018E1 | AC | Split System: Air-Cooled Condensing Unit, Coil with Blower | 4TTR5018E1 |  | 4TXAB036BC3 | 13 | 16 | Yes | Yes | 2011-02-28 |  | 2
FALSE | 4TTR6024B1 | 3503 | 4165021 | AMERICAN STANDARD, INC. | 4A7A5024E1 | AC | Split System: Air-Cooled Condensing Unit, Coil with Blower | 4TTR5024E1 |  | 4TXCB042BC3 | 13 | 16 | Yes | Yes | 2011-02-28 |  | 2
FALSE | 4TTR6024B1 | 3503 | 4165022 | AMERICAN STANDARD, INC. | 4A7A5024E1 | AC | Split System: Air-Cooled Condensing Unit, Coil with Blower | 4TTR5024E1 |  | 4TXCB048BC3 | 13 | 16 | Yes | Yes | 2011-02-28 |  | 2
FALSE | 4TTR6024B1 | 3503 | 4165023 | AMERICAN STANDARD, INC. | 4A7A5024E1 | AC | Split System: Air-Cooled Condensing Unit, Coil with Blower | 4TTR5024E1 |  | 4TXCC005CC3 | 13 | 16 | Yes | Yes | 2011-02-28 |  | 2
FALSE | 4TTR6024B1 | 3503 | 4165024 | AMERICAN STANDARD, INC. | 4A7A5024E1 | AC | Split System: Air-Cooled Condensing Unit, Coil with Blower | 4TTR5024E1 |  | 4TXCC006CC3 | 13 | 16 | Yes | Yes | 2011-02-28 |  | 2
FALSE | 4TTR6024B1 | 3503 | 4165025 | AMERICAN STANDARD, INC. | 4A7A5024E1 | AC | Split System: Air-Cooled Condensing Unit, Coil with Blower | 4TTR5024E1 |  | 4TXCC007CC3 | 13 | 16 | Yes | Yes | 2011-02-28 |  | 2
FALSE | 4TTR6024B1 | 3503 | 4165026 | AMERICAN STANDARD, INC. | 4A7A5024E1 | AC | Split System: Air-Cooled Condensing Unit, Coil with Blower | 4TTR5024E1 |  | 4TXCC008CC3 | 13 | 16 | Yes | Yes | 2011-02-28 |  | 2
FALSE | 4TTR6024B1 | 3503 | 4165027 | AMERICAN STANDARD, INC. | 4A7A5024E1 | AC | Split System: Air-Cooled Condensing Unit, Coil with Blower | 4TTR5024E1 |  | 4TXCC037BC3 | 13 | 16 | Yes | Yes | 2011-02-28 |  | 2
FALSE | 4TTR6024B1 | 3503 | 4165028 | AMERICAN STANDARD, INC. | 4A7A5024E1 | AC | Split System: Air-Cooled Condensing Unit, Coil with Blower | 4TTR5024E1 |  | 4TXCC043BC3 | 13 | 16 | Yes | Yes | 2011-02-28 |  | 2
FALSE | 4TTR6024B1 | 3503 | 4165029 | AMERICAN STANDARD, INC. | 4A7A5024E1 | AC | Split System: Air-Cooled Condensing Unit, Coil with Blower | 4TTR5024E1 |  | 4TXCC044BC3 | 13 | 16 | Yes | Yes | 2011-02-28 |  | 2
FALSE | 4TTR6024B1 | 3503 | 4165030 | AMERICAN STANDARD, INC. | 4A7A5024E1 | AC | Split System: Air-Cooled Condensing Unit, Coil with Blower | 4TTR5024E1 |  | 4TXCD009CC3 | 13 | 16 | Yes | Yes | 2011-02-28 |  | 2
FALSE | 4TTR6024B1 | 3503 | 4165031 | AMERICAN STANDARD, INC. | 4A7A5024E1 | AC | Split System: Air-Cooled Condensing Unit, Coil with Blower | 4TTR5024E1 |  | 4TXCD010CC3 | 13 | 16 | Yes | Yes | 2011-02-28 |  | 2
FALSE | 4TTR6030B1 | 3522 | 4165039 | AMERICAN STANDARD, INC. | 4A7A5030E1 | AC | Split System: Air-Cooled Condensing Unit, Coil with Blower | 4TTR5030E1 |  | 4CXCB025CC3 | 12.5 | 14.5 | Yes | Yes | 2011-02-28 |  | 0
FALSE | 4TTR6030B1 | 3522 | 4165040 | AMERICAN STANDARD, INC. | 4A7A5030E1 | AC | Split System: Air-Cooled Condensing Unit, Coil with Blower | 4TTR5030E1 |  | 4CXCB031CC3 | 12.5 | 14.5 | Yes | Yes | 2011-02-28 |  | 0
FALSE | 4TTR6030B1 | 3522 | 4165041 | AMERICAN STANDARD, INC. | 4A7A5030E1 | AC | Split System: Air-Cooled Condensing Unit, Coil with Blower | 4TTR5030E1 |  | 4CXCB036CC3 | 12.5 | 15 | Yes | Yes | 2011-02-28 |  | 1
FALSE | 4TTR6030B1 | 3522 | 4165042 | AMERICAN STANDARD, INC. | 4A7A5030E1 | AC | Split System: Air-Cooled Condensing Unit, Coil with Blower | 4TTR5030E1 |  | 4CXCB042CC3 | 12.5 | 15 | Yes | Yes | 2011-02-28 |  | 1
FALSE | 4TTR6030B1 | 3522 | 4165043 | AMERICAN STANDARD, INC. | 4A7A5030E1 | AC | Split System: Air-Cooled Condensing Unit, Coil with Blower | 4TTR5030E1 |  | 4CXCC037CC3 | 12.5 | 15 | Yes | Yes | 2011-02-28 |  | 1
FALSE | 4TTR6030B1 | 3522 | 4165044 | AMERICAN STANDARD, INC. | 4A7A5030E1 | AC | Split System: Air-Cooled Condensing Unit, Coil with Blower | 4TTR5030E1 |  | 4CXCC043CC3 | 12.5 | 15 | Yes | Yes | 2011-02-28 |  | 1
FALSE | 4TTR6030B1 | 3522 | 4165046 | AMERICAN STANDARD, INC. | 4A7A5030E1 | AC | Split System: Air-Cooled Condensing Unit, Coil with Blower | 4TTR5030E1 |  | 4TXAB025BC3 | 12.5 | 14.5 | Yes | Yes | 2011-02-28 |  | 0
FALSE | 4TTR6024B1 | 3503 | 4165000 | AMERICAN STANDARD, INC. | 4A7A5024E1 | AC | Split System: Air-Cooled Condensing Unit, Coil with Blower | 4TTR5024E1 |  | 4CXCC037CC3 | 13 | 16 | Yes | Yes | 2011-02-28 |  | 2
FALSE | 4TTR6024B1 | 3503 | 4165001 | AMERICAN STANDARD, INC. | 4A7A5024E1 | AC | Split System: Air-Cooled Condensing Unit, Coil with Blower | 4TTR5024E1 |  | 4CXCC043CC3 | 13 | 16 | Yes | Yes | 2011-02-28 |  | 2
FALSE | 4TTR6024B1 | 3503 | 4165002 | AMERICAN STANDARD, INC. | 4A7A5024E1 | AC | Split System: Air-Cooled Condensing Unit, Coil with Blower | 4TTR5024E1 |  | 4TXAA018BC3 | 13 | 15 | Yes | Yes | 2011-02-28 |  | 1
FALSE | 4TTR6024B1 | 3503 | 4165003 | AMERICAN STANDARD, INC. | 4A7A5024E1 | AC | Split System: Air-Cooled Condensing Unit, Coil with Blower | 4TTR5024E1 |  | 4TXAA024BC3 | 13 | 14.5 | Yes | Yes | 2011-02-28 |  | 0
FALSE | 4TTR6024B1 | 3503 | 4165004 | AMERICAN STANDARD, INC. | 4A7A5024E1 | AC | Split System: Air-Cooled Condensing Unit, Coil with Blower | 4TTR5024E1 |  | 4TXAB025BC3 | 13 | 16 | Yes | Yes | 2011-02-28 |  | 2
FALSE | 4TTR6024B1 | 3503 | 4165005 | AMERICAN STANDARD, INC. | 4A7A5024E1 | AC | Split System: Air-Cooled Condensing Unit, Coil with Blower | 4TTR5024E1 |  | 4TXAB031BC3 | 13 | 16 | Yes | Yes | 2011-02-28 |  | 2
FALSE | 4TTR6024B1 | 3503 | 4165006 | AMERICAN STANDARD, INC. | 4A7A5024E1 | AC | Split System: Air-Cooled Condensing Unit, Coil with Blower | 4TTR5024E1 |  | 4TXAB032BC3 | 13 | 16 | Yes | Yes | 2011-02-28 |  | 2
FALSE | 4TTR6024B1 | 3503 | 4165007 | AMERICAN STANDARD, INC. | 4A7A5024E1 | AC | Split System: Air-Cooled Condensing Unit, Coil with Blower | 4TTR5024E1 |  | 4TXAB036BC3 | 13 | 16 | Yes | Yes | 2011-02-28 |  | 2
FALSE | 4TTR6024B1 | 3503 | 4165008 | AMERICAN STANDARD, INC. | 4A7A5024E1 | AC | Split System: Air-Cooled Condensing Unit, Coil with Blower | 4TTR5024E1 |  | 4TXAB042BC3 | 13 | 16 | Yes | Yes | 2011-02-28 |  | 2
FALSE | 4TTR6024B1 | 3503 | 4165009 | AMERICAN STANDARD, INC. | 4A7A5024E1 | AC | Split System: Air-Cooled Condensing Unit, Coil with Blower | 4TTR5024E1 |  | 4TXAB048BC3 | 13 | 16 | Yes | Yes | 2011-02-28 |  | 2
FALSE | 4TTR6024B1 | 3503 | 4165010 | AMERICAN STANDARD, INC. | 4A7A5024E1 | AC | Split System: Air-Cooled Condensing Unit, Coil with Blower | 4TTR5024E1 |  | 4TXAC037BC3 | 13 | 16 | Yes | Yes | 2011-02-28 |  | 2
FALSE | 4TTR6024B1 | 3503 | 4165011 | AMERICAN STANDARD, INC. | 4A7A5024E1 | AC | Split System: Air-Cooled Condensing Unit, Coil with Blower | 4TTR5024E1 |  | 4TXAC043BC3 | 13 | 16 | Yes | Yes | 2011-02-28 |  | 2
FALSE | 4TTR6024B1 | 3503 | 4165012 | AMERICAN STANDARD, INC. | 4A7A5024E1 | AC | Split System: Air-Cooled Condensing Unit, Coil with Blower | 4TTR5024E1 |  | 4TXAC044BC3 | 13 | 16 | Yes | Yes | 2011-02-28 |  | 2
FALSE | 4TTR6024B1 | 3503 | 4165013 | AMERICAN STANDARD, INC. | 4A7A5024E1 | AC | Split System: Air-Cooled Condensing Unit, Coil with Blower | 4TTR5024E1 |  | 4TXCA018BC3 | 13 | 15 | Yes | Yes | 2011-02-28 |  | 1
FALSE | 4TTR6024B1 | 3503 | 4165014 | AMERICAN STANDARD, INC. | 4A7A5024E1 | AC | Split System: Air-Cooled Condensing Unit, Coil with Blower | 4TTR5024E1 |  | 4TXCA024BC3 | 13 | 14.5 | Yes | Yes | 2011-02-28 |  | 0
FALSE | 4TTR6024B1 | 3503 | 4165015 | AMERICAN STANDARD, INC. | 4A7A5024E1 | AC | Split System: Air-Cooled Condensing Unit, Coil with Blower | 4TTR5024E1 |  | 4TXCB003CC3 | 13 | 16 | Yes | Yes | 2011-02-28 |  | 2
FALSE | 4TTR6024B1 | 3503 | 4165016 | AMERICAN STANDARD, INC. | 4A7A5024E1 | AC | Split System: Air-Cooled Condensing Unit, Coil with Blower | 4TTR5024E1 |  | 4TXCB004CC3 | 13 | 16 | Yes | Yes | 2011-02-28 |  | 2
FALSE | 4TTR6024B1 | 3503 | 4165017 | AMERICAN STANDARD, INC. | 4A7A5024E1 | AC | Split System: Air-Cooled Condensing Unit, Coil with Blower | 4TTR5024E1 |  | 4TXCB025BC3 | 13 | 16 | Yes | Yes | 2011-02-28 |  | 2
FALSE | 4TTR6024B1 | 3503 | 4165018 | AMERICAN STANDARD, INC. | 4A7A5024E1 | AC | Split System: Air-Cooled Condensing Unit, Coil with Blower | 4TTR5024E1 |  | 4TXCB031BC3 | 13 | 16 | Yes | Yes | 2011-02-28 |  | 2
FALSE | 4TTR6024B1 | 3503 | 4165019 | AMERICAN STANDARD, INC. | 4A7A5024E1 | AC | Split System: Air-Cooled Condensing Unit, Coil with Blower | 4TTR5024E1 |  | 4TXCB032BC3 | 13 | 16 | Yes | Yes | 2011-02-28 |  | 2
FALSE | 4TTR6024B1 | 3503 | 4165020 | AMERICAN STANDARD, INC. | 4A7A5024E1 | AC | Split System: Air-Cooled Condensing Unit, Coil with Blower | 4TTR5024E1 |  | 4TXCB036BC3 | 13 | 16 | Yes | Yes | 2011-02-28 |  | 2
FALSE | 4TTR6030B1 | 3522 | 4165047 | AMERICAN STANDARD, INC. | 4A7A5030E1 | AC | Split System: Air-Cooled Condensing Unit, Coil with Blower | 4TTR5030E1 |  | 4TXAB031BC3 | 12.5 | 14.5 | Yes | Yes | 2011-02-28 |  | 0
FALSE | 4TTR6030B1 | 3522 | 4165048 | AMERICAN STANDARD, INC. | 4A7A5030E1 | AC | Split System: Air-Cooled Condensing Unit, Coil with Blower | 4TTR5030E1 |  | 4TXAB032BC3 | 12.5 | 15 | Yes | Yes | 2011-02-28 |  | 1
FALSE | 4TTR6030B1 | 3522 | 4165049 | AMERICAN STANDARD, INC. | 4A7A5030E1 | AC | Split System: Air-Cooled Condensing Unit, Coil with Blower | 4TTR5030E1 |  | 4TXAB036BC3 | 12.5 | 15 | Yes | Yes | 2011-02-28 |  | 1
FALSE | 4TTR6030B1 | 3522 | 4165050 | AMERICAN STANDARD, INC. | 4A7A5030E1 | AC | Split System: Air-Cooled Condensing Unit, Coil with Blower | 4TTR5030E1 |  | 4TXAB042BC3 | 12.5 | 15 | Yes | Yes | 2011-02-28 |  | 1
FALSE | 4TTR6030B1 | 3522 | 4165051 | AMERICAN STANDARD, INC. | 4A7A5030E1 | AC | Split System: Air-Cooled Condensing Unit, Coil with Blower | 4TTR5030E1 |  | 4TXAC037BC3 | 12.5 | 15 | Yes | Yes | 2011-02-28 |  | 1
FALSE | 4TTR6030B1 | 3522 | 4165052 | AMERICAN STANDARD, INC. | 4A7A5030E1 | AC | Split System: Air-Cooled Condensing Unit, Coil with Blower | 4TTR5030E1 |  | 4TXAC043BC3 | 12.5 | 15 | Yes | Yes | 2011-02-28 |  | 1
FALSE | 4TTR6030B1 | 3522 | 4165053 | AMERICAN STANDARD, INC. | 4A7A5030E1 | AC | Split System: Air-Cooled Condensing Unit, Coil with Blower | 4TTR5030E1 |  | 4TXAC044BC3 | 12.5 | 15.5 | Yes | Yes | 2011-02-28 |  | 1
FALSE | 4TTR6030B1 | 3522 | 4165055 | AMERICAN STANDARD, INC. | 4A7A5030E1 | AC | Split System: Air-Cooled Condensing Unit, Coil with Blower | 4TTR5030E1 |  | 4TXCB025BC3 | 12.5 | 14.5 | Yes | Yes | 2011-02-28 |  | 0
FALSE | 4TTR6030B1 | 3522 | 4165056 | AMERICAN STANDARD, INC. | 4A7A5030E1 | AC | Split System: Air-Cooled Condensing Unit, Coil with Blower | 4TTR5030E1 |  | 4TXCB031BC3 | 12.5 | 14.5 | Yes | Yes | 2011-02-28 |  | 0
FALSE | 4TTR6030B1 | 3522 | 4165057 | AMERICAN STANDARD, INC. | 4A7A5030E1 | AC | Split System: Air-Cooled Condensing Unit, Coil with Blower | 4TTR5030E1 |  | 4TXCB032BC3 | 12.5 | 15 | Yes | Yes | 2011-02-28 |  | 1
FALSE | 4TTR6030B1 | 3522 | 4165058 | AMERICAN STANDARD, INC. | 4A7A5030E1 | AC | Split System: Air-Cooled Condensing Unit, Coil with Blower | 4TTR5030E1 |  | 4TXCB036BC3 | 12.5 | 15 | Yes | Yes | 2011-02-28 |  | 1
FALSE | 4TTR6030B1 | 3522 | 4165059 | AMERICAN STANDARD, INC. | 4A7A5030E1 | AC | Split System: Air-Cooled Condensing Unit, Coil with Blower | 4TTR5030E1 |  | 4TXCB042BC3 | 12.5 | 15 | Yes | Yes | 2011-02-28 |  | 1
FALSE | 4TTR6030B1 | 3522 | 4165060 | AMERICAN STANDARD, INC. | 4A7A5030E1 | AC | Split System: Air-Cooled Condensing Unit, Coil with Blower | 4TTR5030E1 |  | 4TXCC037BC3 | 12.5 | 15 | Yes | Yes | 2011-02-28 |  | 1
FALSE | 4TTR6030B1 | 3522 | 4165061 | AMERICAN STANDARD, INC. | 4A7A5030E1 | AC | Split System: Air-Cooled Condensing Unit, Coil with Blower | 4TTR5030E1 |  | 4TXCC043BC3 | 12.5 | 15 | Yes | Yes | 2011-02-28 |  | 1
FALSE | 4TTR6030B1 | 3522 | 4165062 | AMERICAN STANDARD, INC. | 4A7A5030E1 | AC | Split System: Air-Cooled Condensing Unit, Coil with Blower | 4TTR5030E1 |  | 4TXCC044BC3 | 12.5 | 15.5 | Yes | Yes | 2011-02-28 |  | 1
FALSE | 4TTR6030B1 | 3522 | 4165066 | AMERICAN STANDARD, INC. | 4A7A5030E1 | AC | Split System: Air-Cooled Condensing Unit, Coil with Blower | 4TTR5030E1 |  | 4TXFH036CZ3 | 13 | 15.5 | Yes | Yes | 2011-02-28 |  | 1
FALSE | 4TTR6036B1 | 3674 | 4165069 | AMERICAN STANDARD, INC. | 4A7A5036E1 | AC | Split System: Air-Cooled Condensing Unit, Coil with Blower | 4TTR5036E1 |  | 4CXCB036CC3 | 12 | 14.5 | Yes | Yes | 2011-02-28 |  | 0
FALSE | 4TTR6036B1 | 3674 | 4165070 | AMERICAN STANDARD, INC. | 4A7A5036E1 | AC | Split System: Air-Cooled Condensing Unit, Coil with Blower | 4TTR5036E1 |  | 4CXCB042CC3 | 12 | 14.5 | Yes | Yes | 2011-02-28 |  | 0
FALSE | 4TTR6036B1 | 3674 | 4165071 | AMERICAN STANDARD, INC. | 4A7A5036E1 | AC | Split System: Air-Cooled Condensing Unit, Coil with Blower | 4TTR5036E1 |  | 4CXCC037CC3 | 12 | 14.5 | Yes | Yes | 2011-02-28 |  | 0
FALSE | 4TTR6036B1 | 3674 | 4165072 | AMERICAN STANDARD, INC. | 4A7A5036E1 | AC | Split System: Air-Cooled Condensing Unit, Coil with Blower | 4TTR5036E1 |  | 4CXCC043CC3 | 12 | 14.5 | Yes | Yes | 2011-02-28 |  | 0
FALSE | 4TTR6036B1 | 3674 | 4165073 | AMERICAN STANDARD, INC. | 4A7A5036E1 | AC | Split System: Air-Cooled Condensing Unit, Coil with Blower | 4TTR5036E1 |  | 4CXCC049CC3 | 12.5 | 15 | Yes | Yes | 2011-02-28 |  | 1
FALSE | 4TTR6036B1 | 3674 | 4165075 | AMERICAN STANDARD, INC. | 4A7A5036E1 | AC | Split System: Air-Cooled Condensing Unit, Coil with Blower | 4TTR5036E1 |  | 4TXAB032BC3 | 12 | 14.5 | Yes | Yes | 2011-02-28 |  | 0
FALSE | 4TTR6030B1 | 3522 | 4165926 | TRANE | 4TTR5030E1 | AC | Split System: Air-Cooled Condensing Unit, Coil with Blower | 4TTR5030E1 |  | 4TXCC043BC3 | 12.5 | 15 | Yes | Yes | 2011-01-21 |  | 1
FALSE | 4TTR6030B1 | 3522 | 4165927 | TRANE | 4TTR5030E1 | AC | Split System: Air-Cooled Condensing Unit, Coil with Blower | 4TTR5030E1 |  | 4TXCC044BC3 | 12.5 | 15.5 | Yes | Yes | 2011-01-21 |  | 1
FALSE | 4TTR6036B1 | 3674 | 4165930 | TRANE | 4TTR5036E1 | AC | Split System: Air-Cooled Condensing Unit, Coil with Blower | 4TTR5036E1 |  | 4CXCB031CC3 | 12 | 14.5 | Yes | Yes | 2011-01-21 |  | 0
FALSE | 4TTR6036B1 | 3674 | 4165931 | TRANE | 4TTR5036E1 | AC | Split System: Air-Cooled Condensing Unit, Coil with Blower | 4TTR5036E1 |  | 4CXCB036CC3 | 12 | 14.5 | Yes | Yes | 2011-01-21 |  | 0
FALSE | 4TTR6036B1 | 3674 | 4165932 | TRANE | 4TTR5036E1 | AC | Split System: Air-Cooled Condensing Unit, Coil with Blower | 4TTR5036E1 |  | 4CXCB042CC3 | 12 | 14.5 | Yes | Yes | 2011-01-21 |  | 0
FALSE | 4TTR6036B1 | 3674 | 4165933 | TRANE | 4TTR5036E1 | AC | Split System: Air-Cooled Condensing Unit, Coil with Blower | 4TTR5036E1 |  | 4CXCC037CC3 | 12.5 | 15 | Yes | Yes | 2011-01-21 |  | 1
FALSE | 4TTR6036B1 | 3674 | 4165934 | TRANE | 4TTR5036E1 | AC | Split System: Air-Cooled Condensing Unit, Coil with Blower | 4TTR5036E1 |  | 4CXCC043CC3 | 12.5 | 15 | Yes | Yes | 2011-01-21 |  | 1
FALSE | 4TTR6036B1 | 3674 | 4165935 | TRANE | 4TTR5036E1 | AC | Split System: Air-Cooled Condensing Unit, Coil with Blower | 4TTR5036E1 |  | 4CXCC049CC3 | 13 | 15 | Yes | Yes | 2011-01-21 |  | 1
FALSE | 4TTR6036B1 | 3674 | 4165936 | TRANE | 4TTR5036E1 | AC | Split System: Air-Cooled Condensing Unit, Coil with Blower | 4TTR5036E1 |  | 4CXCD061CC3 | 13 | 15.5 | Yes | Yes | 2011-01-21 |  | 1
FALSE | 4TTR6036B1 | 3674 | 4165937 | TRANE | 4TTR5036E1 | AC | Split System: Air-Cooled Condensing Unit, Coil with Blower | 4TTR5036E1 |  | 4TXAB031BC3 | 12 | 14.5 | Yes | Yes | 2011-01-21 |  | 0
FALSE | 4TTR6036B1 | 3674 | 4165938 | TRANE | 4TTR5036E1 | AC | Split System: Air-Cooled Condensing Unit, Coil with Blower | 4TTR5036E1 |  | 4TXAB032BC3 | 12 | 14.5 | Yes | Yes | 2011-01-21 |  | 0
FALSE | 4TTR6036B1 | 3674 | 4165939 | TRANE | 4TTR5036E1 | AC | Split System: Air-Cooled Condensing Unit, Coil with Blower | 4TTR5036E1 |  | 4TXAB036BC3 | 12 | 14.5 | Yes | Yes | 2011-01-21 |  | 0
FALSE | 4TTR6036B1 | 3674 | 4165940 | TRANE | 4TTR5036E1 | AC | Split System: Air-Cooled Condensing Unit, Coil with Blower | 4TTR5036E1 |  | 4TXAB042BC3 | 12 | 14.5 | Yes | Yes | 2011-01-21 |  | 0
FALSE | 4TTR6036B1 | 3674 | 4165941 | TRANE | 4TTR5036E1 | AC | Split System: Air-Cooled Condensing Unit, Coil with Blower | 4TTR5036E1 |  | 4TXAB048BC3 | 12.5 | 15 | Yes | Yes | 2011-01-21 |  | 1
FALSE | 4TTR6036B1 | 3674 | 4165942 | TRANE | 4TTR5036E1 | AC | Split System: Air-Cooled Condensing Unit, Coil with Blower | 4TTR5036E1 |  | 4TXAC037BC3 | 12.5 | 15 | Yes | Yes | 2011-01-21 |  | 1
FALSE | 4TTR6036B1 | 3674 | 4165943 | TRANE | 4TTR5036E1 | AC | Split System: Air-Cooled Condensing Unit, Coil with Blower | 4TTR5036E1 |  | 4TXAC043BC3 | 12.5 | 15 | Yes | Yes | 2011-01-21 |  | 1
FALSE | 4TTR6036B1 | 3674 | 4165944 | TRANE | 4TTR5036E1 | AC | Split System: Air-Cooled Condensing Unit, Coil with Blower | 4TTR5036E1 |  | 4TXAC044BC3 | 13 | 15 | Yes | Yes | 2011-01-21 |  | 1
FALSE | 4TTR6036B1 | 3674 | 4165945 | TRANE | 4TTR5036E1 | AC | Split System: Air-Cooled Condensing Unit, Coil with Blower | 4TTR5036E1 |  | 4TXAC049BC3 | 13 | 15 | Yes | Yes | 2011-01-21 |  | 1
FALSE | 4TTR6036B1 | 3674 | 4165946 | TRANE | 4TTR5036E1 | AC | Split System: Air-Cooled Condensing Unit, Coil with Blower | 4TTR5036E1 |  | 4TXAC060BC3 | 13 | 15.5 | Yes | Yes | 2011-01-21 |  | 1
FALSE | 4TTR6036B1 | 3674 | 4165947 | TRANE | 4TTR5036E1 | AC | Split System: Air-Cooled Condensing Unit, Coil with Blower | 4TTR5036E1 |  | 4TXAD050BC3 | 13 | 15.5 | Yes | Yes | 2011-01-21 |  | 1
FALSE | 4TTR6036B1 | 3674 | 4165948 | TRANE | 4TTR5036E1 | AC | Split System: Air-Cooled Condensing Unit, Coil with Blower | 4TTR5036E1 |  | 4TXAD061BC3 | 13 | 15.5 | Yes | Yes | 2011-01-21 |  | 1
FALSE | 4TTR6036B1 | 3674 | 4165949 | TRANE | 4TTR5036E1 | AC | Split System: Air-Cooled Condensing Unit, Coil with Blower | 4TTR5036E1 |  | 4TXAD064BC3 | 13 | 15.5 | Yes | Yes | 2011-01-21 |  | 1
FALSE | 4TTR6042B1 | 3680 | 4165976 | TRANE | 4TTR5042E1 | AC | Split System: Air-Cooled Condensing Unit, Coil with Blower | 4TTR5042E1 |  | 4TXAB048BC3 | 12.5 | 14.5 | Yes | Yes | 2011-01-21 |  | 0
FALSE | 4TTR6042B1 | 3680 | 4165977 | TRANE | 4TTR5042E1 | AC | Split System: Air-Cooled Condensing Unit, Coil with Blower | 4TTR5042E1 |  | 4TXAC037BC3 | 12.5 | 14.5 | Yes | Yes | 2011-01-21 |  | 0
FALSE | 4TTR6042B1 | 3680 | 4165978 | TRANE | 4TTR5042E1 | AC | Split System: Air-Cooled Condensing Unit, Coil with Blower | 4TTR5042E1 |  | 4TXAC043BC3 | 12.5 | 14.5 | Yes | Yes | 2011-01-21 |  | 0
FALSE | 4TTR6042B1 | 3680 | 4165979 | TRANE | 4TTR5042E1 | AC | Split System: Air-Cooled Condensing Unit, Coil with Blower | 4TTR5042E1 |  | 4TXAC044BC3 | 12.5 | 15 | Yes | Yes | 2011-01-21 |  | 1
FALSE | 4TTR6042B1 | 3680 | 4165980 | TRANE | 4TTR5042E1 | AC | Split System: Air-Cooled Condensing Unit, Coil with Blower | 4TTR5042E1 |  | 4TXAC049BC3 | 12.5 | 15 | Yes | Yes | 2011-01-21 |  | 1
FALSE | 4TTR6042B1 | 3680 | 4165981 | TRANE | 4TTR5042E1 | AC | Split System: Air-Cooled Condensing Unit, Coil with Blower | 4TTR5042E1 |  | 4TXAD050BC3 | 12.5 | 15 | Yes | Yes | 2011-01-21 |  | 1
FALSE | 4TTR6042B1 | 3680 | 4165982 | TRANE | 4TTR5042E1 | AC | Split System: Air-Cooled Condensing Unit, Coil with Blower | 4TTR5042E1 |  | 4TXCB036BC3 | 12 | 14.5 | Yes | Yes | 2011-01-21 |  | 0
FALSE | 4TTR6042B1 | 3680 | 4165983 | TRANE | 4TTR5042E1 | AC | Split System: Air-Cooled Condensing Unit, Coil with Blower | 4TTR5042E1 |  | 4TXCB042BC3 | 12 | 14.5 | Yes | Yes | 2011-01-21 |  | 0
FALSE | 4TTR6042B1 | 3680 | 4165984 | TRANE | 4TTR5042E1 | AC | Split System: Air-Cooled Condensing Unit, Coil with Blower | 4TTR5042E1 |  | 4TXCB048BC3 | 12.5 | 14.5 | Yes | Yes | 2011-01-21 |  | 0
FALSE | 4TTR6042B1 | 3680 | 4165985 | TRANE | 4TTR5042E1 | AC | Split System: Air-Cooled Condensing Unit, Coil with Blower | 4TTR5042E1 |  | 4TXCC037BC3 | 12.5 | 14.5 | Yes | Yes | 2011-01-21 |  | 0
FALSE | 4TTR6042B1 | 3680 | 4165986 | TRANE | 4TTR5042E1 | AC | Split System: Air-Cooled Condensing Unit, Coil with Blower | 4TTR5042E1 |  | 4TXCC043BC3 | 12.5 | 14.5 | Yes | Yes | 2011-01-21 |  | 0
FALSE | 4TTR6042B1 | 3680 | 4165987 | TRANE | 4TTR5042E1 | AC | Split System: Air-Cooled Condensing Unit, Coil with Blower | 4TTR5042E1 |  | 4TXCC044BC3 | 12.5 | 15 | Yes | Yes | 2011-01-21 |  | 1
FALSE | 4TTR6042B1 | 3680 | 4165988 | TRANE | 4TTR5042E1 | AC | Split System: Air-Cooled Condensing Unit, Coil with Blower | 4TTR5042E1 |  | 4TXCC049BC3 | 12.5 | 15 | Yes | Yes | 2011-01-21 |  | 1
FALSE | 4TTR6042B1 | 3680 | 4165989 | TRANE | 4TTR5042E1 | AC | Split System: Air-Cooled Condensing Unit, Coil with Blower | 4TTR5042E1 |  | 4TXCD050BC3 | 12.5 | 15 | Yes | Yes | 2011-01-21 |  | 1
FALSE | 4TTR6048B1 | 3695 | 4165995 | TRANE | 4TTR5048E1 | AC | Split System: Air-Cooled Condensing Unit, Coil with Blower | 4TTR5048E1 |  | 4CXCC049CC3 | 12 | 14.5 | Yes | Yes | 2011-01-21 |  | 0
FALSE | 4TTR6048B1 | 3695 | 4165996 | TRANE | 4TTR5048E1 | AC | Split System: Air-Cooled Condensing Unit, Coil with Blower | 4TTR5048E1 |  | 4CXCD061CC3 | 12 | 14.5 | Yes | Yes | 2011-01-21 |  | 0
FALSE | 4TTR6048B1 | 3695 | 4166000 | TRANE | 4TTR5048E1 | AC | Split System: Air-Cooled Condensing Unit, Coil with Blower | 4TTR5048E1 |  | 4TXAC044BC3 | 12 | 14.5 | Yes | Yes | 2011-01-21 |  | 0
FALSE | 4TTR6048B1 | 3695 | 4166001 | TRANE | 4TTR5048E1 | AC | Split System: Air-Cooled Condensing Unit, Coil with Blower | 4TTR5048E1 |  | 4TXAC049BC3 | 12 | 14.5 | Yes | Yes | 2011-01-21 |  | 0
FALSE | 4TTR6048B1 | 3695 | 4166002 | TRANE | 4TTR5048E1 | AC | Split System: Air-Cooled Condensing Unit, Coil with Blower | 4TTR5048E1 |  | 4TXAC060BC3 | 12 | 14.5 | Yes | Yes | 2011-01-21 |  | 0
FALSE | 4TTR6048B1 | 3695 | 4166003 | TRANE | 4TTR5048E1 | AC | Split System: Air-Cooled Condensing Unit, Coil with Blower | 4TTR5048E1 |  | 4TXAD050BC3 | 12 | 14.5 | Yes | Yes | 2011-01-21 |  | 0
FALSE | 4TTR6048B1 | 3695 | 4166004 | TRANE | 4TTR5048E1 | AC | Split System: Air-Cooled Condensing Unit, Coil with Blower | 4TTR5048E1 |  | 4TXAD061BC3 | 12 | 14.5 | Yes | Yes | 2011-01-21 |  | 0
FALSE | 4TTR6048B1 | 3695 | 4166005 | TRANE | 4TTR5048E1 | AC | Split System: Air-Cooled Condensing Unit, Coil with Blower | 4TTR5048E1 |  | 4TXAD064BC3 | 12 | 14.5 | Yes | Yes | 2011-01-21 |  | 0
FALSE | 4TTR6049B1 | 3692 | 4166033 | TRANE | 4TTR5049E1 | AC | Split System: Air-Cooled Condensing Unit, Coil with Blower | 4TTR5049E1 |  | 4TXCD061BC3 | 13 | 15.5 | Yes | Yes | 2011-01-21 |  | 1
FALSE | 4TTR6049B1 | 3692 | 4166034 | TRANE | 4TTR5049E1 | AC | Split System: Air-Cooled Condensing Unit, Coil with Blower | 4TTR5049E1 |  | 4TXCD063BC3 | 13 | 16 | Yes | Yes | 2011-01-21 |  | 2
FALSE | 4TTR6049B1 | 3692 | 4166035 | TRANE | 4TTR5049E1 | AC | Split System: Air-Cooled Condensing Unit, Coil with Blower | 4TTR5049E1 |  | 4TXCD064BC3 | 13 | 15.5 | Yes | Yes | 2011-01-21 |  | 1
FALSE | 4TTR6049B1 | 3692 | 4166036 | TRANE | 4TTR5049E1 | AC | Split System: Air-Cooled Condensing Unit, Coil with Blower | 4TTR5049E1 |  | 4TXFH054CC3 | 13 | 15.5 | Yes | Yes | 2011-01-21 |  | 1
FALSE | 4TTR6049B1 | 3692 | 4166037 | TRANE | 4TTR5049E1 | AC | Split System: Air-Cooled Condensing Unit, Coil with Blower | 4TTR5049E1 |  | 4TXFH063CZ3 | 13 | 16 | Yes | Yes | 2011-01-21 |  | 2
FALSE | 4TTX6048H1 | 3702 | 4166055 | TRANE | 4TTX5048A1 | AC | Split System: Air-Cooled Condensing Unit, Coil with Blower | 4TTX5048A1 |  | 4CXCD061CC3 | 12 | 14.75 | Yes | Yes | 2011-01-21 |  | 0
FALSE | 4TTX6048H1 | 3702 | 4166056 | TRANE | 4TTX5048A1 | AC | Split System: Air-Cooled Condensing Unit, Coil with Blower | 4TTX5048A1 |  | 4TXAC060BC3 | 12 | 14.75 | Yes | Yes | 2011-01-21 |  | 0
FALSE | 4TTX6048H1 | 3702 | 4166057 | TRANE | 4TTX5048A1 | AC | Split System: Air-Cooled Condensing Unit, Coil with Blower | 4TTX5048A1 |  | 4TXAD061BC3 | 12 | 14.75 | Yes | Yes | 2011-01-21 |  | 0
FALSE | 4TTX6048H1 | 3702 | 4166058 | TRANE | 4TTX5048A1 | AC | Split System: Air-Cooled Condensing Unit, Coil with Blower | 4TTX5048A1 |  | 4TXAD064BC3 | 12 | 14.75 | Yes | Yes | 2011-01-21 |  | 0
FALSE | 4TTX6048H1 | 3702 | 4166060 | TRANE | 4TTX5048A1 | AC | Split System: Air-Cooled Condensing Unit, Coil with Blower | 4TTX5048A1 |  | 4TXCD061BC3 | 12 | 14.75 | Yes | Yes | 2011-01-21 |  | 0
FALSE | 4TTX6048H1 | 3702 | 4166061 | TRANE | 4TTX5048A1 | AC | Split System: Air-Cooled Condensing Unit, Coil with Blower | 4TTX5048A1 |  | 4TXCD064BC3 | 12 | 14.75 | Yes | Yes | 2011-01-21 |  | 0
FALSE | 4TTX6049H1 | 3690 | 4166064 | TRANE | 4TTX5049E1 | AC | Split System: Air-Cooled Condensing Unit, Coil with Blower | 4TTX5049E1 |  | 4TXAC043BC3 | 12.5 | 15 | Yes | Yes | 2011-01-21 |  | 1
FALSE | 4A7A7048A1 | 288 | 4166119 | AMERICAN STANDARD, INC. | 4A7A6048E1 | AC | Split System: Air-Cooled Condensing Unit, Coil with Blower | 4A7A6048E1 |  | 4TXAC043BC3 | 12 | 15 | Yes | Yes | 2011-01-21 |  | 0
FALSE | 4A7A7048A1 | 288 | 4166120 | AMERICAN STANDARD, INC. | 4A7A6048E1 | AC | Split System: Air-Cooled Condensing Unit, Coil with Blower | 4A7A6048E1 |  | 4TXAC044BC3 | 12 | 16 | Yes | Yes | 2011-01-21 |  | 0
FALSE | 4A7A7048A1 | 288 | 4166121 | AMERICAN STANDARD, INC. | 4A7A6048E1 | AC | Split System: Air-Cooled Condensing Unit, Coil with Blower | 4A7A6048E1 |  | 4TXAC049BC3 | 12 | 15.5 | Yes | Yes | 2011-01-21 |  | 0
FALSE | 4A7A7048A1 | 288 | 4166122 | AMERICAN STANDARD, INC. | 4A7A6048E1 | AC | Split System: Air-Cooled Condensing Unit, Coil with Blower | 4A7A6048E1 |  | 4TXAC060BC3 | 12 | 16 | Yes | Yes | 2011-01-21 |  | 0
FALSE | 4A7A7048A1 | 288 | 4166123 | AMERICAN STANDARD, INC. | 4A7A6048E1 | AC | Split System: Air-Cooled Condensing Unit, Coil with Blower | 4A7A6048E1 |  | 4TXAD050BC3 | 12 | 16 | Yes | Yes | 2011-01-21 |  | 0
FALSE | 4A7A7060A1 | 289 | 4166143 | AMERICAN STANDARD, INC. | 4A7A6060E1 | AC | Split System: Air-Cooled Condensing Unit, Coil with Blower | 4A7A6060E1 |  | 4TXCD061BC3 | 12 | 15 | Yes | Yes | 2011-01-21 |  | 0
FALSE | 4A7A7060A1 | 289 | 4166144 | AMERICAN STANDARD, INC. | 4A7A6060E1 | AC | Split System: Air-Cooled Condensing Unit, Coil with Blower | 4A7A6060E1 |  | 4TXCD063BC3 | 12 | 15.5 | Yes | Yes | 2011-01-21 |  | 0
FALSE | 4A7A7060A1 | 289 | 4166145 | AMERICAN STANDARD, INC. | 4A7A6060E1 | AC | Split System: Air-Cooled Condensing Unit, Coil with Blower | 4A7A6060E1 |  | 4TXCD064BC3 | 12 | 15 | Yes | Yes | 2011-01-21 |  | 0
FALSE | 4A7A7060A1 | 289 | 4166146 | AMERICAN STANDARD, INC. | 4A7A6060E1 | AC | Split System: Air-Cooled Condensing Unit, Coil with Blower | 4A7A6060E1 |  | 4TXFH054CC3 | 12 | 15 | Yes | Yes | 2011-01-21 |  | 0
FALSE | 4A7A7060A1 | 289 | 4166147 | AMERICAN STANDARD, INC. | 4A7A6060E1 | AC | Split System: Air-Cooled Condensing Unit, Coil with Blower | 4A7A6060E1 |  | 4TXFH063CZ3 | 12 | 15.5 | Yes | Yes | 2011-01-21 |  | 0
FALSE | 4A7A7048A1 | 288 | 4166463 | TRANE | 4TTX6048E1 | AC | Split System: Air-Cooled Condensing Unit, Coil with Blower | 4A7A6048E1 |  | 4TXAC043BC3 | 12 | 15 | Yes | Yes | 2011-03-16 |  | 0
FALSE | 4A7A7048A1 | 288 | 4166464 | TRANE | 4TTX6048E1 | AC | Split System: Air-Cooled Condensing Unit, Coil with Blower | 4A7A6048E1 |  | 4TXAC044BC3 | 12 | 16 | Yes | Yes | 2011-03-16 |  | 0
FALSE | 4A7A7048A1 | 288 | 4166465 | TRANE | 4TTX6048E1 | AC | Split System: Air-Cooled Condensing Unit, Coil with Blower | 4A7A6048E1 |  | 4TXAC049BC3 | 12 | 15.5 | Yes | Yes | 2011-03-16 |  | 0
FALSE | 4A7A7048A1 | 288 | 4166466 | TRANE | 4TTX6048E1 | AC | Split System: Air-Cooled Condensing Unit, Coil with Blower | 4A7A6048E1 |  | 4TXAC060BC3 | 12 | 16 | Yes | Yes | 2011-03-16 |  | 0
FALSE | 4A7A7048A1 | 288 | 4166467 | TRANE | 4TTX6048E1 | AC | Split System: Air-Cooled Condensing Unit, Coil with Blower | 4A7A6048E1 |  | 4TXAD050BC3 | 12 | 16 | Yes | Yes | 2011-03-16 |  | 0
FALSE | 4A7A7048A1 | 288 | 4166468 | TRANE | 4TTX6048E1 | AC | Split System: Air-Cooled Condensing Unit, Coil with Blower | 4A7A6048E1 |  | 4TXAD061BC3 | 12.5 | 16 | Yes | Yes | 2011-03-16 |  | 1
FALSE | 4A7A7048A1 | 288 | 4166469 | TRANE | 4TTX6048E1 | AC | Split System: Air-Cooled Condensing Unit, Coil with Blower | 4A7A6048E1 |  | 4TXAD064BC3 | 12 | 16 | Yes | Yes | 2011-03-16 |  | 0
FALSE | 4A7A7048A1 | 288 | 4166470 | TRANE | 4TTX6048E1 | AC | Split System: Air-Cooled Condensing Unit, Coil with Blower | 4A7A6048E1 |  | 4TXCC008CC3 | 12 | 16 | Yes | Yes | 2011-03-16 |  | 0
FALSE | 4A7A7048A1 | 288 | 4166471 | TRANE | 4TTX6048E1 | AC | Split System: Air-Cooled Condensing Unit, Coil with Blower | 4A7A6048E1 |  | 4TXCC043BC3 | 12 | 15 | Yes | Yes | 2011-03-16 |  | 0
FALSE | 4A7A7048A1 | 288 | 4166472 | TRANE | 4TTX6048E1 | AC | Split System: Air-Cooled Condensing Unit, Coil with Blower | 4A7A6048E1 |  | 4TXCC044BC3 | 12 | 16 | Yes | Yes | 2011-03-16 |  | 0
FALSE | 4A7A7048A1 | 288 | 4166473 | TRANE | 4TTX6048E1 | AC | Split System: Air-Cooled Condensing Unit, Coil with Blower | 4A7A6048E1 |  | 4TXCC049BC3 | 12 | 15.5 | Yes | Yes | 2011-03-16 |  | 0
FALSE | 4A7A7048A1 | 288 | 4166474 | TRANE | 4TTX6048E1 | AC | Split System: Air-Cooled Condensing Unit, Coil with Blower | 4A7A6048E1 |  | 4TXCC060BC3 | 12 | 16 | Yes | Yes | 2011-03-16 |  | 0
FALSE | 4A7A7048A1 | 288 | 4166475 | TRANE | 4TTX6048E1 | AC | Split System: Air-Cooled Condensing Unit, Coil with Blower | 4A7A6048E1 |  | 4TXCD009CC3 | 12 | 16 | Yes | Yes | 2011-03-16 |  | 0
FALSE | 4A7A7048A1 | 288 | 4166476 | TRANE | 4TTX6048E1 | AC | Split System: Air-Cooled Condensing Unit, Coil with Blower | 4A7A6048E1 |  | 4TXCD010CC3 | 12 | 16 | Yes | Yes | 2011-03-16 |  | 0
FALSE | 4A7A7048A1 | 288 | 4166477 | TRANE | 4TTX6048E1 | AC | Split System: Air-Cooled Condensing Unit, Coil with Blower | 4A7A6048E1 |  | 4TXCD050BC3 | 12 | 16 | Yes | Yes | 2011-03-16 |  | 0
FALSE | 4A7A7048A1 | 288 | 4166478 | TRANE | 4TTX6048E1 | AC | Split System: Air-Cooled Condensing Unit, Coil with Blower | 4A7A6048E1 |  | 4TXCD061BC3 | 12.5 | 16 | Yes | Yes | 2011-03-16 |  | 1
FALSE | 4A7A7048A1 | 288 | 4166479 | TRANE | 4TTX6048E1 | AC | Split System: Air-Cooled Condensing Unit, Coil with Blower | 4A7A6048E1 |  | 4TXCD063BC3 | 13 | 16 | Yes | Yes | 2011-03-16 |  | 2
FALSE | 4A7A7048A1 | 288 | 4166480 | TRANE | 4TTX6048E1 | AC | Split System: Air-Cooled Condensing Unit, Coil with Blower | 4A7A6048E1 |  | 4TXCD064BC3 | 12 | 16 | Yes | Yes | 2011-03-16 |  | 0
FALSE | 4A7A7048A1 | 288 | 4166481 | TRANE | 4TTX6048E1 | AC | Split System: Air-Cooled Condensing Unit, Coil with Blower | 4A7A6048E1 |  | 4TXFH054CC3 | 12.5 | 16 | Yes | Yes | 2011-03-16 |  | 1
FALSE | 4A7A7048A1 | 288 | 4166482 | TRANE | 4TTX6048E1 | AC | Split System: Air-Cooled Condensing Unit, Coil with Blower | 4A7A6048E1 |  | 4TXFH063CZ3 | 12.5 | 16.5 | Yes | Yes | 2011-03-16 |  | 1
FALSE | 4A7A7060A1 | 289 | 4166483 | TRANE | 4TTX6060E1 | AC | Split System: Air-Cooled Condensing Unit, Coil with Blower | 4A7A6060E1 |  | 4TXAC060BC3 | 12 | 15 | Yes | Yes | 2011-03-16 |  | 0
FALSE | 4A7A7060A1 | 289 | 4166484 | TRANE | 4TTX6060E1 | AC | Split System: Air-Cooled Condensing Unit, Coil with Blower | 4A7A6060E1 |  | 4TXAD061BC3 | 12 | 15 | Yes | Yes | 2011-03-16 |  | 0
FALSE | 4A7A7060A1 | 289 | 4166485 | TRANE | 4TTX6060E1 | AC | Split System: Air-Cooled Condensing Unit, Coil with Blower | 4A7A6060E1 |  | 4TXAD064BC3 | 12 | 15 | Yes | Yes | 2011-03-16 |  | 0
FALSE | 4TTR6030B1 | 3522 | 4166951 | AMERICAN STANDARD, INC. | 4A7A5030E1 | AC | Split System: Air-Cooled Condensing Unit, Coil with Blower | 4TTR5030E1 |  | 4CXCB036CC3 | 12.5 | 15 | Yes | Yes | 2011-02-28 |  | 1
FALSE | 4TTR6030B1 | 3522 | 4166952 | AMERICAN STANDARD, INC. | 4A7A5030E1 | AC | Split System: Air-Cooled Condensing Unit, Coil with Blower | 4TTR5030E1 |  | 4CXCB042CC3 | 12.5 | 15 | Yes | Yes | 2011-02-28 |  | 1
FALSE | 4TTR6030B1 | 3522 | 4166953 | AMERICAN STANDARD, INC. | 4A7A5030E1 | AC | Split System: Air-Cooled Condensing Unit, Coil with Blower | 4TTR5030E1 |  | 4CXCC037CC3 | 12.5 | 15 | Yes | Yes | 2011-02-28 |  | 1
FALSE | 4TTR6030B1 | 3522 | 4166954 | AMERICAN STANDARD, INC. | 4A7A5030E1 | AC | Split System: Air-Cooled Condensing Unit, Coil with Blower | 4TTR5030E1 |  | 4CXCC043CC3 | 12.5 | 15 | Yes | Yes | 2011-02-28 |  | 1
FALSE | 4TTR6030B1 | 3522 | 4166955 | AMERICAN STANDARD, INC. | 4A7A5030E1 | AC | Split System: Air-Cooled Condensing Unit, Coil with Blower | 4TTR5030E1 |  | 4TXAB032BC3 | 12.5 | 15 | Yes | Yes | 2011-02-28 |  | 1
FALSE | 4TTR6030B1 | 3522 | 4166956 | AMERICAN STANDARD, INC. | 4A7A5030E1 | AC | Split System: Air-Cooled Condensing Unit, Coil with Blower | 4TTR5030E1 |  | 4TXAB036BC3 | 12.5 | 15 | Yes | Yes | 2011-02-28 |  | 1
FALSE | 4TTR6030B1 | 3522 | 4166957 | AMERICAN STANDARD, INC. | 4A7A5030E1 | AC | Split System: Air-Cooled Condensing Unit, Coil with Blower | 4TTR5030E1 |  | 4TXAB042BC3 | 12.5 | 15 | Yes | Yes | 2011-02-28 |  | 1
FALSE | 4TTR6030B1 | 3522 | 4166958 | AMERICAN STANDARD, INC. | 4A7A5030E1 | AC | Split System: Air-Cooled Condensing Unit, Coil with Blower | 4TTR5030E1 |  | 4TXAC037BC3 | 12.5 | 15 | Yes | Yes | 2011-02-28 |  | 1
FALSE | 4TTR6030B1 | 3522 | 4166959 | AMERICAN STANDARD, INC. | 4A7A5030E1 | AC | Split System: Air-Cooled Condensing Unit, Coil with Blower | 4TTR5030E1 |  | 4TXAC043BC3 | 12.5 | 15 | Yes | Yes | 2011-02-28 |  | 1
FALSE | 4TTR6030B1 | 3522 | 4166960 | AMERICAN STANDARD, INC. | 4A7A5030E1 | AC | Split System: Air-Cooled Condensing Unit, Coil with Blower | 4TTR5030E1 |  | 4TXAC044BC3 | 12.5 | 15.5 | Yes | Yes | 2011-02-28 |  | 1
FALSE | 4TTR6030B1 | 3522 | 4166961 | AMERICAN STANDARD, INC. | 4A7A5030E1 | AC | Split System: Air-Cooled Condensing Unit, Coil with Blower | 4TTR5030E1 |  | 4TXCB032BC3 | 12.5 | 15 | Yes | Yes | 2011-02-28 |  | 1
FALSE | 4TTR6030B1 | 3522 | 4166962 | AMERICAN STANDARD, INC. | 4A7A5030E1 | AC | Split System: Air-Cooled Condensing Unit, Coil with Blower | 4TTR5030E1 |  | 4TXCB036BC3 | 12.5 | 15 | Yes | Yes | 2011-02-28 |  | 1
FALSE | 4TTR6030B1 | 3522 | 4166963 | AMERICAN STANDARD, INC. | 4A7A5030E1 | AC | Split System: Air-Cooled Condensing Unit, Coil with Blower | 4TTR5030E1 |  | 4TXCB042BC3 | 12.5 | 15 | Yes | Yes | 2011-02-28 |  | 1
FALSE | 4TTR6030B1 | 3522 | 4166964 | AMERICAN STANDARD, INC. | 4A7A5030E1 | AC | Split System: Air-Cooled Condensing Unit, Coil with Blower | 4TTR5030E1 |  | 4TXCC037BC3 | 12.5 | 15 | Yes | Yes | 2011-02-28 |  | 1
FALSE | 4TTR6030B1 | 3522 | 4166965 | AMERICAN STANDARD, INC. | 4A7A5030E1 | AC | Split System: Air-Cooled Condensing Unit, Coil with Blower | 4TTR5030E1 |  | 4TXCC043BC3 | 12.5 | 15 | Yes | Yes | 2011-02-28 |  | 1
FALSE | 4TTR6030B1 | 3522 | 4166966 | AMERICAN STANDARD, INC. | 4A7A5030E1 | AC | Split System: Air-Cooled Condensing Unit, Coil with Blower | 4TTR5030E1 |  | 4TXCC044BC3 | 12.5 | 15.5 | Yes | Yes | 2011-02-28 |  | 1
FALSE | 4TTR6036B1 | 3674 | 4166969 | AMERICAN STANDARD, INC. | 4A7A5036E1 | AC | Split System: Air-Cooled Condensing Unit, Coil with Blower | 4TTR5036E1 |  | 4CXCB031CC3 | 12 | 14.5 | Yes | Yes | 2011-02-28 |  | 0
FALSE | 4TTR6036B1 | 3674 | 4166970 | AMERICAN STANDARD, INC. | 4A7A5036E1 | AC | Split System: Air-Cooled Condensing Unit, Coil with Blower | 4TTR5036E1 |  | 4CXCB036CC3 | 12 | 14.5 | Yes | Yes | 2011-02-28 |  | 0
FALSE | 4TTR6036B1 | 3674 | 4166971 | AMERICAN STANDARD, INC. | 4A7A5036E1 | AC | Split System: Air-Cooled Condensing Unit, Coil with Blower | 4TTR5036E1 |  | 4CXCB042CC3 | 12 | 14.5 | Yes | Yes | 2011-02-28 |  | 0
FALSE | 4TTR6036B1 | 3674 | 4166972 | AMERICAN STANDARD, INC. | 4A7A5036E1 | AC | Split System: Air-Cooled Condensing Unit, Coil with Blower | 4TTR5036E1 |  | 4CXCC037CC3 | 12.5 | 15 | Yes | Yes | 2011-02-28 |  | 1
FALSE | 4TTR6036B1 | 3674 | 4166973 | AMERICAN STANDARD, INC. | 4A7A5036E1 | AC | Split System: Air-Cooled Condensing Unit, Coil with Blower | 4TTR5036E1 |  | 4CXCC043CC3 | 12.5 | 15 | Yes | Yes | 2011-02-28 |  | 1
FALSE | 4TTR6036B1 | 3674 | 4166974 | AMERICAN STANDARD, INC. | 4A7A5036E1 | AC | Split System: Air-Cooled Condensing Unit, Coil with Blower | 4TTR5036E1 |  | 4CXCC049CC3 | 13 | 15 | Yes | Yes | 2011-02-28 |  | 1
FALSE | 4TTR6036B1 | 3674 | 4166975 | AMERICAN STANDARD, INC. | 4A7A5036E1 | AC | Split System: Air-Cooled Condensing Unit, Coil with Blower | 4TTR5036E1 |  | 4CXCD061CC3 | 13 | 15.5 | Yes | Yes | 2011-02-28 |  | 1
FALSE | 4TTR6036B1 | 3674 | 4166976 | AMERICAN STANDARD, INC. | 4A7A5036E1 | AC | Split System: Air-Cooled Condensing Unit, Coil with Blower | 4TTR5036E1 |  | 4TXAB031BC3 | 12 | 14.5 | Yes | Yes | 2011-02-28 |  | 0
FALSE | 4TTR6036B1 | 3674 | 4166977 | AMERICAN STANDARD, INC. | 4A7A5036E1 | AC | Split System: Air-Cooled Condensing Unit, Coil with Blower | 4TTR5036E1 |  | 4TXAB032BC3 | 12 | 14.5 | Yes | Yes | 2011-02-28 |  | 0
FALSE | 4TTR6036B1 | 3674 | 4166978 | AMERICAN STANDARD, INC. | 4A7A5036E1 | AC | Split System: Air-Cooled Condensing Unit, Coil with Blower | 4TTR5036E1 |  | 4TXAB036BC3 | 12 | 14.5 | Yes | Yes | 2011-02-28 |  | 0
FALSE | 4TTR6036B1 | 3674 | 4166979 | AMERICAN STANDARD, INC. | 4A7A5036E1 | AC | Split System: Air-Cooled Condensing Unit, Coil with Blower | 4TTR5036E1 |  | 4TXAB042BC3 | 12 | 14.5 | Yes | Yes | 2011-02-28 |  | 0
FALSE | 4TTR6036B1 | 3674 | 4166980 | AMERICAN STANDARD, INC. | 4A7A5036E1 | AC | Split System: Air-Cooled Condensing Unit, Coil with Blower | 4TTR5036E1 |  | 4TXAB048BC3 | 12.5 | 15 | Yes | Yes | 2011-02-28 |  | 1
FALSE | 4TTR6036B1 | 3674 | 4166981 | AMERICAN STANDARD, INC. | 4A7A5036E1 | AC | Split System: Air-Cooled Condensing Unit, Coil with Blower | 4TTR5036E1 |  | 4TXAC037BC3 | 12.5 | 15 | Yes | Yes | 2011-02-28 |  | 1
FALSE | 4TTR6036B1 | 3674 | 4166982 | AMERICAN STANDARD, INC. | 4A7A5036E1 | AC | Split System: Air-Cooled Condensing Unit, Coil with Blower | 4TTR5036E1 |  | 4TXAC043BC3 | 12.5 | 15 | Yes | Yes | 2011-02-28 |  | 1
FALSE | 4TTR6036B1 | 3674 | 4166983 | AMERICAN STANDARD, INC. | 4A7A5036E1 | AC | Split System: Air-Cooled Condensing Unit, Coil with Blower | 4TTR5036E1 |  | 4TXAC044BC3 | 13 | 15 | Yes | Yes | 2011-02-28 |  | 1
FALSE | 4TTR6036B1 | 3674 | 4166984 | AMERICAN STANDARD, INC. | 4A7A5036E1 | AC | Split System: Air-Cooled Condensing Unit, Coil with Blower | 4TTR5036E1 |  | 4TXAC049BC3 | 13 | 15 | Yes | Yes | 2011-02-28 |  | 1
FALSE | 4TTR6036B1 | 3674 | 4166985 | AMERICAN STANDARD, INC. | 4A7A5036E1 | AC | Split System: Air-Cooled Condensing Unit, Coil with Blower | 4TTR5036E1 |  | 4TXAC060BC3 | 13 | 15.5 | Yes | Yes | 2011-02-28 |  | 1
FALSE | 4TTR6036B1 | 3674 | 4166986 | AMERICAN STANDARD, INC. | 4A7A5036E1 | AC | Split System: Air-Cooled Condensing Unit, Coil with Blower | 4TTR5036E1 |  | 4TXAD050BC3 | 13 | 15.5 | Yes | Yes | 2011-02-28 |  | 1
FALSE | 4TTR6036B1 | 3674 | 4166987 | AMERICAN STANDARD, INC. | 4A7A5036E1 | AC | Split System: Air-Cooled Condensing Unit, Coil with Blower | 4TTR5036E1 |  | 4TXAD061BC3 | 13 | 15.5 | Yes | Yes | 2011-02-28 |  | 1
FALSE | 4TTR6036B1 | 3674 | 4166988 | AMERICAN STANDARD, INC. | 4A7A5036E1 | AC | Split System: Air-Cooled Condensing Unit, Coil with Blower | 4TTR5036E1 |  | 4TXAD064BC3 | 13 | 15.5 | Yes | Yes | 2011-02-28 |  | 1
FALSE | 4TTR6036B1 | 3674 | 4166989 | AMERICAN STANDARD, INC. | 4A7A5036E1 | AC | Split System: Air-Cooled Condensing Unit, Coil with Blower | 4TTR5036E1 |  | 4TXCB031BC3 | 12 | 14.5 | Yes | Yes | 2011-02-28 |  | 0
FALSE | 4TTR6048B1 | 3695 | 4167042 | AMERICAN STANDARD, INC. | 4A7A5048E1 | AC | Split System: Air-Cooled Condensing Unit, Coil with Blower | 4TTR5048E1 |  | 4TXAD050BC3 | 12 | 14.5 | Yes | Yes | 2011-02-28 |  | 0
FALSE | 4TTR6048B1 | 3695 | 4167043 | AMERICAN STANDARD, INC. | 4A7A5048E1 | AC | Split System: Air-Cooled Condensing Unit, Coil with Blower | 4TTR5048E1 |  | 4TXAD061BC3 | 12 | 14.5 | Yes | Yes | 2011-02-28 |  | 0
FALSE | 4TTR6048B1 | 3695 | 4167044 | AMERICAN STANDARD, INC. | 4A7A5048E1 | AC | Split System: Air-Cooled Condensing Unit, Coil with Blower | 4TTR5048E1 |  | 4TXAD064BC3 | 12 | 14.5 | Yes | Yes | 2011-02-28 |  | 0
FALSE | 4TTR6048B1 | 3695 | 4167048 | AMERICAN STANDARD, INC. | 4A7A5048E1 | AC | Split System: Air-Cooled Condensing Unit, Coil with Blower | 4TTR5048E1 |  | 4TXCC044BC3 | 12 | 14.5 | Yes | Yes | 2011-02-28 |  | 0
FALSE | 4TTR6048B1 | 3695 | 4167049 | AMERICAN STANDARD, INC. | 4A7A5048E1 | AC | Split System: Air-Cooled Condensing Unit, Coil with Blower | 4TTR5048E1 |  | 4TXCC049BC3 | 12 | 14.5 | Yes | Yes | 2011-02-28 |  | 0
FALSE | 4TTR6048B1 | 3695 | 4167050 | AMERICAN STANDARD, INC. | 4A7A5048E1 | AC | Split System: Air-Cooled Condensing Unit, Coil with Blower | 4TTR5048E1 |  | 4TXCC060BC3 | 12 | 14.5 | Yes | Yes | 2011-02-28 |  | 0
FALSE | 4TTR6048B1 | 3695 | 4167051 | AMERICAN STANDARD, INC. | 4A7A5048E1 | AC | Split System: Air-Cooled Condensing Unit, Coil with Blower | 4TTR5048E1 |  | 4TXCD050BC3 | 12 | 14.5 | Yes | Yes | 2011-02-28 |  | 0
FALSE | 4TTR6048B1 | 3695 | 4167052 | AMERICAN STANDARD, INC. | 4A7A5048E1 | AC | Split System: Air-Cooled Condensing Unit, Coil with Blower | 4TTR5048E1 |  | 4TXCD061BC3 | 12 | 14.5 | Yes | Yes | 2011-02-28 |  | 0
FALSE | 4TTR6048B1 | 3695 | 4167053 | AMERICAN STANDARD, INC. | 4A7A5048E1 | AC | Split System: Air-Cooled Condensing Unit, Coil with Blower | 4TTR5048E1 |  | 4TXCD064BC3 | 12 | 14.5 | Yes | Yes | 2011-02-28 |  | 0
FALSE | 4TTR6049B1 | 3692 | 4167057 | AMERICAN STANDARD, INC. | 4A7A5049E1 | AC | Split System: Air-Cooled Condensing Unit, Coil with Blower | 4TTR5049E1 |  | 4TXAC043BC3 | 12.5 | 15 | Yes | Yes | 2011-02-28 |  | 1
FALSE | 4TTR6049B1 | 3692 | 4167058 | AMERICAN STANDARD, INC. | 4A7A5049E1 | AC | Split System: Air-Cooled Condensing Unit, Coil with Blower | 4TTR5049E1 |  | 4TXAC044BC3 | 12.5 | 15.5 | Yes | Yes | 2011-02-28 |  | 1
FALSE | 4TTR6049B1 | 3692 | 4167059 | AMERICAN STANDARD, INC. | 4A7A5049E1 | AC | Split System: Air-Cooled Condensing Unit, Coil with Blower | 4TTR5049E1 |  | 4TXAC049BC3 | 12.5 | 15.5 | Yes | Yes | 2011-02-28 |  | 1
FALSE | 4TTR6049B1 | 3692 | 4167060 | AMERICAN STANDARD, INC. | 4A7A5049E1 | AC | Split System: Air-Cooled Condensing Unit, Coil with Blower | 4TTR5049E1 |  | 4TXAC060BC3 | 13 | 15.5 | Yes | Yes | 2011-02-28 |  | 1
FALSE | 4TTR6049B1 | 3692 | 4167061 | AMERICAN STANDARD, INC. | 4A7A5049E1 | AC | Split System: Air-Cooled Condensing Unit, Coil with Blower | 4TTR5049E1 |  | 4TXAD050BC3 | 13 | 15.5 | Yes | Yes | 2011-02-28 |  | 1
FALSE | 4TTR6049B1 | 3692 | 4167062 | AMERICAN STANDARD, INC. | 4A7A5049E1 | AC | Split System: Air-Cooled Condensing Unit, Coil with Blower | 4TTR5049E1 |  | 4TXAD061BC3 | 13 | 15.5 | Yes | Yes | 2011-02-28 |  | 1
FALSE | 4TTR6049B1 | 3692 | 4167063 | AMERICAN STANDARD, INC. | 4A7A5049E1 | AC | Split System: Air-Cooled Condensing Unit, Coil with Blower | 4TTR5049E1 |  | 4TXAD064BC3 | 13 | 15.5 | Yes | Yes | 2011-02-28 |  | 1
FALSE | 4TTR6049B1 | 3692 | 4167064 | AMERICAN STANDARD, INC. | 4A7A5049E1 | AC | Split System: Air-Cooled Condensing Unit, Coil with Blower | 4TTR5049E1 |  | 4TXCC008CC3 | 12.5 | 15.5 | Yes | Yes | 2011-02-28 |  | 1
FALSE | 4TTR6049B1 | 3692 | 4167065 | AMERICAN STANDARD, INC. | 4A7A5049E1 | AC | Split System: Air-Cooled Condensing Unit, Coil with Blower | 4TTR5049E1 |  | 4TXCC043BC3 | 12.5 | 15 | Yes | Yes | 2011-02-28 |  | 1
FALSE | 4TTR6049B1 | 3692 | 4167066 | AMERICAN STANDARD, INC. | 4A7A5049E1 | AC | Split System: Air-Cooled Condensing Unit, Coil with Blower | 4TTR5049E1 |  | 4TXCC044BC3 | 12.5 | 15.5 | Yes | Yes | 2011-02-28 |  | 1
FALSE | 4TTR6049B1 | 3692 | 4167067 | AMERICAN STANDARD, INC. | 4A7A5049E1 | AC | Split System: Air-Cooled Condensing Unit, Coil with Blower | 4TTR5049E1 |  | 4TXCC049BC3 | 12.5 | 15.5 | Yes | Yes | 2011-02-28 |  | 1
FALSE | 4TTR6049B1 | 3692 | 4167068 | AMERICAN STANDARD, INC. | 4A7A5049E1 | AC | Split System: Air-Cooled Condensing Unit, Coil with Blower | 4TTR5049E1 |  | 4TXCC060BC3 | 13 | 15.5 | Yes | Yes | 2011-02-28 |  | 1
FALSE | 4TTR6049B1 | 3692 | 4167069 | AMERICAN STANDARD, INC. | 4A7A5049E1 | AC | Split System: Air-Cooled Condensing Unit, Coil with Blower | 4TTR5049E1 |  | 4TXCD009CC3 | 12.5 | 15.5 | Yes | Yes | 2011-02-28 |  | 1
FALSE | 4TTR6049B1 | 3692 | 4167070 | AMERICAN STANDARD, INC. | 4A7A5049E1 | AC | Split System: Air-Cooled Condensing Unit, Coil with Blower | 4TTR5049E1 |  | 4TXCD010CC3 | 12.5 | 15 | Yes | Yes | 2011-02-28 |  | 1
FALSE | 4TTR6049B1 | 3692 | 4167071 | AMERICAN STANDARD, INC. | 4A7A5049E1 | AC | Split System: Air-Cooled Condensing Unit, Coil with Blower | 4TTR5049E1 |  | 4TXCD050BC3 | 13 | 15.5 | Yes | Yes | 2011-02-28 |  | 1
FALSE | 4TTR6049B1 | 3692 | 4167072 | AMERICAN STANDARD, INC. | 4A7A5049E1 | AC | Split System: Air-Cooled Condensing Unit, Coil with Blower | 4TTR5049E1 |  | 4TXCD061BC3 | 13 | 15.5 | Yes | Yes | 2011-02-28 |  | 1
FALSE | 4TTR6049B1 | 3692 | 4167073 | AMERICAN STANDARD, INC. | 4A7A5049E1 | AC | Split System: Air-Cooled Condensing Unit, Coil with Blower | 4TTR5049E1 |  | 4TXCD063BC3 | 13 | 16 | Yes | Yes | 2011-02-28 |  | 2
FALSE | 4TTR6049B1 | 3692 | 4167074 | AMERICAN STANDARD, INC. | 4A7A5049E1 | AC | Split System: Air-Cooled Condensing Unit, Coil with Blower | 4TTR5049E1 |  | 4TXCD064BC3 | 13 | 15.5 | Yes | Yes | 2011-02-28 |  | 1
FALSE | 4TTR6049B1 | 3692 | 4167075 | AMERICAN STANDARD, INC. | 4A7A5049E1 | AC | Split System: Air-Cooled Condensing Unit, Coil with Blower | 4TTR5049E1 |  | 4TXFH054CC3 | 13 | 15.5 | Yes | Yes | 2011-02-28 |  | 1
FALSE | 4TTR6049B1 | 3692 | 4167076 | AMERICAN STANDARD, INC. | 4A7A5049E1 | AC | Split System: Air-Cooled Condensing Unit, Coil with Blower | 4TTR5049E1 |  | 4TXFH063CZ3 | 13 | 16 | Yes | Yes | 2011-02-28 |  | 2
FALSE | 4TTR6030B1 | 3522 | 4169358 | TRANE | 4TTR5030E1 | AC | Split System: Air-Cooled Condensing Unit, Coil with Blower | 4TTR5030E1 |  | 4CXCC037CC3 | 12.5 | 15.5 | Yes | Yes | 2011-01-21 |  | 1
FALSE | 4TTR6036B1 | 3674 | 4169381 | TRANE | 4TTR5036E1 | AC | Split System: Air-Cooled Condensing Unit, Coil with Blower | 4TTR5036E1 |  | 4TXCC043BC3 | 13 | 15 | Yes | Yes | 2011-01-21 |  | 1
FALSE | 4TTR6036B1 | 3674 | 4169382 | TRANE | 4TTR5036E1 | AC | Split System: Air-Cooled Condensing Unit, Coil with Blower | 4TTR5036E1 |  | 4TXCC044BC3 | 13 | 15.5 | Yes | Yes | 2011-01-21 |  | 1
FALSE | 4TTR6036B1 | 3674 | 4169383 | TRANE | 4TTR5036E1 | AC | Split System: Air-Cooled Condensing Unit, Coil with Blower | 4TTR5036E1 |  | 4TXCC049BC3 | 13 | 15.5 | Yes | Yes | 2011-01-21 |  | 1
FALSE | 4TTR6036B1 | 3674 | 4169384 | TRANE | 4TTR5036E1 | AC | Split System: Air-Cooled Condensing Unit, Coil with Blower | 4TTR5036E1 |  | 4TXCC060BC3 | 13 | 15.75 | Yes | Yes | 2011-01-21 |  | 1
FALSE | 4TTR6036B1 | 3674 | 4169385 | TRANE | 4TTR5036E1 | AC | Split System: Air-Cooled Condensing Unit, Coil with Blower | 4TTR5036E1 |  | 4TXCD050BC3 | 13 | 15.5 | Yes | Yes | 2011-01-21 |  | 1
FALSE | 4TTR6036B1 | 3674 | 4169386 | TRANE | 4TTR5036E1 | AC | Split System: Air-Cooled Condensing Unit, Coil with Blower | 4TTR5036E1 |  | 4TXCD061BC3 | 13 | 16 | Yes | Yes | 2011-01-21 |  | 2
FALSE | 4TTR6036B1 | 3674 | 4169387 | TRANE | 4TTR5036E1 | AC | Split System: Air-Cooled Condensing Unit, Coil with Blower | 4TTR5036E1 |  | 4TXCD064BC3 | 13 | 15.5 | Yes | Yes | 2011-01-21 |  | 1
FALSE | 4TTR6042B1 | 3680 | 4169394 | TRANE | 4TTR5042E1 | AC | Split System: Air-Cooled Condensing Unit, Coil with Blower | 4TTR5042E1 |  | 4CXCC037CC3 | 12.5 | 15 | Yes | Yes | 2011-01-21 |  | 1
FALSE | 4TTR6042B1 | 3680 | 4169395 | TRANE | 4TTR5042E1 | AC | Split System: Air-Cooled Condensing Unit, Coil with Blower | 4TTR5042E1 |  | 4CXCC043CC3 | 12.5 | 15 | Yes | Yes | 2011-01-21 |  | 1
FALSE | 4TTR6042B1 | 3680 | 4169396 | TRANE | 4TTR5042E1 | AC | Split System: Air-Cooled Condensing Unit, Coil with Blower | 4TTR5042E1 |  | 4CXCC049CC3 | 13 | 15 | Yes | Yes | 2011-01-21 |  | 1
FALSE | 4TTR6042B1 | 3680 | 4169397 | TRANE | 4TTR5042E1 | AC | Split System: Air-Cooled Condensing Unit, Coil with Blower | 4TTR5042E1 |  | 4TXAC037BC3 | 12.5 | 15 | Yes | Yes | 2011-01-21 |  | 1
FALSE | 4TTR6042B1 | 3680 | 4169398 | TRANE | 4TTR5042E1 | AC | Split System: Air-Cooled Condensing Unit, Coil with Blower | 4TTR5042E1 |  | 4TXAC043BC3 | 12.5 | 15 | Yes | Yes | 2011-01-21 |  | 1
FALSE | 4TTR6042B1 | 3680 | 4169399 | TRANE | 4TTR5042E1 | AC | Split System: Air-Cooled Condensing Unit, Coil with Blower | 4TTR5042E1 |  | 4TXAC044BC3 | 13 | 15 | Yes | Yes | 2011-01-21 |  | 1
FALSE | 4TTR6042B1 | 3680 | 4169400 | TRANE | 4TTR5042E1 | AC | Split System: Air-Cooled Condensing Unit, Coil with Blower | 4TTR5042E1 |  | 4TXAC049BC3 | 13 | 15 | Yes | Yes | 2011-01-21 |  | 1
FALSE | 4TTR6042B1 | 3680 | 4169401 | TRANE | 4TTR5042E1 | AC | Split System: Air-Cooled Condensing Unit, Coil with Blower | 4TTR5042E1 |  | 4TXAD050BC3 | 13 | 15.5 | Yes | Yes | 2011-01-21 |  | 1
FALSE | 4TTR6042B1 | 3680 | 4169402 | TRANE | 4TTR5042E1 | AC | Split System: Air-Cooled Condensing Unit, Coil with Blower | 4TTR5042E1 |  | 4TXCC037BC3 | 12.5 | 15 | Yes | Yes | 2011-01-21 |  | 1
FALSE | 4TTR6042B1 | 3680 | 4169403 | TRANE | 4TTR5042E1 | AC | Split System: Air-Cooled Condensing Unit, Coil with Blower | 4TTR5042E1 |  | 4TXCC043BC3 | 12.5 | 15 | Yes | Yes | 2011-01-21 |  | 1
FALSE | 4TTR6042B1 | 3680 | 4169404 | TRANE | 4TTR5042E1 | AC | Split System: Air-Cooled Condensing Unit, Coil with Blower | 4TTR5042E1 |  | 4TXCC044BC3 | 13 | 15 | Yes | Yes | 2011-01-21 |  | 1
FALSE | 4TTR6042B1 | 3680 | 4169405 | TRANE | 4TTR5042E1 | AC | Split System: Air-Cooled Condensing Unit, Coil with Blower | 4TTR5042E1 |  | 4TXCC049BC3 | 13 | 15 | Yes | Yes | 2011-01-21 |  | 1
FALSE | 4TTR6042B1 | 3680 | 4169408 | TRANE | 4TTR5042E1 | AC | Split System: Air-Cooled Condensing Unit, Coil with Blower | 4TTR5042E1 |  | 4TXCD050BC3 | 13 | 15.5 | Yes | Yes | 2011-01-21 |  | 1
FALSE | 4TTR6048B1 | 3695 | 4169417 | TRANE | 4TTR5048E1 | AC | Split System: Air-Cooled Condensing Unit, Coil with Blower | 4TTR5048E1 |  | 4CXCC043CC3 | 12 | 14.5 | Yes | Yes | 2011-01-21 |  | 0
FALSE | 4TTR6048B1 | 3695 | 4169420 | TRANE | 4TTR5048E1 | AC | Split System: Air-Cooled Condensing Unit, Coil with Blower | 4TTR5048E1 |  | 4CXCC049CC3 | 12 | 14.5 | Yes | Yes | 2011-01-21 |  | 0
FALSE | 4TTR6049B1 | 3692 | 4169495 | TRANE | 4TTR5049E1 | AC | Split System: Air-Cooled Condensing Unit, Coil with Blower | 4TTR5049E1 |  | 4TXCD061BC3 | 13 | 16 | Yes | Yes | 2011-01-21 |  | 2
FALSE | 4TTR6049B1 | 3692 | 4169499 | TRANE | 4TTR5049E1 | AC | Split System: Air-Cooled Condensing Unit, Coil with Blower | 4TTR5049E1 |  | 4TXCD063BC3 | 13 | 16 | Yes | Yes | 2011-01-21 |  | 2
FALSE | 4TTR6049B1 | 3692 | 4169503 | TRANE | 4TTR5049E1 | AC | Split System: Air-Cooled Condensing Unit, Coil with Blower | 4TTR5049E1 |  | 4TXCD064BC3 | 13 | 16 | Yes | Yes | 2011-01-21 |  | 2
FALSE | 4TTR6049B1 | 3692 | 4169507 | TRANE | 4TTR5049E1 | AC | Split System: Air-Cooled Condensing Unit, Coil with Blower | 4TTR5049E1 |  | 4TXFH054CC3 | 13 | 15.5 | Yes | Yes | 2011-01-21 |  | 1
FALSE | 4TTR6049B1 | 3692 | 4169511 | TRANE | 4TTR5049E1 | AC | Split System: Air-Cooled Condensing Unit, Coil with Blower | 4TTR5049E1 |  | 4TXFH063CZ3 | 13 | 16 | Yes | Yes | 2011-01-21 |  | 2
FALSE | 4TTX6048H1 | 3702 | 4169567 | TRANE | 4TTX5048A1 | AC | Split System: Air-Cooled Condensing Unit, Coil with Blower | 4TTX5048A1 |  | 4CXCD061CC3 | 12 | 15 | Yes | Yes | 2011-01-21 |  | 0
FALSE | 4TTX6048H1 | 3702 | 4169571 | TRANE | 4TTX5048A1 | AC | Split System: Air-Cooled Condensing Unit, Coil with Blower | 4TTX5048A1 |  | 4TXAC060BC3 | 12 | 15 | Yes | Yes | 2011-01-21 |  | 0
FALSE | 4TTX6048H1 | 3702 | 4169575 | TRANE | 4TTX5048A1 | AC | Split System: Air-Cooled Condensing Unit, Coil with Blower | 4TTX5048A1 |  | 4TXAD061BC3 | 12 | 15 | Yes | Yes | 2011-01-21 |  | 0
FALSE | 4TTX6048H1 | 3702 | 4169579 | TRANE | 4TTX5048A1 | AC | Split System: Air-Cooled Condensing Unit, Coil with Blower | 4TTX5048A1 |  | 4TXAD064BC3 | 12.3 | 15 | Yes | Yes | 2011-01-21 |  | 0
FALSE | 4TTX6048H1 | 3702 | 4169583 | TRANE | 4TTX5048A1 | AC | Split System: Air-Cooled Condensing Unit, Coil with Blower | 4TTX5048A1 |  | 4TXCC060BC3 | 12 | 15 | Yes | Yes | 2011-01-21 |  | 0
FALSE | 4TTX6048H1 | 3702 | 4169586 | TRANE | 4TTX5048A1 | AC | Split System: Air-Cooled Condensing Unit, Coil with Blower | 4TTX5048A1 |  | 4TXCD061BC3 | 12 | 15 | Yes | Yes | 2011-01-21 |  | 0
FALSE | 4A7A7048A1 | 288 | 4170018 | AMERICAN STANDARD, INC. | 4A7A6048E1 | AC | Split System: Air-Cooled Condensing Unit, Coil with Blower | 4A7A6048E1 |  | 4TXAD050BC3 | 12.5 | 16 | Yes | Yes | 2011-01-21 |  | 1
FALSE | 4A7A7048A1 | 288 | 4170021 | AMERICAN STANDARD, INC. | 4A7A6048E1 | AC | Split System: Air-Cooled Condensing Unit, Coil with Blower | 4A7A6048E1 |  | 4TXAD061BC3 | 13 | 16 | Yes | Yes | 2011-01-21 |  | 2
FALSE | 4A7A7048A1 | 288 | 4170022 | AMERICAN STANDARD, INC. | 4A7A6048E1 | AC | Split System: Air-Cooled Condensing Unit, Coil with Blower | 4A7A6048E1 |  | 4TXAD064BC3 | 12.5 | 16.5 | Yes | Yes | 2011-01-21 |  | 1
FALSE | 4A7A7048A1 | 288 | 4170024 | AMERICAN STANDARD, INC. | 4A7A6048E1 | AC | Split System: Air-Cooled Condensing Unit, Coil with Blower | 4A7A6048E1 |  | 4TXCD009CC3 | 12.5 | 16 | Yes | Yes | 2011-01-21 |  | 1
FALSE | 4A7A7048A1 | 288 | 4170027 | AMERICAN STANDARD, INC. | 4A7A6048E1 | AC | Split System: Air-Cooled Condensing Unit, Coil with Blower | 4A7A6048E1 |  | 4TXCD010CC3 | 12 | 16 | Yes | Yes | 2011-01-21 |  | 0
FALSE | 4A7A7048A1 | 288 | 4170031 | AMERICAN STANDARD, INC. | 4A7A6048E1 | AC | Split System: Air-Cooled Condensing Unit, Coil with Blower | 4A7A6048E1 |  | 4TXCD050BC3 | 12.5 | 16 | Yes | Yes | 2011-01-21 |  | 1
FALSE | 4A7A7048A1 | 288 | 4170035 | AMERICAN STANDARD, INC. | 4A7A6048E1 | AC | Split System: Air-Cooled Condensing Unit, Coil with Blower | 4A7A6048E1 |  | 4TXCD061BC3 | 13 | 16 | Yes | Yes | 2011-01-21 |  | 2
FALSE | 4A7A7048A1 | 288 | 4170039 | AMERICAN STANDARD, INC. | 4A7A6048E1 | AC | Split System: Air-Cooled Condensing Unit, Coil with Blower | 4A7A6048E1 |  | 4TXCD063BC3 | 13 | 16 | Yes | Yes | 2011-01-21 |  | 2
FALSE | 4A7A7048A1 | 288 | 4170043 | AMERICAN STANDARD, INC. | 4A7A6048E1 | AC | Split System: Air-Cooled Condensing Unit, Coil with Blower | 4A7A6048E1 |  | 4TXCD064BC3 | 12.5 | 16.5 | Yes | Yes | 2011-01-21 |  | 1
FALSE | 4A7A7048A1 | 288 | 4170047 | AMERICAN STANDARD, INC. | 4A7A6048E1 | AC | Split System: Air-Cooled Condensing Unit, Coil with Blower | 4A7A6048E1 |  | 4TXFH054CC3 | 12.5 | 16.5 | Yes | Yes | 2011-01-21 |  | 1
FALSE | 4A7A7048A1 | 288 | 4170050 | AMERICAN STANDARD, INC. | 4A7A6048E1 | AC | Split System: Air-Cooled Condensing Unit, Coil with Blower | 4A7A6048E1 |  | 4TXFH063CZ3 | 13 | 17 | Yes | Yes | 2011-01-21 |  | 2
FALSE | 4A7A7060A1 | 289 | 4170055 | AMERICAN STANDARD, INC. | 4A7A6060E1 | AC | Split System: Air-Cooled Condensing Unit, Coil with Blower | 4A7A6060E1 |  | 4TXAC060BC3 | 12 | 15 | Yes | Yes | 2011-01-21 |  | 0
FALSE | 4A7A7060A1 | 289 | 4170058 | AMERICAN STANDARD, INC. | 4A7A6060E1 | AC | Split System: Air-Cooled Condensing Unit, Coil with Blower | 4A7A6060E1 |  | 4TXAD061BC3 | 12 | 15 | Yes | Yes | 2011-01-21 |  | 0
FALSE | 4A7A7060A1 | 289 | 4170062 | AMERICAN STANDARD, INC. | 4A7A6060E1 | AC | Split System: Air-Cooled Condensing Unit, Coil with Blower | 4A7A6060E1 |  | 4TXAD064BC3 | 12 | 15.5 | Yes | Yes | 2011-01-21 |  | 0
FALSE | 4A7A7060A1 | 289 | 4170066 | AMERICAN STANDARD, INC. | 4A7A6060E1 | AC | Split System: Air-Cooled Condensing Unit, Coil with Blower | 4A7A6060E1 |  | 4TXCC060BC3 | 12 | 15 | Yes | Yes | 2011-01-21 |  | 0
FALSE | 4A7A7060A1 | 289 | 4170070 | AMERICAN STANDARD, INC. | 4A7A6060E1 | AC | Split System: Air-Cooled Condensing Unit, Coil with Blower | 4A7A6060E1 |  | 4TXCD061BC3 | 12 | 15 | Yes | Yes | 2011-01-21 |  | 0
FALSE | 4TTR6018B1 | 3489 | 4170930 | TRANE | 4TTR5018E1 | AC | Split System: Air-Cooled Condensing Unit, Coil with Blower | 4TTR5018E1 |  | 4CXCA024CC3 | 13 | 15 | Yes | Yes | 2011-01-21 |  | 1
FALSE | 4TTR6018B1 | 3489 | 4170931 | TRANE | 4TTR5018E1 | AC | Split System: Air-Cooled Condensing Unit, Coil with Blower | 4TTR5018E1 |  | 4CXCB025CC3 | 13 | 16 | Yes | Yes | 2011-01-21 |  | 2
FALSE | 4TTR6018B1 | 3489 | 4170932 | TRANE | 4TTR5018E1 | AC | Split System: Air-Cooled Condensing Unit, Coil with Blower | 4TTR5018E1 |  | 4CXCB031CC3 | 13 | 16 | Yes | Yes | 2011-01-21 |  | 2
FALSE | 4TTR6018B1 | 3489 | 4170933 | TRANE | 4TTR5018E1 | AC | Split System: Air-Cooled Condensing Unit, Coil with Blower | 4TTR5018E1 |  | 4CXCB036CC3 | 13 | 16 | Yes | Yes | 2011-01-21 |  | 2
FALSE | 4TTR6018B1 | 3489 | 4170934 | TRANE | 4TTR5018E1 | AC | Split System: Air-Cooled Condensing Unit, Coil with Blower | 4TTR5018E1 |  | 4CXCC037CC3 | 13 | 16 | Yes | Yes | 2011-01-21 |  | 2
FALSE | 4TTR6018B1 | 3489 | 4170935 | TRANE | 4TTR5018E1 | AC | Split System: Air-Cooled Condensing Unit, Coil with Blower | 4TTR5018E1 |  | 4TXAA018BC3 | 13 | 15 | Yes | Yes | 2011-01-21 |  | 1
FALSE | 4TTR6018B1 | 3489 | 4170936 | TRANE | 4TTR5018E1 | AC | Split System: Air-Cooled Condensing Unit, Coil with Blower | 4TTR5018E1 |  | 4TXAA024BC3 | 13 | 15 | Yes | Yes | 2011-01-21 |  | 1
FALSE | 4TTR6018B1 | 3489 | 4170937 | TRANE | 4TTR5018E1 | AC | Split System: Air-Cooled Condensing Unit, Coil with Blower | 4TTR5018E1 |  | 4TXAB025BC3 | 13 | 16 | Yes | Yes | 2011-01-21 |  | 2
FALSE | 4TTR6018B1 | 3489 | 4170938 | TRANE | 4TTR5018E1 | AC | Split System: Air-Cooled Condensing Unit, Coil with Blower | 4TTR5018E1 |  | 4TXAB031BC3 | 13 | 16 | Yes | Yes | 2011-01-21 |  | 2
FALSE | 4TTR6018B1 | 3489 | 4170939 | TRANE | 4TTR5018E1 | AC | Split System: Air-Cooled Condensing Unit, Coil with Blower | 4TTR5018E1 |  | 4TXAB032BC3 | 13 | 16 | Yes | Yes | 2011-01-21 |  | 2
FALSE | 4TTR6018B1 | 3489 | 4170940 | TRANE | 4TTR5018E1 | AC | Split System: Air-Cooled Condensing Unit, Coil with Blower | 4TTR5018E1 |  | 4TXAB036BC3 | 13 | 16 | Yes | Yes | 2011-01-21 |  | 2
FALSE | 4TTR6018B1 | 3489 | 4170941 | TRANE | 4TTR5018E1 | AC | Split System: Air-Cooled Condensing Unit, Coil with Blower | 4TTR5018E1 |  | 4TXAC037BC3 | 13 | 16 | Yes | Yes | 2011-01-21 |  | 2
FALSE | 4TTR6018B1 | 3489 | 4170942 | TRANE | 4TTR5018E1 | AC | Split System: Air-Cooled Condensing Unit, Coil with Blower | 4TTR5018E1 |  | 4TXCA018BC3 | 13 | 15 | Yes | Yes | 2011-01-21 |  | 1
FALSE | 4TTR6018B1 | 3489 | 4170943 | TRANE | 4TTR5018E1 | AC | Split System: Air-Cooled Condensing Unit, Coil with Blower | 4TTR5018E1 |  | 4TXCA024BC3 | 13 | 15 | Yes | Yes | 2011-01-21 |  | 1
FALSE | 4TTR6024B1 | 3503 | 4170968 | TRANE | 4TTR5024E1 | AC | Split System: Air-Cooled Condensing Unit, Coil with Blower | 4TTR5024E1 |  | 4TXAA024BC3 | 12.5 | 14.5 | Yes | Yes | 2011-01-21 |  | 0
FALSE | 4TTR6024B1 | 3503 | 4170969 | TRANE | 4TTR5024E1 | AC | Split System: Air-Cooled Condensing Unit, Coil with Blower | 4TTR5024E1 |  | 4TXAB025BC3 | 13 | 15.5 | Yes | Yes | 2011-01-21 |  | 1
FALSE | 4TTR6024B1 | 3503 | 4170970 | TRANE | 4TTR5024E1 | AC | Split System: Air-Cooled Condensing Unit, Coil with Blower | 4TTR5024E1 |  | 4TXAB031BC3 | 13 | 15.5 | Yes | Yes | 2011-01-21 |  | 1
FALSE | 4TTR6024B1 | 3503 | 4170971 | TRANE | 4TTR5024E1 | AC | Split System: Air-Cooled Condensing Unit, Coil with Blower | 4TTR5024E1 |  | 4TXAB032BC3 | 13 | 16 | Yes | Yes | 2011-01-21 |  | 2
FALSE | 4TTR6024B1 | 3503 | 4170972 | TRANE | 4TTR5024E1 | AC | Split System: Air-Cooled Condensing Unit, Coil with Blower | 4TTR5024E1 |  | 4TXAB036BC3 | 13 | 16 | Yes | Yes | 2011-01-21 |  | 2
FALSE | 4TTR6024B1 | 3503 | 4170973 | TRANE | 4TTR5024E1 | AC | Split System: Air-Cooled Condensing Unit, Coil with Blower | 4TTR5024E1 |  | 4TXAB042BC3 | 13 | 16 | Yes | Yes | 2011-01-21 |  | 2
FALSE | 4TTR6024B1 | 3503 | 4170974 | TRANE | 4TTR5024E1 | AC | Split System: Air-Cooled Condensing Unit, Coil with Blower | 4TTR5024E1 |  | 4TXAB048BC3 | 13 | 16 | Yes | Yes | 2011-01-21 |  | 2
FALSE | 4TTR6024B1 | 3503 | 4170975 | TRANE | 4TTR5024E1 | AC | Split System: Air-Cooled Condensing Unit, Coil with Blower | 4TTR5024E1 |  | 4TXAC037BC3 | 13 | 16 | Yes | Yes | 2011-01-21 |  | 2
FALSE | 4TTR6024B1 | 3503 | 4170976 | TRANE | 4TTR5024E1 | AC | Split System: Air-Cooled Condensing Unit, Coil with Blower | 4TTR5024E1 |  | 4TXAC043BC3 | 13 | 16 | Yes | Yes | 2011-01-21 |  | 2
FALSE | 4TTR6024B1 | 3503 | 4170977 | TRANE | 4TTR5024E1 | AC | Split System: Air-Cooled Condensing Unit, Coil with Blower | 4TTR5024E1 |  | 4TXAC044BC3 | 13 | 16 | Yes | Yes | 2011-01-21 |  | 2
FALSE | 4TTR6024B1 | 3503 | 4170978 | TRANE | 4TTR5024E1 | AC | Split System: Air-Cooled Condensing Unit, Coil with Blower | 4TTR5024E1 |  | 4TXCA018BC3 | 13 | 14.5 | Yes | Yes | 2011-01-21 |  | 0
FALSE | 4TTR6024B1 | 3503 | 4170979 | TRANE | 4TTR5024E1 | AC | Split System: Air-Cooled Condensing Unit, Coil with Blower | 4TTR5024E1 |  | 4TXCA024BC3 | 12.5 | 14.5 | Yes | Yes | 2011-01-21 |  | 0
FALSE | 4TTR6024B1 | 3503 | 4170980 | TRANE | 4TTR5024E1 | AC | Split System: Air-Cooled Condensing Unit, Coil with Blower | 4TTR5024E1 |  | 4TXCB003CC3 | 13 | 16 | Yes | Yes | 2011-01-21 |  | 2
FALSE | 4TTR6024B1 | 3503 | 4170981 | TRANE | 4TTR5024E1 | AC | Split System: Air-Cooled Condensing Unit, Coil with Blower | 4TTR5024E1 |  | 4TXCB004CC3 | 13 | 16 | Yes | Yes | 2011-01-21 |  | 2
FALSE | 4TTR6024B1 | 3503 | 4170982 | TRANE | 4TTR5024E1 | AC | Split System: Air-Cooled Condensing Unit, Coil with Blower | 4TTR5024E1 |  | 4TXCB025BC3 | 13 | 15.5 | Yes | Yes | 2011-01-21 |  | 1
FALSE | 4TTR6024B1 | 3503 | 4170983 | TRANE | 4TTR5024E1 | AC | Split System: Air-Cooled Condensing Unit, Coil with Blower | 4TTR5024E1 |  | 4TXCB031BC3 | 13 | 15.5 | Yes | Yes | 2011-01-21 |  | 1
FALSE | 4TTR6024B1 | 3503 | 4170984 | TRANE | 4TTR5024E1 | AC | Split System: Air-Cooled Condensing Unit, Coil with Blower | 4TTR5024E1 |  | 4TXCB032BC3 | 13 | 16 | Yes | Yes | 2011-01-21 |  | 2
FALSE | 4TTR6024B1 | 3503 | 4170985 | TRANE | 4TTR5024E1 | AC | Split System: Air-Cooled Condensing Unit, Coil with Blower | 4TTR5024E1 |  | 4TXCB036BC3 | 13 | 16 | Yes | Yes | 2011-01-21 |  | 2
FALSE | 4TTR6024B1 | 3503 | 4170986 | TRANE | 4TTR5024E1 | AC | Split System: Air-Cooled Condensing Unit, Coil with Blower | 4TTR5024E1 |  | 4TXCB042BC3 | 13 | 16 | Yes | Yes | 2011-01-21 |  | 2
FALSE | 4TTR6024B1 | 3503 | 4170987 | TRANE | 4TTR5024E1 | AC | Split System: Air-Cooled Condensing Unit, Coil with Blower | 4TTR5024E1 |  | 4TXCB048BC3 | 13 | 16 | Yes | Yes | 2011-01-21 |  | 2
FALSE | 4TTR6024B1 | 3503 | 4170988 | TRANE | 4TTR5024E1 | AC | Split System: Air-Cooled Condensing Unit, Coil with Blower | 4TTR5024E1 |  | 4TXCC005CC3 | 13 | 16 | Yes | Yes | 2011-01-21 |  | 2
FALSE | 4TTR6024B1 | 3503 | 4170989 | TRANE | 4TTR5024E1 | AC | Split System: Air-Cooled Condensing Unit, Coil with Blower | 4TTR5024E1 |  | 4TXCC006CC3 | 13 | 16 | Yes | Yes | 2011-01-21 |  | 2
FALSE | 4TTR6030B1 | 3522 | 4171022 | TRANE | 4TTR5030E1 | AC | Split System: Air-Cooled Condensing Unit, Coil with Blower | 4TTR5030E1 |  | 4TXCB032BC3 | 12.5 | 14.5 | Yes | Yes | 2011-01-21 |  | 0
FALSE | 4TTR6030B1 | 3522 | 4171023 | TRANE | 4TTR5030E1 | AC | Split System: Air-Cooled Condensing Unit, Coil with Blower | 4TTR5030E1 |  | 4TXCB036BC3 | 12.5 | 14.5 | Yes | Yes | 2011-01-21 |  | 0
FALSE | 4TTR6030B1 | 3522 | 4171024 | TRANE | 4TTR5030E1 | AC | Split System: Air-Cooled Condensing Unit, Coil with Blower | 4TTR5030E1 |  | 4TXCB042BC3 | 12.5 | 14.5 | Yes | Yes | 2011-01-21 |  | 0
FALSE | 4TTR6030B1 | 3522 | 4171025 | TRANE | 4TTR5030E1 | AC | Split System: Air-Cooled Condensing Unit, Coil with Blower | 4TTR5030E1 |  | 4TXCC037BC3 | 12.5 | 14.5 | Yes | Yes | 2011-01-21 |  | 0
FALSE | 4TTR6030B1 | 3522 | 4171026 | TRANE | 4TTR5030E1 | AC | Split System: Air-Cooled Condensing Unit, Coil with Blower | 4TTR5030E1 |  | 4TXCC043BC3 | 12.5 | 14.5 | Yes | Yes | 2011-01-21 |  | 0
FALSE | 4TTR6030B1 | 3522 | 4171027 | TRANE | 4TTR5030E1 | AC | Split System: Air-Cooled Condensing Unit, Coil with Blower | 4TTR5030E1 |  | 4TXCC044BC3 | 12.5 | 15 | Yes | Yes | 2011-01-21 |  | 1
FALSE | 4TTR6030B1 | 3522 | 4171031 | TRANE | 4TTR5030E1 | AC | Split System: Air-Cooled Condensing Unit, Coil with Blower | 4TTR5030E1 |  | 4TXFH036CZ3 | 13 | 15 | Yes | Yes | 2011-01-21 |  | 1
FALSE | 4TTR6030B1 | 3522 | 4171033 | TRANE | 4TTR5030E1 | AC | Split System: Air-Cooled Condensing Unit, Coil with Blower | 4TTR5030E1 |  | 4TXFH041CC3 | 13 | 15 | Yes | Yes | 2011-01-21 |  | 1
FALSE | 4TTR6036B1 | 3674 | 4171036 | TRANE | 4TTR5036E1 | AC | Split System: Air-Cooled Condensing Unit, Coil with Blower | 4TTR5036E1 |  | 4CXCC037CC3 | 12 | 14.5 | Yes | Yes | 2011-01-21 |  | 0
FALSE | 4TTR6036B1 | 3674 | 4171037 | TRANE | 4TTR5036E1 | AC | Split System: Air-Cooled Condensing Unit, Coil with Blower | 4TTR5036E1 |  | 4CXCC043CC3 | 12 | 14.5 | Yes | Yes | 2011-01-21 |  | 0
FALSE | 4TTR6036B1 | 3674 | 4171038 | TRANE | 4TTR5036E1 | AC | Split System: Air-Cooled Condensing Unit, Coil with Blower | 4TTR5036E1 |  | 4CXCC049CC3 | 12 | 14.5 | Yes | Yes | 2011-01-21 |  | 0
FALSE | 4TTR6036B1 | 3674 | 4171042 | TRANE | 4TTR5036E1 | AC | Split System: Air-Cooled Condensing Unit, Coil with Blower | 4TTR5036E1 |  | 4TXAB048BC3 | 12 | 14.5 | Yes | Yes | 2011-01-21 |  | 0
FALSE | 4TTR6036B1 | 3674 | 4171043 | TRANE | 4TTR5036E1 | AC | Split System: Air-Cooled Condensing Unit, Coil with Blower | 4TTR5036E1 |  | 4TXAC037BC3 | 12 | 14.5 | Yes | Yes | 2011-01-21 |  | 0
FALSE | 4TTR6036B1 | 3674 | 4171044 | TRANE | 4TTR5036E1 | AC | Split System: Air-Cooled Condensing Unit, Coil with Blower | 4TTR5036E1 |  | 4TXAC043BC3 | 12 | 14.5 | Yes | Yes | 2011-01-21 |  | 0
FALSE | 4TTR6036B1 | 3674 | 4171045 | TRANE | 4TTR5036E1 | AC | Split System: Air-Cooled Condensing Unit, Coil with Blower | 4TTR5036E1 |  | 4TXAC044BC3 | 12 | 14.5 | Yes | Yes | 2011-01-21 |  | 0
FALSE | 4TTR6036B1 | 3674 | 4171046 | TRANE | 4TTR5036E1 | AC | Split System: Air-Cooled Condensing Unit, Coil with Blower | 4TTR5036E1 |  | 4TXAC049BC3 | 12 | 14.5 | Yes | Yes | 2011-01-21 |  | 0
FALSE | 4TTR6036B1 | 3674 | 4171047 | TRANE | 4TTR5036E1 | AC | Split System: Air-Cooled Condensing Unit, Coil with Blower | 4TTR5036E1 |  | 4TXAC060BC3 | 12.5 | 15 | Yes | Yes | 2011-01-21 |  | 1
FALSE | 4TTR6036B1 | 3674 | 4171051 | TRANE | 4TTR5036E1 | AC | Split System: Air-Cooled Condensing Unit, Coil with Blower | 4TTR5036E1 |  | 4TXCB048BC3 | 12 | 14.5 | Yes | Yes | 2011-01-21 |  | 0
FALSE | 4TTR6036B1 | 3674 | 4171052 | TRANE | 4TTR5036E1 | AC | Split System: Air-Cooled Condensing Unit, Coil with Blower | 4TTR5036E1 |  | 4TXCC037BC3 | 12 | 14.5 | Yes | Yes | 2011-01-21 |  | 0
FALSE | 4TTR6036B1 | 3674 | 4171053 | TRANE | 4TTR5036E1 | AC | Split System: Air-Cooled Condensing Unit, Coil with Blower | 4TTR5036E1 |  | 4TXCC043BC3 | 12 | 14.5 | Yes | Yes | 2011-01-21 |  | 0
FALSE | 4TTR6036B1 | 3674 | 4171054 | TRANE | 4TTR5036E1 | AC | Split System: Air-Cooled Condensing Unit, Coil with Blower | 4TTR5036E1 |  | 4TXCC044BC3 | 12 | 14.5 | Yes | Yes | 2011-01-21 |  | 0
FALSE | 4TTR6036B1 | 3674 | 4171055 | TRANE | 4TTR5036E1 | AC | Split System: Air-Cooled Condensing Unit, Coil with Blower | 4TTR5036E1 |  | 4TXCC049BC3 | 12 | 14.5 | Yes | Yes | 2011-01-21 |  | 0
FALSE | 4TTX6018H1 | 3491 | 4171090 | TRANE | 4TTX5018A1 | AC | Split System: Air-Cooled Condensing Unit, Coil with Blower | 4TTX5018A1 |  | 4CXCB031CC3 | 13 | 16 | Yes | Yes | 2011-01-21 |  | 2
FALSE | 4TTX6018H1 | 3491 | 4171091 | TRANE | 4TTX5018A1 | AC | Split System: Air-Cooled Condensing Unit, Coil with Blower | 4TTX5018A1 |  | 4TXAA018BC3 | 13 | 15.75 | Yes | Yes | 2011-01-21 |  | 1
FALSE | 4TTX6018H1 | 3491 | 4171092 | TRANE | 4TTX5018A1 | AC | Split System: Air-Cooled Condensing Unit, Coil with Blower | 4TTX5018A1 |  | 4TXAA024BC3 | 12.9 | 15.5 | Yes | Yes | 2011-01-21 |  | 1
FALSE | 4TTX6018H1 | 3491 | 4171093 | TRANE | 4TTX5018A1 | AC | Split System: Air-Cooled Condensing Unit, Coil with Blower | 4TTX5018A1 |  | 4TXAB031BC3 | 13 | 16 | Yes | Yes | 2011-01-21 |  | 2
FALSE | 4TTX6018H1 | 3491 | 4171094 | TRANE | 4TTX5018A1 | AC | Split System: Air-Cooled Condensing Unit, Coil with Blower | 4TTX5018A1 |  | 4TXCA018BC3 | 13 | 15.75 | Yes | Yes | 2011-01-21 |  | 1
FALSE | 4TTX6018H1 | 3491 | 4171095 | TRANE | 4TTX5018A1 | AC | Split System: Air-Cooled Condensing Unit, Coil with Blower | 4TTX5018A1 |  | 4TXCA024BC3 | 12.9 | 15.5 | Yes | Yes | 2011-01-21 |  | 1
FALSE | 4TTX6018H1 | 3491 | 4171096 | TRANE | 4TTX5018A1 | AC | Split System: Air-Cooled Condensing Unit, Coil with Blower | 4TTX5018A1 |  | 4TXCB025BC3 | 13 | 16 | Yes | Yes | 2011-01-21 |  | 2
FALSE | 4TTX6018H1 | 3491 | 4171097 | TRANE | 4TTX5018A1 | AC | Split System: Air-Cooled Condensing Unit, Coil with Blower | 4TTX5018A1 |  | 4TXCB031BC3 | 13 | 16 | Yes | Yes | 2011-01-21 |  | 2
FALSE | 4TTX6024H1 | 3520 | 4171099 | TRANE | 4TTX5024A1 | AC | Split System: Air-Cooled Condensing Unit, Coil with Blower | 4TTX5024A1 |  | 4CXCB025CC3 | 12.7 | 15.25 | Yes | Yes | 2011-01-21 |  | 1
FALSE | 4TTX6024H1 | 3520 | 4171100 | TRANE | 4TTX5024A1 | AC | Split System: Air-Cooled Condensing Unit, Coil with Blower | 4TTX5024A1 |  | 4CXCB031CC3 | 12.7 | 15.25 | Yes | Yes | 2011-01-21 |  | 1
FALSE | 4TTX6024H1 | 3520 | 4171101 | TRANE | 4TTX5024A1 | AC | Split System: Air-Cooled Condensing Unit, Coil with Blower | 4TTX5024A1 |  | 4TXAB025BC3 | 12.7 | 15.25 | Yes | Yes | 2011-01-21 |  | 1
FALSE | 4TTX6024H1 | 3520 | 4171102 | TRANE | 4TTX5024A1 | AC | Split System: Air-Cooled Condensing Unit, Coil with Blower | 4TTX5024A1 |  | 4TXAB031BC3 | 12.7 | 15.25 | Yes | Yes | 2011-01-21 |  | 1
FALSE | 4TTX6024H1 | 3520 | 4171103 | TRANE | 4TTX5024A1 | AC | Split System: Air-Cooled Condensing Unit, Coil with Blower | 4TTX5024A1 |  | 4TXAB032BC3 | 13 | 15.5 | Yes | Yes | 2011-01-21 |  | 1
FALSE | 4TTX6024H1 | 3520 | 4171104 | TRANE | 4TTX5024A1 | AC | Split System: Air-Cooled Condensing Unit, Coil with Blower | 4TTX5024A1 |  | 4TXCB025BC3 | 12.7 | 15.25 | Yes | Yes | 2011-01-21 |  | 1
FALSE | 4TTX6024H1 | 3520 | 4171105 | TRANE | 4TTX5024A1 | AC | Split System: Air-Cooled Condensing Unit, Coil with Blower | 4TTX5024A1 |  | 4TXCB031BC3 | 12.7 | 15.25 | Yes | Yes | 2011-01-21 |  | 1
FALSE | 4TTX6024H1 | 3520 | 4171106 | TRANE | 4TTX5024A1 | AC | Split System: Air-Cooled Condensing Unit, Coil with Blower | 4TTX5024A1 |  | 4TXCB032BC3 | 13 | 15.5 | Yes | Yes | 2011-01-21 |  | 1
FALSE | 4TTX6024H1 | 3520 | 4171107 | TRANE | 4TTX5024A1 | AC | Split System: Air-Cooled Condensing Unit, Coil with Blower | 4TTX5024A1 |  | 4TXCC005CC3 | 13 | 15.75 | Yes | Yes | 2011-01-21 |  | 1
FALSE | 4TTX6030H1 | 3530 | 4171110 | TRANE | 4TTX5030A1 | AC | Split System: Air-Cooled Condensing Unit, Coil with Blower | 4TTX5030A1 |  | 4CXCB031CC3 | 12.1 | 14.5 | Yes | Yes | 2011-01-21 |  | 0
FALSE | 4TTX6030H1 | 3530 | 4171111 | TRANE | 4TTX5030A1 | AC | Split System: Air-Cooled Condensing Unit, Coil with Blower | 4TTX5030A1 |  | 4CXCB042CC3 | 12 | 14.5 | Yes | Yes | 2011-01-21 |  | 0
FALSE | 4TTX6030H1 | 3530 | 4171112 | TRANE | 4TTX5030A1 | AC | Split System: Air-Cooled Condensing Unit, Coil with Blower | 4TTX5030A1 |  | 4CXCC037CC3 | 12.5 | 15 | Yes | Yes | 2011-01-21 |  | 1
FALSE | 4TTX6030H1 | 3530 | 4171113 | TRANE | 4TTX5030A1 | AC | Split System: Air-Cooled Condensing Unit, Coil with Blower | 4TTX5030A1 |  | 4TXAB031BC3 | 12.1 | 14.5 | Yes | Yes | 2011-01-21 |  | 0
FALSE | 4TTX6030H1 | 3530 | 4171114 | TRANE | 4TTX5030A1 | AC | Split System: Air-Cooled Condensing Unit, Coil with Blower | 4TTX5030A1 |  | 4TXAB032BC3 | 12.75 | 15 | Yes | Yes | 2011-01-21 |  | 1
FALSE | 4TTR6018B1 | 3489 | 4172162 | AMERICAN STANDARD, INC. | 4A7A5018E1 | AC | Split System: Air-Cooled Condensing Unit, Coil with Blower | 4TTR5018E1 |  | 4CXCA024CC3 | 13 | 15 | Yes | Yes | 2011-02-28 |  | 1
FALSE | 4TTR6018B1 | 3489 | 4172163 | AMERICAN STANDARD, INC. | 4A7A5018E1 | AC | Split System: Air-Cooled Condensing Unit, Coil with Blower | 4TTR5018E1 |  | 4CXCB025CC3 | 13 | 16 | Yes | Yes | 2011-02-28 |  | 2
FALSE | 4TTR6018B1 | 3489 | 4172164 | AMERICAN STANDARD, INC. | 4A7A5018E1 | AC | Split System: Air-Cooled Condensing Unit, Coil with Blower | 4TTR5018E1 |  | 4CXCB031CC3 | 13 | 16 | Yes | Yes | 2011-02-28 |  | 2
FALSE | 4TTR6018B1 | 3489 | 4172165 | AMERICAN STANDARD, INC. | 4A7A5018E1 | AC | Split System: Air-Cooled Condensing Unit, Coil with Blower | 4TTR5018E1 |  | 4CXCB036CC3 | 13 | 16 | Yes | Yes | 2011-02-28 |  | 2
FALSE | 4TTR6018B1 | 3489 | 4172166 | AMERICAN STANDARD, INC. | 4A7A5018E1 | AC | Split System: Air-Cooled Condensing Unit, Coil with Blower | 4TTR5018E1 |  | 4CXCC037CC3 | 13 | 16 | Yes | Yes | 2011-02-28 |  | 2
FALSE | 4TTR6018B1 | 3489 | 4172167 | AMERICAN STANDARD, INC. | 4A7A5018E1 | AC | Split System: Air-Cooled Condensing Unit, Coil with Blower | 4TTR5018E1 |  | 4TXAA018BC3 | 13 | 15 | Yes | Yes | 2011-02-28 |  | 1
FALSE | 4TTR6018B1 | 3489 | 4172168 | AMERICAN STANDARD, INC. | 4A7A5018E1 | AC | Split System: Air-Cooled Condensing Unit, Coil with Blower | 4TTR5018E1 |  | 4TXAA024BC3 | 13 | 15 | Yes | Yes | 2011-02-28 |  | 1
FALSE | 4TTR6018B1 | 3489 | 4172169 | AMERICAN STANDARD, INC. | 4A7A5018E1 | AC | Split System: Air-Cooled Condensing Unit, Coil with Blower | 4TTR5018E1 |  | 4TXAB025BC3 | 13 | 16 | Yes | Yes | 2011-02-28 |  | 2
FALSE | 4TTR6018B1 | 3489 | 4172170 | AMERICAN STANDARD, INC. | 4A7A5018E1 | AC | Split System: Air-Cooled Condensing Unit, Coil with Blower | 4TTR5018E1 |  | 4TXAB031BC3 | 13 | 16 | Yes | Yes | 2011-02-28 |  | 2
FALSE | 4TTR6018B1 | 3489 | 4172171 | AMERICAN STANDARD, INC. | 4A7A5018E1 | AC | Split System: Air-Cooled Condensing Unit, Coil with Blower | 4TTR5018E1 |  | 4TXAB032BC3 | 13 | 16 | Yes | Yes | 2011-02-28 |  | 2
FALSE | 4TTR6018B1 | 3489 | 4172172 | AMERICAN STANDARD, INC. | 4A7A5018E1 | AC | Split System: Air-Cooled Condensing Unit, Coil with Blower | 4TTR5018E1 |  | 4TXAB036BC3 | 13 | 16 | Yes | Yes | 2011-02-28 |  | 2
FALSE | 4TTR6018B1 | 3489 | 4172173 | AMERICAN STANDARD, INC. | 4A7A5018E1 | AC | Split System: Air-Cooled Condensing Unit, Coil with Blower | 4TTR5018E1 |  | 4TXAC037BC3 | 13 | 16 | Yes | Yes | 2011-02-28 |  | 2
FALSE | 4TTR6018B1 | 3489 | 4172174 | AMERICAN STANDARD, INC. | 4A7A5018E1 | AC | Split System: Air-Cooled Condensing Unit, Coil with Blower | 4TTR5018E1 |  | 4TXCA018BC3 | 13 | 15 | Yes | Yes | 2011-02-28 |  | 1
FALSE | 4TTR6018B1 | 3489 | 4172175 | AMERICAN STANDARD, INC. | 4A7A5018E1 | AC | Split System: Air-Cooled Condensing Unit, Coil with Blower | 4TTR5018E1 |  | 4TXCA024BC3 | 13 | 15 | Yes | Yes | 2011-02-28 |  | 1
FALSE | 4TTR6018B1 | 3489 | 4172176 | AMERICAN STANDARD, INC. | 4A7A5018E1 | AC | Split System: Air-Cooled Condensing Unit, Coil with Blower | 4TTR5018E1 |  | 4TXCB003CC3 | 13 | 16 | Yes | Yes | 2011-02-28 |  | 2
FALSE | 4TTR6018B1 | 3489 | 4172177 | AMERICAN STANDARD, INC. | 4A7A5018E1 | AC | Split System: Air-Cooled Condensing Unit, Coil with Blower | 4TTR5018E1 |  | 4TXCB004CC3 | 13 | 16 | Yes | Yes | 2011-02-28 |  | 2
FALSE | 4TTR6018B1 | 3489 | 4172178 | AMERICAN STANDARD, INC. | 4A7A5018E1 | AC | Split System: Air-Cooled Condensing Unit, Coil with Blower | 4TTR5018E1 |  | 4TXCB025BC3 | 13 | 16 | Yes | Yes | 2011-02-28 |  | 2
FALSE | 4TTR6018B1 | 3489 | 4172179 | AMERICAN STANDARD, INC. | 4A7A5018E1 | AC | Split System: Air-Cooled Condensing Unit, Coil with Blower | 4TTR5018E1 |  | 4TXCB031BC3 | 13 | 16 | Yes | Yes | 2011-02-28 |  | 2
FALSE | 4TTR6018B1 | 3489 | 4172180 | AMERICAN STANDARD, INC. | 4A7A5018E1 | AC | Split System: Air-Cooled Condensing Unit, Coil with Blower | 4TTR5018E1 |  | 4TXCB032BC3 | 13 | 16 | Yes | Yes | 2011-02-28 |  | 2
FALSE | 4TTR6018B1 | 3489 | 4172181 | AMERICAN STANDARD, INC. | 4A7A5018E1 | AC | Split System: Air-Cooled Condensing Unit, Coil with Blower | 4TTR5018E1 |  | 4TXCB036BC3 | 13 | 16 | Yes | Yes | 2011-02-28 |  | 2
FALSE | 4TTR6018B1 | 3489 | 4172182 | AMERICAN STANDARD, INC. | 4A7A5018E1 | AC | Split System: Air-Cooled Condensing Unit, Coil with Blower | 4TTR5018E1 |  | 4TXCC005CC3 | 13 | 16 | Yes | Yes | 2011-02-28 |  | 2
FALSE | 4TTR6018B1 | 3489 | 4172183 | AMERICAN STANDARD, INC. | 4A7A5018E1 | AC | Split System: Air-Cooled Condensing Unit, Coil with Blower | 4TTR5018E1 |  | 4TXCC006CC3 | 13 | 16 | Yes | Yes | 2011-02-28 |  | 2
FALSE | 4TTR6018B1 | 3489 | 4172184 | AMERICAN STANDARD, INC. | 4A7A5018E1 | AC | Split System: Air-Cooled Condensing Unit, Coil with Blower | 4TTR5018E1 |  | 4TXCC007CC3 | 13 | 16 | Yes | Yes | 2011-02-28 |  | 2
FALSE | 4TTR6018B1 | 3489 | 4172185 | AMERICAN STANDARD, INC. | 4A7A5018E1 | AC | Split System: Air-Cooled Condensing Unit, Coil with Blower | 4TTR5018E1 |  | 4TXCC037BC3 | 13 | 16 | Yes | Yes | 2011-02-28 |  | 2
FALSE | 4TTR6018B1 | 3489 | 4172190 | AMERICAN STANDARD, INC. | 4A7A5018E1 | AC | Split System: Air-Cooled Condensing Unit, Coil with Blower | 4TTR5018E1 |  | 4TXFH033CC3 | 13 | 15.5 | Yes | Yes | 2011-02-28 |  | 1
FALSE | 4TTR6018B1 | 3489 | 4172191 | AMERICAN STANDARD, INC. | 4A7A5018E1 | AC | Split System: Air-Cooled Condensing Unit, Coil with Blower | 4TTR5018E1 |  | 4TXFH036CZ3 | 13 | 16 | Yes | Yes | 2011-02-28 |  | 2
FALSE | 4TTR6024B1 | 3503 | 4172192 | AMERICAN STANDARD, INC. | 4A7A5024E1 | AC | Split System: Air-Cooled Condensing Unit, Coil with Blower | 4TTR5024E1 |  | 4CXCA024CC3 | 12.5 | 14.5 | Yes | Yes | 2011-02-28 |  | 0
FALSE | 4TTR6024B1 | 3503 | 4172193 | AMERICAN STANDARD, INC. | 4A7A5024E1 | AC | Split System: Air-Cooled Condensing Unit, Coil with Blower | 4TTR5024E1 |  | 4CXCB025CC3 | 13 | 15.5 | Yes | Yes | 2011-02-28 |  | 1
FALSE | 4TTR6030B1 | 3522 | 4172241 | AMERICAN STANDARD, INC. | 4A7A5030E1 | AC | Split System: Air-Cooled Condensing Unit, Coil with Blower | 4TTR5030E1 |  | 4CXCB042CC3 | 12.5 | 14.5 | Yes | Yes | 2011-02-28 |  | 0
FALSE | 4TTR6030B1 | 3522 | 4172242 | AMERICAN STANDARD, INC. | 4A7A5030E1 | AC | Split System: Air-Cooled Condensing Unit, Coil with Blower | 4TTR5030E1 |  | 4CXCC037CC3 | 12.5 | 14.5 | Yes | Yes | 2011-02-28 |  | 0
FALSE | 4TTR6030B1 | 3522 | 4172243 | AMERICAN STANDARD, INC. | 4A7A5030E1 | AC | Split System: Air-Cooled Condensing Unit, Coil with Blower | 4TTR5030E1 |  | 4CXCC043CC3 | 12.5 | 14.5 | Yes | Yes | 2011-02-28 |  | 0
FALSE | 4TTR6030B1 | 3522 | 4172246 | AMERICAN STANDARD, INC. | 4A7A5030E1 | AC | Split System: Air-Cooled Condensing Unit, Coil with Blower | 4TTR5030E1 |  | 4TXAB032BC3 | 12.5 | 14.5 | Yes | Yes | 2011-02-28 |  | 0
FALSE | 4TTR6030B1 | 3522 | 4172247 | AMERICAN STANDARD, INC. | 4A7A5030E1 | AC | Split System: Air-Cooled Condensing Unit, Coil with Blower | 4TTR5030E1 |  | 4TXAB036BC3 | 12.5 | 14.5 | Yes | Yes | 2011-02-28 |  | 0
FALSE | 4TTR6030B1 | 3522 | 4172248 | AMERICAN STANDARD, INC. | 4A7A5030E1 | AC | Split System: Air-Cooled Condensing Unit, Coil with Blower | 4TTR5030E1 |  | 4TXAB042BC3 | 12.5 | 14.5 | Yes | Yes | 2011-02-28 |  | 0
FALSE | 4TTR6030B1 | 3522 | 4172249 | AMERICAN STANDARD, INC. | 4A7A5030E1 | AC | Split System: Air-Cooled Condensing Unit, Coil with Blower | 4TTR5030E1 |  | 4TXAC037BC3 | 12.5 | 14.5 | Yes | Yes | 2011-02-28 |  | 0
FALSE | 4TTR6030B1 | 3522 | 4172250 | AMERICAN STANDARD, INC. | 4A7A5030E1 | AC | Split System: Air-Cooled Condensing Unit, Coil with Blower | 4TTR5030E1 |  | 4TXAC043BC3 | 12.5 | 14.5 | Yes | Yes | 2011-02-28 |  | 0
FALSE | 4TTR6030B1 | 3522 | 4172251 | AMERICAN STANDARD, INC. | 4A7A5030E1 | AC | Split System: Air-Cooled Condensing Unit, Coil with Blower | 4TTR5030E1 |  | 4TXAC044BC3 | 12.5 | 15 | Yes | Yes | 2011-02-28 |  | 1
FALSE | 4TTR6030B1 | 3522 | 4172254 | AMERICAN STANDARD, INC. | 4A7A5030E1 | AC | Split System: Air-Cooled Condensing Unit, Coil with Blower | 4TTR5030E1 |  | 4TXCB032BC3 | 12.5 | 14.5 | Yes | Yes | 2011-02-28 |  | 0
FALSE | 4TTR6030B1 | 3522 | 4172255 | AMERICAN STANDARD, INC. | 4A7A5030E1 | AC | Split System: Air-Cooled Condensing Unit, Coil with Blower | 4TTR5030E1 |  | 4TXCB036BC3 | 12.5 | 14.5 | Yes | Yes | 2011-02-28 |  | 0
FALSE | 4TTR6030B1 | 3522 | 4172256 | AMERICAN STANDARD, INC. | 4A7A5030E1 | AC | Split System: Air-Cooled Condensing Unit, Coil with Blower | 4TTR5030E1 |  | 4TXCB042BC3 | 12.5 | 14.5 | Yes | Yes | 2011-02-28 |  | 0
FALSE | 4TTR6030B1 | 3522 | 4172257 | AMERICAN STANDARD, INC. | 4A7A5030E1 | AC | Split System: Air-Cooled Condensing Unit, Coil with Blower | 4TTR5030E1 |  | 4TXCC037BC3 | 12.5 | 14.5 | Yes | Yes | 2011-02-28 |  | 0
FALSE | 4TTR6030B1 | 3522 | 4172258 | AMERICAN STANDARD, INC. | 4A7A5030E1 | AC | Split System: Air-Cooled Condensing Unit, Coil with Blower | 4TTR5030E1 |  | 4TXCC043BC3 | 12.5 | 14.5 | Yes | Yes | 2011-02-28 |  | 0
FALSE | 4TTR6030B1 | 3522 | 4172259 | AMERICAN STANDARD, INC. | 4A7A5030E1 | AC | Split System: Air-Cooled Condensing Unit, Coil with Blower | 4TTR5030E1 |  | 4TXCC044BC3 | 12.5 | 15 | Yes | Yes | 2011-02-28 |  | 1
FALSE | 4TTR6030B1 | 3522 | 4172263 | AMERICAN STANDARD, INC. | 4A7A5030E1 | AC | Split System: Air-Cooled Condensing Unit, Coil with Blower | 4TTR5030E1 |  | 4TXFH036CZ3 | 13 | 15 | Yes | Yes | 2011-02-28 |  | 1
FALSE | 4TTR6030B1 | 3522 | 4172265 | AMERICAN STANDARD, INC. | 4A7A5030E1 | AC | Split System: Air-Cooled Condensing Unit, Coil with Blower | 4TTR5030E1 |  | 4TXFH041CC3 | 13 | 15 | Yes | Yes | 2011-02-28 |  | 1
FALSE | 4TTR6036B1 | 3674 | 4172268 | AMERICAN STANDARD, INC. | 4A7A5036E1 | AC | Split System: Air-Cooled Condensing Unit, Coil with Blower | 4TTR5036E1 |  | 4CXCC037CC3 | 12 | 14.5 | Yes | Yes | 2011-02-28 |  | 0
FALSE | 4TTR6024B1 | 3503 | 4172212 | AMERICAN STANDARD, INC. | 4A7A5024E1 | AC | Split System: Air-Cooled Condensing Unit, Coil with Blower | 4TTR5024E1 |  | 4TXCB003CC3 | 13 | 16 | Yes | Yes | 2011-02-28 |  | 2
FALSE | 4TTR6024B1 | 3503 | 4172213 | AMERICAN STANDARD, INC. | 4A7A5024E1 | AC | Split System: Air-Cooled Condensing Unit, Coil with Blower | 4TTR5024E1 |  | 4TXCB004CC3 | 13 | 16 | Yes | Yes | 2011-02-28 |  | 2
FALSE | 4TTR6024B1 | 3503 | 4172214 | AMERICAN STANDARD, INC. | 4A7A5024E1 | AC | Split System: Air-Cooled Condensing Unit, Coil with Blower | 4TTR5024E1 |  | 4TXCB025BC3 | 13 | 15.5 | Yes | Yes | 2011-02-28 |  | 1
FALSE | 4TTR6024B1 | 3503 | 4172215 | AMERICAN STANDARD, INC. | 4A7A5024E1 | AC | Split System: Air-Cooled Condensing Unit, Coil with Blower | 4TTR5024E1 |  | 4TXCB031BC3 | 13 | 15.5 | Yes | Yes | 2011-02-28 |  | 1
FALSE | 4TTR6024B1 | 3503 | 4172216 | AMERICAN STANDARD, INC. | 4A7A5024E1 | AC | Split System: Air-Cooled Condensing Unit, Coil with Blower | 4TTR5024E1 |  | 4TXCB032BC3 | 13 | 16 | Yes | Yes | 2011-02-28 |  | 2
FALSE | 4TTR6024B1 | 3503 | 4172217 | AMERICAN STANDARD, INC. | 4A7A5024E1 | AC | Split System: Air-Cooled Condensing Unit, Coil with Blower | 4TTR5024E1 |  | 4TXCB036BC3 | 13 | 16 | Yes | Yes | 2011-02-28 |  | 2
FALSE | 4TTR6024B1 | 3503 | 4172218 | AMERICAN STANDARD, INC. | 4A7A5024E1 | AC | Split System: Air-Cooled Condensing Unit, Coil with Blower | 4TTR5024E1 |  | 4TXCB042BC3 | 13 | 16 | Yes | Yes | 2011-02-28 |  | 2
FALSE | 4TTR6024B1 | 3503 | 4172219 | AMERICAN STANDARD, INC. | 4A7A5024E1 | AC | Split System: Air-Cooled Condensing Unit, Coil with Blower | 4TTR5024E1 |  | 4TXCB048BC3 | 13 | 16 | Yes | Yes | 2011-02-28 |  | 2
FALSE | 4TTR6024B1 | 3503 | 4172220 | AMERICAN STANDARD, INC. | 4A7A5024E1 | AC | Split System: Air-Cooled Condensing Unit, Coil with Blower | 4TTR5024E1 |  | 4TXCC005CC3 | 13 | 16 | Yes | Yes | 2011-02-28 |  | 2
FALSE | 4TTR6024B1 | 3503 | 4172221 | AMERICAN STANDARD, INC. | 4A7A5024E1 | AC | Split System: Air-Cooled Condensing Unit, Coil with Blower | 4TTR5024E1 |  | 4TXCC006CC3 | 13 | 16 | Yes | Yes | 2011-02-28 |  | 2
FALSE | 4TTR6024B1 | 3503 | 4172222 | AMERICAN STANDARD, INC. | 4A7A5024E1 | AC | Split System: Air-Cooled Condensing Unit, Coil with Blower | 4TTR5024E1 |  | 4TXCC007CC3 | 13 | 16 | Yes | Yes | 2011-02-28 |  | 2
FALSE | 4TTR6024B1 | 3503 | 4172223 | AMERICAN STANDARD, INC. | 4A7A5024E1 | AC | Split System: Air-Cooled Condensing Unit, Coil with Blower | 4TTR5024E1 |  | 4TXCC008CC3 | 13 | 16 | Yes | Yes | 2011-02-28 |  | 2
FALSE | 4TTR6024B1 | 3503 | 4172224 | AMERICAN STANDARD, INC. | 4A7A5024E1 | AC | Split System: Air-Cooled Condensing Unit, Coil with Blower | 4TTR5024E1 |  | 4TXCC037BC3 | 13 | 16 | Yes | Yes | 2011-02-28 |  | 2
FALSE | 4TTR6024B1 | 3503 | 4172225 | AMERICAN STANDARD, INC. | 4A7A5024E1 | AC | Split System: Air-Cooled Condensing Unit, Coil with Blower | 4TTR5024E1 |  | 4TXCC043BC3 | 13 | 16 | Yes | Yes | 2011-02-28 |  | 2
FALSE | 4TTR6024B1 | 3503 | 4172226 | AMERICAN STANDARD, INC. | 4A7A5024E1 | AC | Split System: Air-Cooled Condensing Unit, Coil with Blower | 4TTR5024E1 |  | 4TXCC044BC3 | 13 | 16 | Yes | Yes | 2011-02-28 |  | 2
FALSE | 4TTR6024B1 | 3503 | 4172227 | AMERICAN STANDARD, INC. | 4A7A5024E1 | AC | Split System: Air-Cooled Condensing Unit, Coil with Blower | 4TTR5024E1 |  | 4TXCD009CC3 | 13 | 16 | Yes | Yes | 2011-02-28 |  | 2
FALSE | 4TTR6024B1 | 3503 | 4172228 | AMERICAN STANDARD, INC. | 4A7A5024E1 | AC | Split System: Air-Cooled Condensing Unit, Coil with Blower | 4TTR5024E1 |  | 4TXCD010CC3 | 13 | 16 | Yes | Yes | 2011-02-28 |  | 2
FALSE | 4TTR6024B1 | 3503 | 4172234 | AMERICAN STANDARD, INC. | 4A7A5024E1 | AC | Split System: Air-Cooled Condensing Unit, Coil with Blower | 4TTR5024E1 |  | 4TXFH033CC3 | 13 | 15 | Yes | Yes | 2011-02-28 |  | 1
FALSE | 4TTR6024B1 | 3503 | 4172235 | AMERICAN STANDARD, INC. | 4A7A5024E1 | AC | Split System: Air-Cooled Condensing Unit, Coil with Blower | 4TTR5024E1 |  | 4TXFH036CZ3 | 13.5 | 16.25 | Yes | Yes | 2011-02-28 |  | 2
FALSE | 4TTR6024B1 | 3503 | 4172237 | AMERICAN STANDARD, INC. | 4A7A5024E1 | AC | Split System: Air-Cooled Condensing Unit, Coil with Blower | 4TTR5024E1 |  | 4TXFH041CC3 | 13 | 16 | Yes | Yes | 2011-02-28 |  | 2
FALSE | 4TTR6030B1 | 3522 | 4172240 | AMERICAN STANDARD, INC. | 4A7A5030E1 | AC | Split System: Air-Cooled Condensing Unit, Coil with Blower | 4TTR5030E1 |  | 4CXCB036CC3 | 12.5 | 14.5 | Yes | Yes | 2011-02-28 |  | 0
FALSE | 4TTR6036B1 | 3674 | 4172269 | AMERICAN STANDARD, INC. | 4A7A5036E1 | AC | Split System: Air-Cooled Condensing Unit, Coil with Blower | 4TTR5036E1 |  | 4CXCC043CC3 | 12 | 14.5 | Yes | Yes | 2011-02-28 |  | 0
FALSE | 4TTR6036B1 | 3674 | 4172270 | AMERICAN STANDARD, INC. | 4A7A5036E1 | AC | Split System: Air-Cooled Condensing Unit, Coil with Blower | 4TTR5036E1 |  | 4CXCC049CC3 | 12 | 14.5 | Yes | Yes | 2011-02-28 |  | 0
FALSE | 4TTR6036B1 | 3674 | 4172274 | AMERICAN STANDARD, INC. | 4A7A5036E1 | AC | Split System: Air-Cooled Condensing Unit, Coil with Blower | 4TTR5036E1 |  | 4TXAB048BC3 | 12 | 14.5 | Yes | Yes | 2011-02-28 |  | 0
FALSE | 4TTR6036B1 | 3674 | 4172275 | AMERICAN STANDARD, INC. | 4A7A5036E1 | AC | Split System: Air-Cooled Condensing Unit, Coil with Blower | 4TTR5036E1 |  | 4TXAC037BC3 | 12 | 14.5 | Yes | Yes | 2011-02-28 |  | 0
FALSE | 4TTR6036B1 | 3674 | 4172276 | AMERICAN STANDARD, INC. | 4A7A5036E1 | AC | Split System: Air-Cooled Condensing Unit, Coil with Blower | 4TTR5036E1 |  | 4TXAC043BC3 | 12 | 14.5 | Yes | Yes | 2011-02-28 |  | 0
FALSE | 4TTR6036B1 | 3674 | 4172277 | AMERICAN STANDARD, INC. | 4A7A5036E1 | AC | Split System: Air-Cooled Condensing Unit, Coil with Blower | 4TTR5036E1 |  | 4TXAC044BC3 | 12 | 14.5 | Yes | Yes | 2011-02-28 |  | 0
FALSE | 4TTR6036B1 | 3674 | 4172278 | AMERICAN STANDARD, INC. | 4A7A5036E1 | AC | Split System: Air-Cooled Condensing Unit, Coil with Blower | 4TTR5036E1 |  | 4TXAC049BC3 | 12 | 14.5 | Yes | Yes | 2011-02-28 |  | 0
FALSE | 4TTR6036B1 | 3674 | 4172279 | AMERICAN STANDARD, INC. | 4A7A5036E1 | AC | Split System: Air-Cooled Condensing Unit, Coil with Blower | 4TTR5036E1 |  | 4TXAC060BC3 | 12.5 | 15 | Yes | Yes | 2011-02-28 |  | 1
FALSE | 4TTR6036B1 | 3674 | 4172283 | AMERICAN STANDARD, INC. | 4A7A5036E1 | AC | Split System: Air-Cooled Condensing Unit, Coil with Blower | 4TTR5036E1 |  | 4TXCB048BC3 | 12 | 14.5 | Yes | Yes | 2011-02-28 |  | 0
FALSE | 4TTR6036B1 | 3674 | 4172284 | AMERICAN STANDARD, INC. | 4A7A5036E1 | AC | Split System: Air-Cooled Condensing Unit, Coil with Blower | 4TTR5036E1 |  | 4TXCC037BC3 | 12 | 14.5 | Yes | Yes | 2011-02-28 |  | 0
FALSE | 4TTR6036B1 | 3674 | 4172285 | AMERICAN STANDARD, INC. | 4A7A5036E1 | AC | Split System: Air-Cooled Condensing Unit, Coil with Blower | 4TTR5036E1 |  | 4TXCC043BC3 | 12 | 14.5 | Yes | Yes | 2011-02-28 |  | 0
FALSE | 4TTR6036B1 | 3674 | 4172286 | AMERICAN STANDARD, INC. | 4A7A5036E1 | AC | Split System: Air-Cooled Condensing Unit, Coil with Blower | 4TTR5036E1 |  | 4TXCC044BC3 | 12 | 14.5 | Yes | Yes | 2011-02-28 |  | 0
FALSE | 4TTR6036B1 | 3674 | 4172287 | AMERICAN STANDARD, INC. | 4A7A5036E1 | AC | Split System: Air-Cooled Condensing Unit, Coil with Blower | 4TTR5036E1 |  | 4TXCC049BC3 | 12 | 14.5 | Yes | Yes | 2011-02-28 |  | 0
FALSE | 4TTR6036B1 | 3674 | 4172288 | AMERICAN STANDARD, INC. | 4A7A5036E1 | AC | Split System: Air-Cooled Condensing Unit, Coil with Blower | 4TTR5036E1 |  | 4TXCC060BC3 | 12.5 | 15 | Yes | Yes | 2011-02-28 |  | 1
FALSE | 4TTR6036B1 | 3674 | 4172292 | AMERICAN STANDARD, INC. | 4A7A5036E1 | AC | Split System: Air-Cooled Condensing Unit, Coil with Blower | 4TTR5036E1 |  | 4TXFH036CZ3 | 12.5 | 15 | Yes | Yes | 2011-02-28 |  | 1
FALSE | 4TTR6036B1 | 3674 | 4172295 | AMERICAN STANDARD, INC. | 4A7A5036E1 | AC | Split System: Air-Cooled Condensing Unit, Coil with Blower | 4TTR5036E1 |  | 4TXFH054CC3 | 12 | 15 | Yes | Yes | 2011-02-28 |  | 0
FALSE | 4TTR6036B1 | 3674 | 4172297 | AMERICAN STANDARD, INC. | 4A7A5036E1 | AC | Split System: Air-Cooled Condensing Unit, Coil with Blower | 4TTR5036E1 |  | 4TXFH063CZ3 | 12.5 | 15.5 | Yes | Yes | 2011-02-28 |  | 1
FALSE | 4TTR6042B1 | 3680 | 4172300 | AMERICAN STANDARD, INC. | 4A7A5042E1 | AC | Split System: Air-Cooled Condensing Unit, Coil with Blower | 4TTR5042E1 |  | 4CXCC037CC3 | 12 | 14.5 | Yes | Yes | 2011-02-28 |  | 0
FALSE | 4TTR6042B1 | 3680 | 4172301 | AMERICAN STANDARD, INC. | 4A7A5042E1 | AC | Split System: Air-Cooled Condensing Unit, Coil with Blower | 4TTR5042E1 |  | 4CXCC043CC3 | 12 | 14.5 | Yes | Yes | 2011-02-28 |  | 0
FALSE | 4TTR6042B1 | 3680 | 4172302 | AMERICAN STANDARD, INC. | 4A7A5042E1 | AC | Split System: Air-Cooled Condensing Unit, Coil with Blower | 4TTR5042E1 |  | 4CXCC049CC3 | 12 | 14.5 | Yes | Yes | 2011-02-28 |  | 0
FALSE | 4TTR6042B1 | 3680 | 4172305 | AMERICAN STANDARD, INC. | 4A7A5042E1 | AC | Split System: Air-Cooled Condensing Unit, Coil with Blower | 4TTR5042E1 |  | 4TXAB048BC3 | 12 | 14.5 | Yes | Yes | 2011-02-28 |  | 0
FALSE | 4TTR6042B1 | 3680 | 4172306 | AMERICAN STANDARD, INC. | 4A7A5042E1 | AC | Split System: Air-Cooled Condensing Unit, Coil with Blower | 4TTR5042E1 |  | 4TXAC037BC3 | 12 | 14.5 | Yes | Yes | 2011-02-28 |  | 0
FALSE | 4TTR6018B1 | 3489 | 4173076 | TRANE | 4TTR5018E1 | AC | Split System: Air-Cooled Condensing Unit, Coil with Blower | 4TTR5018E1 |  | 4TXAA018BC3 | 13 | 15 | Yes | Yes | 2011-01-21 |  | 1
FALSE | 4TTR6018B1 | 3489 | 4173077 | TRANE | 4TTR5018E1 | AC | Split System: Air-Cooled Condensing Unit, Coil with Blower | 4TTR5018E1 |  | 4TXAA024BC3 | 13 | 15 | Yes | Yes | 2011-01-21 |  | 1
FALSE | 4TTR6018B1 | 3489 | 4173078 | TRANE | 4TTR5018E1 | AC | Split System: Air-Cooled Condensing Unit, Coil with Blower | 4TTR5018E1 |  | 4TXAB025BC3 | 13 | 15.5 | Yes | Yes | 2011-01-21 |  | 1
FALSE | 4TTR6018B1 | 3489 | 4173079 | TRANE | 4TTR5018E1 | AC | Split System: Air-Cooled Condensing Unit, Coil with Blower | 4TTR5018E1 |  | 4TXAB031BC3 | 13 | 15.5 | Yes | Yes | 2011-01-21 |  | 1
FALSE | 4TTR6018B1 | 3489 | 4173080 | TRANE | 4TTR5018E1 | AC | Split System: Air-Cooled Condensing Unit, Coil with Blower | 4TTR5018E1 |  | 4TXAB032BC3 | 13 | 16 | Yes | Yes | 2011-01-21 |  | 2
FALSE | 4TTR6018B1 | 3489 | 4173081 | TRANE | 4TTR5018E1 | AC | Split System: Air-Cooled Condensing Unit, Coil with Blower | 4TTR5018E1 |  | 4TXAB036BC3 | 13 | 16 | Yes | Yes | 2011-01-21 |  | 2
FALSE | 4TTR6018B1 | 3489 | 4173082 | TRANE | 4TTR5018E1 | AC | Split System: Air-Cooled Condensing Unit, Coil with Blower | 4TTR5018E1 |  | 4TXAC037BC3 | 13 | 16 | Yes | Yes | 2011-01-21 |  | 2
FALSE | 4TTR6018B1 | 3489 | 4173083 | TRANE | 4TTR5018E1 | AC | Split System: Air-Cooled Condensing Unit, Coil with Blower | 4TTR5018E1 |  | 4TXCA018BC3 | 13 | 15 | Yes | Yes | 2011-01-21 |  | 1
FALSE | 4TTR6018B1 | 3489 | 4173084 | TRANE | 4TTR5018E1 | AC | Split System: Air-Cooled Condensing Unit, Coil with Blower | 4TTR5018E1 |  | 4TXCA024BC3 | 13 | 15 | Yes | Yes | 2011-01-21 |  | 1
FALSE | 4TTR6018B1 | 3489 | 4173085 | TRANE | 4TTR5018E1 | AC | Split System: Air-Cooled Condensing Unit, Coil with Blower | 4TTR5018E1 |  | 4TXCB003CC3 | 13 | 16 | Yes | Yes | 2011-01-21 |  | 2
FALSE | 4TTR6018B1 | 3489 | 4173086 | TRANE | 4TTR5018E1 | AC | Split System: Air-Cooled Condensing Unit, Coil with Blower | 4TTR5018E1 |  | 4TXCB004CC3 | 13 | 16 | Yes | Yes | 2011-01-21 |  | 2
FALSE | 4TTR6018B1 | 3489 | 4173087 | TRANE | 4TTR5018E1 | AC | Split System: Air-Cooled Condensing Unit, Coil with Blower | 4TTR5018E1 |  | 4TXCB025BC3 | 13 | 15.5 | Yes | Yes | 2011-01-21 |  | 1
FALSE | 4TTR6018B1 | 3489 | 4173088 | TRANE | 4TTR5018E1 | AC | Split System: Air-Cooled Condensing Unit, Coil with Blower | 4TTR5018E1 |  | 4TXCB031BC3 | 13 | 15.5 | Yes | Yes | 2011-01-21 |  | 1
FALSE | 4TTR6018B1 | 3489 | 4173089 | TRANE | 4TTR5018E1 | AC | Split System: Air-Cooled Condensing Unit, Coil with Blower | 4TTR5018E1 |  | 4TXCB032BC3 | 13 | 16 | Yes | Yes | 2011-01-21 |  | 2
FALSE | 4TTR6018B1 | 3489 | 4173090 | TRANE | 4TTR5018E1 | AC | Split System: Air-Cooled Condensing Unit, Coil with Blower | 4TTR5018E1 |  | 4TXCB036BC3 | 13 | 16 | Yes | Yes | 2011-01-21 |  | 2
FALSE | 4TTR6018B1 | 3489 | 4173091 | TRANE | 4TTR5018E1 | AC | Split System: Air-Cooled Condensing Unit, Coil with Blower | 4TTR5018E1 |  | 4TXCC005CC3 | 13 | 16 | Yes | Yes | 2011-01-21 |  | 2
FALSE | 4TTR6018B1 | 3489 | 4173092 | TRANE | 4TTR5018E1 | AC | Split System: Air-Cooled Condensing Unit, Coil with Blower | 4TTR5018E1 |  | 4TXCC006CC3 | 13 | 16 | Yes | Yes | 2011-01-21 |  | 2
FALSE | 4TTR6018B1 | 3489 | 4173093 | TRANE | 4TTR5018E1 | AC | Split System: Air-Cooled Condensing Unit, Coil with Blower | 4TTR5018E1 |  | 4TXCC007CC3 | 13 | 16 | Yes | Yes | 2011-01-21 |  | 2
FALSE | 4TTR6018B1 | 3489 | 4173094 | TRANE | 4TTR5018E1 | AC | Split System: Air-Cooled Condensing Unit, Coil with Blower | 4TTR5018E1 |  | 4TXCC037BC3 | 13 | 16 | Yes | Yes | 2011-01-21 |  | 2
FALSE | 4TTR6018B1 | 3489 | 4173099 | TRANE | 4TTR5018E1 | AC | Split System: Air-Cooled Condensing Unit, Coil with Blower | 4TTR5018E1 |  | 4TXFH033CC3 | 13 | 15.5 | Yes | Yes | 2011-01-21 |  | 1
FALSE | 4TTR6018B1 | 3489 | 4173100 | TRANE | 4TTR5018E1 | AC | Split System: Air-Cooled Condensing Unit, Coil with Blower | 4TTR5018E1 |  | 4TXFH036CZ3 | 13.5 | 16.5 | Yes | Yes | 2011-01-21 |  | 2
FALSE | 4TTR6024B1 | 3503 | 4173101 | TRANE | 4TTR5024E1 | AC | Split System: Air-Cooled Condensing Unit, Coil with Blower | 4TTR5024E1 |  | 4CXCA024CC3 | 12.5 | 14.5 | Yes | Yes | 2011-01-21 |  | 0
FALSE | 4TTR6024B1 | 3503 | 4173122 | TRANE | 4TTR5024E1 | AC | Split System: Air-Cooled Condensing Unit, Coil with Blower | 4TTR5024E1 |  | 4TXCB004CC3 | 13 | 16 | Yes | Yes | 2011-01-21 |  | 2
FALSE | 4TTR6024B1 | 3503 | 4173123 | TRANE | 4TTR5024E1 | AC | Split System: Air-Cooled Condensing Unit, Coil with Blower | 4TTR5024E1 |  | 4TXCB025BC3 | 13 | 15.5 | Yes | Yes | 2011-01-21 |  | 1
FALSE | 4TTR6024B1 | 3503 | 4173124 | TRANE | 4TTR5024E1 | AC | Split System: Air-Cooled Condensing Unit, Coil with Blower | 4TTR5024E1 |  | 4TXCB031BC3 | 13 | 15.5 | Yes | Yes | 2011-01-21 |  | 1
FALSE | 4TTR6024B1 | 3503 | 4173125 | TRANE | 4TTR5024E1 | AC | Split System: Air-Cooled Condensing Unit, Coil with Blower | 4TTR5024E1 |  | 4TXCB032BC3 | 13 | 16 | Yes | Yes | 2011-01-21 |  | 2
FALSE | 4TTR6024B1 | 3503 | 4173126 | TRANE | 4TTR5024E1 | AC | Split System: Air-Cooled Condensing Unit, Coil with Blower | 4TTR5024E1 |  | 4TXCB036BC3 | 13 | 16 | Yes | Yes | 2011-01-21 |  | 2
FALSE | 4TTR6024B1 | 3503 | 4173127 | TRANE | 4TTR5024E1 | AC | Split System: Air-Cooled Condensing Unit, Coil with Blower | 4TTR5024E1 |  | 4TXCB042BC3 | 13 | 16 | Yes | Yes | 2011-01-21 |  | 2
FALSE | 4TTR6024B1 | 3503 | 4173128 | TRANE | 4TTR5024E1 | AC | Split System: Air-Cooled Condensing Unit, Coil with Blower | 4TTR5024E1 |  | 4TXCB048BC3 | 13 | 16 | Yes | Yes | 2011-01-21 |  | 2
FALSE | 4TTR6024B1 | 3503 | 4173129 | TRANE | 4TTR5024E1 | AC | Split System: Air-Cooled Condensing Unit, Coil with Blower | 4TTR5024E1 |  | 4TXCC005CC3 | 13 | 16 | Yes | Yes | 2011-01-21 |  | 2
FALSE | 4TTR6024B1 | 3503 | 4173130 | TRANE | 4TTR5024E1 | AC | Split System: Air-Cooled Condensing Unit, Coil with Blower | 4TTR5024E1 |  | 4TXCC006CC3 | 13 | 16 | Yes | Yes | 2011-01-21 |  | 2
FALSE | 4TTR6024B1 | 3503 | 4173131 | TRANE | 4TTR5024E1 | AC | Split System: Air-Cooled Condensing Unit, Coil with Blower | 4TTR5024E1 |  | 4TXCC007CC3 | 13 | 16 | Yes | Yes | 2011-01-21 |  | 2
FALSE | 4TTR6024B1 | 3503 | 4173132 | TRANE | 4TTR5024E1 | AC | Split System: Air-Cooled Condensing Unit, Coil with Blower | 4TTR5024E1 |  | 4TXCC008CC3 | 13 | 16 | Yes | Yes | 2011-01-21 |  | 2
FALSE | 4TTR6024B1 | 3503 | 4173133 | TRANE | 4TTR5024E1 | AC | Split System: Air-Cooled Condensing Unit, Coil with Blower | 4TTR5024E1 |  | 4TXCC037BC3 | 13 | 16 | Yes | Yes | 2011-01-21 |  | 2
FALSE | 4TTR6024B1 | 3503 | 4173134 | TRANE | 4TTR5024E1 | AC | Split System: Air-Cooled Condensing Unit, Coil with Blower | 4TTR5024E1 |  | 4TXCC043BC3 | 13 | 16 | Yes | Yes | 2011-01-21 |  | 2
FALSE | 4TTR6024B1 | 3503 | 4173135 | TRANE | 4TTR5024E1 | AC | Split System: Air-Cooled Condensing Unit, Coil with Blower | 4TTR5024E1 |  | 4TXCC044BC3 | 13 | 16 | Yes | Yes | 2011-01-21 |  | 2
FALSE | 4TTR6024B1 | 3503 | 4173136 | TRANE | 4TTR5024E1 | AC | Split System: Air-Cooled Condensing Unit, Coil with Blower | 4TTR5024E1 |  | 4TXCD009CC3 | 13 | 16 | Yes | Yes | 2011-01-21 |  | 2
FALSE | 4TTR6024B1 | 3503 | 4173137 | TRANE | 4TTR5024E1 | AC | Split System: Air-Cooled Condensing Unit, Coil with Blower | 4TTR5024E1 |  | 4TXCD010CC3 | 13 | 16 | Yes | Yes | 2011-01-21 |  | 2
FALSE | 4TTR6024B1 | 3503 | 4173143 | TRANE | 4TTR5024E1 | AC | Split System: Air-Cooled Condensing Unit, Coil with Blower | 4TTR5024E1 |  | 4TXFH033CC3 | 13 | 15.5 | Yes | Yes | 2011-01-21 |  | 1
FALSE | 4TTR6024B1 | 3503 | 4173144 | TRANE | 4TTR5024E1 | AC | Split System: Air-Cooled Condensing Unit, Coil with Blower | 4TTR5024E1 |  | 4TXFH036CZ3 | 13.5 | 16.25 | Yes | Yes | 2011-01-21 |  | 2
FALSE | 4TTR6024B1 | 3503 | 4173146 | TRANE | 4TTR5024E1 | AC | Split System: Air-Cooled Condensing Unit, Coil with Blower | 4TTR5024E1 |  | 4TXFH041CC3 | 13.5 | 16 | Yes | Yes | 2011-01-21 |  | 2
FALSE | 4TTR6030B1 | 3522 | 4173149 | TRANE | 4TTR5030E1 | AC | Split System: Air-Cooled Condensing Unit, Coil with Blower | 4TTR5030E1 |  | 4CXCB036CC3 | 12.5 | 14.5 | Yes | Yes | 2011-01-21 |  | 0
FALSE | 4TTR6030B1 | 3522 | 4173150 | TRANE | 4TTR5030E1 | AC | Split System: Air-Cooled Condensing Unit, Coil with Blower | 4TTR5030E1 |  | 4CXCB042CC3 | 12.5 | 14.5 | Yes | Yes | 2011-01-21 |  | 0
FALSE | 4TTR6030B1 | 3522 | 4173151 | TRANE | 4TTR5030E1 | AC | Split System: Air-Cooled Condensing Unit, Coil with Blower | 4TTR5030E1 |  | 4CXCC037CC3 | 12.5 | 15 | Yes | Yes | 2011-01-21 |  | 1
FALSE | 4TTR6036B1 | 3674 | 4173183 | TRANE | 4TTR5036E1 | AC | Split System: Air-Cooled Condensing Unit, Coil with Blower | 4TTR5036E1 |  | 4TXAB032BC3 | 12 | 14.5 | Yes | Yes | 2011-01-21 |  | 0
FALSE | 4TTR6036B1 | 3674 | 4173184 | TRANE | 4TTR5036E1 | AC | Split System: Air-Cooled Condensing Unit, Coil with Blower | 4TTR5036E1 |  | 4TXAB036BC3 | 12 | 14.5 | Yes | Yes | 2011-01-21 |  | 0
FALSE | 4TTR6036B1 | 3674 | 4173185 | TRANE | 4TTR5036E1 | AC | Split System: Air-Cooled Condensing Unit, Coil with Blower | 4TTR5036E1 |  | 4TXAB042BC3 | 12 | 14.5 | Yes | Yes | 2011-01-21 |  | 0
FALSE | 4TTR6036B1 | 3674 | 4173186 | TRANE | 4TTR5036E1 | AC | Split System: Air-Cooled Condensing Unit, Coil with Blower | 4TTR5036E1 |  | 4TXAB048BC3 | 12 | 14.5 | Yes | Yes | 2011-01-21 |  | 0
FALSE | 4TTR6036B1 | 3674 | 4173187 | TRANE | 4TTR5036E1 | AC | Split System: Air-Cooled Condensing Unit, Coil with Blower | 4TTR5036E1 |  | 4TXAC037BC3 | 12 | 14.5 | Yes | Yes | 2011-01-21 |  | 0
FALSE | 4TTR6036B1 | 3674 | 4173188 | TRANE | 4TTR5036E1 | AC | Split System: Air-Cooled Condensing Unit, Coil with Blower | 4TTR5036E1 |  | 4TXAC043BC3 | 12 | 14.5 | Yes | Yes | 2011-01-21 |  | 0
FALSE | 4TTR6036B1 | 3674 | 4173189 | TRANE | 4TTR5036E1 | AC | Split System: Air-Cooled Condensing Unit, Coil with Blower | 4TTR5036E1 |  | 4TXAC044BC3 | 12.5 | 15 | Yes | Yes | 2011-01-21 |  | 1
FALSE | 4TTR6036B1 | 3674 | 4173190 | TRANE | 4TTR5036E1 | AC | Split System: Air-Cooled Condensing Unit, Coil with Blower | 4TTR5036E1 |  | 4TXAC049BC3 | 12.5 | 15 | Yes | Yes | 2011-01-21 |  | 1
FALSE | 4TTR6036B1 | 3674 | 4173191 | TRANE | 4TTR5036E1 | AC | Split System: Air-Cooled Condensing Unit, Coil with Blower | 4TTR5036E1 |  | 4TXAC060BC3 | 12.5 | 15 | Yes | Yes | 2011-01-21 |  | 1
FALSE | 4TTR6036B1 | 3674 | 4173193 | TRANE | 4TTR5036E1 | AC | Split System: Air-Cooled Condensing Unit, Coil with Blower | 4TTR5036E1 |  | 4TXCB032BC3 | 12 | 14.5 | Yes | Yes | 2011-01-21 |  | 0
FALSE | 4TTR6036B1 | 3674 | 4173194 | TRANE | 4TTR5036E1 | AC | Split System: Air-Cooled Condensing Unit, Coil with Blower | 4TTR5036E1 |  | 4TXCB036BC3 | 12 | 14.5 | Yes | Yes | 2011-01-21 |  | 0
FALSE | 4TTR6036B1 | 3674 | 4173195 | TRANE | 4TTR5036E1 | AC | Split System: Air-Cooled Condensing Unit, Coil with Blower | 4TTR5036E1 |  | 4TXCB042BC3 | 12 | 14.5 | Yes | Yes | 2011-01-21 |  | 0
FALSE | 4TTR6036B1 | 3674 | 4173196 | TRANE | 4TTR5036E1 | AC | Split System: Air-Cooled Condensing Unit, Coil with Blower | 4TTR5036E1 |  | 4TXCB048BC3 | 12 | 14.5 | Yes | Yes | 2011-01-21 |  | 0
FALSE | 4TTR6036B1 | 3674 | 4173197 | TRANE | 4TTR5036E1 | AC | Split System: Air-Cooled Condensing Unit, Coil with Blower | 4TTR5036E1 |  | 4TXCC037BC3 | 12 | 14.5 | Yes | Yes | 2011-01-21 |  | 0
FALSE | 4TTR6036B1 | 3674 | 4173198 | TRANE | 4TTR5036E1 | AC | Split System: Air-Cooled Condensing Unit, Coil with Blower | 4TTR5036E1 |  | 4TXCC043BC3 | 12 | 14.5 | Yes | Yes | 2011-01-21 |  | 0
FALSE | 4TTR6036B1 | 3674 | 4173199 | TRANE | 4TTR5036E1 | AC | Split System: Air-Cooled Condensing Unit, Coil with Blower | 4TTR5036E1 |  | 4TXCC044BC3 | 12.5 | 15 | Yes | Yes | 2011-01-21 |  | 1
FALSE | 4TTR6036B1 | 3674 | 4173200 | TRANE | 4TTR5036E1 | AC | Split System: Air-Cooled Condensing Unit, Coil with Blower | 4TTR5036E1 |  | 4TXCC049BC3 | 12.5 | 15 | Yes | Yes | 2011-01-21 |  | 1
FALSE | 4TTR6036B1 | 3674 | 4173201 | TRANE | 4TTR5036E1 | AC | Split System: Air-Cooled Condensing Unit, Coil with Blower | 4TTR5036E1 |  | 4TXCC060BC3 | 12.5 | 15 | Yes | Yes | 2011-01-21 |  | 1
FALSE | 4TTR6036B1 | 3674 | 4173202 | TRANE | 4TTR5036E1 | AC | Split System: Air-Cooled Condensing Unit, Coil with Blower | 4TTR5036E1 |  | 4TXCD061BC3 | 12.5 | 15.25 | Yes | Yes | 2011-01-21 |  | 1
FALSE | 4TTR6036B1 | 3674 | 4173206 | TRANE | 4TTR5036E1 | AC | Split System: Air-Cooled Condensing Unit, Coil with Blower | 4TTR5036E1 |  | 4TXFH036CZ3 | 12.5 | 15 | Yes | Yes | 2011-01-21 |  | 1
FALSE | 4TTR6036B1 | 3674 | 4173208 | TRANE | 4TTR5036E1 | AC | Split System: Air-Cooled Condensing Unit, Coil with Blower | 4TTR5036E1 |  | 4TXFH041CC3 | 12.5 | 15 | Yes | Yes | 2011-01-21 |  | 1
FALSE | 4TTR6036B1 | 3674 | 4173210 | TRANE | 4TTR5036E1 | AC | Split System: Air-Cooled Condensing Unit, Coil with Blower | 4TTR5036E1 |  | 4TXFH054CC3 | 12.5 | 15 | Yes | Yes | 2011-01-21 |  | 1
FALSE | 4TTX6024H1 | 3520 | 4173240 | TRANE | 4TTX5024A1 | AC | Split System: Air-Cooled Condensing Unit, Coil with Blower | 4TTX5024A1 |  | 4TXAB032BC3 | 13 | 15.75 | Yes | Yes | 2011-01-21 |  | 1
FALSE | 4TTX6024H1 | 3520 | 4173241 | TRANE | 4TTX5024A1 | AC | Split System: Air-Cooled Condensing Unit, Coil with Blower | 4TTX5024A1 |  | 4TXCB025BC3 | 12.8 | 15.25 | Yes | Yes | 2011-01-21 |  | 1
FALSE | 4TTX6024H1 | 3520 | 4173242 | TRANE | 4TTX5024A1 | AC | Split System: Air-Cooled Condensing Unit, Coil with Blower | 4TTX5024A1 |  | 4TXCB031BC3 | 12.8 | 15.5 | Yes | Yes | 2011-01-21 |  | 1
FALSE | 4TTX6024H1 | 3520 | 4173243 | TRANE | 4TTX5024A1 | AC | Split System: Air-Cooled Condensing Unit, Coil with Blower | 4TTX5024A1 |  | 4TXCB032BC3 | 13 | 15.75 | Yes | Yes | 2011-01-21 |  | 1
FALSE | 4TTX6024H1 | 3520 | 4173244 | TRANE | 4TTX5024A1 | AC | Split System: Air-Cooled Condensing Unit, Coil with Blower | 4TTX5024A1 |  | 4TXCB036BC3 | 12.8 | 15.25 | Yes | Yes | 2011-01-21 |  | 1
FALSE | 4TTX6030H1 | 3530 | 4173247 | TRANE | 4TTX5030A1 | AC | Split System: Air-Cooled Condensing Unit, Coil with Blower | 4TTX5030A1 |  | 4CXCB031CC3 | 12 | 14.75 | Yes | Yes | 2011-01-21 |  | 0
FALSE | 4TTX6030H1 | 3530 | 4173248 | TRANE | 4TTX5030A1 | AC | Split System: Air-Cooled Condensing Unit, Coil with Blower | 4TTX5030A1 |  | 4CXCB042CC3 | 12 | 14.75 | Yes | Yes | 2011-01-21 |  | 0
FALSE | 4TTX6030H1 | 3530 | 4173249 | TRANE | 4TTX5030A1 | AC | Split System: Air-Cooled Condensing Unit, Coil with Blower | 4TTX5030A1 |  | 4CXCC037CC3 | 12.5 | 15.25 | Yes | Yes | 2011-01-21 |  | 1
FALSE | 4TTX6030H1 | 3530 | 4173250 | TRANE | 4TTX5030A1 | AC | Split System: Air-Cooled Condensing Unit, Coil with Blower | 4TTX5030A1 |  | 4TXAB031BC3 | 12 | 14.75 | Yes | Yes | 2011-01-21 |  | 0
FALSE | 4TTX6030H1 | 3530 | 4173251 | TRANE | 4TTX5030A1 | AC | Split System: Air-Cooled Condensing Unit, Coil with Blower | 4TTX5030A1 |  | 4TXAB032BC3 | 12.5 | 15 | Yes | Yes | 2011-01-21 |  | 1
FALSE | 4TTX6030H1 | 3530 | 4173252 | TRANE | 4TTX5030A1 | AC | Split System: Air-Cooled Condensing Unit, Coil with Blower | 4TTX5030A1 |  | 4TXAB042BC3 | 12 | 14.75 | Yes | Yes | 2011-01-21 |  | 0
FALSE | 4TTX6030H1 | 3530 | 4173253 | TRANE | 4TTX5030A1 | AC | Split System: Air-Cooled Condensing Unit, Coil with Blower | 4TTX5030A1 |  | 4TXAC037BC3 | 12.5 | 15.25 | Yes | Yes | 2011-01-21 |  | 1
FALSE | 4TTX6030H1 | 3530 | 4173254 | TRANE | 4TTX5030A1 | AC | Split System: Air-Cooled Condensing Unit, Coil with Blower | 4TTX5030A1 |  | 4TXCB031BC3 | 12 | 14.75 | Yes | Yes | 2011-01-21 |  | 0
FALSE | 4TTX6030H1 | 3530 | 4173255 | TRANE | 4TTX5030A1 | AC | Split System: Air-Cooled Condensing Unit, Coil with Blower | 4TTX5030A1 |  | 4TXCB032BC3 | 12.5 | 15 | Yes | Yes | 2011-01-21 |  | 1
FALSE | 4TTX6030H1 | 3530 | 4173256 | TRANE | 4TTX5030A1 | AC | Split System: Air-Cooled Condensing Unit, Coil with Blower | 4TTX5030A1 |  | 4TXCB036BC3 | 12.5 | 15 | Yes | Yes | 2011-01-21 |  | 1
FALSE | 4TTX6030H1 | 3530 | 4173257 | TRANE | 4TTX5030A1 | AC | Split System: Air-Cooled Condensing Unit, Coil with Blower | 4TTX5030A1 |  | 4TXCB042BC3 | 12 | 14.75 | Yes | Yes | 2011-01-21 |  | 0
FALSE | 4TTX6030H1 | 3530 | 4173258 | TRANE | 4TTX5030A1 | AC | Split System: Air-Cooled Condensing Unit, Coil with Blower | 4TTX5030A1 |  | 4TXCC005CC3 | 13 | 15.25 | Yes | Yes | 2011-01-21 |  | 1
FALSE | 4TTX6030H1 | 3530 | 4173259 | TRANE | 4TTX5030A1 | AC | Split System: Air-Cooled Condensing Unit, Coil with Blower | 4TTX5030A1 |  | 4TXCC037BC3 | 12.5 | 15.25 | Yes | Yes | 2011-01-21 |  | 1
FALSE | 4TTX6036H1 | 3598 | 4173262 | TRANE | 4TTX5036A1 | AC | Split System: Air-Cooled Condensing Unit, Coil with Blower | 4TTX5036A1 |  | 4CXCB036CC3 | 12 | 14.5 | Yes | Yes | 2011-01-21 |  | 0
FALSE | 4TTX6036H1 | 3598 | 4173263 | TRANE | 4TTX5036A1 | AC | Split System: Air-Cooled Condensing Unit, Coil with Blower | 4TTX5036A1 |  | 4CXCB042CC3 | 12 | 14.5 | Yes | Yes | 2011-01-21 |  | 0
FALSE | 4TTX6036H1 | 3598 | 4173264 | TRANE | 4TTX5036A1 | AC | Split System: Air-Cooled Condensing Unit, Coil with Blower | 4TTX5036A1 |  | 4CXCC037CC3 | 12 | 14.75 | Yes | Yes | 2011-01-21 |  | 0
FALSE | 4TTX6036H1 | 3598 | 4173266 | TRANE | 4TTX5036A1 | AC | Split System: Air-Cooled Condensing Unit, Coil with Blower | 4TTX5036A1 |  | 4TXAB036BC3 | 12 | 14.5 | Yes | Yes | 2011-01-21 |  | 0
FALSE | 4TTR6018B1 | 3489 | 4174008 | AMERICAN STANDARD, INC. | 4A7A5018E1 | AC | Split System: Air-Cooled Condensing Unit, Coil with Blower | 4TTR5018E1 |  | 4CXCA024CC3 | 13 | 15 | Yes | Yes | 2011-02-28 |  | 1
FALSE | 4TTR6018B1 | 3489 | 4174009 | AMERICAN STANDARD, INC. | 4A7A5018E1 | AC | Split System: Air-Cooled Condensing Unit, Coil with Blower | 4TTR5018E1 |  | 4CXCB025CC3 | 13 | 15.5 | Yes | Yes | 2011-02-28 |  | 1
FALSE | 4TTR6018B1 | 3489 | 4174010 | AMERICAN STANDARD, INC. | 4A7A5018E1 | AC | Split System: Air-Cooled Condensing Unit, Coil with Blower | 4TTR5018E1 |  | 4CXCB031CC3 | 13 | 15.5 | Yes | Yes | 2011-02-28 |  | 1
FALSE | 4TTR6018B1 | 3489 | 4174011 | AMERICAN STANDARD, INC. | 4A7A5018E1 | AC | Split System: Air-Cooled Condensing Unit, Coil with Blower | 4TTR5018E1 |  | 4CXCB036CC3 | 13 | 16 | Yes | Yes | 2011-02-28 |  | 2
FALSE | 4TTR6018B1 | 3489 | 4174012 | AMERICAN STANDARD, INC. | 4A7A5018E1 | AC | Split System: Air-Cooled Condensing Unit, Coil with Blower | 4TTR5018E1 |  | 4CXCC037CC3 | 13 | 16 | Yes | Yes | 2011-02-28 |  | 2
FALSE | 4TTR6018B1 | 3489 | 4174013 | AMERICAN STANDARD, INC. | 4A7A5018E1 | AC | Split System: Air-Cooled Condensing Unit, Coil with Blower | 4TTR5018E1 |  | 4TXAA018BC3 | 13 | 15 | Yes | Yes | 2011-02-28 |  | 1
FALSE | 4TTR6018B1 | 3489 | 4174014 | AMERICAN STANDARD, INC. | 4A7A5018E1 | AC | Split System: Air-Cooled Condensing Unit, Coil with Blower | 4TTR5018E1 |  | 4TXAA024BC3 | 13 | 15 | Yes | Yes | 2011-02-28 |  | 1
FALSE | 4TTR6018B1 | 3489 | 4174015 | AMERICAN STANDARD, INC. | 4A7A5018E1 | AC | Split System: Air-Cooled Condensing Unit, Coil with Blower | 4TTR5018E1 |  | 4TXAB025BC3 | 13 | 15.5 | Yes | Yes | 2011-02-28 |  | 1
FALSE | 4TTR6018B1 | 3489 | 4174016 | AMERICAN STANDARD, INC. | 4A7A5018E1 | AC | Split System: Air-Cooled Condensing Unit, Coil with Blower | 4TTR5018E1 |  | 4TXAB031BC3 | 13 | 15.5 | Yes | Yes | 2011-02-28 |  | 1
FALSE | 4TTR6018B1 | 3489 | 4174017 | AMERICAN STANDARD, INC. | 4A7A5018E1 | AC | Split System: Air-Cooled Condensing Unit, Coil with Blower | 4TTR5018E1 |  | 4TXAB032BC3 | 13 | 16 | Yes | Yes | 2011-02-28 |  | 2
FALSE | 4TTR6018B1 | 3489 | 4174018 | AMERICAN STANDARD, INC. | 4A7A5018E1 | AC | Split System: Air-Cooled Condensing Unit, Coil with Blower | 4TTR5018E1 |  | 4TXAB036BC3 | 13 | 16 | Yes | Yes | 2011-02-28 |  | 2
FALSE | 4TTR6018B1 | 3489 | 4174019 | AMERICAN STANDARD, INC. | 4A7A5018E1 | AC | Split System: Air-Cooled Condensing Unit, Coil with Blower | 4TTR5018E1 |  | 4TXAC037BC3 | 13 | 16 | Yes | Yes | 2011-02-28 |  | 2
FALSE | 4TTR6018B1 | 3489 | 4174020 | AMERICAN STANDARD, INC. | 4A7A5018E1 | AC | Split System: Air-Cooled Condensing Unit, Coil with Blower | 4TTR5018E1 |  | 4TXCA018BC3 | 13 | 15 | Yes | Yes | 2011-02-28 |  | 1
FALSE | 4TTR6018B1 | 3489 | 4174021 | AMERICAN STANDARD, INC. | 4A7A5018E1 | AC | Split System: Air-Cooled Condensing Unit, Coil with Blower | 4TTR5018E1 |  | 4TXCA024BC3 | 13 | 15 | Yes | Yes | 2011-02-28 |  | 1
FALSE | 4TTR6018B1 | 3489 | 4174022 | AMERICAN STANDARD, INC. | 4A7A5018E1 | AC | Split System: Air-Cooled Condensing Unit, Coil with Blower | 4TTR5018E1 |  | 4TXCB003CC3 | 13 | 16 | Yes | Yes | 2011-02-28 |  | 2
FALSE | 4TTR6018B1 | 3489 | 4174023 | AMERICAN STANDARD, INC. | 4A7A5018E1 | AC | Split System: Air-Cooled Condensing Unit, Coil with Blower | 4TTR5018E1 |  | 4TXCB004CC3 | 13 | 16 | Yes | Yes | 2011-02-28 |  | 2
FALSE | 4TTR6018B1 | 3489 | 4174024 | AMERICAN STANDARD, INC. | 4A7A5018E1 | AC | Split System: Air-Cooled Condensing Unit, Coil with Blower | 4TTR5018E1 |  | 4TXCB025BC3 | 13 | 15.5 | Yes | Yes | 2011-02-28 |  | 1
FALSE | 4TTR6018B1 | 3489 | 4174025 | AMERICAN STANDARD, INC. | 4A7A5018E1 | AC | Split System: Air-Cooled Condensing Unit, Coil with Blower | 4TTR5018E1 |  | 4TXCB031BC3 | 13 | 15.5 | Yes | Yes | 2011-02-28 |  | 1
FALSE | 4TTR6018B1 | 3489 | 4174026 | AMERICAN STANDARD, INC. | 4A7A5018E1 | AC | Split System: Air-Cooled Condensing Unit, Coil with Blower | 4TTR5018E1 |  | 4TXCB032BC3 | 13 | 16 | Yes | Yes | 2011-02-28 |  | 2
FALSE | 4TTR6018B1 | 3489 | 4174027 | AMERICAN STANDARD, INC. | 4A7A5018E1 | AC | Split System: Air-Cooled Condensing Unit, Coil with Blower | 4TTR5018E1 |  | 4TXCB036BC3 | 13 | 16 | Yes | Yes | 2011-02-28 |  | 2
FALSE | 4TTR6018B1 | 3489 | 4174028 | AMERICAN STANDARD, INC. | 4A7A5018E1 | AC | Split System: Air-Cooled Condensing Unit, Coil with Blower | 4TTR5018E1 |  | 4TXCC005CC3 | 13 | 16 | Yes | Yes | 2011-02-28 |  | 2
FALSE | 4TTR6018B1 | 3489 | 4174029 | AMERICAN STANDARD, INC. | 4A7A5018E1 | AC | Split System: Air-Cooled Condensing Unit, Coil with Blower | 4TTR5018E1 |  | 4TXCC006CC3 | 13 | 16 | Yes | Yes | 2011-02-28 |  | 2
FALSE | 4TTR6018B1 | 3489 | 4174030 | AMERICAN STANDARD, INC. | 4A7A5018E1 | AC | Split System: Air-Cooled Condensing Unit, Coil with Blower | 4TTR5018E1 |  | 4TXCC007CC3 | 13 | 16 | Yes | Yes | 2011-02-28 |  | 2
FALSE | 4TTR6018B1 | 3489 | 4174031 | AMERICAN STANDARD, INC. | 4A7A5018E1 | AC | Split System: Air-Cooled Condensing Unit, Coil with Blower | 4TTR5018E1 |  | 4TXCC037BC3 | 13 | 16 | Yes | Yes | 2011-02-28 |  | 2
FALSE | 4TTR6018B1 | 3489 | 4174036 | AMERICAN STANDARD, INC. | 4A7A5018E1 | AC | Split System: Air-Cooled Condensing Unit, Coil with Blower | 4TTR5018E1 |  | 4TXFH033CC3 | 13 | 15.5 | Yes | Yes | 2011-02-28 |  | 1
FALSE | 4TTR6018B1 | 3489 | 4174037 | AMERICAN STANDARD, INC. | 4A7A5018E1 | AC | Split System: Air-Cooled Condensing Unit, Coil with Blower | 4TTR5018E1 |  | 4TXFH036CZ3 | 13.5 | 16.5 | Yes | Yes | 2011-02-28 |  | 2
FALSE | 4TTR6024B1 | 3503 | 4174038 | AMERICAN STANDARD, INC. | 4A7A5024E1 | AC | Split System: Air-Cooled Condensing Unit, Coil with Blower | 4TTR5024E1 |  | 4CXCA024CC3 | 12.5 | 14.5 | Yes | Yes | 2011-02-28 |  | 0
FALSE | 4TTR6024B1 | 3503 | 4174039 | AMERICAN STANDARD, INC. | 4A7A5024E1 | AC | Split System: Air-Cooled Condensing Unit, Coil with Blower | 4TTR5024E1 |  | 4CXCB025CC3 | 13 | 15.5 | Yes | Yes | 2011-02-28 |  | 1
FALSE | 4TTR6024B1 | 3503 | 4174040 | AMERICAN STANDARD, INC. | 4A7A5024E1 | AC | Split System: Air-Cooled Condensing Unit, Coil with Blower | 4TTR5024E1 |  | 4CXCB031CC3 | 13 | 15.5 | Yes | Yes | 2011-02-28 |  | 1
FALSE | 4TTR6024B1 | 3503 | 4174041 | AMERICAN STANDARD, INC. | 4A7A5024E1 | AC | Split System: Air-Cooled Condensing Unit, Coil with Blower | 4TTR5024E1 |  | 4CXCB036CC3 | 13 | 16 | Yes | Yes | 2011-02-28 |  | 2
FALSE | 4TTR6024B1 | 3503 | 4174042 | AMERICAN STANDARD, INC. | 4A7A5024E1 | AC | Split System: Air-Cooled Condensing Unit, Coil with Blower | 4TTR5024E1 |  | 4CXCB042CC3 | 13 | 16 | Yes | Yes | 2011-02-28 |  | 2
FALSE | 4TTR6024B1 | 3503 | 4174043 | AMERICAN STANDARD, INC. | 4A7A5024E1 | AC | Split System: Air-Cooled Condensing Unit, Coil with Blower | 4TTR5024E1 |  | 4CXCC037CC3 | 13 | 16 | Yes | Yes | 2011-02-28 |  | 2
FALSE | 4TTR6024B1 | 3503 | 4174044 | AMERICAN STANDARD, INC. | 4A7A5024E1 | AC | Split System: Air-Cooled Condensing Unit, Coil with Blower | 4TTR5024E1 |  | 4CXCC043CC3 | 13 | 16 | Yes | Yes | 2011-02-28 |  | 2
FALSE | 4TTR6024B1 | 3503 | 4174045 | AMERICAN STANDARD, INC. | 4A7A5024E1 | AC | Split System: Air-Cooled Condensing Unit, Coil with Blower | 4TTR5024E1 |  | 4TXAA018BC3 | 13 | 14.5 | Yes | Yes | 2011-02-28 |  | 0
FALSE | 4TTR6024B1 | 3503 | 4174046 | AMERICAN STANDARD, INC. | 4A7A5024E1 | AC | Split System: Air-Cooled Condensing Unit, Coil with Blower | 4TTR5024E1 |  | 4TXAA024BC3 | 12.5 | 14.5 | Yes | Yes | 2011-02-28 |  | 0
FALSE | 4TTR6024B1 | 3503 | 4174047 | AMERICAN STANDARD, INC. | 4A7A5024E1 | AC | Split System: Air-Cooled Condensing Unit, Coil with Blower | 4TTR5024E1 |  | 4TXAB025BC3 | 13 | 15.5 | Yes | Yes | 2011-02-28 |  | 1
FALSE | 4TTR6030B1 | 3522 | 4174097 | AMERICAN STANDARD, INC. | 4A7A5030E1 | AC | Split System: Air-Cooled Condensing Unit, Coil with Blower | 4TTR5030E1 |  | 4TXAC044BC3 | 12.5 | 15 | Yes | Yes | 2011-02-28 |  | 1
FALSE | 4TTR6030B1 | 3522 | 4174100 | AMERICAN STANDARD, INC. | 4A7A5030E1 | AC | Split System: Air-Cooled Condensing Unit, Coil with Blower | 4TTR5030E1 |  | 4TXCB032BC3 | 12.5 | 14.5 | Yes | Yes | 2011-02-28 |  | 0
FALSE | 4TTR6030B1 | 3522 | 4174101 | AMERICAN STANDARD, INC. | 4A7A5030E1 | AC | Split System: Air-Cooled Condensing Unit, Coil with Blower | 4TTR5030E1 |  | 4TXCB036BC3 | 12.5 | 14.5 | Yes | Yes | 2011-02-28 |  | 0
FALSE | 4TTR6030B1 | 3522 | 4174102 | AMERICAN STANDARD, INC. | 4A7A5030E1 | AC | Split System: Air-Cooled Condensing Unit, Coil with Blower | 4TTR5030E1 |  | 4TXCB042BC3 | 12.5 | 14.5 | Yes | Yes | 2011-02-28 |  | 0
FALSE | 4TTR6030B1 | 3522 | 4174103 | AMERICAN STANDARD, INC. | 4A7A5030E1 | AC | Split System: Air-Cooled Condensing Unit, Coil with Blower | 4TTR5030E1 |  | 4TXCC037BC3 | 12.5 | 15 | Yes | Yes | 2011-02-28 |  | 1
FALSE | 4TTR6030B1 | 3522 | 4174104 | AMERICAN STANDARD, INC. | 4A7A5030E1 | AC | Split System: Air-Cooled Condensing Unit, Coil with Blower | 4TTR5030E1 |  | 4TXCC043BC3 | 12.5 | 15 | Yes | Yes | 2011-02-28 |  | 1
FALSE | 4TTR6030B1 | 3522 | 4174105 | AMERICAN STANDARD, INC. | 4A7A5030E1 | AC | Split System: Air-Cooled Condensing Unit, Coil with Blower | 4TTR5030E1 |  | 4TXCC044BC3 | 12.5 | 15 | Yes | Yes | 2011-02-28 |  | 1
FALSE | 4TTR6030B1 | 3522 | 4174109 | AMERICAN STANDARD, INC. | 4A7A5030E1 | AC | Split System: Air-Cooled Condensing Unit, Coil with Blower | 4TTR5030E1 |  | 4TXFH036CZ3 | 13 | 15 | Yes | Yes | 2011-02-28 |  | 1
FALSE | 4TTR6030B1 | 3522 | 4174111 | AMERICAN STANDARD, INC. | 4A7A5030E1 | AC | Split System: Air-Cooled Condensing Unit, Coil with Blower | 4TTR5030E1 |  | 4TXFH041CC3 | 13 | 15 | Yes | Yes | 2011-02-28 |  | 1
FALSE | 4TTR6036B1 | 3674 | 4174114 | AMERICAN STANDARD, INC. | 4A7A5036E1 | AC | Split System: Air-Cooled Condensing Unit, Coil with Blower | 4TTR5036E1 |  | 4CXCB036CC3 | 12 | 14.5 | Yes | Yes | 2011-02-28 |  | 0
FALSE | 4TTR6036B1 | 3674 | 4174115 | AMERICAN STANDARD, INC. | 4A7A5036E1 | AC | Split System: Air-Cooled Condensing Unit, Coil with Blower | 4TTR5036E1 |  | 4CXCB042CC3 | 12 | 14.5 | Yes | Yes | 2011-02-28 |  | 0
FALSE | 4TTR6036B1 | 3674 | 4174116 | AMERICAN STANDARD, INC. | 4A7A5036E1 | AC | Split System: Air-Cooled Condensing Unit, Coil with Blower | 4TTR5036E1 |  | 4CXCC037CC3 | 12 | 14.5 | Yes | Yes | 2011-02-28 |  | 0
FALSE | 4TTR6036B1 | 3674 | 4174117 | AMERICAN STANDARD, INC. | 4A7A5036E1 | AC | Split System: Air-Cooled Condensing Unit, Coil with Blower | 4TTR5036E1 |  | 4CXCC043CC3 | 12 | 14.5 | Yes | Yes | 2011-02-28 |  | 0
FALSE | 4TTR6036B1 | 3674 | 4174118 | AMERICAN STANDARD, INC. | 4A7A5036E1 | AC | Split System: Air-Cooled Condensing Unit, Coil with Blower | 4TTR5036E1 |  | 4CXCC049CC3 | 12.5 | 15 | Yes | Yes | 2011-02-28 |  | 1
FALSE | 4TTR6036B1 | 3674 | 4174120 | AMERICAN STANDARD, INC. | 4A7A5036E1 | AC | Split System: Air-Cooled Condensing Unit, Coil with Blower | 4TTR5036E1 |  | 4TXAB032BC3 | 12 | 14.5 | Yes | Yes | 2011-02-28 |  | 0
FALSE | 4TTR6036B1 | 3674 | 4174121 | AMERICAN STANDARD, INC. | 4A7A5036E1 | AC | Split System: Air-Cooled Condensing Unit, Coil with Blower | 4TTR5036E1 |  | 4TXAB036BC3 | 12 | 14.5 | Yes | Yes | 2011-02-28 |  | 0
FALSE | 4TTR6036B1 | 3674 | 4174122 | AMERICAN STANDARD, INC. | 4A7A5036E1 | AC | Split System: Air-Cooled Condensing Unit, Coil with Blower | 4TTR5036E1 |  | 4TXAB042BC3 | 12 | 14.5 | Yes | Yes | 2011-02-28 |  | 0
FALSE | 4TTR6036B1 | 3674 | 4174123 | AMERICAN STANDARD, INC. | 4A7A5036E1 | AC | Split System: Air-Cooled Condensing Unit, Coil with Blower | 4TTR5036E1 |  | 4TXAB048BC3 | 12 | 14.5 | Yes | Yes | 2011-02-28 |  | 0
FALSE | 4TTR6024B1 | 3503 | 4174066 | AMERICAN STANDARD, INC. | 4A7A5024E1 | AC | Split System: Air-Cooled Condensing Unit, Coil with Blower | 4TTR5024E1 |  | 4TXCC005CC3 | 13 | 16 | Yes | Yes | 2011-02-28 |  | 2
FALSE | 4TTR6024B1 | 3503 | 4174067 | AMERICAN STANDARD, INC. | 4A7A5024E1 | AC | Split System: Air-Cooled Condensing Unit, Coil with Blower | 4TTR5024E1 |  | 4TXCC006CC3 | 13 | 16 | Yes | Yes | 2011-02-28 |  | 2
FALSE | 4TTR6024B1 | 3503 | 4174068 | AMERICAN STANDARD, INC. | 4A7A5024E1 | AC | Split System: Air-Cooled Condensing Unit, Coil with Blower | 4TTR5024E1 |  | 4TXCC007CC3 | 13 | 16 | Yes | Yes | 2011-02-28 |  | 2
FALSE | 4TTR6024B1 | 3503 | 4174069 | AMERICAN STANDARD, INC. | 4A7A5024E1 | AC | Split System: Air-Cooled Condensing Unit, Coil with Blower | 4TTR5024E1 |  | 4TXCC008CC3 | 13 | 16 | Yes | Yes | 2011-02-28 |  | 2
FALSE | 4TTR6024B1 | 3503 | 4174070 | AMERICAN STANDARD, INC. | 4A7A5024E1 | AC | Split System: Air-Cooled Condensing Unit, Coil with Blower | 4TTR5024E1 |  | 4TXCC037BC3 | 13 | 16 | Yes | Yes | 2011-02-28 |  | 2
FALSE | 4TTR6024B1 | 3503 | 4174071 | AMERICAN STANDARD, INC. | 4A7A5024E1 | AC | Split System: Air-Cooled Condensing Unit, Coil with Blower | 4TTR5024E1 |  | 4TXCC043BC3 | 13 | 16 | Yes | Yes | 2011-02-28 |  | 2
FALSE | 4TTR6024B1 | 3503 | 4174072 | AMERICAN STANDARD, INC. | 4A7A5024E1 | AC | Split System: Air-Cooled Condensing Unit, Coil with Blower | 4TTR5024E1 |  | 4TXCC044BC3 | 13 | 16 | Yes | Yes | 2011-02-28 |  | 2
FALSE | 4TTR6024B1 | 3503 | 4174073 | AMERICAN STANDARD, INC. | 4A7A5024E1 | AC | Split System: Air-Cooled Condensing Unit, Coil with Blower | 4TTR5024E1 |  | 4TXCD009CC3 | 13 | 16 | Yes | Yes | 2011-02-28 |  | 2
FALSE | 4TTR6024B1 | 3503 | 4174074 | AMERICAN STANDARD, INC. | 4A7A5024E1 | AC | Split System: Air-Cooled Condensing Unit, Coil with Blower | 4TTR5024E1 |  | 4TXCD010CC3 | 13 | 16 | Yes | Yes | 2011-02-28 |  | 2
FALSE | 4TTR6024B1 | 3503 | 4174080 | AMERICAN STANDARD, INC. | 4A7A5024E1 | AC | Split System: Air-Cooled Condensing Unit, Coil with Blower | 4TTR5024E1 |  | 4TXFH033CC3 | 13 | 15.5 | Yes | Yes | 2011-02-28 |  | 1
FALSE | 4TTR6024B1 | 3503 | 4174081 | AMERICAN STANDARD, INC. | 4A7A5024E1 | AC | Split System: Air-Cooled Condensing Unit, Coil with Blower | 4TTR5024E1 |  | 4TXFH036CZ3 | 13.5 | 16.25 | Yes | Yes | 2011-02-28 |  | 2
FALSE | 4TTR6024B1 | 3503 | 4174083 | AMERICAN STANDARD, INC. | 4A7A5024E1 | AC | Split System: Air-Cooled Condensing Unit, Coil with Blower | 4TTR5024E1 |  | 4TXFH041CC3 | 13.5 | 16 | Yes | Yes | 2011-02-28 |  | 2
FALSE | 4TTR6030B1 | 3522 | 4174086 | AMERICAN STANDARD, INC. | 4A7A5030E1 | AC | Split System: Air-Cooled Condensing Unit, Coil with Blower | 4TTR5030E1 |  | 4CXCB036CC3 | 12.5 | 14.5 | Yes | Yes | 2011-02-28 |  | 0
FALSE | 4TTR6030B1 | 3522 | 4174087 | AMERICAN STANDARD, INC. | 4A7A5030E1 | AC | Split System: Air-Cooled Condensing Unit, Coil with Blower | 4TTR5030E1 |  | 4CXCB042CC3 | 12.5 | 14.5 | Yes | Yes | 2011-02-28 |  | 0
FALSE | 4TTR6030B1 | 3522 | 4174088 | AMERICAN STANDARD, INC. | 4A7A5030E1 | AC | Split System: Air-Cooled Condensing Unit, Coil with Blower | 4TTR5030E1 |  | 4CXCC037CC3 | 12.5 | 15 | Yes | Yes | 2011-02-28 |  | 1
FALSE | 4TTR6030B1 | 3522 | 4174089 | AMERICAN STANDARD, INC. | 4A7A5030E1 | AC | Split System: Air-Cooled Condensing Unit, Coil with Blower | 4TTR5030E1 |  | 4CXCC043CC3 | 12.5 | 15 | Yes | Yes | 2011-02-28 |  | 1
FALSE | 4TTR6030B1 | 3522 | 4174092 | AMERICAN STANDARD, INC. | 4A7A5030E1 | AC | Split System: Air-Cooled Condensing Unit, Coil with Blower | 4TTR5030E1 |  | 4TXAB032BC3 | 12.5 | 14.5 | Yes | Yes | 2011-02-28 |  | 0
FALSE | 4TTR6030B1 | 3522 | 4174093 | AMERICAN STANDARD, INC. | 4A7A5030E1 | AC | Split System: Air-Cooled Condensing Unit, Coil with Blower | 4TTR5030E1 |  | 4TXAB036BC3 | 12.5 | 14.5 | Yes | Yes | 2011-02-28 |  | 0
FALSE | 4TTR6030B1 | 3522 | 4174094 | AMERICAN STANDARD, INC. | 4A7A5030E1 | AC | Split System: Air-Cooled Condensing Unit, Coil with Blower | 4TTR5030E1 |  | 4TXAB042BC3 | 12.5 | 14.5 | Yes | Yes | 2011-02-28 |  | 0
FALSE | 4TTR6030B1 | 3522 | 4174095 | AMERICAN STANDARD, INC. | 4A7A5030E1 | AC | Split System: Air-Cooled Condensing Unit, Coil with Blower | 4TTR5030E1 |  | 4TXAC037BC3 | 12.5 | 15 | Yes | Yes | 2011-02-28 |  | 1
FALSE | 4TTR6030B1 | 3522 | 4174096 | AMERICAN STANDARD, INC. | 4A7A5030E1 | AC | Split System: Air-Cooled Condensing Unit, Coil with Blower | 4TTR5030E1 |  | 4TXAC043BC3 | 12.5 | 15 | Yes | Yes | 2011-02-28 |  | 1
FALSE | 4TTR6036B1 | 3674 | 4174124 | AMERICAN STANDARD, INC. | 4A7A5036E1 | AC | Split System: Air-Cooled Condensing Unit, Coil with Blower | 4TTR5036E1 |  | 4TXAC037BC3 | 12 | 14.5 | Yes | Yes | 2011-02-28 |  | 0
FALSE | 4TTR6036B1 | 3674 | 4174125 | AMERICAN STANDARD, INC. | 4A7A5036E1 | AC | Split System: Air-Cooled Condensing Unit, Coil with Blower | 4TTR5036E1 |  | 4TXAC043BC3 | 12 | 14.5 | Yes | Yes | 2011-02-28 |  | 0
FALSE | 4TTR6036B1 | 3674 | 4174126 | AMERICAN STANDARD, INC. | 4A7A5036E1 | AC | Split System: Air-Cooled Condensing Unit, Coil with Blower | 4TTR5036E1 |  | 4TXAC044BC3 | 12.5 | 15 | Yes | Yes | 2011-02-28 |  | 1
FALSE | 4TTR6036B1 | 3674 | 4174127 | AMERICAN STANDARD, INC. | 4A7A5036E1 | AC | Split System: Air-Cooled Condensing Unit, Coil with Blower | 4TTR5036E1 |  | 4TXAC049BC3 | 12.5 | 15 | Yes | Yes | 2011-02-28 |  | 1
FALSE | 4TTR6036B1 | 3674 | 4174128 | AMERICAN STANDARD, INC. | 4A7A5036E1 | AC | Split System: Air-Cooled Condensing Unit, Coil with Blower | 4TTR5036E1 |  | 4TXAC060BC3 | 12.5 | 15 | Yes | Yes | 2011-02-28 |  | 1
FALSE | 4TTR6036B1 | 3674 | 4174130 | AMERICAN STANDARD, INC. | 4A7A5036E1 | AC | Split System: Air-Cooled Condensing Unit, Coil with Blower | 4TTR5036E1 |  | 4TXCB032BC3 | 12 | 14.5 | Yes | Yes | 2011-02-28 |  | 0
FALSE | 4TTR6036B1 | 3674 | 4174131 | AMERICAN STANDARD, INC. | 4A7A5036E1 | AC | Split System: Air-Cooled Condensing Unit, Coil with Blower | 4TTR5036E1 |  | 4TXCB036BC3 | 12 | 14.5 | Yes | Yes | 2011-02-28 |  | 0
FALSE | 4TTR6036B1 | 3674 | 4174132 | AMERICAN STANDARD, INC. | 4A7A5036E1 | AC | Split System: Air-Cooled Condensing Unit, Coil with Blower | 4TTR5036E1 |  | 4TXCB042BC3 | 12 | 14.5 | Yes | Yes | 2011-02-28 |  | 0
FALSE | 4TTR6036B1 | 3674 | 4174133 | AMERICAN STANDARD, INC. | 4A7A5036E1 | AC | Split System: Air-Cooled Condensing Unit, Coil with Blower | 4TTR5036E1 |  | 4TXCB048BC3 | 12 | 14.5 | Yes | Yes | 2011-02-28 |  | 0
FALSE | 4TTR6036B1 | 3674 | 4174134 | AMERICAN STANDARD, INC. | 4A7A5036E1 | AC | Split System: Air-Cooled Condensing Unit, Coil with Blower | 4TTR5036E1 |  | 4TXCC037BC3 | 12 | 14.5 | Yes | Yes | 2011-02-28 |  | 0
FALSE | 4TTR6036B1 | 3674 | 4174135 | AMERICAN STANDARD, INC. | 4A7A5036E1 | AC | Split System: Air-Cooled Condensing Unit, Coil with Blower | 4TTR5036E1 |  | 4TXCC043BC3 | 12 | 14.5 | Yes | Yes | 2011-02-28 |  | 0
FALSE | 4TTR6036B1 | 3674 | 4174136 | AMERICAN STANDARD, INC. | 4A7A5036E1 | AC | Split System: Air-Cooled Condensing Unit, Coil with Blower | 4TTR5036E1 |  | 4TXCC044BC3 | 12.5 | 15 | Yes | Yes | 2011-02-28 |  | 1
FALSE | 4TTR6036B1 | 3674 | 4174137 | AMERICAN STANDARD, INC. | 4A7A5036E1 | AC | Split System: Air-Cooled Condensing Unit, Coil with Blower | 4TTR5036E1 |  | 4TXCC049BC3 | 12.5 | 15 | Yes | Yes | 2011-02-28 |  | 1
FALSE | 4TTR6036B1 | 3674 | 4174138 | AMERICAN STANDARD, INC. | 4A7A5036E1 | AC | Split System: Air-Cooled Condensing Unit, Coil with Blower | 4TTR5036E1 |  | 4TXCC060BC3 | 12.5 | 15 | Yes | Yes | 2011-02-28 |  | 1
FALSE | 4TTR6036B1 | 3674 | 4174139 | AMERICAN STANDARD, INC. | 4A7A5036E1 | AC | Split System: Air-Cooled Condensing Unit, Coil with Blower | 4TTR5036E1 |  | 4TXCD061BC3 | 12.5 | 15.25 | Yes | Yes | 2011-02-28 |  | 1
FALSE | 4TTR6036B1 | 3674 | 4174143 | AMERICAN STANDARD, INC. | 4A7A5036E1 | AC | Split System: Air-Cooled Condensing Unit, Coil with Blower | 4TTR5036E1 |  | 4TXFH036CZ3 | 12.5 | 15 | Yes | Yes | 2011-02-28 |  | 1
FALSE | 4TTR6036B1 | 3674 | 4174145 | AMERICAN STANDARD, INC. | 4A7A5036E1 | AC | Split System: Air-Cooled Condensing Unit, Coil with Blower | 4TTR5036E1 |  | 4TXFH041CC3 | 12.5 | 15 | Yes | Yes | 2011-02-28 |  | 1
FALSE | 4TTR6036B1 | 3674 | 4174147 | AMERICAN STANDARD, INC. | 4A7A5036E1 | AC | Split System: Air-Cooled Condensing Unit, Coil with Blower | 4TTR5036E1 |  | 4TXFH054CC3 | 12.5 | 15 | Yes | Yes | 2011-02-28 |  | 1
FALSE | 4TTR6036B1 | 3674 | 4174149 | AMERICAN STANDARD, INC. | 4A7A5036E1 | AC | Split System: Air-Cooled Condensing Unit, Coil with Blower | 4TTR5036E1 |  | 4TXFH063CZ3 | 12.5 | 15.5 | Yes | Yes | 2011-02-28 |  | 1
FALSE | 4TTR6042B1 | 3680 | 4174152 | AMERICAN STANDARD, INC. | 4A7A5042E1 | AC | Split System: Air-Cooled Condensing Unit, Coil with Blower | 4TTR5042E1 |  | 4CXCC037CC3 | 12 | 14.5 | Yes | Yes | 2011-02-28 |  | 0
FALSE | 4TTR6042B1 | 3680 | 4174153 | AMERICAN STANDARD, INC. | 4A7A5042E1 | AC | Split System: Air-Cooled Condensing Unit, Coil with Blower | 4TTR5042E1 |  | 4CXCC043CC3 | 12 | 14.5 | Yes | Yes | 2011-02-28 |  | 0
FALSE | 4TTR6042B1 | 3680 | 4174154 | AMERICAN STANDARD, INC. | 4A7A5042E1 | AC | Split System: Air-Cooled Condensing Unit, Coil with Blower | 4TTR5042E1 |  | 4CXCC049CC3 | 12.5 | 14.5 | Yes | Yes | 2011-02-28 |  | 0
FALSE | 4TTX6024H1 | 3520 | 4174179 | AMERICAN STANDARD, INC. | 4A7A5024A1 | AC | Split System: Air-Cooled Condensing Unit, Coil with Blower | 4TTX5024A1 |  | 4TXCB031BC3 | 12.8 | 15.5 | Yes | Yes | 2011-02-28 |  | 1
FALSE | 4TTX6024H1 | 3520 | 4174180 | AMERICAN STANDARD, INC. | 4A7A5024A1 | AC | Split System: Air-Cooled Condensing Unit, Coil with Blower | 4TTX5024A1 |  | 4TXCB032BC3 | 13 | 15.75 | Yes | Yes | 2011-02-28 |  | 1
FALSE | 4TTX6024H1 | 3520 | 4174181 | AMERICAN STANDARD, INC. | 4A7A5024A1 | AC | Split System: Air-Cooled Condensing Unit, Coil with Blower | 4TTX5024A1 |  | 4TXCB036BC3 | 12.8 | 15.25 | Yes | Yes | 2011-02-28 |  | 1
FALSE | 4TTR6030B1 | 3522 | 4175087 | AMERICAN STANDARD, INC. | 4A7A5030E1 | AC | Split System: Air-Cooled Condensing Unit, Coil with Blower | 4TTR5030E1 |  | 4CXCC037CC3 | 12.5 | 15.5 | Yes | Yes | 2011-02-28 |  | 1
FALSE | 4TTR6030B1 | 3522 | 4175088 | AMERICAN STANDARD, INC. | 4A7A5030E1 | AC | Split System: Air-Cooled Condensing Unit, Coil with Blower | 4TTR5030E1 |  | 4CXCC043CC3 | 12.5 | 15.5 | Yes | Yes | 2011-02-28 |  | 1
FALSE | 4TTR6030B1 | 3522 | 4175089 | AMERICAN STANDARD, INC. | 4A7A5030E1 | AC | Split System: Air-Cooled Condensing Unit, Coil with Blower | 4TTR5030E1 |  | 4TXAC037BC3 | 12.5 | 15.5 | Yes | Yes | 2011-02-28 |  | 1
FALSE | 4TTR6030B1 | 3522 | 4175090 | AMERICAN STANDARD, INC. | 4A7A5030E1 | AC | Split System: Air-Cooled Condensing Unit, Coil with Blower | 4TTR5030E1 |  | 4TXAC043BC3 | 12.5 | 15.5 | Yes | Yes | 2011-02-28 |  | 1
FALSE | 4TTR6030B1 | 3522 | 4175091 | AMERICAN STANDARD, INC. | 4A7A5030E1 | AC | Split System: Air-Cooled Condensing Unit, Coil with Blower | 4TTR5030E1 |  | 4TXAC044BC3 | 13 | 16 | Yes | Yes | 2011-02-28 |  | 2
FALSE | 4TTR6030B1 | 3522 | 4175092 | AMERICAN STANDARD, INC. | 4A7A5030E1 | AC | Split System: Air-Cooled Condensing Unit, Coil with Blower | 4TTR5030E1 |  | 4TXCC037BC3 | 12.5 | 15.5 | Yes | Yes | 2011-02-28 |  | 1
FALSE | 4TTR6030B1 | 3522 | 4175093 | AMERICAN STANDARD, INC. | 4A7A5030E1 | AC | Split System: Air-Cooled Condensing Unit, Coil with Blower | 4TTR5030E1 |  | 4TXCC043BC3 | 12.5 | 15.5 | Yes | Yes | 2011-02-28 |  | 1
FALSE | 4TTR6030B1 | 3522 | 4175094 | AMERICAN STANDARD, INC. | 4A7A5030E1 | AC | Split System: Air-Cooled Condensing Unit, Coil with Blower | 4TTR5030E1 |  | 4TXCC044BC3 | 13 | 16 | Yes | Yes | 2011-02-28 |  | 2
FALSE | 4TTR6036B1 | 3674 | 4175097 | AMERICAN STANDARD, INC. | 4A7A5036E1 | AC | Split System: Air-Cooled Condensing Unit, Coil with Blower | 4TTR5036E1 |  | 4CXCC037CC3 | 13 | 15 | Yes | Yes | 2011-02-28 |  | 1
FALSE | 4TTR6036B1 | 3674 | 4175098 | AMERICAN STANDARD, INC. | 4A7A5036E1 | AC | Split System: Air-Cooled Condensing Unit, Coil with Blower | 4TTR5036E1 |  | 4CXCC043CC3 | 13 | 15 | Yes | Yes | 2011-02-28 |  | 1
FALSE | 4TTR6036B1 | 3674 | 4175099 | AMERICAN STANDARD, INC. | 4A7A5036E1 | AC | Split System: Air-Cooled Condensing Unit, Coil with Blower | 4TTR5036E1 |  | 4CXCC049CC3 | 13 | 15.5 | Yes | Yes | 2011-02-28 |  | 1
FALSE | 4TTR6036B1 | 3674 | 4175100 | AMERICAN STANDARD, INC. | 4A7A5036E1 | AC | Split System: Air-Cooled Condensing Unit, Coil with Blower | 4TTR5036E1 |  | 4CXCD061CC3 | 13 | 16 | Yes | Yes | 2011-02-28 |  | 2
FALSE | 4TTR6036B1 | 3674 | 4175101 | AMERICAN STANDARD, INC. | 4A7A5036E1 | AC | Split System: Air-Cooled Condensing Unit, Coil with Blower | 4TTR5036E1 |  | 4TXAC037BC3 | 13 | 15 | Yes | Yes | 2011-02-28 |  | 1
FALSE | 4TTR6036B1 | 3674 | 4175102 | AMERICAN STANDARD, INC. | 4A7A5036E1 | AC | Split System: Air-Cooled Condensing Unit, Coil with Blower | 4TTR5036E1 |  | 4TXAC043BC3 | 13 | 15 | Yes | Yes | 2011-02-28 |  | 1
FALSE | 4TTR6036B1 | 3674 | 4175103 | AMERICAN STANDARD, INC. | 4A7A5036E1 | AC | Split System: Air-Cooled Condensing Unit, Coil with Blower | 4TTR5036E1 |  | 4TXAC044BC3 | 13 | 15.5 | Yes | Yes | 2011-02-28 |  | 1
FALSE | 4TTR6036B1 | 3674 | 4175104 | AMERICAN STANDARD, INC. | 4A7A5036E1 | AC | Split System: Air-Cooled Condensing Unit, Coil with Blower | 4TTR5036E1 |  | 4TXAC049BC3 | 13 | 15.5 | Yes | Yes | 2011-02-28 |  | 1
FALSE | 4TTR6036B1 | 3674 | 4175105 | AMERICAN STANDARD, INC. | 4A7A5036E1 | AC | Split System: Air-Cooled Condensing Unit, Coil with Blower | 4TTR5036E1 |  | 4TXAC060BC3 | 13 | 15.75 | Yes | Yes | 2011-02-28 |  | 1
FALSE | 4TTR6036B1 | 3674 | 4175106 | AMERICAN STANDARD, INC. | 4A7A5036E1 | AC | Split System: Air-Cooled Condensing Unit, Coil with Blower | 4TTR5036E1 |  | 4TXAD050BC3 | 13 | 15.5 | Yes | Yes | 2011-02-28 |  | 1
FALSE | 4TTR6036B1 | 3674 | 4175107 | AMERICAN STANDARD, INC. | 4A7A5036E1 | AC | Split System: Air-Cooled Condensing Unit, Coil with Blower | 4TTR5036E1 |  | 4TXAD061BC3 | 13 | 16 | Yes | Yes | 2011-02-28 |  | 2
FALSE | 4TTR6036B1 | 3674 | 4175108 | AMERICAN STANDARD, INC. | 4A7A5036E1 | AC | Split System: Air-Cooled Condensing Unit, Coil with Blower | 4TTR5036E1 |  | 4TXAD064BC3 | 13 | 15.5 | Yes | Yes | 2011-02-28 |  | 1
FALSE | 4TTR6036B1 | 3674 | 4175109 | AMERICAN STANDARD, INC. | 4A7A5036E1 | AC | Split System: Air-Cooled Condensing Unit, Coil with Blower | 4TTR5036E1 |  | 4TXCC037BC3 | 13 | 15 | Yes | Yes | 2011-02-28 |  | 1
FALSE | 4TTR6036B1 | 3674 | 4175110 | AMERICAN STANDARD, INC. | 4A7A5036E1 | AC | Split System: Air-Cooled Condensing Unit, Coil with Blower | 4TTR5036E1 |  | 4TXCC043BC3 | 13 | 15 | Yes | Yes | 2011-02-28 |  | 1
FALSE | 4TTR6036B1 | 3674 | 4175111 | AMERICAN STANDARD, INC. | 4A7A5036E1 | AC | Split System: Air-Cooled Condensing Unit, Coil with Blower | 4TTR5036E1 |  | 4TXCC044BC3 | 13 | 15.5 | Yes | Yes | 2011-02-28 |  | 1
FALSE | 4TTR6036B1 | 3674 | 4175112 | AMERICAN STANDARD, INC. | 4A7A5036E1 | AC | Split System: Air-Cooled Condensing Unit, Coil with Blower | 4TTR5036E1 |  | 4TXCC049BC3 | 13 | 15.5 | Yes | Yes | 2011-02-28 |  | 1
FALSE | 4TTR6036B1 | 3674 | 4175113 | AMERICAN STANDARD, INC. | 4A7A5036E1 | AC | Split System: Air-Cooled Condensing Unit, Coil with Blower | 4TTR5036E1 |  | 4TXCC060BC3 | 13 | 15.75 | Yes | Yes | 2011-02-28 |  | 1
FALSE | 4TTR6036B1 | 3674 | 4175114 | AMERICAN STANDARD, INC. | 4A7A5036E1 | AC | Split System: Air-Cooled Condensing Unit, Coil with Blower | 4TTR5036E1 |  | 4TXCD050BC3 | 13 | 15.5 | Yes | Yes | 2011-02-28 |  | 1
FALSE | 4TTR6036B1 | 3674 | 4175115 | AMERICAN STANDARD, INC. | 4A7A5036E1 | AC | Split System: Air-Cooled Condensing Unit, Coil with Blower | 4TTR5036E1 |  | 4TXCD061BC3 | 13 | 16 | Yes | Yes | 2011-02-28 |  | 2
FALSE | 4TTR6036B1 | 3674 | 4175116 | AMERICAN STANDARD, INC. | 4A7A5036E1 | AC | Split System: Air-Cooled Condensing Unit, Coil with Blower | 4TTR5036E1 |  | 4TXCD064BC3 | 13 | 15.5 | Yes | Yes | 2011-02-28 |  | 1
FALSE | 4TTR6042B1 | 3680 | 4175123 | AMERICAN STANDARD, INC. | 4A7A5042E1 | AC | Split System: Air-Cooled Condensing Unit, Coil with Blower | 4TTR5042E1 |  | 4CXCC037CC3 | 12.5 | 15 | Yes | Yes | 2011-02-28 |  | 1
FALSE | 4TTR6042B1 | 3680 | 4175124 | AMERICAN STANDARD, INC. | 4A7A5042E1 | AC | Split System: Air-Cooled Condensing Unit, Coil with Blower | 4TTR5042E1 |  | 4CXCC043CC3 | 12.5 | 15 | Yes | Yes | 2011-02-28 |  | 1
FALSE | 4TTR6049B1 | 3692 | 4175169 | AMERICAN STANDARD, INC. | 4A7A5049E1 | AC | Split System: Air-Cooled Condensing Unit, Coil with Blower | 4TTR5049E1 |  | 4TXFH063CZ3 | 13 | 16 | Yes | Yes | 2011-02-28 |  | 2
FALSE | 4A7A7048A1 | 288 | 4175414 | TRANE | 4TTX6048E1 | AC | Split System: Air-Cooled Condensing Unit, Coil with Blower | 4A7A6048E1 |  | 4TXAD050BC3 | 12.5 | 16 | Yes | Yes | 2011-03-16 |  | 1
FALSE | 4A7A7048A1 | 288 | 4175415 | TRANE | 4TTX6048E1 | AC | Split System: Air-Cooled Condensing Unit, Coil with Blower | 4A7A6048E1 |  | 4TXAD061BC3 | 13 | 16 | Yes | Yes | 2011-03-16 |  | 2
FALSE | 4A7A7048A1 | 288 | 4175416 | TRANE | 4TTX6048E1 | AC | Split System: Air-Cooled Condensing Unit, Coil with Blower | 4A7A6048E1 |  | 4TXAD064BC3 | 12.5 | 16.5 | Yes | Yes | 2011-03-16 |  | 1
FALSE | 4A7A7048A1 | 288 | 4175417 | TRANE | 4TTX6048E1 | AC | Split System: Air-Cooled Condensing Unit, Coil with Blower | 4A7A6048E1 |  | 4TXCD009CC3 | 12.5 | 16 | Yes | Yes | 2011-03-16 |  | 1
FALSE | 4A7A7048A1 | 288 | 4175418 | TRANE | 4TTX6048E1 | AC | Split System: Air-Cooled Condensing Unit, Coil with Blower | 4A7A6048E1 |  | 4TXCD010CC3 | 12 | 16 | Yes | Yes | 2011-03-16 |  | 0
FALSE | 4A7A7048A1 | 288 | 4175419 | TRANE | 4TTX6048E1 | AC | Split System: Air-Cooled Condensing Unit, Coil with Blower | 4A7A6048E1 |  | 4TXCD050BC3 | 12.5 | 16 | Yes | Yes | 2011-03-16 |  | 1
FALSE | 4A7A7048A1 | 288 | 4175420 | TRANE | 4TTX6048E1 | AC | Split System: Air-Cooled Condensing Unit, Coil with Blower | 4A7A6048E1 |  | 4TXCD061BC3 | 13 | 16 | Yes | Yes | 2011-03-16 |  | 2
FALSE | 4A7A7048A1 | 288 | 4175421 | TRANE | 4TTX6048E1 | AC | Split System: Air-Cooled Condensing Unit, Coil with Blower | 4A7A6048E1 |  | 4TXCD063BC3 | 13 | 16 | Yes | Yes | 2011-03-16 |  | 2
FALSE | 4A7A7048A1 | 288 | 4175422 | TRANE | 4TTX6048E1 | AC | Split System: Air-Cooled Condensing Unit, Coil with Blower | 4A7A6048E1 |  | 4TXCD064BC3 | 12.5 | 16.5 | Yes | Yes | 2011-03-16 |  | 1
FALSE | 4A7A7048A1 | 288 | 4175423 | TRANE | 4TTX6048E1 | AC | Split System: Air-Cooled Condensing Unit, Coil with Blower | 4A7A6048E1 |  | 4TXFH054CC3 | 12.5 | 16.5 | Yes | Yes | 2011-03-16 |  | 1
FALSE | 4A7A7048A1 | 288 | 4175424 | TRANE | 4TTX6048E1 | AC | Split System: Air-Cooled Condensing Unit, Coil with Blower | 4A7A6048E1 |  | 4TXFH063CZ3 | 13 | 17 | Yes | Yes | 2011-03-16 |  | 2
FALSE | 4A7A7060A1 | 289 | 4175425 | TRANE | 4TTX6060E1 | AC | Split System: Air-Cooled Condensing Unit, Coil with Blower | 4A7A6060E1 |  | 4TXAC060BC3 | 12 | 15 | Yes | Yes | 2011-03-16 |  | 0
FALSE | 4A7A7060A1 | 289 | 4175426 | TRANE | 4TTX6060E1 | AC | Split System: Air-Cooled Condensing Unit, Coil with Blower | 4A7A6060E1 |  | 4TXAD061BC3 | 12 | 15 | Yes | Yes | 2011-03-16 |  | 0
FALSE | 4A7A7060A1 | 289 | 4175427 | TRANE | 4TTX6060E1 | AC | Split System: Air-Cooled Condensing Unit, Coil with Blower | 4A7A6060E1 |  | 4TXAD064BC3 | 12 | 15.5 | Yes | Yes | 2011-03-16 |  | 0
FALSE | 4A7A7060A1 | 289 | 4175428 | TRANE | 4TTX6060E1 | AC | Split System: Air-Cooled Condensing Unit, Coil with Blower | 4A7A6060E1 |  | 4TXCC060BC3 | 12 | 15 | Yes | Yes | 2011-03-16 |  | 0
FALSE | 4A7A7060A1 | 289 | 4175429 | TRANE | 4TTX6060E1 | AC | Split System: Air-Cooled Condensing Unit, Coil with Blower | 4A7A6060E1 |  | 4TXCD061BC3 | 12 | 15 | Yes | Yes | 2011-03-16 |  | 0
FALSE | 4A7A7060A1 | 289 | 4175430 | TRANE | 4TTX6060E1 | AC | Split System: Air-Cooled Condensing Unit, Coil with Blower | 4A7A6060E1 |  | 4TXCD063BC3 | 12 | 16 | Yes | Yes | 2011-03-16 |  | 0
FALSE | 4A7A7060A1 | 289 | 4175431 | TRANE | 4TTX6060E1 | AC | Split System: Air-Cooled Condensing Unit, Coil with Blower | 4A7A6060E1 |  | 4TXCD064BC3 | 12 | 15.5 | Yes | Yes | 2011-03-16 |  | 0
FALSE | 4A7A7060A1 | 289 | 4175432 | TRANE | 4TTX6060E1 | AC | Split System: Air-Cooled Condensing Unit, Coil with Blower | 4A7A6060E1 |  | 4TXFH054CC3 | 12 | 15.5 | Yes | Yes | 2011-03-16 |  | 0
FALSE | 4A7A7060A1 | 289 | 4175433 | TRANE | 4TTX6060E1 | AC | Split System: Air-Cooled Condensing Unit, Coil with Blower | 4A7A6060E1 |  | 4TXFH063CZ3 | 12.3 | 16 | Yes | Yes | 2011-03-16 |  | 0
FALSE | 4TTR6030B1 | 3522 | 4176111 | TRANE | 4TTR5030E1 | AC | Split System: Air-Cooled Condensing Unit, Coil with Blower | 4TTR5030E1 |  | 4TXCC005CC3 | 13 | 16 | Yes | Yes | 2011-01-21 |  | 2
FALSE | 4TTR6030B1 | 3522 | 4176112 | TRANE | 4TTR5030E1 | AC | Split System: Air-Cooled Condensing Unit, Coil with Blower | 4TTR5030E1 |  | 4TXCC037BC3 | 12.5 | 15 | Yes | Yes | 2011-01-21 |  | 1
FALSE | 4TTR6030B1 | 3522 | 4176113 | TRANE | 4TTR5030E1 | AC | Split System: Air-Cooled Condensing Unit, Coil with Blower | 4TTR5030E1 |  | 4TXCC043BC3 | 12.5 | 15 | Yes | Yes | 2011-01-21 |  | 1
FALSE | 4TTR6030B1 | 3522 | 4176114 | TRANE | 4TTR5030E1 | AC | Split System: Air-Cooled Condensing Unit, Coil with Blower | 4TTR5030E1 |  | 4TXCC044BC3 | 12.5 | 15.5 | Yes | Yes | 2011-01-21 |  | 1
FALSE | 4TTR6030B1 | 3522 | 4176119 | TRANE | 4TTR5030E1 | AC | Split System: Air-Cooled Condensing Unit, Coil with Blower | 4TTR5030E1 |  | 4TXFH041CC3 | 13 | 15.75 | Yes | Yes | 2011-01-21 |  | 1
FALSE | 4TTR6036B1 | 3674 | 4176120 | TRANE | 4TTR5036E1 | AC | Split System: Air-Cooled Condensing Unit, Coil with Blower | 4TTR5036E1 |  | 4CXCB031CC3 | 12 | 14.5 | Yes | Yes | 2011-01-21 |  | 0
FALSE | 4TTR6036B1 | 3674 | 4176121 | TRANE | 4TTR5036E1 | AC | Split System: Air-Cooled Condensing Unit, Coil with Blower | 4TTR5036E1 |  | 4CXCB036CC3 | 12.5 | 15 | Yes | Yes | 2011-01-21 |  | 1
FALSE | 4TTR6036B1 | 3674 | 4176122 | TRANE | 4TTR5036E1 | AC | Split System: Air-Cooled Condensing Unit, Coil with Blower | 4TTR5036E1 |  | 4CXCB042CC3 | 12.5 | 15 | Yes | Yes | 2011-01-21 |  | 1
FALSE | 4TTR6036B1 | 3674 | 4176123 | TRANE | 4TTR5036E1 | AC | Split System: Air-Cooled Condensing Unit, Coil with Blower | 4TTR5036E1 |  | 4CXCC037CC3 | 12.5 | 15 | Yes | Yes | 2011-01-21 |  | 1
FALSE | 4TTR6036B1 | 3674 | 4176124 | TRANE | 4TTR5036E1 | AC | Split System: Air-Cooled Condensing Unit, Coil with Blower | 4TTR5036E1 |  | 4CXCC043CC3 | 12.5 | 15 | Yes | Yes | 2011-01-21 |  | 1
FALSE | 4TTR6036B1 | 3674 | 4176125 | TRANE | 4TTR5036E1 | AC | Split System: Air-Cooled Condensing Unit, Coil with Blower | 4TTR5036E1 |  | 4CXCC049CC3 | 13 | 15.5 | Yes | Yes | 2011-01-21 |  | 1
FALSE | 4TTR6036B1 | 3674 | 4176126 | TRANE | 4TTR5036E1 | AC | Split System: Air-Cooled Condensing Unit, Coil with Blower | 4TTR5036E1 |  | 4CXCD061CC3 | 13 | 16 | Yes | Yes | 2011-01-21 |  | 2
FALSE | 4TTR6036B1 | 3674 | 4176127 | TRANE | 4TTR5036E1 | AC | Split System: Air-Cooled Condensing Unit, Coil with Blower | 4TTR5036E1 |  | 4TXAB031BC3 | 12 | 14.5 | Yes | Yes | 2011-01-21 |  | 0
FALSE | 4TTR6036B1 | 3674 | 4176128 | TRANE | 4TTR5036E1 | AC | Split System: Air-Cooled Condensing Unit, Coil with Blower | 4TTR5036E1 |  | 4TXAB032BC3 | 12.5 | 15 | Yes | Yes | 2011-01-21 |  | 1
FALSE | 4TTR6036B1 | 3674 | 4176129 | TRANE | 4TTR5036E1 | AC | Split System: Air-Cooled Condensing Unit, Coil with Blower | 4TTR5036E1 |  | 4TXAB036BC3 | 12.5 | 15 | Yes | Yes | 2011-01-21 |  | 1
FALSE | 4TTR6036B1 | 3674 | 4176130 | TRANE | 4TTR5036E1 | AC | Split System: Air-Cooled Condensing Unit, Coil with Blower | 4TTR5036E1 |  | 4TXAB042BC3 | 12.5 | 15 | Yes | Yes | 2011-01-21 |  | 1
FALSE | 4TTR6036B1 | 3674 | 4176131 | TRANE | 4TTR5036E1 | AC | Split System: Air-Cooled Condensing Unit, Coil with Blower | 4TTR5036E1 |  | 4TXAB048BC3 | 12.5 | 15 | Yes | Yes | 2011-01-21 |  | 1
FALSE | 4TTR6036B1 | 3674 | 4176132 | TRANE | 4TTR5036E1 | AC | Split System: Air-Cooled Condensing Unit, Coil with Blower | 4TTR5036E1 |  | 4TXAC037BC3 | 12.5 | 15 | Yes | Yes | 2011-01-21 |  | 1
FALSE | 4TTR6036B1 | 3674 | 4176133 | TRANE | 4TTR5036E1 | AC | Split System: Air-Cooled Condensing Unit, Coil with Blower | 4TTR5036E1 |  | 4TXAC043BC3 | 12.5 | 15 | Yes | Yes | 2011-01-21 |  | 1
FALSE | 4TTR6036B1 | 3674 | 4176134 | TRANE | 4TTR5036E1 | AC | Split System: Air-Cooled Condensing Unit, Coil with Blower | 4TTR5036E1 |  | 4TXAC044BC3 | 13 | 15.5 | Yes | Yes | 2011-01-21 |  | 1
FALSE | 4TTR6036B1 | 3674 | 4176135 | TRANE | 4TTR5036E1 | AC | Split System: Air-Cooled Condensing Unit, Coil with Blower | 4TTR5036E1 |  | 4TXAC049BC3 | 13 | 15.5 | Yes | Yes | 2011-01-21 |  | 1
FALSE | 4TTR6036B1 | 3674 | 4176136 | TRANE | 4TTR5036E1 | AC | Split System: Air-Cooled Condensing Unit, Coil with Blower | 4TTR5036E1 |  | 4TXAC060BC3 | 13 | 15.5 | Yes | Yes | 2011-01-21 |  | 1
FALSE | 4TTR6036B1 | 3674 | 4176163 | TRANE | 4TTR5036E1 | AC | Split System: Air-Cooled Condensing Unit, Coil with Blower | 4TTR5036E1 |  | 4TXFH063CZ3 | 13 | 16 | Yes | Yes | 2011-01-21 |  | 2
FALSE | 4TTR6042B1 | 3680 | 4176164 | TRANE | 4TTR5042E1 | AC | Split System: Air-Cooled Condensing Unit, Coil with Blower | 4TTR5042E1 |  | 4CXCB036CC3 | 12 | 14.5 | Yes | Yes | 2011-01-21 |  | 0
FALSE | 4TTR6042B1 | 3680 | 4176165 | TRANE | 4TTR5042E1 | AC | Split System: Air-Cooled Condensing Unit, Coil with Blower | 4TTR5042E1 |  | 4CXCB042CC3 | 12 | 14.5 | Yes | Yes | 2011-01-21 |  | 0
FALSE | 4TTR6042B1 | 3680 | 4176166 | TRANE | 4TTR5042E1 | AC | Split System: Air-Cooled Condensing Unit, Coil with Blower | 4TTR5042E1 |  | 4CXCC037CC3 | 12.5 | 14.5 | Yes | Yes | 2011-01-21 |  | 0
FALSE | 4TTR6042B1 | 3680 | 4176167 | TRANE | 4TTR5042E1 | AC | Split System: Air-Cooled Condensing Unit, Coil with Blower | 4TTR5042E1 |  | 4CXCC043CC3 | 12.5 | 14.5 | Yes | Yes | 2011-01-21 |  | 0
FALSE | 4TTR6042B1 | 3680 | 4176168 | TRANE | 4TTR5042E1 | AC | Split System: Air-Cooled Condensing Unit, Coil with Blower | 4TTR5042E1 |  | 4CXCC049CC3 | 12.5 | 15 | Yes | Yes | 2011-01-21 |  | 1
FALSE | 4TTR6042B1 | 3680 | 4176169 | TRANE | 4TTR5042E1 | AC | Split System: Air-Cooled Condensing Unit, Coil with Blower | 4TTR5042E1 |  | 4TXAB036BC3 | 12 | 14.5 | Yes | Yes | 2011-01-21 |  | 0
FALSE | 4TTR6042B1 | 3680 | 4176170 | TRANE | 4TTR5042E1 | AC | Split System: Air-Cooled Condensing Unit, Coil with Blower | 4TTR5042E1 |  | 4TXAB042BC3 | 12 | 14.5 | Yes | Yes | 2011-01-21 |  | 0
FALSE | 4TTR6042B1 | 3680 | 4176171 | TRANE | 4TTR5042E1 | AC | Split System: Air-Cooled Condensing Unit, Coil with Blower | 4TTR5042E1 |  | 4TXAB048BC3 | 12.5 | 14.5 | Yes | Yes | 2011-01-21 |  | 0
FALSE | 4TTR6042B1 | 3680 | 4176172 | TRANE | 4TTR5042E1 | AC | Split System: Air-Cooled Condensing Unit, Coil with Blower | 4TTR5042E1 |  | 4TXAC037BC3 | 12.5 | 14.5 | Yes | Yes | 2011-01-21 |  | 0
FALSE | 4TTR6042B1 | 3680 | 4176173 | TRANE | 4TTR5042E1 | AC | Split System: Air-Cooled Condensing Unit, Coil with Blower | 4TTR5042E1 |  | 4TXAC043BC3 | 12.5 | 14.5 | Yes | Yes | 2011-01-21 |  | 0
FALSE | 4TTR6042B1 | 3680 | 4176174 | TRANE | 4TTR5042E1 | AC | Split System: Air-Cooled Condensing Unit, Coil with Blower | 4TTR5042E1 |  | 4TXAC044BC3 | 12.5 | 15 | Yes | Yes | 2011-01-21 |  | 1
FALSE | 4TTR6042B1 | 3680 | 4176175 | TRANE | 4TTR5042E1 | AC | Split System: Air-Cooled Condensing Unit, Coil with Blower | 4TTR5042E1 |  | 4TXAC049BC3 | 12.5 | 15 | Yes | Yes | 2011-01-21 |  | 1
FALSE | 4TTR6042B1 | 3680 | 4176176 | TRANE | 4TTR5042E1 | AC | Split System: Air-Cooled Condensing Unit, Coil with Blower | 4TTR5042E1 |  | 4TXAD050BC3 | 13 | 15 | Yes | Yes | 2011-01-21 |  | 1
FALSE | 4TTR6042B1 | 3680 | 4176177 | TRANE | 4TTR5042E1 | AC | Split System: Air-Cooled Condensing Unit, Coil with Blower | 4TTR5042E1 |  | 4TXCB036BC3 | 12 | 14.5 | Yes | Yes | 2011-01-21 |  | 0
FALSE | 4TTR6042B1 | 3680 | 4176178 | TRANE | 4TTR5042E1 | AC | Split System: Air-Cooled Condensing Unit, Coil with Blower | 4TTR5042E1 |  | 4TXCB042BC3 | 12 | 14.5 | Yes | Yes | 2011-01-21 |  | 0
FALSE | 4TTR6042B1 | 3680 | 4176179 | TRANE | 4TTR5042E1 | AC | Split System: Air-Cooled Condensing Unit, Coil with Blower | 4TTR5042E1 |  | 4TXCB048BC3 | 12.5 | 14.5 | Yes | Yes | 2011-01-21 |  | 0
FALSE | 4TTR6042B1 | 3680 | 4176180 | TRANE | 4TTR5042E1 | AC | Split System: Air-Cooled Condensing Unit, Coil with Blower | 4TTR5042E1 |  | 4TXCC037BC3 | 12.5 | 14.5 | Yes | Yes | 2011-01-21 |  | 0
FALSE | 4TTR6042B1 | 3680 | 4176181 | TRANE | 4TTR5042E1 | AC | Split System: Air-Cooled Condensing Unit, Coil with Blower | 4TTR5042E1 |  | 4TXCC043BC3 | 12.5 | 14.5 | Yes | Yes | 2011-01-21 |  | 0
FALSE | 4TTR6042B1 | 3680 | 4176182 | TRANE | 4TTR5042E1 | AC | Split System: Air-Cooled Condensing Unit, Coil with Blower | 4TTR5042E1 |  | 4TXCC044BC3 | 12.5 | 15 | Yes | Yes | 2011-01-21 |  | 1
FALSE | 4TTR6042B1 | 3680 | 4176183 | TRANE | 4TTR5042E1 | AC | Split System: Air-Cooled Condensing Unit, Coil with Blower | 4TTR5042E1 |  | 4TXCC049BC3 | 12.5 | 15 | Yes | Yes | 2011-01-21 |  | 1
FALSE | 4TTR6042B1 | 3680 | 4176184 | TRANE | 4TTR5042E1 | AC | Split System: Air-Cooled Condensing Unit, Coil with Blower | 4TTR5042E1 |  | 4TXCC060BC3 | 12.5 | 15.25 | Yes | Yes | 2011-01-21 |  | 1
FALSE | 4TTR6049B1 | 3692 | 4176216 | TRANE | 4TTR5049E1 | AC | Split System: Air-Cooled Condensing Unit, Coil with Blower | 4TTR5049E1 |  | 4TXAC044BC3 | 12.5 | 15.5 | Yes | Yes | 2011-01-21 |  | 1
FALSE | 4TTR6049B1 | 3692 | 4176217 | TRANE | 4TTR5049E1 | AC | Split System: Air-Cooled Condensing Unit, Coil with Blower | 4TTR5049E1 |  | 4TXAC049BC3 | 12.5 | 15.5 | Yes | Yes | 2011-01-21 |  | 1
FALSE | 4TTR6049B1 | 3692 | 4176218 | TRANE | 4TTR5049E1 | AC | Split System: Air-Cooled Condensing Unit, Coil with Blower | 4TTR5049E1 |  | 4TXAC060BC3 | 13 | 15.5 | Yes | Yes | 2011-01-21 |  | 1
FALSE | 4TTR6049B1 | 3692 | 4176219 | TRANE | 4TTR5049E1 | AC | Split System: Air-Cooled Condensing Unit, Coil with Blower | 4TTR5049E1 |  | 4TXAD050BC3 | 13 | 15.5 | Yes | Yes | 2011-01-21 |  | 1
FALSE | 4TTR6049B1 | 3692 | 4176220 | TRANE | 4TTR5049E1 | AC | Split System: Air-Cooled Condensing Unit, Coil with Blower | 4TTR5049E1 |  | 4TXAD061BC3 | 13 | 15.5 | Yes | Yes | 2011-01-21 |  | 1
FALSE | 4TTR6049B1 | 3692 | 4176221 | TRANE | 4TTR5049E1 | AC | Split System: Air-Cooled Condensing Unit, Coil with Blower | 4TTR5049E1 |  | 4TXAD064BC3 | 13 | 15.5 | Yes | Yes | 2011-01-21 |  | 1
FALSE | 4TTR6049B1 | 3692 | 4176222 | TRANE | 4TTR5049E1 | AC | Split System: Air-Cooled Condensing Unit, Coil with Blower | 4TTR5049E1 |  | 4TXCC008CC3 | 13 | 15.5 | Yes | Yes | 2011-01-21 |  | 1
FALSE | 4TTR6049B1 | 3692 | 4176223 | TRANE | 4TTR5049E1 | AC | Split System: Air-Cooled Condensing Unit, Coil with Blower | 4TTR5049E1 |  | 4TXCC043BC3 | 12.5 | 15 | Yes | Yes | 2011-01-21 |  | 1
FALSE | 4TTR6049B1 | 3692 | 4176224 | TRANE | 4TTR5049E1 | AC | Split System: Air-Cooled Condensing Unit, Coil with Blower | 4TTR5049E1 |  | 4TXCC044BC3 | 12.5 | 15.5 | Yes | Yes | 2011-01-21 |  | 1
FALSE | 4TTR6049B1 | 3692 | 4176225 | TRANE | 4TTR5049E1 | AC | Split System: Air-Cooled Condensing Unit, Coil with Blower | 4TTR5049E1 |  | 4TXCC049BC3 | 12.5 | 15.5 | Yes | Yes | 2011-01-21 |  | 1
FALSE | 4TTR6049B1 | 3692 | 4176226 | TRANE | 4TTR5049E1 | AC | Split System: Air-Cooled Condensing Unit, Coil with Blower | 4TTR5049E1 |  | 4TXCC060BC3 | 13 | 15.5 | Yes | Yes | 2011-01-21 |  | 1
FALSE | 4TTR6049B1 | 3692 | 4176227 | TRANE | 4TTR5049E1 | AC | Split System: Air-Cooled Condensing Unit, Coil with Blower | 4TTR5049E1 |  | 4TXCD009CC3 | 13 | 15.5 | Yes | Yes | 2011-01-21 |  | 1
FALSE | 4TTR6049B1 | 3692 | 4176228 | TRANE | 4TTR5049E1 | AC | Split System: Air-Cooled Condensing Unit, Coil with Blower | 4TTR5049E1 |  | 4TXCD010CC3 | 13 | 15.5 | Yes | Yes | 2011-01-21 |  | 1
FALSE | 4TTR6049B1 | 3692 | 4176229 | TRANE | 4TTR5049E1 | AC | Split System: Air-Cooled Condensing Unit, Coil with Blower | 4TTR5049E1 |  | 4TXCD050BC3 | 13 | 15.5 | Yes | Yes | 2011-01-21 |  | 1
FALSE | 4TTR6049B1 | 3692 | 4176230 | TRANE | 4TTR5049E1 | AC | Split System: Air-Cooled Condensing Unit, Coil with Blower | 4TTR5049E1 |  | 4TXCD061BC3 | 13 | 15.5 | Yes | Yes | 2011-01-21 |  | 1
FALSE | 4TTR6049B1 | 3692 | 4176231 | TRANE | 4TTR5049E1 | AC | Split System: Air-Cooled Condensing Unit, Coil with Blower | 4TTR5049E1 |  | 4TXCD063BC3 | 13 | 16 | Yes | Yes | 2011-01-21 |  | 2
FALSE | 4TTR6049B1 | 3692 | 4176232 | TRANE | 4TTR5049E1 | AC | Split System: Air-Cooled Condensing Unit, Coil with Blower | 4TTR5049E1 |  | 4TXCD064BC3 | 13 | 15.5 | Yes | Yes | 2011-01-21 |  | 1
FALSE | 4TTR6049B1 | 3692 | 4176233 | TRANE | 4TTR5049E1 | AC | Split System: Air-Cooled Condensing Unit, Coil with Blower | 4TTR5049E1 |  | 4TXFH054CC3 | 13 | 15.5 | Yes | Yes | 2011-01-21 |  | 1
FALSE | 4TTR6049B1 | 3692 | 4176234 | TRANE | 4TTR5049E1 | AC | Split System: Air-Cooled Condensing Unit, Coil with Blower | 4TTR5049E1 |  | 4TXFH063CZ3 | 13 | 16 | Yes | Yes | 2011-01-21 |  | 2
FALSE | 4TTX6049H1 | 3690 | 4176280 | TRANE | 4TTX5049E1 | AC | Split System: Air-Cooled Condensing Unit, Coil with Blower | 4TTX5049E1 |  | 4TXAC049BC3 | 12.5 | 15.5 | Yes | Yes | 2011-01-21 |  | 1
FALSE | 4TTX6049H1 | 3690 | 4176281 | TRANE | 4TTX5049E1 | AC | Split System: Air-Cooled Condensing Unit, Coil with Blower | 4TTX5049E1 |  | 4TXAC060BC3 | 13 | 15.5 | Yes | Yes | 2011-01-21 |  | 1
FALSE | 4TTX6049H1 | 3690 | 4176282 | TRANE | 4TTX5049E1 | AC | Split System: Air-Cooled Condensing Unit, Coil with Blower | 4TTX5049E1 |  | 4TXAD050BC3 | 13 | 15.5 | Yes | Yes | 2011-01-21 |  | 1
FALSE | 4TTX6049H1 | 3690 | 4176283 | TRANE | 4TTX5049E1 | AC | Split System: Air-Cooled Condensing Unit, Coil with Blower | 4TTX5049E1 |  | 4TXAD061BC3 | 13 | 15.5 | Yes | Yes | 2011-01-21 |  | 1
FALSE | 4TTX6049H1 | 3690 | 4176284 | TRANE | 4TTX5049E1 | AC | Split System: Air-Cooled Condensing Unit, Coil with Blower | 4TTX5049E1 |  | 4TXAD064BC3 | 13 | 15.5 | Yes | Yes | 2011-01-21 |  | 1
FALSE | 4TTX6049H1 | 3690 | 4176285 | TRANE | 4TTX5049E1 | AC | Split System: Air-Cooled Condensing Unit, Coil with Blower | 4TTX5049E1 |  | 4TXCC008CC3 | 13 | 15.5 | Yes | Yes | 2011-01-21 |  | 1
FALSE | 4TTX6049H1 | 3690 | 4176286 | TRANE | 4TTX5049E1 | AC | Split System: Air-Cooled Condensing Unit, Coil with Blower | 4TTX5049E1 |  | 4TXCC043BC3 | 12.5 | 15 | Yes | Yes | 2011-01-21 |  | 1
FALSE | 4TTX6049H1 | 3690 | 4176287 | TRANE | 4TTX5049E1 | AC | Split System: Air-Cooled Condensing Unit, Coil with Blower | 4TTX5049E1 |  | 4TXCC044BC3 | 12.5 | 15.5 | Yes | Yes | 2011-01-21 |  | 1
FALSE | 4TTX6049H1 | 3690 | 4176288 | TRANE | 4TTX5049E1 | AC | Split System: Air-Cooled Condensing Unit, Coil with Blower | 4TTX5049E1 |  | 4TXCC049BC3 | 12.5 | 15.5 | Yes | Yes | 2011-01-21 |  | 1
FALSE | 4TTX6049H1 | 3690 | 4176289 | TRANE | 4TTX5049E1 | AC | Split System: Air-Cooled Condensing Unit, Coil with Blower | 4TTX5049E1 |  | 4TXCC060BC3 | 13 | 15.5 | Yes | Yes | 2011-01-21 |  | 1
FALSE | 4TTX6049H1 | 3690 | 4176290 | TRANE | 4TTX5049E1 | AC | Split System: Air-Cooled Condensing Unit, Coil with Blower | 4TTX5049E1 |  | 4TXCD009CC3 | 13 | 15.5 | Yes | Yes | 2011-01-21 |  | 1
FALSE | 4TTX6049H1 | 3690 | 4176291 | TRANE | 4TTX5049E1 | AC | Split System: Air-Cooled Condensing Unit, Coil with Blower | 4TTX5049E1 |  | 4TXCD010CC3 | 13 | 15.5 | Yes | Yes | 2011-01-21 |  | 1
FALSE | 4TTX6049H1 | 3690 | 4176292 | TRANE | 4TTX5049E1 | AC | Split System: Air-Cooled Condensing Unit, Coil with Blower | 4TTX5049E1 |  | 4TXCD050BC3 | 13 | 15.5 | Yes | Yes | 2011-01-21 |  | 1
FALSE | 4TTX6049H1 | 3690 | 4176293 | TRANE | 4TTX5049E1 | AC | Split System: Air-Cooled Condensing Unit, Coil with Blower | 4TTX5049E1 |  | 4TXCD061BC3 | 13 | 15.5 | Yes | Yes | 2011-01-21 |  | 1
FALSE | 4TTX6049H1 | 3690 | 4176294 | TRANE | 4TTX5049E1 | AC | Split System: Air-Cooled Condensing Unit, Coil with Blower | 4TTX5049E1 |  | 4TXCD063BC3 | 13 | 16 | Yes | Yes | 2011-01-21 |  | 2
FALSE | 4TTX6049H1 | 3690 | 4176295 | TRANE | 4TTX5049E1 | AC | Split System: Air-Cooled Condensing Unit, Coil with Blower | 4TTX5049E1 |  | 4TXCD064BC3 | 13 | 15.5 | Yes | Yes | 2011-01-21 |  | 1
FALSE | 4TTX6049H1 | 3690 | 4176296 | TRANE | 4TTX5049E1 | AC | Split System: Air-Cooled Condensing Unit, Coil with Blower | 4TTX5049E1 |  | 4TXFH054CC3 | 13 | 15.5 | Yes | Yes | 2011-01-21 |  | 1
FALSE | 4TTX6049H1 | 3690 | 4176297 | TRANE | 4TTX5049E1 | AC | Split System: Air-Cooled Condensing Unit, Coil with Blower | 4TTX5049E1 |  | 4TXFH063CZ3 | 13 | 16 | Yes | Yes | 2011-01-21 |  | 2
FALSE | 4A7A7048A1 | 288 | 4176390 | AMERICAN STANDARD, INC. | 4A7A6048E1 | AC | Split System: Air-Cooled Condensing Unit, Coil with Blower | 4A7A6048E1 |  | 4TXAD061BC3 | 12 | 16 | Yes | Yes | 2011-01-21 |  | 0
FALSE | 4A7A7048A1 | 288 | 4176391 | AMERICAN STANDARD, INC. | 4A7A6048E1 | AC | Split System: Air-Cooled Condensing Unit, Coil with Blower | 4A7A6048E1 |  | 4TXAD064BC3 | 12.5 | 16 | Yes | Yes | 2011-01-21 |  | 1
FALSE | 4A7A7048A1 | 288 | 4176392 | AMERICAN STANDARD, INC. | 4A7A6048E1 | AC | Split System: Air-Cooled Condensing Unit, Coil with Blower | 4A7A6048E1 |  | 4TXCC008CC3 | 12.5 | 16 | Yes | Yes | 2011-01-21 |  | 1
FALSE | 4A7A7048A1 | 288 | 4176393 | AMERICAN STANDARD, INC. | 4A7A6048E1 | AC | Split System: Air-Cooled Condensing Unit, Coil with Blower | 4A7A6048E1 |  | 4TXCC043BC3 | 12 | 15 | Yes | Yes | 2011-01-21 |  | 0
FALSE | 4A7A7048A1 | 288 | 4176394 | AMERICAN STANDARD, INC. | 4A7A6048E1 | AC | Split System: Air-Cooled Condensing Unit, Coil with Blower | 4A7A6048E1 |  | 4TXCC044BC3 | 12 | 16 | Yes | Yes | 2011-01-21 |  | 0
FALSE | 4A7A7048A1 | 288 | 4176395 | AMERICAN STANDARD, INC. | 4A7A6048E1 | AC | Split System: Air-Cooled Condensing Unit, Coil with Blower | 4A7A6048E1 |  | 4TXCC049BC3 | 12 | 15.5 | Yes | Yes | 2011-01-21 |  | 0
FALSE | 4A7A7048A1 | 288 | 4176396 | AMERICAN STANDARD, INC. | 4A7A6048E1 | AC | Split System: Air-Cooled Condensing Unit, Coil with Blower | 4A7A6048E1 |  | 4TXCC060BC3 | 12.5 | 16 | Yes | Yes | 2011-01-21 |  | 1
FALSE | 4A7A7048A1 | 288 | 4176397 | AMERICAN STANDARD, INC. | 4A7A6048E1 | AC | Split System: Air-Cooled Condensing Unit, Coil with Blower | 4A7A6048E1 |  | 4TXCD009CC3 | 12.5 | 16 | Yes | Yes | 2011-01-21 |  | 1
FALSE | 4A7A7048A1 | 288 | 4176398 | AMERICAN STANDARD, INC. | 4A7A6048E1 | AC | Split System: Air-Cooled Condensing Unit, Coil with Blower | 4A7A6048E1 |  | 4TXCD010CC3 | 12 | 16 | Yes | Yes | 2011-01-21 |  | 0
FALSE | 4A7A7048A1 | 288 | 4176399 | AMERICAN STANDARD, INC. | 4A7A6048E1 | AC | Split System: Air-Cooled Condensing Unit, Coil with Blower | 4A7A6048E1 |  | 4TXCD050BC3 | 12 | 16 | Yes | Yes | 2011-01-21 |  | 0
FALSE | 4A7A7048A1 | 288 | 4176400 | AMERICAN STANDARD, INC. | 4A7A6048E1 | AC | Split System: Air-Cooled Condensing Unit, Coil with Blower | 4A7A6048E1 |  | 4TXCD061BC3 | 12 | 16 | Yes | Yes | 2011-01-21 |  | 0
FALSE | 4A7A7048A1 | 288 | 4176401 | AMERICAN STANDARD, INC. | 4A7A6048E1 | AC | Split System: Air-Cooled Condensing Unit, Coil with Blower | 4A7A6048E1 |  | 4TXCD063BC3 | 13 | 17 | Yes | Yes | 2011-01-21 |  | 2
FALSE | 4A7A7048A1 | 288 | 4176402 | AMERICAN STANDARD, INC. | 4A7A6048E1 | AC | Split System: Air-Cooled Condensing Unit, Coil with Blower | 4A7A6048E1 |  | 4TXCD064BC3 | 12.5 | 16 | Yes | Yes | 2011-01-21 |  | 1
FALSE | 4A7A7048A1 | 288 | 4176403 | AMERICAN STANDARD, INC. | 4A7A6048E1 | AC | Split System: Air-Cooled Condensing Unit, Coil with Blower | 4A7A6048E1 |  | 4TXFH054CC3 | 12.5 | 16 | Yes | Yes | 2011-01-21 |  | 1
FALSE | 4A7A7048A1 | 288 | 4176404 | AMERICAN STANDARD, INC. | 4A7A6048E1 | AC | Split System: Air-Cooled Condensing Unit, Coil with Blower | 4A7A6048E1 |  | 4TXFH063CZ3 | 12.5 | 16.5 | Yes | Yes | 2011-01-21 |  | 1
FALSE | 4A7A7060A1 | 289 | 4176405 | AMERICAN STANDARD, INC. | 4A7A6060E1 | AC | Split System: Air-Cooled Condensing Unit, Coil with Blower | 4A7A6060E1 |  | 4TXAC060BC3 | 12 | 15 | Yes | Yes | 2011-01-21 |  | 0
FALSE | 4A7A7060A1 | 289 | 4176406 | AMERICAN STANDARD, INC. | 4A7A6060E1 | AC | Split System: Air-Cooled Condensing Unit, Coil with Blower | 4A7A6060E1 |  | 4TXAD061BC3 | 12 | 15 | Yes | Yes | 2011-01-21 |  | 0
FALSE | 4A7A7060A1 | 289 | 4176407 | AMERICAN STANDARD, INC. | 4A7A6060E1 | AC | Split System: Air-Cooled Condensing Unit, Coil with Blower | 4A7A6060E1 |  | 4TXAD064BC3 | 12 | 15 | Yes | Yes | 2011-01-21 |  | 0
FALSE | 4A7A7060A1 | 289 | 4176408 | AMERICAN STANDARD, INC. | 4A7A6060E1 | AC | Split System: Air-Cooled Condensing Unit, Coil with Blower | 4A7A6060E1 |  | 4TXCC060BC3 | 12 | 15 | Yes | Yes | 2011-01-21 |  | 0
FALSE | 4A7A7060A1 | 289 | 4176409 | AMERICAN STANDARD, INC. | 4A7A6060E1 | AC | Split System: Air-Cooled Condensing Unit, Coil with Blower | 4A7A6060E1 |  | 4TXCD061BC3 | 12 | 15 | Yes | Yes | 2011-01-21 |  | 0
FALSE | 4TTR6030B1 | 3522 | 4177362 | AMERICAN STANDARD, INC. | 4A7A5030E1 | AC | Split System: Air-Cooled Condensing Unit, Coil with Blower | 4TTR5030E1 |  | 4CXCB025CC3 | 12.5 | 14.5 | Yes | Yes | 2011-02-28 |  | 0
FALSE | 4TTR6030B1 | 3522 | 4177363 | AMERICAN STANDARD, INC. | 4A7A5030E1 | AC | Split System: Air-Cooled Condensing Unit, Coil with Blower | 4TTR5030E1 |  | 4CXCB031CC3 | 12.5 | 14.5 | Yes | Yes | 2011-02-28 |  | 0
FALSE | 4TTR6030B1 | 3522 | 4177364 | AMERICAN STANDARD, INC. | 4A7A5030E1 | AC | Split System: Air-Cooled Condensing Unit, Coil with Blower | 4TTR5030E1 |  | 4CXCB036CC3 | 12.5 | 15 | Yes | Yes | 2011-02-28 |  | 1
FALSE | 4TTR6030B1 | 3522 | 4177365 | AMERICAN STANDARD, INC. | 4A7A5030E1 | AC | Split System: Air-Cooled Condensing Unit, Coil with Blower | 4TTR5030E1 |  | 4CXCB042CC3 | 12.5 | 15 | Yes | Yes | 2011-02-28 |  | 1
FALSE | 4TTR6030B1 | 3522 | 4177366 | AMERICAN STANDARD, INC. | 4A7A5030E1 | AC | Split System: Air-Cooled Condensing Unit, Coil with Blower | 4TTR5030E1 |  | 4CXCC037CC3 | 12.5 | 15 | Yes | Yes | 2011-02-28 |  | 1
FALSE | 4TTR6030B1 | 3522 | 4177367 | AMERICAN STANDARD, INC. | 4A7A5030E1 | AC | Split System: Air-Cooled Condensing Unit, Coil with Blower | 4TTR5030E1 |  | 4CXCC043CC3 | 12.5 | 15 | Yes | Yes | 2011-02-28 |  | 1
FALSE | 4TTR6030B1 | 3522 | 4177368 | AMERICAN STANDARD, INC. | 4A7A5030E1 | AC | Split System: Air-Cooled Condensing Unit, Coil with Blower | 4TTR5030E1 |  | 4TXAB025BC3 | 12.5 | 14.5 | Yes | Yes | 2011-02-28 |  | 0
FALSE | 4TTR6030B1 | 3522 | 4177369 | AMERICAN STANDARD, INC. | 4A7A5030E1 | AC | Split System: Air-Cooled Condensing Unit, Coil with Blower | 4TTR5030E1 |  | 4TXAB031BC3 | 12.5 | 14.5 | Yes | Yes | 2011-02-28 |  | 0
FALSE | 4TTR6030B1 | 3522 | 4177370 | AMERICAN STANDARD, INC. | 4A7A5030E1 | AC | Split System: Air-Cooled Condensing Unit, Coil with Blower | 4TTR5030E1 |  | 4TXAB032BC3 | 12.5 | 15 | Yes | Yes | 2011-02-28 |  | 1
FALSE | 4TTR6030B1 | 3522 | 4177371 | AMERICAN STANDARD, INC. | 4A7A5030E1 | AC | Split System: Air-Cooled Condensing Unit, Coil with Blower | 4TTR5030E1 |  | 4TXAB036BC3 | 12.5 | 15 | Yes | Yes | 2011-02-28 |  | 1
FALSE | 4TTR6030B1 | 3522 | 4177372 | AMERICAN STANDARD, INC. | 4A7A5030E1 | AC | Split System: Air-Cooled Condensing Unit, Coil with Blower | 4TTR5030E1 |  | 4TXAB042BC3 | 12.5 | 15 | Yes | Yes | 2011-02-28 |  | 1
FALSE | 4TTR6036B1 | 3674 | 4177416 | AMERICAN STANDARD, INC. | 4A7A5036E1 | AC | Split System: Air-Cooled Condensing Unit, Coil with Blower | 4TTR5036E1 |  | 4TXCC037BC3 | 12.5 | 15 | Yes | Yes | 2011-02-28 |  | 1
FALSE | 4TTR6036B1 | 3674 | 4177417 | AMERICAN STANDARD, INC. | 4A7A5036E1 | AC | Split System: Air-Cooled Condensing Unit, Coil with Blower | 4TTR5036E1 |  | 4TXCC043BC3 | 12.5 | 15 | Yes | Yes | 2011-02-28 |  | 1
FALSE | 4TTR6036B1 | 3674 | 4177418 | AMERICAN STANDARD, INC. | 4A7A5036E1 | AC | Split System: Air-Cooled Condensing Unit, Coil with Blower | 4TTR5036E1 |  | 4TXCC044BC3 | 13 | 15.5 | Yes | Yes | 2011-02-28 |  | 1
FALSE | 4TTR6036B1 | 3674 | 4177419 | AMERICAN STANDARD, INC. | 4A7A5036E1 | AC | Split System: Air-Cooled Condensing Unit, Coil with Blower | 4TTR5036E1 |  | 4TXCC049BC3 | 13 | 15.5 | Yes | Yes | 2011-02-28 |  | 1
FALSE | 4TTR6036B1 | 3674 | 4177420 | AMERICAN STANDARD, INC. | 4A7A5036E1 | AC | Split System: Air-Cooled Condensing Unit, Coil with Blower | 4TTR5036E1 |  | 4TXCC060BC3 | 13 | 15.5 | Yes | Yes | 2011-02-28 |  | 1
FALSE | 4TTR6036B1 | 3674 | 4177421 | AMERICAN STANDARD, INC. | 4A7A5036E1 | AC | Split System: Air-Cooled Condensing Unit, Coil with Blower | 4TTR5036E1 |  | 4TXCD050BC3 | 13 | 15.5 | Yes | Yes | 2011-02-28 |  | 1
FALSE | 4TTR6036B1 | 3674 | 4177422 | AMERICAN STANDARD, INC. | 4A7A5036E1 | AC | Split System: Air-Cooled Condensing Unit, Coil with Blower | 4TTR5036E1 |  | 4TXCD061BC3 | 13 | 16 | Yes | Yes | 2011-02-28 |  | 2
FALSE | 4TTR6036B1 | 3674 | 4177423 | AMERICAN STANDARD, INC. | 4A7A5036E1 | AC | Split System: Air-Cooled Condensing Unit, Coil with Blower | 4TTR5036E1 |  | 4TXCD064BC3 | 13 | 15.5 | Yes | Yes | 2011-02-28 |  | 1
FALSE | 4TTR6036B1 | 3674 | 4177427 | AMERICAN STANDARD, INC. | 4A7A5036E1 | AC | Split System: Air-Cooled Condensing Unit, Coil with Blower | 4TTR5036E1 |  | 4TXFH036CZ3 | 12.5 | 15.5 | Yes | Yes | 2011-02-28 |  | 1
FALSE | 4TTR6036B1 | 3674 | 4177429 | AMERICAN STANDARD, INC. | 4A7A5036E1 | AC | Split System: Air-Cooled Condensing Unit, Coil with Blower | 4TTR5036E1 |  | 4TXFH041CC3 | 13 | 15.5 | Yes | Yes | 2011-02-28 |  | 1
FALSE | 4TTR6036B1 | 3674 | 4177431 | AMERICAN STANDARD, INC. | 4A7A5036E1 | AC | Split System: Air-Cooled Condensing Unit, Coil with Blower | 4TTR5036E1 |  | 4TXFH054CC3 | 12.5 | 15.5 | Yes | Yes | 2011-02-28 |  | 1
FALSE | 4TTR6036B1 | 3674 | 4177433 | AMERICAN STANDARD, INC. | 4A7A5036E1 | AC | Split System: Air-Cooled Condensing Unit, Coil with Blower | 4TTR5036E1 |  | 4TXFH063CZ3 | 13 | 16 | Yes | Yes | 2011-02-28 |  | 2
FALSE | 4TTR6042B1 | 3680 | 4177434 | AMERICAN STANDARD, INC. | 4A7A5042E1 | AC | Split System: Air-Cooled Condensing Unit, Coil with Blower | 4TTR5042E1 |  | 4CXCB036CC3 | 12 | 14.5 | Yes | Yes | 2011-02-28 |  | 0
FALSE | 4TTR6042B1 | 3680 | 4177435 | AMERICAN STANDARD, INC. | 4A7A5042E1 | AC | Split System: Air-Cooled Condensing Unit, Coil with Blower | 4TTR5042E1 |  | 4CXCB042CC3 | 12 | 14.5 | Yes | Yes | 2011-02-28 |  | 0
FALSE | 4TTR6042B1 | 3680 | 4177436 | AMERICAN STANDARD, INC. | 4A7A5042E1 | AC | Split System: Air-Cooled Condensing Unit, Coil with Blower | 4TTR5042E1 |  | 4CXCC037CC3 | 12.5 | 14.5 | Yes | Yes | 2011-02-28 |  | 0
FALSE | 4TTR6042B1 | 3680 | 4177437 | AMERICAN STANDARD, INC. | 4A7A5042E1 | AC | Split System: Air-Cooled Condensing Unit, Coil with Blower | 4TTR5042E1 |  | 4CXCC043CC3 | 12.5 | 14.5 | Yes | Yes | 2011-02-28 |  | 0
FALSE | 4TTR6042B1 | 3680 | 4177438 | AMERICAN STANDARD, INC. | 4A7A5042E1 | AC | Split System: Air-Cooled Condensing Unit, Coil with Blower | 4TTR5042E1 |  | 4CXCC049CC3 | 12.5 | 15 | Yes | Yes | 2011-02-28 |  | 1
FALSE | 4TTR6042B1 | 3680 | 4177439 | AMERICAN STANDARD, INC. | 4A7A5042E1 | AC | Split System: Air-Cooled Condensing Unit, Coil with Blower | 4TTR5042E1 |  | 4TXAB036BC3 | 12 | 14.5 | Yes | Yes | 2011-02-28 |  | 0
FALSE | 4TTR6036B1 | 3674 | 4177395 | AMERICAN STANDARD, INC. | 4A7A5036E1 | AC | Split System: Air-Cooled Condensing Unit, Coil with Blower | 4TTR5036E1 |  | 4CXCC049CC3 | 13 | 15.5 | Yes | Yes | 2011-02-28 |  | 1
FALSE | 4TTR6036B1 | 3674 | 4177396 | AMERICAN STANDARD, INC. | 4A7A5036E1 | AC | Split System: Air-Cooled Condensing Unit, Coil with Blower | 4TTR5036E1 |  | 4CXCD061CC3 | 13 | 16 | Yes | Yes | 2011-02-28 |  | 2
FALSE | 4TTR6036B1 | 3674 | 4177397 | AMERICAN STANDARD, INC. | 4A7A5036E1 | AC | Split System: Air-Cooled Condensing Unit, Coil with Blower | 4TTR5036E1 |  | 4TXAB031BC3 | 12 | 14.5 | Yes | Yes | 2011-02-28 |  | 0
FALSE | 4TTR6036B1 | 3674 | 4177398 | AMERICAN STANDARD, INC. | 4A7A5036E1 | AC | Split System: Air-Cooled Condensing Unit, Coil with Blower | 4TTR5036E1 |  | 4TXAB032BC3 | 12.5 | 15 | Yes | Yes | 2011-02-28 |  | 1
FALSE | 4TTR6036B1 | 3674 | 4177399 | AMERICAN STANDARD, INC. | 4A7A5036E1 | AC | Split System: Air-Cooled Condensing Unit, Coil with Blower | 4TTR5036E1 |  | 4TXAB036BC3 | 12.5 | 15 | Yes | Yes | 2011-02-28 |  | 1
FALSE | 4TTR6036B1 | 3674 | 4177400 | AMERICAN STANDARD, INC. | 4A7A5036E1 | AC | Split System: Air-Cooled Condensing Unit, Coil with Blower | 4TTR5036E1 |  | 4TXAB042BC3 | 12.5 | 15 | Yes | Yes | 2011-02-28 |  | 1
FALSE | 4TTR6036B1 | 3674 | 4177401 | AMERICAN STANDARD, INC. | 4A7A5036E1 | AC | Split System: Air-Cooled Condensing Unit, Coil with Blower | 4TTR5036E1 |  | 4TXAB048BC3 | 12.5 | 15 | Yes | Yes | 2011-02-28 |  | 1
FALSE | 4TTR6036B1 | 3674 | 4177402 | AMERICAN STANDARD, INC. | 4A7A5036E1 | AC | Split System: Air-Cooled Condensing Unit, Coil with Blower | 4TTR5036E1 |  | 4TXAC037BC3 | 12.5 | 15 | Yes | Yes | 2011-02-28 |  | 1
FALSE | 4TTR6036B1 | 3674 | 4177403 | AMERICAN STANDARD, INC. | 4A7A5036E1 | AC | Split System: Air-Cooled Condensing Unit, Coil with Blower | 4TTR5036E1 |  | 4TXAC043BC3 | 12.5 | 15 | Yes | Yes | 2011-02-28 |  | 1
FALSE | 4TTR6036B1 | 3674 | 4177404 | AMERICAN STANDARD, INC. | 4A7A5036E1 | AC | Split System: Air-Cooled Condensing Unit, Coil with Blower | 4TTR5036E1 |  | 4TXAC044BC3 | 13 | 15.5 | Yes | Yes | 2011-02-28 |  | 1
FALSE | 4TTR6036B1 | 3674 | 4177405 | AMERICAN STANDARD, INC. | 4A7A5036E1 | AC | Split System: Air-Cooled Condensing Unit, Coil with Blower | 4TTR5036E1 |  | 4TXAC049BC3 | 13 | 15.5 | Yes | Yes | 2011-02-28 |  | 1
FALSE | 4TTR6036B1 | 3674 | 4177406 | AMERICAN STANDARD, INC. | 4A7A5036E1 | AC | Split System: Air-Cooled Condensing Unit, Coil with Blower | 4TTR5036E1 |  | 4TXAC060BC3 | 13 | 15.5 | Yes | Yes | 2011-02-28 |  | 1
FALSE | 4TTR6036B1 | 3674 | 4177407 | AMERICAN STANDARD, INC. | 4A7A5036E1 | AC | Split System: Air-Cooled Condensing Unit, Coil with Blower | 4TTR5036E1 |  | 4TXAD050BC3 | 13 | 15.5 | Yes | Yes | 2011-02-28 |  | 1
FALSE | 4TTR6036B1 | 3674 | 4177408 | AMERICAN STANDARD, INC. | 4A7A5036E1 | AC | Split System: Air-Cooled Condensing Unit, Coil with Blower | 4TTR5036E1 |  | 4TXAD061BC3 | 13 | 16 | Yes | Yes | 2011-02-28 |  | 2
FALSE | 4TTR6036B1 | 3674 | 4177409 | AMERICAN STANDARD, INC. | 4A7A5036E1 | AC | Split System: Air-Cooled Condensing Unit, Coil with Blower | 4TTR5036E1 |  | 4TXAD064BC3 | 13 | 15.5 | Yes | Yes | 2011-02-28 |  | 1
FALSE | 4TTR6036B1 | 3674 | 4177410 | AMERICAN STANDARD, INC. | 4A7A5036E1 | AC | Split System: Air-Cooled Condensing Unit, Coil with Blower | 4TTR5036E1 |  | 4TXCB031BC3 | 12 | 14.5 | Yes | Yes | 2011-02-28 |  | 0
FALSE | 4TTR6036B1 | 3674 | 4177411 | AMERICAN STANDARD, INC. | 4A7A5036E1 | AC | Split System: Air-Cooled Condensing Unit, Coil with Blower | 4TTR5036E1 |  | 4TXCB032BC3 | 12.5 | 15 | Yes | Yes | 2011-02-28 |  | 1
FALSE | 4TTR6036B1 | 3674 | 4177412 | AMERICAN STANDARD, INC. | 4A7A5036E1 | AC | Split System: Air-Cooled Condensing Unit, Coil with Blower | 4TTR5036E1 |  | 4TXCB036BC3 | 12.5 | 15 | Yes | Yes | 2011-02-28 |  | 1
FALSE | 4TTR6036B1 | 3674 | 4177413 | AMERICAN STANDARD, INC. | 4A7A5036E1 | AC | Split System: Air-Cooled Condensing Unit, Coil with Blower | 4TTR5036E1 |  | 4TXCB042BC3 | 12.5 | 15 | Yes | Yes | 2011-02-28 |  | 1
FALSE | 4TTR6036B1 | 3674 | 4177414 | AMERICAN STANDARD, INC. | 4A7A5036E1 | AC | Split System: Air-Cooled Condensing Unit, Coil with Blower | 4TTR5036E1 |  | 4TXCB048BC3 | 12.5 | 15 | Yes | Yes | 2011-02-28 |  | 1
FALSE | 4TTR6036B1 | 3674 | 4177415 | AMERICAN STANDARD, INC. | 4A7A5036E1 | AC | Split System: Air-Cooled Condensing Unit, Coil with Blower | 4TTR5036E1 |  | 4TXCC005CC3 | 13 | 15 | Yes | Yes | 2011-02-28 |  | 1
FALSE | 4TTR6042B1 | 3680 | 4177440 | AMERICAN STANDARD, INC. | 4A7A5042E1 | AC | Split System: Air-Cooled Condensing Unit, Coil with Blower | 4TTR5042E1 |  | 4TXAB042BC3 | 12 | 14.5 | Yes | Yes | 2011-02-28 |  | 0
FALSE | 4TTR6042B1 | 3680 | 4177441 | AMERICAN STANDARD, INC. | 4A7A5042E1 | AC | Split System: Air-Cooled Condensing Unit, Coil with Blower | 4TTR5042E1 |  | 4TXAB048BC3 | 12.5 | 14.5 | Yes | Yes | 2011-02-28 |  | 0
FALSE | 4TTR6042B1 | 3680 | 4177442 | AMERICAN STANDARD, INC. | 4A7A5042E1 | AC | Split System: Air-Cooled Condensing Unit, Coil with Blower | 4TTR5042E1 |  | 4TXAC037BC3 | 12.5 | 14.5 | Yes | Yes | 2011-02-28 |  | 0
FALSE | 4TTR6042B1 | 3680 | 4177443 | AMERICAN STANDARD, INC. | 4A7A5042E1 | AC | Split System: Air-Cooled Condensing Unit, Coil with Blower | 4TTR5042E1 |  | 4TXAC043BC3 | 12.5 | 14.5 | Yes | Yes | 2011-02-28 |  | 0
FALSE | 4TTR6042B1 | 3680 | 4177444 | AMERICAN STANDARD, INC. | 4A7A5042E1 | AC | Split System: Air-Cooled Condensing Unit, Coil with Blower | 4TTR5042E1 |  | 4TXAC044BC3 | 12.5 | 15 | Yes | Yes | 2011-02-28 |  | 1
FALSE | 4TTR6042B1 | 3680 | 4177445 | AMERICAN STANDARD, INC. | 4A7A5042E1 | AC | Split System: Air-Cooled Condensing Unit, Coil with Blower | 4TTR5042E1 |  | 4TXAC049BC3 | 12.5 | 15 | Yes | Yes | 2011-02-28 |  | 1
FALSE | 4TTR6042B1 | 3680 | 4177446 | AMERICAN STANDARD, INC. | 4A7A5042E1 | AC | Split System: Air-Cooled Condensing Unit, Coil with Blower | 4TTR5042E1 |  | 4TXAD050BC3 | 13 | 15 | Yes | Yes | 2011-02-28 |  | 1
FALSE | 4TTR6042B1 | 3680 | 4177447 | AMERICAN STANDARD, INC. | 4A7A5042E1 | AC | Split System: Air-Cooled Condensing Unit, Coil with Blower | 4TTR5042E1 |  | 4TXCB036BC3 | 12 | 14.5 | Yes | Yes | 2011-02-28 |  | 0
FALSE | 4TTR6042B1 | 3680 | 4177448 | AMERICAN STANDARD, INC. | 4A7A5042E1 | AC | Split System: Air-Cooled Condensing Unit, Coil with Blower | 4TTR5042E1 |  | 4TXCB042BC3 | 12 | 14.5 | Yes | Yes | 2011-02-28 |  | 0
FALSE | 4TTR6042B1 | 3680 | 4177449 | AMERICAN STANDARD, INC. | 4A7A5042E1 | AC | Split System: Air-Cooled Condensing Unit, Coil with Blower | 4TTR5042E1 |  | 4TXCB048BC3 | 12.5 | 14.5 | Yes | Yes | 2011-02-28 |  | 0
FALSE | 4TTR6042B1 | 3680 | 4177450 | AMERICAN STANDARD, INC. | 4A7A5042E1 | AC | Split System: Air-Cooled Condensing Unit, Coil with Blower | 4TTR5042E1 |  | 4TXCC037BC3 | 12.5 | 14.5 | Yes | Yes | 2011-02-28 |  | 0
FALSE | 4TTR6042B1 | 3680 | 4177451 | AMERICAN STANDARD, INC. | 4A7A5042E1 | AC | Split System: Air-Cooled Condensing Unit, Coil with Blower | 4TTR5042E1 |  | 4TXCC043BC3 | 12.5 | 14.5 | Yes | Yes | 2011-02-28 |  | 0
FALSE | 4TTR6042B1 | 3680 | 4177452 | AMERICAN STANDARD, INC. | 4A7A5042E1 | AC | Split System: Air-Cooled Condensing Unit, Coil with Blower | 4TTR5042E1 |  | 4TXCC044BC3 | 12.5 | 15 | Yes | Yes | 2011-02-28 |  | 1
FALSE | 4TTR6042B1 | 3680 | 4177453 | AMERICAN STANDARD, INC. | 4A7A5042E1 | AC | Split System: Air-Cooled Condensing Unit, Coil with Blower | 4TTR5042E1 |  | 4TXCC049BC3 | 12.5 | 15 | Yes | Yes | 2011-02-28 |  | 1
FALSE | 4TTR6042B1 | 3680 | 4177454 | AMERICAN STANDARD, INC. | 4A7A5042E1 | AC | Split System: Air-Cooled Condensing Unit, Coil with Blower | 4TTR5042E1 |  | 4TXCC060BC3 | 12.5 | 15.25 | Yes | Yes | 2011-02-28 |  | 1
FALSE | 4TTR6042B1 | 3680 | 4177455 | AMERICAN STANDARD, INC. | 4A7A5042E1 | AC | Split System: Air-Cooled Condensing Unit, Coil with Blower | 4TTR5042E1 |  | 4TXCD050BC3 | 13 | 15 | Yes | Yes | 2011-02-28 |  | 1
FALSE | 4TTR6042B1 | 3680 | 4177458 | AMERICAN STANDARD, INC. | 4A7A5042E1 | AC | Split System: Air-Cooled Condensing Unit, Coil with Blower | 4TTR5042E1 |  | 4TXFH041CC3 | 12.5 | 15.5 | Yes | Yes | 2011-02-28 |  | 1
FALSE | 4TTR6042B1 | 3680 | 4177460 | AMERICAN STANDARD, INC. | 4A7A5042E1 | AC | Split System: Air-Cooled Condensing Unit, Coil with Blower | 4TTR5042E1 |  | 4TXFH054CC3 | 12 | 15.5 | Yes | Yes | 2011-02-28 |  | 0
FALSE | 4TTR6048B1 | 3695 | 4177462 | AMERICAN STANDARD, INC. | 4A7A5048E1 | AC | Split System: Air-Cooled Condensing Unit, Coil with Blower | 4TTR5048E1 |  | 4CXCC049CC3 | 12 | 14.5 | Yes | Yes | 2011-02-28 |  | 0
FALSE | 4TTR6048B1 | 3695 | 4177463 | AMERICAN STANDARD, INC. | 4A7A5048E1 | AC | Split System: Air-Cooled Condensing Unit, Coil with Blower | 4TTR5048E1 |  | 4CXCD061CC3 | 12 | 14.5 | Yes | Yes | 2011-02-28 |  | 0
FALSE | 4TTR6048B1 | 3695 | 4177466 | AMERICAN STANDARD, INC. | 4A7A5048E1 | AC | Split System: Air-Cooled Condensing Unit, Coil with Blower | 4TTR5048E1 |  | 4TXAC044BC3 | 12 | 14.5 | Yes | Yes | 2011-02-28 |  | 0
FALSE | 4TTR6048B1 | 3695 | 4177467 | AMERICAN STANDARD, INC. | 4A7A5048E1 | AC | Split System: Air-Cooled Condensing Unit, Coil with Blower | 4TTR5048E1 |  | 4TXAC049BC3 | 12 | 14.5 | Yes | Yes | 2011-02-28 |  | 0
FALSE | 4A7A7048A1 | 288 | 4177817 | TRANE | 4TTX6048E1 | AC | Split System: Air-Cooled Condensing Unit, Coil with Blower | 4A7A6048E1 |  | 4TXAC043BC3 | 12 | 15 | Yes | Yes | 2011-03-16 |  | 0
FALSE | 4A7A7048A1 | 288 | 4177818 | TRANE | 4TTX6048E1 | AC | Split System: Air-Cooled Condensing Unit, Coil with Blower | 4A7A6048E1 |  | 4TXAC044BC3 | 12 | 16 | Yes | Yes | 2011-03-16 |  | 0
FALSE | 4A7A7048A1 | 288 | 4177819 | TRANE | 4TTX6048E1 | AC | Split System: Air-Cooled Condensing Unit, Coil with Blower | 4A7A6048E1 |  | 4TXAC049BC3 | 12 | 15.5 | Yes | Yes | 2011-03-16 |  | 0
FALSE | 4A7A7048A1 | 288 | 4177820 | TRANE | 4TTX6048E1 | AC | Split System: Air-Cooled Condensing Unit, Coil with Blower | 4A7A6048E1 |  | 4TXAC060BC3 | 12.5 | 16 | Yes | Yes | 2011-03-16 |  | 1
FALSE | 4A7A7048A1 | 288 | 4177821 | TRANE | 4TTX6048E1 | AC | Split System: Air-Cooled Condensing Unit, Coil with Blower | 4A7A6048E1 |  | 4TXAD050BC3 | 12 | 16 | Yes | Yes | 2011-03-16 |  | 0
FALSE | 4A7A7048A1 | 288 | 4177822 | TRANE | 4TTX6048E1 | AC | Split System: Air-Cooled Condensing Unit, Coil with Blower | 4A7A6048E1 |  | 4TXAD061BC3 | 12 | 16 | Yes | Yes | 2011-03-16 |  | 0
FALSE | 4TTR6049B1 | 3692 | 4177491 | AMERICAN STANDARD, INC. | 4A7A5049E1 | AC | Split System: Air-Cooled Condensing Unit, Coil with Blower | 4TTR5049E1 |  | 4TXAD064BC3 | 13 | 15.5 | Yes | Yes | 2011-02-28 |  | 1
FALSE | 4TTR6049B1 | 3692 | 4177492 | AMERICAN STANDARD, INC. | 4A7A5049E1 | AC | Split System: Air-Cooled Condensing Unit, Coil with Blower | 4TTR5049E1 |  | 4TXCC008CC3 | 13 | 15.5 | Yes | Yes | 2011-02-28 |  | 1
FALSE | 4TTR6049B1 | 3692 | 4177493 | AMERICAN STANDARD, INC. | 4A7A5049E1 | AC | Split System: Air-Cooled Condensing Unit, Coil with Blower | 4TTR5049E1 |  | 4TXCC043BC3 | 12.5 | 15 | Yes | Yes | 2011-02-28 |  | 1
FALSE | 4TTR6049B1 | 3692 | 4177494 | AMERICAN STANDARD, INC. | 4A7A5049E1 | AC | Split System: Air-Cooled Condensing Unit, Coil with Blower | 4TTR5049E1 |  | 4TXCC044BC3 | 12.5 | 15.5 | Yes | Yes | 2011-02-28 |  | 1
FALSE | 4TTR6049B1 | 3692 | 4177495 | AMERICAN STANDARD, INC. | 4A7A5049E1 | AC | Split System: Air-Cooled Condensing Unit, Coil with Blower | 4TTR5049E1 |  | 4TXCC049BC3 | 12.5 | 15.5 | Yes | Yes | 2011-02-28 |  | 1
FALSE | 4TTR6049B1 | 3692 | 4177496 | AMERICAN STANDARD, INC. | 4A7A5049E1 | AC | Split System: Air-Cooled Condensing Unit, Coil with Blower | 4TTR5049E1 |  | 4TXCC060BC3 | 13 | 15.5 | Yes | Yes | 2011-02-28 |  | 1
FALSE | 4TTR6049B1 | 3692 | 4177497 | AMERICAN STANDARD, INC. | 4A7A5049E1 | AC | Split System: Air-Cooled Condensing Unit, Coil with Blower | 4TTR5049E1 |  | 4TXCD009CC3 | 13 | 15.5 | Yes | Yes | 2011-02-28 |  | 1
FALSE | 4TTR6049B1 | 3692 | 4177498 | AMERICAN STANDARD, INC. | 4A7A5049E1 | AC | Split System: Air-Cooled Condensing Unit, Coil with Blower | 4TTR5049E1 |  | 4TXCD010CC3 | 13 | 15.5 | Yes | Yes | 2011-02-28 |  | 1
FALSE | 4TTR6049B1 | 3692 | 4177499 | AMERICAN STANDARD, INC. | 4A7A5049E1 | AC | Split System: Air-Cooled Condensing Unit, Coil with Blower | 4TTR5049E1 |  | 4TXCD050BC3 | 13 | 15.5 | Yes | Yes | 2011-02-28 |  | 1
FALSE | 4TTR6049B1 | 3692 | 4177500 | AMERICAN STANDARD, INC. | 4A7A5049E1 | AC | Split System: Air-Cooled Condensing Unit, Coil with Blower | 4TTR5049E1 |  | 4TXCD061BC3 | 13 | 15.5 | Yes | Yes | 2011-02-28 |  | 1
FALSE | 4TTR6049B1 | 3692 | 4177501 | AMERICAN STANDARD, INC. | 4A7A5049E1 | AC | Split System: Air-Cooled Condensing Unit, Coil with Blower | 4TTR5049E1 |  | 4TXCD063BC3 | 13 | 16 | Yes | Yes | 2011-02-28 |  | 2
FALSE | 4TTR6049B1 | 3692 | 4177502 | AMERICAN STANDARD, INC. | 4A7A5049E1 | AC | Split System: Air-Cooled Condensing Unit, Coil with Blower | 4TTR5049E1 |  | 4TXCD064BC3 | 13 | 15.5 | Yes | Yes | 2011-02-28 |  | 1
FALSE | 4TTR6049B1 | 3692 | 4177503 | AMERICAN STANDARD, INC. | 4A7A5049E1 | AC | Split System: Air-Cooled Condensing Unit, Coil with Blower | 4TTR5049E1 |  | 4TXFH054CC3 | 13 | 15.5 | Yes | Yes | 2011-02-28 |  | 1
FALSE | 4TTR6049B1 | 3692 | 4177504 | AMERICAN STANDARD, INC. | 4A7A5049E1 | AC | Split System: Air-Cooled Condensing Unit, Coil with Blower | 4TTR5049E1 |  | 4TXFH063CZ3 | 13 | 16 | Yes | Yes | 2011-02-28 |  | 2
FALSE | 4A7A7048A1 | 288 | 4177823 | TRANE | 4TTX6048E1 | AC | Split System: Air-Cooled Condensing Unit, Coil with Blower | 4A7A6048E1 |  | 4TXAD064BC3 | 12.5 | 16 | Yes | Yes | 2011-03-16 |  | 1
FALSE | 4A7A7048A1 | 288 | 4177824 | TRANE | 4TTX6048E1 | AC | Split System: Air-Cooled Condensing Unit, Coil with Blower | 4A7A6048E1 |  | 4TXCC008CC3 | 12.5 | 16 | Yes | Yes | 2011-03-16 |  | 1
FALSE | 4A7A7048A1 | 288 | 4177825 | TRANE | 4TTX6048E1 | AC | Split System: Air-Cooled Condensing Unit, Coil with Blower | 4A7A6048E1 |  | 4TXCC043BC3 | 12 | 15 | Yes | Yes | 2011-03-16 |  | 0
FALSE | 4A7A7048A1 | 288 | 4177826 | TRANE | 4TTX6048E1 | AC | Split System: Air-Cooled Condensing Unit, Coil with Blower | 4A7A6048E1 |  | 4TXCC044BC3 | 12 | 16 | Yes | Yes | 2011-03-16 |  | 0
FALSE | 4A7A7048A1 | 288 | 4177827 | TRANE | 4TTX6048E1 | AC | Split System: Air-Cooled Condensing Unit, Coil with Blower | 4A7A6048E1 |  | 4TXCC049BC3 | 12 | 15.5 | Yes | Yes | 2011-03-16 |  | 0
FALSE | 4A7A7048A1 | 288 | 4177828 | TRANE | 4TTX6048E1 | AC | Split System: Air-Cooled Condensing Unit, Coil with Blower | 4A7A6048E1 |  | 4TXCC060BC3 | 12.5 | 16 | Yes | Yes | 2011-03-16 |  | 1
FALSE | 4A7A7048A1 | 288 | 4177829 | TRANE | 4TTX6048E1 | AC | Split System: Air-Cooled Condensing Unit, Coil with Blower | 4A7A6048E1 |  | 4TXCD009CC3 | 12.5 | 16 | Yes | Yes | 2011-03-16 |  | 1
FALSE | 4A7A7048A1 | 288 | 4177830 | TRANE | 4TTX6048E1 | AC | Split System: Air-Cooled Condensing Unit, Coil with Blower | 4A7A6048E1 |  | 4TXCD010CC3 | 12 | 16 | Yes | Yes | 2011-03-16 |  | 0
FALSE | 4A7A7048A1 | 288 | 4177831 | TRANE | 4TTX6048E1 | AC | Split System: Air-Cooled Condensing Unit, Coil with Blower | 4A7A6048E1 |  | 4TXCD050BC3 | 12 | 16 | Yes | Yes | 2011-03-16 |  | 0
FALSE | 4A7A7048A1 | 288 | 4177832 | TRANE | 4TTX6048E1 | AC | Split System: Air-Cooled Condensing Unit, Coil with Blower | 4A7A6048E1 |  | 4TXCD061BC3 | 12 | 16 | Yes | Yes | 2011-03-16 |  | 0
FALSE | 4A7A7048A1 | 288 | 4177833 | TRANE | 4TTX6048E1 | AC | Split System: Air-Cooled Condensing Unit, Coil with Blower | 4A7A6048E1 |  | 4TXCD063BC3 | 13 | 17 | Yes | Yes | 2011-03-16 |  | 2
FALSE | 4A7A7048A1 | 288 | 4177834 | TRANE | 4TTX6048E1 | AC | Split System: Air-Cooled Condensing Unit, Coil with Blower | 4A7A6048E1 |  | 4TXCD064BC3 | 12.5 | 16 | Yes | Yes | 2011-03-16 |  | 1
FALSE | 4A7A7048A1 | 288 | 4177835 | TRANE | 4TTX6048E1 | AC | Split System: Air-Cooled Condensing Unit, Coil with Blower | 4A7A6048E1 |  | 4TXFH054CC3 | 12.5 | 16 | Yes | Yes | 2011-03-16 |  | 1
FALSE | 4A7A7048A1 | 288 | 4177836 | TRANE | 4TTX6048E1 | AC | Split System: Air-Cooled Condensing Unit, Coil with Blower | 4A7A6048E1 |  | 4TXFH063CZ3 | 12.5 | 16.5 | Yes | Yes | 2011-03-16 |  | 1
FALSE | 4A7A7060A1 | 289 | 4177837 | TRANE | 4TTX6060E1 | AC | Split System: Air-Cooled Condensing Unit, Coil with Blower | 4A7A6060E1 |  | 4TXAC060BC3 | 12 | 15 | Yes | Yes | 2011-03-16 |  | 0
FALSE | 4A7A7060A1 | 289 | 4177838 | TRANE | 4TTX6060E1 | AC | Split System: Air-Cooled Condensing Unit, Coil with Blower | 4A7A6060E1 |  | 4TXAD061BC3 | 12 | 15 | Yes | Yes | 2011-03-16 |  | 0
FALSE | 4A7A7060A1 | 289 | 4177839 | TRANE | 4TTX6060E1 | AC | Split System: Air-Cooled Condensing Unit, Coil with Blower | 4A7A6060E1 |  | 4TXAD064BC3 | 12 | 15 | Yes | Yes | 2011-03-16 |  | 0
FALSE | 4A7A7060A1 | 289 | 4177840 | TRANE | 4TTX6060E1 | AC | Split System: Air-Cooled Condensing Unit, Coil with Blower | 4A7A6060E1 |  | 4TXCC060BC3 | 12 | 15 | Yes | Yes | 2011-03-16 |  | 0
FALSE | 4A7A7060A1 | 289 | 4177841 | TRANE | 4TTX6060E1 | AC | Split System: Air-Cooled Condensing Unit, Coil with Blower | 4A7A6060E1 |  | 4TXCD061BC3 | 12 | 15 | Yes | Yes | 2011-03-16 |  | 0
FALSE | 4A7A7060A1 | 289 | 4177842 | TRANE | 4TTX6060E1 | AC | Split System: Air-Cooled Condensing Unit, Coil with Blower | 4A7A6060E1 |  | 4TXCD063BC3 | 12.5 | 16 | Yes | Yes | 2011-03-16 |  | 1
FALSE | 4A7A7060A1 | 289 | 4177843 | TRANE | 4TTX6060E1 | AC | Split System: Air-Cooled Condensing Unit, Coil with Blower | 4A7A6060E1 |  | 4TXCD064BC3 | 12 | 15 | Yes | Yes | 2011-03-16 |  | 0
FALSE | 4A7A7060A1 | 289 | 4177844 | TRANE | 4TTX6060E1 | AC | Split System: Air-Cooled Condensing Unit, Coil with Blower | 4A7A6060E1 |  | 4TXFH054CC3 | 12 | 15 | Yes | Yes | 2011-03-16 |  | 0
FALSE | 4A7A7060A1 | 289 | 4177845 | TRANE | 4TTX6060E1 | AC | Split System: Air-Cooled Condensing Unit, Coil with Blower | 4A7A6060E1 |  | 4TXFH063CZ3 | 12 | 15.5 | Yes | Yes | 2011-03-16 |  | 0
FALSE | 4TTR6018B1 | 3489 | 4178568 | TRANE | 4TTR5018E1 | AC | Split System: Air-Cooled Condensing Unit, Coil with Blower | 4TTR5018E1 |  | 4CXCA024CC3 | 13 | 15 | Yes | Yes | 2011-01-21 |  | 1
FALSE | 4TTR6018B1 | 3489 | 4178569 | TRANE | 4TTR5018E1 | AC | Split System: Air-Cooled Condensing Unit, Coil with Blower | 4TTR5018E1 |  | 4CXCB025CC3 | 13 | 16 | Yes | Yes | 2011-01-21 |  | 2
FALSE | 4TTR6018B1 | 3489 | 4178570 | TRANE | 4TTR5018E1 | AC | Split System: Air-Cooled Condensing Unit, Coil with Blower | 4TTR5018E1 |  | 4CXCB031CC3 | 13 | 16 | Yes | Yes | 2011-01-21 |  | 2
FALSE | 4TTR6018B1 | 3489 | 4178571 | TRANE | 4TTR5018E1 | AC | Split System: Air-Cooled Condensing Unit, Coil with Blower | 4TTR5018E1 |  | 4CXCB036CC3 | 13 | 16 | Yes | Yes | 2011-01-21 |  | 2
FALSE | 4TTR6018B1 | 3489 | 4178572 | TRANE | 4TTR5018E1 | AC | Split System: Air-Cooled Condensing Unit, Coil with Blower | 4TTR5018E1 |  | 4CXCC037CC3 | 13 | 16 | Yes | Yes | 2011-01-21 |  | 2
FALSE | 4TTR6018B1 | 3489 | 4178573 | TRANE | 4TTR5018E1 | AC | Split System: Air-Cooled Condensing Unit, Coil with Blower | 4TTR5018E1 |  | 4TXAA018BC3 | 13 | 15 | Yes | Yes | 2011-01-21 |  | 1
FALSE | 4TTR6018B1 | 3489 | 4178574 | TRANE | 4TTR5018E1 | AC | Split System: Air-Cooled Condensing Unit, Coil with Blower | 4TTR5018E1 |  | 4TXAA024BC3 | 13 | 15 | Yes | Yes | 2011-01-21 |  | 1
FALSE | 4TTR6024B1 | 3503 | 4178599 | TRANE | 4TTR5024E1 | AC | Split System: Air-Cooled Condensing Unit, Coil with Blower | 4TTR5024E1 |  | 4CXCB031CC3 | 13 | 15.5 | Yes | Yes | 2011-01-21 |  | 1
FALSE | 4TTR6024B1 | 3503 | 4178600 | TRANE | 4TTR5024E1 | AC | Split System: Air-Cooled Condensing Unit, Coil with Blower | 4TTR5024E1 |  | 4CXCB036CC3 | 13 | 16 | Yes | Yes | 2011-01-21 |  | 2
FALSE | 4TTR6024B1 | 3503 | 4178601 | TRANE | 4TTR5024E1 | AC | Split System: Air-Cooled Condensing Unit, Coil with Blower | 4TTR5024E1 |  | 4CXCB042CC3 | 13 | 16 | Yes | Yes | 2011-01-21 |  | 2
FALSE | 4TTR6024B1 | 3503 | 4178602 | TRANE | 4TTR5024E1 | AC | Split System: Air-Cooled Condensing Unit, Coil with Blower | 4TTR5024E1 |  | 4CXCC037CC3 | 13 | 16 | Yes | Yes | 2011-01-21 |  | 2
FALSE | 4TTR6024B1 | 3503 | 4178603 | TRANE | 4TTR5024E1 | AC | Split System: Air-Cooled Condensing Unit, Coil with Blower | 4TTR5024E1 |  | 4CXCC043CC3 | 13 | 16 | Yes | Yes | 2011-01-21 |  | 2
FALSE | 4TTR6024B1 | 3503 | 4178604 | TRANE | 4TTR5024E1 | AC | Split System: Air-Cooled Condensing Unit, Coil with Blower | 4TTR5024E1 |  | 4TXAA018BC3 | 13 | 14.5 | Yes | Yes | 2011-01-21 |  | 0
FALSE | 4TTR6024B1 | 3503 | 4178605 | TRANE | 4TTR5024E1 | AC | Split System: Air-Cooled Condensing Unit, Coil with Blower | 4TTR5024E1 |  | 4TXAA024BC3 | 12.5 | 14.5 | Yes | Yes | 2011-01-21 |  | 0
FALSE | 4TTR6024B1 | 3503 | 4178606 | TRANE | 4TTR5024E1 | AC | Split System: Air-Cooled Condensing Unit, Coil with Blower | 4TTR5024E1 |  | 4TXAB025BC3 | 13 | 15.5 | Yes | Yes | 2011-01-21 |  | 1
FALSE | 4TTR6024B1 | 3503 | 4178607 | TRANE | 4TTR5024E1 | AC | Split System: Air-Cooled Condensing Unit, Coil with Blower | 4TTR5024E1 |  | 4TXAB031BC3 | 13 | 15.5 | Yes | Yes | 2011-01-21 |  | 1
FALSE | 4TTR6024B1 | 3503 | 4178608 | TRANE | 4TTR5024E1 | AC | Split System: Air-Cooled Condensing Unit, Coil with Blower | 4TTR5024E1 |  | 4TXAB032BC3 | 13 | 16 | Yes | Yes | 2011-01-21 |  | 2
FALSE | 4TTR6024B1 | 3503 | 4178609 | TRANE | 4TTR5024E1 | AC | Split System: Air-Cooled Condensing Unit, Coil with Blower | 4TTR5024E1 |  | 4TXAB036BC3 | 13 | 16 | Yes | Yes | 2011-01-21 |  | 2
FALSE | 4TTR6024B1 | 3503 | 4178610 | TRANE | 4TTR5024E1 | AC | Split System: Air-Cooled Condensing Unit, Coil with Blower | 4TTR5024E1 |  | 4TXAB042BC3 | 13 | 16 | Yes | Yes | 2011-01-21 |  | 2
FALSE | 4TTR6024B1 | 3503 | 4178611 | TRANE | 4TTR5024E1 | AC | Split System: Air-Cooled Condensing Unit, Coil with Blower | 4TTR5024E1 |  | 4TXAB048BC3 | 13 | 16 | Yes | Yes | 2011-01-21 |  | 2
FALSE | 4TTR6024B1 | 3503 | 4178612 | TRANE | 4TTR5024E1 | AC | Split System: Air-Cooled Condensing Unit, Coil with Blower | 4TTR5024E1 |  | 4TXAC037BC3 | 13 | 16 | Yes | Yes | 2011-01-21 |  | 2
FALSE | 4TTR6024B1 | 3503 | 4178613 | TRANE | 4TTR5024E1 | AC | Split System: Air-Cooled Condensing Unit, Coil with Blower | 4TTR5024E1 |  | 4TXAC043BC3 | 13 | 16 | Yes | Yes | 2011-01-21 |  | 2
FALSE | 4TTR6024B1 | 3503 | 4178614 | TRANE | 4TTR5024E1 | AC | Split System: Air-Cooled Condensing Unit, Coil with Blower | 4TTR5024E1 |  | 4TXAC044BC3 | 13 | 16 | Yes | Yes | 2011-01-21 |  | 2
FALSE | 4TTR6024B1 | 3503 | 4178615 | TRANE | 4TTR5024E1 | AC | Split System: Air-Cooled Condensing Unit, Coil with Blower | 4TTR5024E1 |  | 4TXCA018BC3 | 13 | 14.5 | Yes | Yes | 2011-01-21 |  | 0
FALSE | 4TTR6024B1 | 3503 | 4178616 | TRANE | 4TTR5024E1 | AC | Split System: Air-Cooled Condensing Unit, Coil with Blower | 4TTR5024E1 |  | 4TXCA024BC3 | 12.5 | 14.5 | Yes | Yes | 2011-01-21 |  | 0
FALSE | 4TTR6024B1 | 3503 | 4178617 | TRANE | 4TTR5024E1 | AC | Split System: Air-Cooled Condensing Unit, Coil with Blower | 4TTR5024E1 |  | 4TXCB003CC3 | 13 | 16 | Yes | Yes | 2011-01-21 |  | 2
FALSE | 4TTR6024B1 | 3503 | 4178618 | TRANE | 4TTR5024E1 | AC | Split System: Air-Cooled Condensing Unit, Coil with Blower | 4TTR5024E1 |  | 4TXCB004CC3 | 13 | 16 | Yes | Yes | 2011-01-21 |  | 2
FALSE | 4TTR6024B1 | 3503 | 4178619 | TRANE | 4TTR5024E1 | AC | Split System: Air-Cooled Condensing Unit, Coil with Blower | 4TTR5024E1 |  | 4TXCB025BC3 | 13 | 15.5 | Yes | Yes | 2011-01-21 |  | 1
FALSE | 4TTR6024B1 | 3503 | 4178620 | TRANE | 4TTR5024E1 | AC | Split System: Air-Cooled Condensing Unit, Coil with Blower | 4TTR5024E1 |  | 4TXCB031BC3 | 13 | 15.5 | Yes | Yes | 2011-01-21 |  | 1
FALSE | 4TTR6030B1 | 3522 | 4178651 | TRANE | 4TTR5030E1 | AC | Split System: Air-Cooled Condensing Unit, Coil with Blower | 4TTR5030E1 |  | 4TXAB036BC3 | 12.5 | 14.5 | Yes | Yes | 2011-01-21 |  | 0
FALSE | 4TTR6030B1 | 3522 | 4178652 | TRANE | 4TTR5030E1 | AC | Split System: Air-Cooled Condensing Unit, Coil with Blower | 4TTR5030E1 |  | 4TXAB042BC3 | 12.5 | 14.5 | Yes | Yes | 2011-01-21 |  | 0
FALSE | 4TTR6030B1 | 3522 | 4178653 | TRANE | 4TTR5030E1 | AC | Split System: Air-Cooled Condensing Unit, Coil with Blower | 4TTR5030E1 |  | 4TXAC037BC3 | 12.5 | 14.5 | Yes | Yes | 2011-01-21 |  | 0
FALSE | 4TTR6030B1 | 3522 | 4178654 | TRANE | 4TTR5030E1 | AC | Split System: Air-Cooled Condensing Unit, Coil with Blower | 4TTR5030E1 |  | 4TXAC043BC3 | 12.5 | 14.5 | Yes | Yes | 2011-01-21 |  | 0
FALSE | 4TTR6030B1 | 3522 | 4178655 | TRANE | 4TTR5030E1 | AC | Split System: Air-Cooled Condensing Unit, Coil with Blower | 4TTR5030E1 |  | 4TXAC044BC3 | 12.5 | 15 | Yes | Yes | 2011-01-21 |  | 1
FALSE | 4TTR6030B1 | 3522 | 4178658 | TRANE | 4TTR5030E1 | AC | Split System: Air-Cooled Condensing Unit, Coil with Blower | 4TTR5030E1 |  | 4TXCB032BC3 | 12.5 | 14.5 | Yes | Yes | 2011-01-21 |  | 0
FALSE | 4TTR6030B1 | 3522 | 4178659 | TRANE | 4TTR5030E1 | AC | Split System: Air-Cooled Condensing Unit, Coil with Blower | 4TTR5030E1 |  | 4TXCB036BC3 | 12.5 | 14.5 | Yes | Yes | 2011-01-21 |  | 0
FALSE | 4TTR6030B1 | 3522 | 4178660 | TRANE | 4TTR5030E1 | AC | Split System: Air-Cooled Condensing Unit, Coil with Blower | 4TTR5030E1 |  | 4TXCB042BC3 | 12.5 | 14.5 | Yes | Yes | 2011-01-21 |  | 0
FALSE | 4TTR6030B1 | 3522 | 4178661 | TRANE | 4TTR5030E1 | AC | Split System: Air-Cooled Condensing Unit, Coil with Blower | 4TTR5030E1 |  | 4TXCC037BC3 | 12.5 | 14.5 | Yes | Yes | 2011-01-21 |  | 0
FALSE | 4TTR6030B1 | 3522 | 4178662 | TRANE | 4TTR5030E1 | AC | Split System: Air-Cooled Condensing Unit, Coil with Blower | 4TTR5030E1 |  | 4TXCC043BC3 | 12.5 | 14.5 | Yes | Yes | 2011-01-21 |  | 0
FALSE | 4TTR6030B1 | 3522 | 4178663 | TRANE | 4TTR5030E1 | AC | Split System: Air-Cooled Condensing Unit, Coil with Blower | 4TTR5030E1 |  | 4TXCC044BC3 | 12.5 | 15 | Yes | Yes | 2011-01-21 |  | 1
FALSE | 4TTR6030B1 | 3522 | 4178667 | TRANE | 4TTR5030E1 | AC | Split System: Air-Cooled Condensing Unit, Coil with Blower | 4TTR5030E1 |  | 4TXFH036CZ3 | 13 | 15.25 | Yes | Yes | 2011-01-21 |  | 1
FALSE | 4TTR6036B1 | 3674 | 4178671 | TRANE | 4TTR5036E1 | AC | Split System: Air-Cooled Condensing Unit, Coil with Blower | 4TTR5036E1 |  | 4CXCC037CC3 | 12 | 14.5 | Yes | Yes | 2011-01-21 |  | 0
FALSE | 4TTR6036B1 | 3674 | 4178672 | TRANE | 4TTR5036E1 | AC | Split System: Air-Cooled Condensing Unit, Coil with Blower | 4TTR5036E1 |  | 4CXCC043CC3 | 12 | 14.5 | Yes | Yes | 2011-01-21 |  | 0
FALSE | 4TTR6036B1 | 3674 | 4178673 | TRANE | 4TTR5036E1 | AC | Split System: Air-Cooled Condensing Unit, Coil with Blower | 4TTR5036E1 |  | 4CXCC049CC3 | 12 | 14.5 | Yes | Yes | 2011-01-21 |  | 0
FALSE | 4TTR6036B1 | 3674 | 4178677 | TRANE | 4TTR5036E1 | AC | Split System: Air-Cooled Condensing Unit, Coil with Blower | 4TTR5036E1 |  | 4TXAB048BC3 | 12 | 14.5 | Yes | Yes | 2011-01-21 |  | 0
FALSE | 4TTR6036B1 | 3674 | 4178678 | TRANE | 4TTR5036E1 | AC | Split System: Air-Cooled Condensing Unit, Coil with Blower | 4TTR5036E1 |  | 4TXAC037BC3 | 12 | 14.5 | Yes | Yes | 2011-01-21 |  | 0
FALSE | 4TTR6036B1 | 3674 | 4178679 | TRANE | 4TTR5036E1 | AC | Split System: Air-Cooled Condensing Unit, Coil with Blower | 4TTR5036E1 |  | 4TXAC043BC3 | 12 | 14.5 | Yes | Yes | 2011-01-21 |  | 0
FALSE | 4TTR6036B1 | 3674 | 4178680 | TRANE | 4TTR5036E1 | AC | Split System: Air-Cooled Condensing Unit, Coil with Blower | 4TTR5036E1 |  | 4TXAC044BC3 | 12 | 14.5 | Yes | Yes | 2011-01-21 |  | 0
FALSE | 4TTR6036B1 | 3674 | 4178681 | TRANE | 4TTR5036E1 | AC | Split System: Air-Cooled Condensing Unit, Coil with Blower | 4TTR5036E1 |  | 4TXAC049BC3 | 12 | 14.5 | Yes | Yes | 2011-01-21 |  | 0
FALSE | 4TTR6036B1 | 3674 | 4178682 | TRANE | 4TTR5036E1 | AC | Split System: Air-Cooled Condensing Unit, Coil with Blower | 4TTR5036E1 |  | 4TXAC060BC3 | 12.5 | 15 | Yes | Yes | 2011-01-21 |  | 1
FALSE | 4TTR6036B1 | 3674 | 4178686 | TRANE | 4TTR5036E1 | AC | Split System: Air-Cooled Condensing Unit, Coil with Blower | 4TTR5036E1 |  | 4TXCB048BC3 | 12 | 14.5 | Yes | Yes | 2011-01-21 |  | 0
FALSE | 4TTR6042B1 | 3680 | 4178719 | TRANE | 4TTR5042E1 | AC | Split System: Air-Cooled Condensing Unit, Coil with Blower | 4TTR5042E1 |  | 4TXCC049BC3 | 12 | 14.5 | Yes | Yes | 2011-01-21 |  | 0
FALSE | 4TTR6042B1 | 3680 | 4178721 | TRANE | 4TTR5042E1 | AC | Split System: Air-Cooled Condensing Unit, Coil with Blower | 4TTR5042E1 |  | 4TXFH041CC3 | 12 | 15 | Yes | Yes | 2011-01-21 |  | 0
FALSE | 4TTR6042B1 | 3680 | 4178723 | TRANE | 4TTR5042E1 | AC | Split System: Air-Cooled Condensing Unit, Coil with Blower | 4TTR5042E1 |  | 4TXFH054CC3 | 12 | 15 | Yes | Yes | 2011-01-21 |  | 0
FALSE | 4TTX6030H1 | 3530 | 4178724 | TRANE | 4TTX5030A1 | AC | Split System: Air-Cooled Condensing Unit, Coil with Blower | 4TTX5030A1 |  | 4CXCB031CC3 | 12 | 14.75 | Yes | Yes | 2011-01-21 |  | 0
FALSE | 4TTX6030H1 | 3530 | 4178725 | TRANE | 4TTX5030A1 | AC | Split System: Air-Cooled Condensing Unit, Coil with Blower | 4TTX5030A1 |  | 4CXCB042CC3 | 12 | 14.5 | Yes | Yes | 2011-01-21 |  | 0
FALSE | 4TTX6030H1 | 3530 | 4178726 | TRANE | 4TTX5030A1 | AC | Split System: Air-Cooled Condensing Unit, Coil with Blower | 4TTX5030A1 |  | 4CXCC037CC3 | 12.5 | 15 | Yes | Yes | 2011-01-21 |  | 1
FALSE | 4TTX6030H1 | 3530 | 4178727 | TRANE | 4TTX5030A1 | AC | Split System: Air-Cooled Condensing Unit, Coil with Blower | 4TTX5030A1 |  | 4TXAB031BC3 | 12 | 14.75 | Yes | Yes | 2011-01-21 |  | 0
FALSE | 4TTX6030H1 | 3530 | 4178728 | TRANE | 4TTX5030A1 | AC | Split System: Air-Cooled Condensing Unit, Coil with Blower | 4TTX5030A1 |  | 4TXAB032BC3 | 12.3 | 14.75 | Yes | Yes | 2011-01-21 |  | 0
FALSE | 4TTX6030H1 | 3530 | 4178729 | TRANE | 4TTX5030A1 | AC | Split System: Air-Cooled Condensing Unit, Coil with Blower | 4TTX5030A1 |  | 4TXAB042BC3 | 12 | 14.5 | Yes | Yes | 2011-01-21 |  | 0
FALSE | 4TTX6030H1 | 3530 | 4178730 | TRANE | 4TTX5030A1 | AC | Split System: Air-Cooled Condensing Unit, Coil with Blower | 4TTX5030A1 |  | 4TXAC037BC3 | 12.5 | 15 | Yes | Yes | 2011-01-21 |  | 1
FALSE | 4TTX6030H1 | 3530 | 4178731 | TRANE | 4TTX5030A1 | AC | Split System: Air-Cooled Condensing Unit, Coil with Blower | 4TTX5030A1 |  | 4TXCB031BC3 | 12 | 14.75 | Yes | Yes | 2011-01-21 |  | 0
FALSE | 4TTX6030H1 | 3530 | 4178732 | TRANE | 4TTX5030A1 | AC | Split System: Air-Cooled Condensing Unit, Coil with Blower | 4TTX5030A1 |  | 4TXCB032BC3 | 12.3 | 14.75 | Yes | Yes | 2011-01-21 |  | 0
FALSE | 4TTX6030H1 | 3530 | 4178733 | TRANE | 4TTX5030A1 | AC | Split System: Air-Cooled Condensing Unit, Coil with Blower | 4TTX5030A1 |  | 4TXCB036BC3 | 12 | 14.75 | Yes | Yes | 2011-01-21 |  | 0
FALSE | 4TTX6030H1 | 3530 | 4178734 | TRANE | 4TTX5030A1 | AC | Split System: Air-Cooled Condensing Unit, Coil with Blower | 4TTX5030A1 |  | 4TXCB042BC3 | 12 | 14.5 | Yes | Yes | 2011-01-21 |  | 0
FALSE | 4TTX6030H1 | 3530 | 4178735 | TRANE | 4TTX5030A1 | AC | Split System: Air-Cooled Condensing Unit, Coil with Blower | 4TTX5030A1 |  | 4TXCC037BC3 | 12.5 | 15 | Yes | Yes | 2011-01-21 |  | 1
FALSE | 4TTX6036H1 | 3598 | 4178740 | TRANE | 4TTX5036A1 | AC | Split System: Air-Cooled Condensing Unit, Coil with Blower | 4TTX5036A1 |  | 4CXCC037CC3 | 12 | 14.5 | Yes | Yes | 2011-01-21 |  | 0
FALSE | 4TTX6036H1 | 3598 | 4178744 | TRANE | 4TTX5036A1 | AC | Split System: Air-Cooled Condensing Unit, Coil with Blower | 4TTX5036A1 |  | 4TXAC037BC3 | 12 | 14.5 | Yes | Yes | 2011-01-21 |  | 0
FALSE | 4TTX6036H1 | 3598 | 4178749 | TRANE | 4TTX5036A1 | AC | Split System: Air-Cooled Condensing Unit, Coil with Blower | 4TTX5036A1 |  | 4TXCC037BC3 | 12 | 14.5 | Yes | Yes | 2011-01-21 |  | 0
FALSE | 4TTR6024B1 | 3503 | 4179526 | AMERICAN STANDARD, INC. | 4A7A5024E1 | AC | Split System: Air-Cooled Condensing Unit, Coil with Blower | 4TTR5024E1 |  | 4CXCB042CC3 | 13 | 16 | Yes | Yes | 2011-02-28 |  | 2
FALSE | 4TTR6024B1 | 3503 | 4179527 | AMERICAN STANDARD, INC. | 4A7A5024E1 | AC | Split System: Air-Cooled Condensing Unit, Coil with Blower | 4TTR5024E1 |  | 4CXCC037CC3 | 13 | 16 | Yes | Yes | 2011-02-28 |  | 2
FALSE | 4TTR6024B1 | 3503 | 4179528 | AMERICAN STANDARD, INC. | 4A7A5024E1 | AC | Split System: Air-Cooled Condensing Unit, Coil with Blower | 4TTR5024E1 |  | 4CXCC043CC3 | 13 | 16 | Yes | Yes | 2011-02-28 |  | 2
FALSE | 4TTR6024B1 | 3503 | 4179529 | AMERICAN STANDARD, INC. | 4A7A5024E1 | AC | Split System: Air-Cooled Condensing Unit, Coil with Blower | 4TTR5024E1 |  | 4TXAA018BC3 | 13 | 14.5 | Yes | Yes | 2011-02-28 |  | 0
FALSE | 4TTR6024B1 | 3503 | 4179530 | AMERICAN STANDARD, INC. | 4A7A5024E1 | AC | Split System: Air-Cooled Condensing Unit, Coil with Blower | 4TTR5024E1 |  | 4TXAA024BC3 | 12.5 | 14.5 | Yes | Yes | 2011-02-28 |  | 0
FALSE | 4TTR6024B1 | 3503 | 4179531 | AMERICAN STANDARD, INC. | 4A7A5024E1 | AC | Split System: Air-Cooled Condensing Unit, Coil with Blower | 4TTR5024E1 |  | 4TXAB025BC3 | 13 | 15.5 | Yes | Yes | 2011-02-28 |  | 1
FALSE | 4TTR6024B1 | 3503 | 4179532 | AMERICAN STANDARD, INC. | 4A7A5024E1 | AC | Split System: Air-Cooled Condensing Unit, Coil with Blower | 4TTR5024E1 |  | 4TXAB031BC3 | 13 | 15.5 | Yes | Yes | 2011-02-28 |  | 1
FALSE | 4TTR6024B1 | 3503 | 4179533 | AMERICAN STANDARD, INC. | 4A7A5024E1 | AC | Split System: Air-Cooled Condensing Unit, Coil with Blower | 4TTR5024E1 |  | 4TXAB032BC3 | 13 | 16 | Yes | Yes | 2011-02-28 |  | 2
FALSE | 4TTR6024B1 | 3503 | 4179534 | AMERICAN STANDARD, INC. | 4A7A5024E1 | AC | Split System: Air-Cooled Condensing Unit, Coil with Blower | 4TTR5024E1 |  | 4TXAB036BC3 | 13 | 16 | Yes | Yes | 2011-02-28 |  | 2
FALSE | 4TTR6024B1 | 3503 | 4179535 | AMERICAN STANDARD, INC. | 4A7A5024E1 | AC | Split System: Air-Cooled Condensing Unit, Coil with Blower | 4TTR5024E1 |  | 4TXAB042BC3 | 13 | 16 | Yes | Yes | 2011-02-28 |  | 2
FALSE | 4TTR6024B1 | 3503 | 4179536 | AMERICAN STANDARD, INC. | 4A7A5024E1 | AC | Split System: Air-Cooled Condensing Unit, Coil with Blower | 4TTR5024E1 |  | 4TXAB048BC3 | 13 | 16 | Yes | Yes | 2011-02-28 |  | 2
FALSE | 4TTR6024B1 | 3503 | 4179537 | AMERICAN STANDARD, INC. | 4A7A5024E1 | AC | Split System: Air-Cooled Condensing Unit, Coil with Blower | 4TTR5024E1 |  | 4TXAC037BC3 | 13 | 16 | Yes | Yes | 2011-02-28 |  | 2
FALSE | 4TTR6024B1 | 3503 | 4179538 | AMERICAN STANDARD, INC. | 4A7A5024E1 | AC | Split System: Air-Cooled Condensing Unit, Coil with Blower | 4TTR5024E1 |  | 4TXAC043BC3 | 13 | 16 | Yes | Yes | 2011-02-28 |  | 2
FALSE | 4TTR6024B1 | 3503 | 4179539 | AMERICAN STANDARD, INC. | 4A7A5024E1 | AC | Split System: Air-Cooled Condensing Unit, Coil with Blower | 4TTR5024E1 |  | 4TXAC044BC3 | 13 | 16 | Yes | Yes | 2011-02-28 |  | 2
FALSE | 4TTR6024B1 | 3503 | 4179540 | AMERICAN STANDARD, INC. | 4A7A5024E1 | AC | Split System: Air-Cooled Condensing Unit, Coil with Blower | 4TTR5024E1 |  | 4TXCA018BC3 | 13 | 14.5 | Yes | Yes | 2011-02-28 |  | 0
FALSE | 4TTR6024B1 | 3503 | 4179541 | AMERICAN STANDARD, INC. | 4A7A5024E1 | AC | Split System: Air-Cooled Condensing Unit, Coil with Blower | 4TTR5024E1 |  | 4TXCA024BC3 | 12.5 | 14.5 | Yes | Yes | 2011-02-28 |  | 0
FALSE | 4TTR6024B1 | 3503 | 4179542 | AMERICAN STANDARD, INC. | 4A7A5024E1 | AC | Split System: Air-Cooled Condensing Unit, Coil with Blower | 4TTR5024E1 |  | 4TXCB003CC3 | 13 | 16 | Yes | Yes | 2011-02-28 |  | 2
FALSE | 4TTR6024B1 | 3503 | 4179543 | AMERICAN STANDARD, INC. | 4A7A5024E1 | AC | Split System: Air-Cooled Condensing Unit, Coil with Blower | 4TTR5024E1 |  | 4TXCB004CC3 | 13 | 16 | Yes | Yes | 2011-02-28 |  | 2
FALSE | 4TTR6018B1 | 3489 | 4179501 | AMERICAN STANDARD, INC. | 4A7A5018E1 | AC | Split System: Air-Cooled Condensing Unit, Coil with Blower | 4TTR5018E1 |  | 4TXAB031BC3 | 13 | 16 | Yes | Yes | 2011-02-28 |  | 2
FALSE | 4TTR6018B1 | 3489 | 4179502 | AMERICAN STANDARD, INC. | 4A7A5018E1 | AC | Split System: Air-Cooled Condensing Unit, Coil with Blower | 4TTR5018E1 |  | 4TXAB032BC3 | 13 | 16 | Yes | Yes | 2011-02-28 |  | 2
FALSE | 4TTR6018B1 | 3489 | 4179503 | AMERICAN STANDARD, INC. | 4A7A5018E1 | AC | Split System: Air-Cooled Condensing Unit, Coil with Blower | 4TTR5018E1 |  | 4TXAB036BC3 | 13 | 16 | Yes | Yes | 2011-02-28 |  | 2
FALSE | 4TTR6018B1 | 3489 | 4179504 | AMERICAN STANDARD, INC. | 4A7A5018E1 | AC | Split System: Air-Cooled Condensing Unit, Coil with Blower | 4TTR5018E1 |  | 4TXAC037BC3 | 13 | 16 | Yes | Yes | 2011-02-28 |  | 2
FALSE | 4TTR6018B1 | 3489 | 4179505 | AMERICAN STANDARD, INC. | 4A7A5018E1 | AC | Split System: Air-Cooled Condensing Unit, Coil with Blower | 4TTR5018E1 |  | 4TXCA018BC3 | 13 | 15 | Yes | Yes | 2011-02-28 |  | 1
FALSE | 4TTR6018B1 | 3489 | 4179506 | AMERICAN STANDARD, INC. | 4A7A5018E1 | AC | Split System: Air-Cooled Condensing Unit, Coil with Blower | 4TTR5018E1 |  | 4TXCA024BC3 | 13 | 15 | Yes | Yes | 2011-02-28 |  | 1
FALSE | 4TTR6018B1 | 3489 | 4179507 | AMERICAN STANDARD, INC. | 4A7A5018E1 | AC | Split System: Air-Cooled Condensing Unit, Coil with Blower | 4TTR5018E1 |  | 4TXCB003CC3 | 13 | 16 | Yes | Yes | 2011-02-28 |  | 2
FALSE | 4TTR6018B1 | 3489 | 4179508 | AMERICAN STANDARD, INC. | 4A7A5018E1 | AC | Split System: Air-Cooled Condensing Unit, Coil with Blower | 4TTR5018E1 |  | 4TXCB004CC3 | 13 | 16 | Yes | Yes | 2011-02-28 |  | 2
FALSE | 4TTR6018B1 | 3489 | 4179509 | AMERICAN STANDARD, INC. | 4A7A5018E1 | AC | Split System: Air-Cooled Condensing Unit, Coil with Blower | 4TTR5018E1 |  | 4TXCB025BC3 | 13 | 16 | Yes | Yes | 2011-02-28 |  | 2
FALSE | 4TTR6018B1 | 3489 | 4179510 | AMERICAN STANDARD, INC. | 4A7A5018E1 | AC | Split System: Air-Cooled Condensing Unit, Coil with Blower | 4TTR5018E1 |  | 4TXCB031BC3 | 13 | 16 | Yes | Yes | 2011-02-28 |  | 2
FALSE | 4TTR6018B1 | 3489 | 4179511 | AMERICAN STANDARD, INC. | 4A7A5018E1 | AC | Split System: Air-Cooled Condensing Unit, Coil with Blower | 4TTR5018E1 |  | 4TXCB032BC3 | 13 | 16 | Yes | Yes | 2011-02-28 |  | 2
FALSE | 4TTR6018B1 | 3489 | 4179512 | AMERICAN STANDARD, INC. | 4A7A5018E1 | AC | Split System: Air-Cooled Condensing Unit, Coil with Blower | 4TTR5018E1 |  | 4TXCB036BC3 | 13 | 16 | Yes | Yes | 2011-02-28 |  | 2
FALSE | 4TTR6018B1 | 3489 | 4179513 | AMERICAN STANDARD, INC. | 4A7A5018E1 | AC | Split System: Air-Cooled Condensing Unit, Coil with Blower | 4TTR5018E1 |  | 4TXCC005CC3 | 13 | 16 | Yes | Yes | 2011-02-28 |  | 2
FALSE | 4TTR6018B1 | 3489 | 4179514 | AMERICAN STANDARD, INC. | 4A7A5018E1 | AC | Split System: Air-Cooled Condensing Unit, Coil with Blower | 4TTR5018E1 |  | 4TXCC006CC3 | 13 | 16 | Yes | Yes | 2011-02-28 |  | 2
FALSE | 4TTR6018B1 | 3489 | 4179515 | AMERICAN STANDARD, INC. | 4A7A5018E1 | AC | Split System: Air-Cooled Condensing Unit, Coil with Blower | 4TTR5018E1 |  | 4TXCC007CC3 | 13 | 16 | Yes | Yes | 2011-02-28 |  | 2
FALSE | 4TTR6018B1 | 3489 | 4179516 | AMERICAN STANDARD, INC. | 4A7A5018E1 | AC | Split System: Air-Cooled Condensing Unit, Coil with Blower | 4TTR5018E1 |  | 4TXCC037BC3 | 13 | 16 | Yes | Yes | 2011-02-28 |  | 2
FALSE | 4TTR6018B1 | 3489 | 4179521 | AMERICAN STANDARD, INC. | 4A7A5018E1 | AC | Split System: Air-Cooled Condensing Unit, Coil with Blower | 4TTR5018E1 |  | 4TXFH036CZ3 | 13.5 | 16.5 | Yes | Yes | 2011-02-28 |  | 2
FALSE | 4TTR6024B1 | 3503 | 4179522 | AMERICAN STANDARD, INC. | 4A7A5024E1 | AC | Split System: Air-Cooled Condensing Unit, Coil with Blower | 4TTR5024E1 |  | 4CXCA024CC3 | 12.5 | 14.5 | Yes | Yes | 2011-02-28 |  | 0
FALSE | 4TTR6024B1 | 3503 | 4179523 | AMERICAN STANDARD, INC. | 4A7A5024E1 | AC | Split System: Air-Cooled Condensing Unit, Coil with Blower | 4TTR5024E1 |  | 4CXCB025CC3 | 13 | 15.5 | Yes | Yes | 2011-02-28 |  | 1
FALSE | 4TTR6024B1 | 3503 | 4179524 | AMERICAN STANDARD, INC. | 4A7A5024E1 | AC | Split System: Air-Cooled Condensing Unit, Coil with Blower | 4TTR5024E1 |  | 4CXCB031CC3 | 13 | 15.5 | Yes | Yes | 2011-02-28 |  | 1
FALSE | 4TTR6024B1 | 3503 | 4179525 | AMERICAN STANDARD, INC. | 4A7A5024E1 | AC | Split System: Air-Cooled Condensing Unit, Coil with Blower | 4TTR5024E1 |  | 4CXCB036CC3 | 13 | 16 | Yes | Yes | 2011-02-28 |  | 2
FALSE | 4TTR6024B1 | 3503 | 4179544 | AMERICAN STANDARD, INC. | 4A7A5024E1 | AC | Split System: Air-Cooled Condensing Unit, Coil with Blower | 4TTR5024E1 |  | 4TXCB025BC3 | 13 | 15.5 | Yes | Yes | 2011-02-28 |  | 1
FALSE | 4TTR6024B1 | 3503 | 4179545 | AMERICAN STANDARD, INC. | 4A7A5024E1 | AC | Split System: Air-Cooled Condensing Unit, Coil with Blower | 4TTR5024E1 |  | 4TXCB031BC3 | 13 | 15.5 | Yes | Yes | 2011-02-28 |  | 1
FALSE | 4TTR6024B1 | 3503 | 4179546 | AMERICAN STANDARD, INC. | 4A7A5024E1 | AC | Split System: Air-Cooled Condensing Unit, Coil with Blower | 4TTR5024E1 |  | 4TXCB032BC3 | 13 | 16 | Yes | Yes | 2011-02-28 |  | 2
FALSE | 4TTR6024B1 | 3503 | 4179547 | AMERICAN STANDARD, INC. | 4A7A5024E1 | AC | Split System: Air-Cooled Condensing Unit, Coil with Blower | 4TTR5024E1 |  | 4TXCB036BC3 | 13 | 16 | Yes | Yes | 2011-02-28 |  | 2
FALSE | 4TTR6024B1 | 3503 | 4179548 | AMERICAN STANDARD, INC. | 4A7A5024E1 | AC | Split System: Air-Cooled Condensing Unit, Coil with Blower | 4TTR5024E1 |  | 4TXCB042BC3 | 13 | 16 | Yes | Yes | 2011-02-28 |  | 2
FALSE | 4TTR6024B1 | 3503 | 4179549 | AMERICAN STANDARD, INC. | 4A7A5024E1 | AC | Split System: Air-Cooled Condensing Unit, Coil with Blower | 4TTR5024E1 |  | 4TXCB048BC3 | 13 | 16 | Yes | Yes | 2011-02-28 |  | 2
FALSE | 4TTR6024B1 | 3503 | 4179550 | AMERICAN STANDARD, INC. | 4A7A5024E1 | AC | Split System: Air-Cooled Condensing Unit, Coil with Blower | 4TTR5024E1 |  | 4TXCC005CC3 | 13 | 16 | Yes | Yes | 2011-02-28 |  | 2
FALSE | 4TTR6024B1 | 3503 | 4179551 | AMERICAN STANDARD, INC. | 4A7A5024E1 | AC | Split System: Air-Cooled Condensing Unit, Coil with Blower | 4TTR5024E1 |  | 4TXCC006CC3 | 13 | 16 | Yes | Yes | 2011-02-28 |  | 2
FALSE | 4TTR6024B1 | 3503 | 4179552 | AMERICAN STANDARD, INC. | 4A7A5024E1 | AC | Split System: Air-Cooled Condensing Unit, Coil with Blower | 4TTR5024E1 |  | 4TXCC007CC3 | 13 | 16 | Yes | Yes | 2011-02-28 |  | 2
FALSE | 4TTR6024B1 | 3503 | 4179553 | AMERICAN STANDARD, INC. | 4A7A5024E1 | AC | Split System: Air-Cooled Condensing Unit, Coil with Blower | 4TTR5024E1 |  | 4TXCC008CC3 | 13 | 16 | Yes | Yes | 2011-02-28 |  | 2
FALSE | 4TTR6024B1 | 3503 | 4179554 | AMERICAN STANDARD, INC. | 4A7A5024E1 | AC | Split System: Air-Cooled Condensing Unit, Coil with Blower | 4TTR5024E1 |  | 4TXCC037BC3 | 13 | 16 | Yes | Yes | 2011-02-28 |  | 2
FALSE | 4TTR6024B1 | 3503 | 4179555 | AMERICAN STANDARD, INC. | 4A7A5024E1 | AC | Split System: Air-Cooled Condensing Unit, Coil with Blower | 4TTR5024E1 |  | 4TXCC043BC3 | 13 | 16 | Yes | Yes | 2011-02-28 |  | 2
FALSE | 4TTR6024B1 | 3503 | 4179556 | AMERICAN STANDARD, INC. | 4A7A5024E1 | AC | Split System: Air-Cooled Condensing Unit, Coil with Blower | 4TTR5024E1 |  | 4TXCC044BC3 | 13 | 16 | Yes | Yes | 2011-02-28 |  | 2
FALSE | 4TTR6024B1 | 3503 | 4179557 | AMERICAN STANDARD, INC. | 4A7A5024E1 | AC | Split System: Air-Cooled Condensing Unit, Coil with Blower | 4TTR5024E1 |  | 4TXCD009CC3 | 13 | 16 | Yes | Yes | 2011-02-28 |  | 2
FALSE | 4TTR6024B1 | 3503 | 4179558 | AMERICAN STANDARD, INC. | 4A7A5024E1 | AC | Split System: Air-Cooled Condensing Unit, Coil with Blower | 4TTR5024E1 |  | 4TXCD010CC3 | 13 | 16 | Yes | Yes | 2011-02-28 |  | 2
FALSE | 4TTR6024B1 | 3503 | 4179564 | AMERICAN STANDARD, INC. | 4A7A5024E1 | AC | Split System: Air-Cooled Condensing Unit, Coil with Blower | 4TTR5024E1 |  | 4TXFH036CZ3 | 13.5 | 16.25 | Yes | Yes | 2011-02-28 |  | 2
FALSE | 4TTR6024B1 | 3503 | 4179566 | AMERICAN STANDARD, INC. | 4A7A5024E1 | AC | Split System: Air-Cooled Condensing Unit, Coil with Blower | 4TTR5024E1 |  | 4TXFH041CC3 | 13.5 | 16 | Yes | Yes | 2011-02-28 |  | 2
FALSE | 4TTR6030B1 | 3522 | 4179569 | AMERICAN STANDARD, INC. | 4A7A5030E1 | AC | Split System: Air-Cooled Condensing Unit, Coil with Blower | 4TTR5030E1 |  | 4CXCB036CC3 | 12.5 | 14.5 | Yes | Yes | 2011-02-28 |  | 0
FALSE | 4TTR6030B1 | 3522 | 4179570 | AMERICAN STANDARD, INC. | 4A7A5030E1 | AC | Split System: Air-Cooled Condensing Unit, Coil with Blower | 4TTR5030E1 |  | 4CXCB042CC3 | 12.5 | 14.5 | Yes | Yes | 2011-02-28 |  | 0
FALSE | 4TTR6030B1 | 3522 | 4179571 | AMERICAN STANDARD, INC. | 4A7A5030E1 | AC | Split System: Air-Cooled Condensing Unit, Coil with Blower | 4TTR5030E1 |  | 4CXCC037CC3 | 12.5 | 14.5 | Yes | Yes | 2011-02-28 |  | 0
FALSE | 4TTR6030B1 | 3522 | 4179572 | AMERICAN STANDARD, INC. | 4A7A5030E1 | AC | Split System: Air-Cooled Condensing Unit, Coil with Blower | 4TTR5030E1 |  | 4CXCC043CC3 | 12.5 | 14.5 | Yes | Yes | 2011-02-28 |  | 0
FALSE | 4TTR6030B1 | 3522 | 4179575 | AMERICAN STANDARD, INC. | 4A7A5030E1 | AC | Split System: Air-Cooled Condensing Unit, Coil with Blower | 4TTR5030E1 |  | 4TXAB032BC3 | 12.5 | 14.5 | Yes | Yes | 2011-02-28 |  | 0
FALSE | 4TTR6042B1 | 3680 | 4179641 | AMERICAN STANDARD, INC. | 4A7A5042E1 | AC | Split System: Air-Cooled Condensing Unit, Coil with Blower | 4TTR5042E1 |  | 4TXCC037BC3 | 12 | 14.5 | Yes | Yes | 2011-02-28 |  | 0
FALSE | 4TTR6042B1 | 3680 | 4179642 | AMERICAN STANDARD, INC. | 4A7A5042E1 | AC | Split System: Air-Cooled Condensing Unit, Coil with Blower | 4TTR5042E1 |  | 4TXCC043BC3 | 12 | 14.5 | Yes | Yes | 2011-02-28 |  | 0
FALSE | 4TTR6042B1 | 3680 | 4179643 | AMERICAN STANDARD, INC. | 4A7A5042E1 | AC | Split System: Air-Cooled Condensing Unit, Coil with Blower | 4TTR5042E1 |  | 4TXCC044BC3 | 12 | 14.5 | Yes | Yes | 2011-02-28 |  | 0
FALSE | 4TTR6042B1 | 3680 | 4179644 | AMERICAN STANDARD, INC. | 4A7A5042E1 | AC | Split System: Air-Cooled Condensing Unit, Coil with Blower | 4TTR5042E1 |  | 4TXCC049BC3 | 12 | 14.5 | Yes | Yes | 2011-02-28 |  | 0
FALSE | 4TTR6042B1 | 3680 | 4179646 | AMERICAN STANDARD, INC. | 4A7A5042E1 | AC | Split System: Air-Cooled Condensing Unit, Coil with Blower | 4TTR5042E1 |  | 4TXFH041CC3 | 12 | 15 | Yes | Yes | 2011-02-28 |  | 0
FALSE | 4TTR6042B1 | 3680 | 4179648 | AMERICAN STANDARD, INC. | 4A7A5042E1 | AC | Split System: Air-Cooled Condensing Unit, Coil with Blower | 4TTR5042E1 |  | 4TXFH054CC3 | 12 | 15 | Yes | Yes | 2011-02-28 |  | 0
FALSE | 4TTX6030H1 | 3530 | 4179650 | AMERICAN STANDARD, INC. | 4A7A5030A1 | AC | Split System: Air-Cooled Condensing Unit, Coil with Blower | 4TTX5030A1 |  | 4CXCB042CC3 | 12 | 14.5 | Yes | Yes | 2011-02-28 |  | 0
FALSE | 4TTX6030H1 | 3530 | 4179654 | AMERICAN STANDARD, INC. | 4A7A5030A1 | AC | Split System: Air-Cooled Condensing Unit, Coil with Blower | 4TTX5030A1 |  | 4TXAB042BC3 | 12 | 14.5 | Yes | Yes | 2011-02-28 |  | 0
FALSE | 4TTR6036B1 | 3674 | 4179605 | AMERICAN STANDARD, INC. | 4A7A5036E1 | AC | Split System: Air-Cooled Condensing Unit, Coil with Blower | 4TTR5036E1 |  | 4TXAC044BC3 | 12 | 14.5 | Yes | Yes | 2011-02-28 |  | 0
FALSE | 4TTR6036B1 | 3674 | 4179606 | AMERICAN STANDARD, INC. | 4A7A5036E1 | AC | Split System: Air-Cooled Condensing Unit, Coil with Blower | 4TTR5036E1 |  | 4TXAC049BC3 | 12 | 14.5 | Yes | Yes | 2011-02-28 |  | 0
FALSE | 4TTR6036B1 | 3674 | 4179607 | AMERICAN STANDARD, INC. | 4A7A5036E1 | AC | Split System: Air-Cooled Condensing Unit, Coil with Blower | 4TTR5036E1 |  | 4TXAC060BC3 | 12.5 | 15 | Yes | Yes | 2011-02-28 |  | 1
FALSE | 4TTR6036B1 | 3674 | 4179611 | AMERICAN STANDARD, INC. | 4A7A5036E1 | AC | Split System: Air-Cooled Condensing Unit, Coil with Blower | 4TTR5036E1 |  | 4TXCB048BC3 | 12 | 14.5 | Yes | Yes | 2011-02-28 |  | 0
FALSE | 4TTR6036B1 | 3674 | 4179612 | AMERICAN STANDARD, INC. | 4A7A5036E1 | AC | Split System: Air-Cooled Condensing Unit, Coil with Blower | 4TTR5036E1 |  | 4TXCC037BC3 | 12 | 14.5 | Yes | Yes | 2011-02-28 |  | 0
FALSE | 4TTR6036B1 | 3674 | 4179613 | AMERICAN STANDARD, INC. | 4A7A5036E1 | AC | Split System: Air-Cooled Condensing Unit, Coil with Blower | 4TTR5036E1 |  | 4TXCC043BC3 | 12 | 14.5 | Yes | Yes | 2011-02-28 |  | 0
FALSE | 4TTR6036B1 | 3674 | 4179614 | AMERICAN STANDARD, INC. | 4A7A5036E1 | AC | Split System: Air-Cooled Condensing Unit, Coil with Blower | 4TTR5036E1 |  | 4TXCC044BC3 | 12 | 14.5 | Yes | Yes | 2011-02-28 |  | 0
FALSE | 4TTR6036B1 | 3674 | 4179615 | AMERICAN STANDARD, INC. | 4A7A5036E1 | AC | Split System: Air-Cooled Condensing Unit, Coil with Blower | 4TTR5036E1 |  | 4TXCC049BC3 | 12 | 14.5 | Yes | Yes | 2011-02-28 |  | 0
FALSE | 4TTR6036B1 | 3674 | 4179616 | AMERICAN STANDARD, INC. | 4A7A5036E1 | AC | Split System: Air-Cooled Condensing Unit, Coil with Blower | 4TTR5036E1 |  | 4TXCC060BC3 | 12.5 | 15 | Yes | Yes | 2011-02-28 |  | 1
FALSE | 4TTR6036B1 | 3674 | 4179620 | AMERICAN STANDARD, INC. | 4A7A5036E1 | AC | Split System: Air-Cooled Condensing Unit, Coil with Blower | 4TTR5036E1 |  | 4TXFH036CZ3 | 12 | 15 | Yes | Yes | 2011-02-28 |  | 0
FALSE | 4TTR6036B1 | 3674 | 4179622 | AMERICAN STANDARD, INC. | 4A7A5036E1 | AC | Split System: Air-Cooled Condensing Unit, Coil with Blower | 4TTR5036E1 |  | 4TXFH041CC3 | 12.5 | 15 | Yes | Yes | 2011-02-28 |  | 1
FALSE | 4TTR6036B1 | 3674 | 4179624 | AMERICAN STANDARD, INC. | 4A7A5036E1 | AC | Split System: Air-Cooled Condensing Unit, Coil with Blower | 4TTR5036E1 |  | 4TXFH054CC3 | 12 | 15 | Yes | Yes | 2011-02-28 |  | 0
FALSE | 4TTR6042B1 | 3680 | 4179628 | AMERICAN STANDARD, INC. | 4A7A5042E1 | AC | Split System: Air-Cooled Condensing Unit, Coil with Blower | 4TTR5042E1 |  | 4CXCC037CC3 | 12 | 14.5 | Yes | Yes | 2011-02-28 |  | 0
FALSE | 4TTR6042B1 | 3680 | 4179629 | AMERICAN STANDARD, INC. | 4A7A5042E1 | AC | Split System: Air-Cooled Condensing Unit, Coil with Blower | 4TTR5042E1 |  | 4CXCC043CC3 | 12 | 14.5 | Yes | Yes | 2011-02-28 |  | 0
FALSE | 4TTR6042B1 | 3680 | 4179630 | AMERICAN STANDARD, INC. | 4A7A5042E1 | AC | Split System: Air-Cooled Condensing Unit, Coil with Blower | 4TTR5042E1 |  | 4CXCC049CC3 | 12 | 14.5 | Yes | Yes | 2011-02-28 |  | 0
FALSE | 4TTR6042B1 | 3680 | 4179633 | AMERICAN STANDARD, INC. | 4A7A5042E1 | AC | Split System: Air-Cooled Condensing Unit, Coil with Blower | 4TTR5042E1 |  | 4TXAB048BC3 | 12 | 14.5 | Yes | Yes | 2011-02-28 |  | 0
FALSE | 4TTR6042B1 | 3680 | 4179634 | AMERICAN STANDARD, INC. | 4A7A5042E1 | AC | Split System: Air-Cooled Condensing Unit, Coil with Blower | 4TTR5042E1 |  | 4TXAC037BC3 | 12 | 14.5 | Yes | Yes | 2011-02-28 |  | 0
FALSE | 4TTR6042B1 | 3680 | 4179635 | AMERICAN STANDARD, INC. | 4A7A5042E1 | AC | Split System: Air-Cooled Condensing Unit, Coil with Blower | 4TTR5042E1 |  | 4TXAC043BC3 | 12 | 14.5 | Yes | Yes | 2011-02-28 |  | 0
FALSE | 4TTR6042B1 | 3680 | 4179636 | AMERICAN STANDARD, INC. | 4A7A5042E1 | AC | Split System: Air-Cooled Condensing Unit, Coil with Blower | 4TTR5042E1 |  | 4TXAC044BC3 | 12 | 14.5 | Yes | Yes | 2011-02-28 |  | 0
FALSE | 4TTR6042B1 | 3680 | 4179637 | AMERICAN STANDARD, INC. | 4A7A5042E1 | AC | Split System: Air-Cooled Condensing Unit, Coil with Blower | 4TTR5042E1 |  | 4TXAC049BC3 | 12 | 14.5 | Yes | Yes | 2011-02-28 |  | 0
FALSE | 4TTR6042B1 | 3680 | 4179640 | AMERICAN STANDARD, INC. | 4A7A5042E1 | AC | Split System: Air-Cooled Condensing Unit, Coil with Blower | 4TTR5042E1 |  | 4TXCB048BC3 | 12 | 14.5 | Yes | Yes | 2011-02-28 |  | 0
FALSE | 4TTR6030B1 | 3522 | 4180324 | TRANE | 4TTR5030E1 | AC | Split System: Air-Cooled Condensing Unit, Coil with Blower | 4TTR5030E1 |  | 4TXCC005CC3 | 13 | 16 | Yes | Yes | 2011-01-21 |  | 2
FALSE | 4TTR6036B1 | 3674 | 4180325 | TRANE | 4TTR5036E1 | AC | Split System: Air-Cooled Condensing Unit, Coil with Blower | 4TTR5036E1 |  | 4CXCB031CC3 | 12 | 14.5 | Yes | Yes | 2011-01-21 |  | 0
FALSE | 4TTR6036B1 | 3674 | 4180326 | TRANE | 4TTR5036E1 | AC | Split System: Air-Cooled Condensing Unit, Coil with Blower | 4TTR5036E1 |  | 4CXCB036CC3 | 12 | 14.5 | Yes | Yes | 2011-01-21 |  | 0
FALSE | 4TTR6036B1 | 3674 | 4180327 | TRANE | 4TTR5036E1 | AC | Split System: Air-Cooled Condensing Unit, Coil with Blower | 4TTR5036E1 |  | 4CXCB042CC3 | 12 | 14.5 | Yes | Yes | 2011-01-21 |  | 0
FALSE | 4TTR6036B1 | 3674 | 4180328 | TRANE | 4TTR5036E1 | AC | Split System: Air-Cooled Condensing Unit, Coil with Blower | 4TTR5036E1 |  | 4CXCC037CC3 | 12.5 | 15 | Yes | Yes | 2011-01-21 |  | 1
FALSE | 4TTR6036B1 | 3674 | 4180329 | TRANE | 4TTR5036E1 | AC | Split System: Air-Cooled Condensing Unit, Coil with Blower | 4TTR5036E1 |  | 4CXCC043CC3 | 12.5 | 15 | Yes | Yes | 2011-01-21 |  | 1
FALSE | 4TTR6036B1 | 3674 | 4180330 | TRANE | 4TTR5036E1 | AC | Split System: Air-Cooled Condensing Unit, Coil with Blower | 4TTR5036E1 |  | 4CXCC049CC3 | 13 | 15 | Yes | Yes | 2011-01-21 |  | 1
FALSE | 4TTR6036B1 | 3674 | 4180331 | TRANE | 4TTR5036E1 | AC | Split System: Air-Cooled Condensing Unit, Coil with Blower | 4TTR5036E1 |  | 4CXCD061CC3 | 13 | 15.5 | Yes | Yes | 2011-01-21 |  | 1
FALSE | 4TTR6036B1 | 3674 | 4180332 | TRANE | 4TTR5036E1 | AC | Split System: Air-Cooled Condensing Unit, Coil with Blower | 4TTR5036E1 |  | 4TXAB031BC3 | 12 | 14.5 | Yes | Yes | 2011-01-21 |  | 0
FALSE | 4TTR6036B1 | 3674 | 4180333 | TRANE | 4TTR5036E1 | AC | Split System: Air-Cooled Condensing Unit, Coil with Blower | 4TTR5036E1 |  | 4TXAB032BC3 | 12 | 14.5 | Yes | Yes | 2011-01-21 |  | 0
FALSE | 4TTR6036B1 | 3674 | 4180334 | TRANE | 4TTR5036E1 | AC | Split System: Air-Cooled Condensing Unit, Coil with Blower | 4TTR5036E1 |  | 4TXAB036BC3 | 12 | 14.5 | Yes | Yes | 2011-01-21 |  | 0
FALSE | 4TTR6036B1 | 3674 | 4180335 | TRANE | 4TTR5036E1 | AC | Split System: Air-Cooled Condensing Unit, Coil with Blower | 4TTR5036E1 |  | 4TXAB042BC3 | 12 | 14.5 | Yes | Yes | 2011-01-21 |  | 0
FALSE | 4TTR6036B1 | 3674 | 4180336 | TRANE | 4TTR5036E1 | AC | Split System: Air-Cooled Condensing Unit, Coil with Blower | 4TTR5036E1 |  | 4TXAB048BC3 | 12.5 | 15 | Yes | Yes | 2011-01-21 |  | 1
FALSE | 4TTR6036B1 | 3674 | 4180337 | TRANE | 4TTR5036E1 | AC | Split System: Air-Cooled Condensing Unit, Coil with Blower | 4TTR5036E1 |  | 4TXAC037BC3 | 12.5 | 15 | Yes | Yes | 2011-01-21 |  | 1
FALSE | 4TTR6036B1 | 3674 | 4180338 | TRANE | 4TTR5036E1 | AC | Split System: Air-Cooled Condensing Unit, Coil with Blower | 4TTR5036E1 |  | 4TXAC043BC3 | 12.5 | 15 | Yes | Yes | 2011-01-21 |  | 1
FALSE | 4TTR6036B1 | 3674 | 4180339 | TRANE | 4TTR5036E1 | AC | Split System: Air-Cooled Condensing Unit, Coil with Blower | 4TTR5036E1 |  | 4TXAC044BC3 | 13 | 15 | Yes | Yes | 2011-01-21 |  | 1
FALSE | 4TTR6036B1 | 3674 | 4180340 | TRANE | 4TTR5036E1 | AC | Split System: Air-Cooled Condensing Unit, Coil with Blower | 4TTR5036E1 |  | 4TXAC049BC3 | 13 | 15 | Yes | Yes | 2011-01-21 |  | 1
FALSE | 4TTR6036B1 | 3674 | 4180341 | TRANE | 4TTR5036E1 | AC | Split System: Air-Cooled Condensing Unit, Coil with Blower | 4TTR5036E1 |  | 4TXAC060BC3 | 13 | 15.5 | Yes | Yes | 2011-01-21 |  | 1
FALSE | 4TTR6036B1 | 3674 | 4180342 | TRANE | 4TTR5036E1 | AC | Split System: Air-Cooled Condensing Unit, Coil with Blower | 4TTR5036E1 |  | 4TXAD050BC3 | 13 | 15.5 | Yes | Yes | 2011-01-21 |  | 1
FALSE | 4TTR6036B1 | 3674 | 4180343 | TRANE | 4TTR5036E1 | AC | Split System: Air-Cooled Condensing Unit, Coil with Blower | 4TTR5036E1 |  | 4TXAD061BC3 | 13 | 15.5 | Yes | Yes | 2011-01-21 |  | 1
FALSE | 4TTR6036B1 | 3674 | 4180344 | TRANE | 4TTR5036E1 | AC | Split System: Air-Cooled Condensing Unit, Coil with Blower | 4TTR5036E1 |  | 4TXAD064BC3 | 13 | 15.5 | Yes | Yes | 2011-01-21 |  | 1
FALSE | 4TTR6042B1 | 3680 | 4180371 | TRANE | 4TTR5042E1 | AC | Split System: Air-Cooled Condensing Unit, Coil with Blower | 4TTR5042E1 |  | 4CXCC043CC3 | 12.5 | 14.5 | Yes | Yes | 2011-01-21 |  | 0
FALSE | 4TTR6042B1 | 3680 | 4180372 | TRANE | 4TTR5042E1 | AC | Split System: Air-Cooled Condensing Unit, Coil with Blower | 4TTR5042E1 |  | 4CXCC049CC3 | 12.5 | 15 | Yes | Yes | 2011-01-21 |  | 1
FALSE | 4TTR6042B1 | 3680 | 4180373 | TRANE | 4TTR5042E1 | AC | Split System: Air-Cooled Condensing Unit, Coil with Blower | 4TTR5042E1 |  | 4TXAB036BC3 | 12 | 14.5 | Yes | Yes | 2011-01-21 |  | 0
FALSE | 4TTR6042B1 | 3680 | 4180374 | TRANE | 4TTR5042E1 | AC | Split System: Air-Cooled Condensing Unit, Coil with Blower | 4TTR5042E1 |  | 4TXAB042BC3 | 12 | 14.5 | Yes | Yes | 2011-01-21 |  | 0
FALSE | 4TTR6042B1 | 3680 | 4180375 | TRANE | 4TTR5042E1 | AC | Split System: Air-Cooled Condensing Unit, Coil with Blower | 4TTR5042E1 |  | 4TXAB048BC3 | 12 | 14.5 | Yes | Yes | 2011-01-21 |  | 0
FALSE | 4TTR6042B1 | 3680 | 4180376 | TRANE | 4TTR5042E1 | AC | Split System: Air-Cooled Condensing Unit, Coil with Blower | 4TTR5042E1 |  | 4TXAC037BC3 | 12.5 | 14.5 | Yes | Yes | 2011-01-21 |  | 0
FALSE | 4TTR6042B1 | 3680 | 4180377 | TRANE | 4TTR5042E1 | AC | Split System: Air-Cooled Condensing Unit, Coil with Blower | 4TTR5042E1 |  | 4TXAC043BC3 | 12.5 | 14.5 | Yes | Yes | 2011-01-21 |  | 0
FALSE | 4TTR6042B1 | 3680 | 4180378 | TRANE | 4TTR5042E1 | AC | Split System: Air-Cooled Condensing Unit, Coil with Blower | 4TTR5042E1 |  | 4TXAC044BC3 | 12.5 | 15 | Yes | Yes | 2011-01-21 |  | 1
FALSE | 4TTR6042B1 | 3680 | 4180379 | TRANE | 4TTR5042E1 | AC | Split System: Air-Cooled Condensing Unit, Coil with Blower | 4TTR5042E1 |  | 4TXAC049BC3 | 12.5 | 15 | Yes | Yes | 2011-01-21 |  | 1
FALSE | 4TTR6042B1 | 3680 | 4180380 | TRANE | 4TTR5042E1 | AC | Split System: Air-Cooled Condensing Unit, Coil with Blower | 4TTR5042E1 |  | 4TXAD050BC3 | 12.5 | 15 | Yes | Yes | 2011-01-21 |  | 1
FALSE | 4TTR6042B1 | 3680 | 4180381 | TRANE | 4TTR5042E1 | AC | Split System: Air-Cooled Condensing Unit, Coil with Blower | 4TTR5042E1 |  | 4TXCB036BC3 | 12 | 14.5 | Yes | Yes | 2011-01-21 |  | 0
FALSE | 4TTR6042B1 | 3680 | 4180382 | TRANE | 4TTR5042E1 | AC | Split System: Air-Cooled Condensing Unit, Coil with Blower | 4TTR5042E1 |  | 4TXCB042BC3 | 12 | 14.5 | Yes | Yes | 2011-01-21 |  | 0
FALSE | 4TTR6042B1 | 3680 | 4180383 | TRANE | 4TTR5042E1 | AC | Split System: Air-Cooled Condensing Unit, Coil with Blower | 4TTR5042E1 |  | 4TXCB048BC3 | 12 | 14.5 | Yes | Yes | 2011-01-21 |  | 0
FALSE | 4TTR6042B1 | 3680 | 4180384 | TRANE | 4TTR5042E1 | AC | Split System: Air-Cooled Condensing Unit, Coil with Blower | 4TTR5042E1 |  | 4TXCC008CC3 | 12.5 | 15 | Yes | Yes | 2011-01-21 |  | 1
FALSE | 4TTR6042B1 | 3680 | 4180385 | TRANE | 4TTR5042E1 | AC | Split System: Air-Cooled Condensing Unit, Coil with Blower | 4TTR5042E1 |  | 4TXCC037BC3 | 12.5 | 14.5 | Yes | Yes | 2011-01-21 |  | 0
FALSE | 4TTR6042B1 | 3680 | 4180386 | TRANE | 4TTR5042E1 | AC | Split System: Air-Cooled Condensing Unit, Coil with Blower | 4TTR5042E1 |  | 4TXCC043BC3 | 12.5 | 14.5 | Yes | Yes | 2011-01-21 |  | 0
FALSE | 4TTR6042B1 | 3680 | 4180387 | TRANE | 4TTR5042E1 | AC | Split System: Air-Cooled Condensing Unit, Coil with Blower | 4TTR5042E1 |  | 4TXCC044BC3 | 12.5 | 15 | Yes | Yes | 2011-01-21 |  | 1
FALSE | 4TTR6042B1 | 3680 | 4180388 | TRANE | 4TTR5042E1 | AC | Split System: Air-Cooled Condensing Unit, Coil with Blower | 4TTR5042E1 |  | 4TXCC049BC3 | 12.5 | 15 | Yes | Yes | 2011-01-21 |  | 1
FALSE | 4TTR6042B1 | 3680 | 4180389 | TRANE | 4TTR5042E1 | AC | Split System: Air-Cooled Condensing Unit, Coil with Blower | 4TTR5042E1 |  | 4TXCD050BC3 | 12.5 | 15 | Yes | Yes | 2011-01-21 |  | 1
FALSE | 4TTR6042B1 | 3680 | 4180393 | TRANE | 4TTR5042E1 | AC | Split System: Air-Cooled Condensing Unit, Coil with Blower | 4TTR5042E1 |  | 4TXFH054CC3 | 12.5 | 15.5 | Yes | Yes | 2011-01-21 |  | 1
FALSE | 4TTR6048B1 | 3695 | 4180395 | TRANE | 4TTR5048E1 | AC | Split System: Air-Cooled Condensing Unit, Coil with Blower | 4TTR5048E1 |  | 4CXCC049CC3 | 12 | 14.5 | Yes | Yes | 2011-01-21 |  | 0
FALSE | 4TTR6048B1 | 3695 | 4180396 | TRANE | 4TTR5048E1 | AC | Split System: Air-Cooled Condensing Unit, Coil with Blower | 4TTR5048E1 |  | 4CXCD061CC3 | 12 | 14.5 | Yes | Yes | 2011-01-21 |  | 0
FALSE | 4TTR6049B1 | 3692 | 4180423 | TRANE | 4TTR5049E1 | AC | Split System: Air-Cooled Condensing Unit, Coil with Blower | 4TTR5049E1 |  | 4TXCC008CC3 | 13 | 15.5 | Yes | Yes | 2011-01-21 |  | 1
FALSE | 4TTR6049B1 | 3692 | 4180424 | TRANE | 4TTR5049E1 | AC | Split System: Air-Cooled Condensing Unit, Coil with Blower | 4TTR5049E1 |  | 4TXCC043BC3 | 12.5 | 15 | Yes | Yes | 2011-01-21 |  | 1
FALSE | 4TTR6049B1 | 3692 | 4180425 | TRANE | 4TTR5049E1 | AC | Split System: Air-Cooled Condensing Unit, Coil with Blower | 4TTR5049E1 |  | 4TXCC044BC3 | 12.5 | 15.5 | Yes | Yes | 2011-01-21 |  | 1
FALSE | 4TTR6049B1 | 3692 | 4180426 | TRANE | 4TTR5049E1 | AC | Split System: Air-Cooled Condensing Unit, Coil with Blower | 4TTR5049E1 |  | 4TXCC049BC3 | 12.5 | 15.5 | Yes | Yes | 2011-01-21 |  | 1
FALSE | 4TTR6049B1 | 3692 | 4180427 | TRANE | 4TTR5049E1 | AC | Split System: Air-Cooled Condensing Unit, Coil with Blower | 4TTR5049E1 |  | 4TXCC060BC3 | 13 | 15.5 | Yes | Yes | 2011-01-21 |  | 1
FALSE | 4TTR6049B1 | 3692 | 4180428 | TRANE | 4TTR5049E1 | AC | Split System: Air-Cooled Condensing Unit, Coil with Blower | 4TTR5049E1 |  | 4TXCD009CC3 | 13 | 15.5 | Yes | Yes | 2011-01-21 |  | 1
FALSE | 4TTR6049B1 | 3692 | 4180429 | TRANE | 4TTR5049E1 | AC | Split System: Air-Cooled Condensing Unit, Coil with Blower | 4TTR5049E1 |  | 4TXCD010CC3 | 12.5 | 15.5 | Yes | Yes | 2011-01-21 |  | 1
FALSE | 4TTR6049B1 | 3692 | 4180430 | TRANE | 4TTR5049E1 | AC | Split System: Air-Cooled Condensing Unit, Coil with Blower | 4TTR5049E1 |  | 4TXCD050BC3 | 13 | 15.5 | Yes | Yes | 2011-01-21 |  | 1
FALSE | 4TTR6049B1 | 3692 | 4180431 | TRANE | 4TTR5049E1 | AC | Split System: Air-Cooled Condensing Unit, Coil with Blower | 4TTR5049E1 |  | 4TXCD061BC3 | 13 | 15.5 | Yes | Yes | 2011-01-21 |  | 1
FALSE | 4TTR6049B1 | 3692 | 4180432 | TRANE | 4TTR5049E1 | AC | Split System: Air-Cooled Condensing Unit, Coil with Blower | 4TTR5049E1 |  | 4TXCD063BC3 | 13 | 16 | Yes | Yes | 2011-01-21 |  | 2
FALSE | 4TTR6049B1 | 3692 | 4180433 | TRANE | 4TTR5049E1 | AC | Split System: Air-Cooled Condensing Unit, Coil with Blower | 4TTR5049E1 |  | 4TXCD064BC3 | 13 | 15.5 | Yes | Yes | 2011-01-21 |  | 1
FALSE | 4TTR6049B1 | 3692 | 4180434 | TRANE | 4TTR5049E1 | AC | Split System: Air-Cooled Condensing Unit, Coil with Blower | 4TTR5049E1 |  | 4TXFH054CC3 | 13 | 15.5 | Yes | Yes | 2011-01-21 |  | 1
FALSE | 4TTR6049B1 | 3692 | 4180435 | TRANE | 4TTR5049E1 | AC | Split System: Air-Cooled Condensing Unit, Coil with Blower | 4TTR5049E1 |  | 4TXFH063CZ3 | 13 | 16 | Yes | Yes | 2011-01-21 |  | 2
FALSE | 4TTX6049H1 | 3690 | 4180485 | TRANE | 4TTX5049E1 | AC | Split System: Air-Cooled Condensing Unit, Coil with Blower | 4TTX5049E1 |  | 4TXCD009CC3 | 13 | 15.5 | Yes | Yes | 2011-01-21 |  | 1
FALSE | 4TTX6049H1 | 3690 | 4180486 | TRANE | 4TTX5049E1 | AC | Split System: Air-Cooled Condensing Unit, Coil with Blower | 4TTX5049E1 |  | 4TXCD010CC3 | 12.5 | 15.5 | Yes | Yes | 2011-01-21 |  | 1
FALSE | 4TTX6049H1 | 3690 | 4180487 | TRANE | 4TTX5049E1 | AC | Split System: Air-Cooled Condensing Unit, Coil with Blower | 4TTX5049E1 |  | 4TXCD050BC3 | 13 | 15.5 | Yes | Yes | 2011-01-21 |  | 1
FALSE | 4TTX6049H1 | 3690 | 4180488 | TRANE | 4TTX5049E1 | AC | Split System: Air-Cooled Condensing Unit, Coil with Blower | 4TTX5049E1 |  | 4TXCD061BC3 | 13 | 15.5 | Yes | Yes | 2011-01-21 |  | 1
FALSE | 4TTX6049H1 | 3690 | 4180489 | TRANE | 4TTX5049E1 | AC | Split System: Air-Cooled Condensing Unit, Coil with Blower | 4TTX5049E1 |  | 4TXCD063BC3 | 13 | 16 | Yes | Yes | 2011-01-21 |  | 2
FALSE | 4TTX6049H1 | 3690 | 4180490 | TRANE | 4TTX5049E1 | AC | Split System: Air-Cooled Condensing Unit, Coil with Blower | 4TTX5049E1 |  | 4TXCD064BC3 | 13 | 15.5 | Yes | Yes | 2011-01-21 |  | 1
FALSE | 4TTX6049H1 | 3690 | 4180491 | TRANE | 4TTX5049E1 | AC | Split System: Air-Cooled Condensing Unit, Coil with Blower | 4TTX5049E1 |  | 4TXFH054CC3 | 13 | 15.5 | Yes | Yes | 2011-01-21 |  | 1
FALSE | 4TTX6049H1 | 3690 | 4180492 | TRANE | 4TTX5049E1 | AC | Split System: Air-Cooled Condensing Unit, Coil with Blower | 4TTX5049E1 |  | 4TXFH063CZ3 | 13 | 16 | Yes | Yes | 2011-01-21 |  | 2
FALSE | 4A7A7048A1 | 288 | 4180769 | AMERICAN STANDARD, INC. | 4A7A6048E1 | AC | Split System: Air-Cooled Condensing Unit, Coil with Blower | 4A7A6048E1 |  | 4TXCD050BC3 | 12 | 16 | Yes | Yes | 2011-01-21 |  | 0
FALSE | 4A7A7048A1 | 288 | 4180770 | AMERICAN STANDARD, INC. | 4A7A6048E1 | AC | Split System: Air-Cooled Condensing Unit, Coil with Blower | 4A7A6048E1 |  | 4TXCD061BC3 | 12.5 | 16 | Yes | Yes | 2011-01-21 |  | 1
FALSE | 4A7A7048A1 | 288 | 4180771 | AMERICAN STANDARD, INC. | 4A7A6048E1 | AC | Split System: Air-Cooled Condensing Unit, Coil with Blower | 4A7A6048E1 |  | 4TXCD063BC3 | 13 | 17 | Yes | Yes | 2011-01-21 |  | 2
FALSE | 4A7A7048A1 | 288 | 4180772 | AMERICAN STANDARD, INC. | 4A7A6048E1 | AC | Split System: Air-Cooled Condensing Unit, Coil with Blower | 4A7A6048E1 |  | 4TXCD064BC3 | 12.5 | 16 | Yes | Yes | 2011-01-21 |  | 1
FALSE | 4A7A7048A1 | 288 | 4180773 | AMERICAN STANDARD, INC. | 4A7A6048E1 | AC | Split System: Air-Cooled Condensing Unit, Coil with Blower | 4A7A6048E1 |  | 4TXFH054CC3 | 12.5 | 16 | Yes | Yes | 2011-01-21 |  | 1
FALSE | 4A7A7048A1 | 288 | 4180774 | AMERICAN STANDARD, INC. | 4A7A6048E1 | AC | Split System: Air-Cooled Condensing Unit, Coil with Blower | 4A7A6048E1 |  | 4TXFH063CZ3 | 12.5 | 16.5 | Yes | Yes | 2011-01-21 |  | 1
FALSE | 4A7A7060A1 | 289 | 4180775 | AMERICAN STANDARD, INC. | 4A7A6060E1 | AC | Split System: Air-Cooled Condensing Unit, Coil with Blower | 4A7A6060E1 |  | 4TXAC060BC3 | 12 | 15 | Yes | Yes | 2011-01-21 |  | 0
FALSE | 4A7A7060A1 | 289 | 4180776 | AMERICAN STANDARD, INC. | 4A7A6060E1 | AC | Split System: Air-Cooled Condensing Unit, Coil with Blower | 4A7A6060E1 |  | 4TXAD061BC3 | 12 | 15 | Yes | Yes | 2011-01-21 |  | 0
FALSE | 4A7A7060A1 | 289 | 4180777 | AMERICAN STANDARD, INC. | 4A7A6060E1 | AC | Split System: Air-Cooled Condensing Unit, Coil with Blower | 4A7A6060E1 |  | 4TXAD064BC3 | 12 | 15 | Yes | Yes | 2011-01-21 |  | 0
FALSE | 4A7A7060A1 | 289 | 4180778 | AMERICAN STANDARD, INC. | 4A7A6060E1 | AC | Split System: Air-Cooled Condensing Unit, Coil with Blower | 4A7A6060E1 |  | 4TXCC060BC3 | 12 | 15 | Yes | Yes | 2011-01-21 |  | 0
FALSE | 4A7A7060A1 | 289 | 4180779 | AMERICAN STANDARD, INC. | 4A7A6060E1 | AC | Split System: Air-Cooled Condensing Unit, Coil with Blower | 4A7A6060E1 |  | 4TXCD061BC3 | 12 | 15 | Yes | Yes | 2011-01-21 |  | 0
FALSE | 4A7A7060A1 | 289 | 4180780 | AMERICAN STANDARD, INC. | 4A7A6060E1 | AC | Split System: Air-Cooled Condensing Unit, Coil with Blower | 4A7A6060E1 |  | 4TXCD063BC3 | 12 | 16 | Yes | Yes | 2011-01-21 |  | 0
FALSE | 4A7A7060A1 | 289 | 4180781 | AMERICAN STANDARD, INC. | 4A7A6060E1 | AC | Split System: Air-Cooled Condensing Unit, Coil with Blower | 4A7A6060E1 |  | 4TXCD064BC3 | 12 | 15 | Yes | Yes | 2011-01-21 |  | 0
FALSE | 4A7A7060A1 | 289 | 4180782 | AMERICAN STANDARD, INC. | 4A7A6060E1 | AC | Split System: Air-Cooled Condensing Unit, Coil with Blower | 4A7A6060E1 |  | 4TXFH054CC3 | 12 | 15 | Yes | Yes | 2011-01-21 |  | 0
FALSE | 4A7A7060A1 | 289 | 4180783 | AMERICAN STANDARD, INC. | 4A7A6060E1 | AC | Split System: Air-Cooled Condensing Unit, Coil with Blower | 4A7A6060E1 |  | 4TXFH063CZ3 | 12 | 15.5 | Yes | Yes | 2011-01-21 |  | 0
FALSE | 4TTR6036B1 | 3674 | 4181242 | AMERICAN STANDARD, INC. | 4A7A5036E1 | AC | Split System: Air-Cooled Condensing Unit, Coil with Blower | 4TTR5036E1 |  | 4TXAC060BC3 | 13 | 15.5 | Yes | Yes | 2011-02-28 |  | 1
FALSE | 4TTR6036B1 | 3674 | 4181243 | AMERICAN STANDARD, INC. | 4A7A5036E1 | AC | Split System: Air-Cooled Condensing Unit, Coil with Blower | 4TTR5036E1 |  | 4TXAD050BC3 | 13 | 15.5 | Yes | Yes | 2011-02-28 |  | 1
FALSE | 4TTR6036B1 | 3674 | 4181244 | AMERICAN STANDARD, INC. | 4A7A5036E1 | AC | Split System: Air-Cooled Condensing Unit, Coil with Blower | 4TTR5036E1 |  | 4TXAD061BC3 | 13 | 15.5 | Yes | Yes | 2011-02-28 |  | 1
FALSE | 4TTR6036B1 | 3674 | 4181245 | AMERICAN STANDARD, INC. | 4A7A5036E1 | AC | Split System: Air-Cooled Condensing Unit, Coil with Blower | 4TTR5036E1 |  | 4TXAD064BC3 | 13 | 15.5 | Yes | Yes | 2011-02-28 |  | 1
FALSE | 4TTR6036B1 | 3674 | 4181246 | AMERICAN STANDARD, INC. | 4A7A5036E1 | AC | Split System: Air-Cooled Condensing Unit, Coil with Blower | 4TTR5036E1 |  | 4TXCB031BC3 | 12 | 14.5 | Yes | Yes | 2011-02-28 |  | 0
FALSE | 4TTR6036B1 | 3674 | 4181247 | AMERICAN STANDARD, INC. | 4A7A5036E1 | AC | Split System: Air-Cooled Condensing Unit, Coil with Blower | 4TTR5036E1 |  | 4TXCB032BC3 | 12 | 14.5 | Yes | Yes | 2011-02-28 |  | 0
FALSE | 4TTR6036B1 | 3674 | 4181248 | AMERICAN STANDARD, INC. | 4A7A5036E1 | AC | Split System: Air-Cooled Condensing Unit, Coil with Blower | 4TTR5036E1 |  | 4TXCB036BC3 | 12 | 14.5 | Yes | Yes | 2011-02-28 |  | 0
FALSE | 4TTR6036B1 | 3674 | 4181249 | AMERICAN STANDARD, INC. | 4A7A5036E1 | AC | Split System: Air-Cooled Condensing Unit, Coil with Blower | 4TTR5036E1 |  | 4TXCB042BC3 | 12 | 14.5 | Yes | Yes | 2011-02-28 |  | 0
FALSE | 4TTR6036B1 | 3674 | 4181250 | AMERICAN STANDARD, INC. | 4A7A5036E1 | AC | Split System: Air-Cooled Condensing Unit, Coil with Blower | 4TTR5036E1 |  | 4TXCB048BC3 | 12.5 | 15 | Yes | Yes | 2011-02-28 |  | 1
FALSE | 4TTR6036B1 | 3674 | 4181251 | AMERICAN STANDARD, INC. | 4A7A5036E1 | AC | Split System: Air-Cooled Condensing Unit, Coil with Blower | 4TTR5036E1 |  | 4TXCC005CC3 | 13 | 15 | Yes | Yes | 2011-02-28 |  | 1
FALSE | 4TTR6036B1 | 3674 | 4181252 | AMERICAN STANDARD, INC. | 4A7A5036E1 | AC | Split System: Air-Cooled Condensing Unit, Coil with Blower | 4TTR5036E1 |  | 4TXCC037BC3 | 12.5 | 15 | Yes | Yes | 2011-02-28 |  | 1
FALSE | 4TTR6036B1 | 3674 | 4181253 | AMERICAN STANDARD, INC. | 4A7A5036E1 | AC | Split System: Air-Cooled Condensing Unit, Coil with Blower | 4TTR5036E1 |  | 4TXCC043BC3 | 12.5 | 15 | Yes | Yes | 2011-02-28 |  | 1
FALSE | 4TTR6036B1 | 3674 | 4181254 | AMERICAN STANDARD, INC. | 4A7A5036E1 | AC | Split System: Air-Cooled Condensing Unit, Coil with Blower | 4TTR5036E1 |  | 4TXCC044BC3 | 13 | 15 | Yes | Yes | 2011-02-28 |  | 1
FALSE | 4TTR6036B1 | 3674 | 4181255 | AMERICAN STANDARD, INC. | 4A7A5036E1 | AC | Split System: Air-Cooled Condensing Unit, Coil with Blower | 4TTR5036E1 |  | 4TXCC049BC3 | 13 | 15 | Yes | Yes | 2011-02-28 |  | 1
FALSE | 4TTR6036B1 | 3674 | 4181256 | AMERICAN STANDARD, INC. | 4A7A5036E1 | AC | Split System: Air-Cooled Condensing Unit, Coil with Blower | 4TTR5036E1 |  | 4TXCC060BC3 | 13 | 15.5 | Yes | Yes | 2011-02-28 |  | 1
FALSE | 4TTR6036B1 | 3674 | 4181257 | AMERICAN STANDARD, INC. | 4A7A5036E1 | AC | Split System: Air-Cooled Condensing Unit, Coil with Blower | 4TTR5036E1 |  | 4TXCD050BC3 | 13 | 15.5 | Yes | Yes | 2011-02-28 |  | 1
FALSE | 4TTR6036B1 | 3674 | 4181258 | AMERICAN STANDARD, INC. | 4A7A5036E1 | AC | Split System: Air-Cooled Condensing Unit, Coil with Blower | 4TTR5036E1 |  | 4TXCD061BC3 | 13 | 15.5 | Yes | Yes | 2011-02-28 |  | 1
FALSE | 4TTR6036B1 | 3674 | 4181259 | AMERICAN STANDARD, INC. | 4A7A5036E1 | AC | Split System: Air-Cooled Condensing Unit, Coil with Blower | 4TTR5036E1 |  | 4TXCD064BC3 | 13 | 15.5 | Yes | Yes | 2011-02-28 |  | 1
FALSE | 4TTR6030B1 | 3522 | 4181225 | AMERICAN STANDARD, INC. | 4A7A5030E1 | AC | Split System: Air-Cooled Condensing Unit, Coil with Blower | 4TTR5030E1 |  | 4TXCC005CC3 | 13 | 16 | Yes | Yes | 2011-02-28 |  | 2
FALSE | 4TTR6036B1 | 3674 | 4181226 | AMERICAN STANDARD, INC. | 4A7A5036E1 | AC | Split System: Air-Cooled Condensing Unit, Coil with Blower | 4TTR5036E1 |  | 4CXCB031CC3 | 12 | 14.5 | Yes | Yes | 2011-02-28 |  | 0
FALSE | 4TTR6036B1 | 3674 | 4181227 | AMERICAN STANDARD, INC. | 4A7A5036E1 | AC | Split System: Air-Cooled Condensing Unit, Coil with Blower | 4TTR5036E1 |  | 4CXCB036CC3 | 12 | 14.5 | Yes | Yes | 2011-02-28 |  | 0
FALSE | 4TTR6036B1 | 3674 | 4181228 | AMERICAN STANDARD, INC. | 4A7A5036E1 | AC | Split System: Air-Cooled Condensing Unit, Coil with Blower | 4TTR5036E1 |  | 4CXCB042CC3 | 12 | 14.5 | Yes | Yes | 2011-02-28 |  | 0
FALSE | 4TTR6036B1 | 3674 | 4181229 | AMERICAN STANDARD, INC. | 4A7A5036E1 | AC | Split System: Air-Cooled Condensing Unit, Coil with Blower | 4TTR5036E1 |  | 4CXCC037CC3 | 12.5 | 15 | Yes | Yes | 2011-02-28 |  | 1
FALSE | 4TTR6036B1 | 3674 | 4181230 | AMERICAN STANDARD, INC. | 4A7A5036E1 | AC | Split System: Air-Cooled Condensing Unit, Coil with Blower | 4TTR5036E1 |  | 4CXCC043CC3 | 12.5 | 15 | Yes | Yes | 2011-02-28 |  | 1
FALSE | 4TTR6036B1 | 3674 | 4181231 | AMERICAN STANDARD, INC. | 4A7A5036E1 | AC | Split System: Air-Cooled Condensing Unit, Coil with Blower | 4TTR5036E1 |  | 4CXCC049CC3 | 13 | 15 | Yes | Yes | 2011-02-28 |  | 1
FALSE | 4TTR6036B1 | 3674 | 4181232 | AMERICAN STANDARD, INC. | 4A7A5036E1 | AC | Split System: Air-Cooled Condensing Unit, Coil with Blower | 4TTR5036E1 |  | 4CXCD061CC3 | 13 | 15.5 | Yes | Yes | 2011-02-28 |  | 1
FALSE | 4TTR6036B1 | 3674 | 4181233 | AMERICAN STANDARD, INC. | 4A7A5036E1 | AC | Split System: Air-Cooled Condensing Unit, Coil with Blower | 4TTR5036E1 |  | 4TXAB031BC3 | 12 | 14.5 | Yes | Yes | 2011-02-28 |  | 0
FALSE | 4TTR6036B1 | 3674 | 4181234 | AMERICAN STANDARD, INC. | 4A7A5036E1 | AC | Split System: Air-Cooled Condensing Unit, Coil with Blower | 4TTR5036E1 |  | 4TXAB032BC3 | 12 | 14.5 | Yes | Yes | 2011-02-28 |  | 0
FALSE | 4TTR6036B1 | 3674 | 4181235 | AMERICAN STANDARD, INC. | 4A7A5036E1 | AC | Split System: Air-Cooled Condensing Unit, Coil with Blower | 4TTR5036E1 |  | 4TXAB036BC3 | 12 | 14.5 | Yes | Yes | 2011-02-28 |  | 0
FALSE | 4TTR6036B1 | 3674 | 4181236 | AMERICAN STANDARD, INC. | 4A7A5036E1 | AC | Split System: Air-Cooled Condensing Unit, Coil with Blower | 4TTR5036E1 |  | 4TXAB042BC3 | 12 | 14.5 | Yes | Yes | 2011-02-28 |  | 0
FALSE | 4TTR6036B1 | 3674 | 4181237 | AMERICAN STANDARD, INC. | 4A7A5036E1 | AC | Split System: Air-Cooled Condensing Unit, Coil with Blower | 4TTR5036E1 |  | 4TXAB048BC3 | 12.5 | 15 | Yes | Yes | 2011-02-28 |  | 1
FALSE | 4TTR6036B1 | 3674 | 4181238 | AMERICAN STANDARD, INC. | 4A7A5036E1 | AC | Split System: Air-Cooled Condensing Unit, Coil with Blower | 4TTR5036E1 |  | 4TXAC037BC3 | 12.5 | 15 | Yes | Yes | 2011-02-28 |  | 1
FALSE | 4TTR6036B1 | 3674 | 4181239 | AMERICAN STANDARD, INC. | 4A7A5036E1 | AC | Split System: Air-Cooled Condensing Unit, Coil with Blower | 4TTR5036E1 |  | 4TXAC043BC3 | 12.5 | 15 | Yes | Yes | 2011-02-28 |  | 1
FALSE | 4TTR6036B1 | 3674 | 4181240 | AMERICAN STANDARD, INC. | 4A7A5036E1 | AC | Split System: Air-Cooled Condensing Unit, Coil with Blower | 4TTR5036E1 |  | 4TXAC044BC3 | 13 | 15 | Yes | Yes | 2011-02-28 |  | 1
FALSE | 4TTR6036B1 | 3674 | 4181241 | AMERICAN STANDARD, INC. | 4A7A5036E1 | AC | Split System: Air-Cooled Condensing Unit, Coil with Blower | 4TTR5036E1 |  | 4TXAC049BC3 | 13 | 15 | Yes | Yes | 2011-02-28 |  | 1
FALSE | 4TTR6036B1 | 3674 | 4181263 | AMERICAN STANDARD, INC. | 4A7A5036E1 | AC | Split System: Air-Cooled Condensing Unit, Coil with Blower | 4TTR5036E1 |  | 4TXFH036CZ3 | 12.5 | 15.5 | Yes | Yes | 2011-02-28 |  | 1
FALSE | 4TTR6036B1 | 3674 | 4181266 | AMERICAN STANDARD, INC. | 4A7A5036E1 | AC | Split System: Air-Cooled Condensing Unit, Coil with Blower | 4TTR5036E1 |  | 4TXFH054CC3 | 12.5 | 15.5 | Yes | Yes | 2011-02-28 |  | 1
FALSE | 4TTR6036B1 | 3674 | 4181268 | AMERICAN STANDARD, INC. | 4A7A5036E1 | AC | Split System: Air-Cooled Condensing Unit, Coil with Blower | 4TTR5036E1 |  | 4TXFH063CZ3 | 13 | 16 | Yes | Yes | 2011-02-28 |  | 2
FALSE | 4TTR6042B1 | 3680 | 4181269 | AMERICAN STANDARD, INC. | 4A7A5042E1 | AC | Split System: Air-Cooled Condensing Unit, Coil with Blower | 4TTR5042E1 |  | 4CXCB036CC3 | 12 | 14.5 | Yes | Yes | 2011-02-28 |  | 0
FALSE | 4TTR6042B1 | 3680 | 4181270 | AMERICAN STANDARD, INC. | 4A7A5042E1 | AC | Split System: Air-Cooled Condensing Unit, Coil with Blower | 4TTR5042E1 |  | 4CXCB042CC3 | 12 | 14.5 | Yes | Yes | 2011-02-28 |  | 0
FALSE | 4TTR6042B1 | 3680 | 4181271 | AMERICAN STANDARD, INC. | 4A7A5042E1 | AC | Split System: Air-Cooled Condensing Unit, Coil with Blower | 4TTR5042E1 |  | 4CXCC037CC3 | 12.5 | 14.5 | Yes | Yes | 2011-02-28 |  | 0
FALSE | 4TTR6042B1 | 3680 | 4181272 | AMERICAN STANDARD, INC. | 4A7A5042E1 | AC | Split System: Air-Cooled Condensing Unit, Coil with Blower | 4TTR5042E1 |  | 4CXCC043CC3 | 12.5 | 14.5 | Yes | Yes | 2011-02-28 |  | 0
FALSE | 4TTR6042B1 | 3680 | 4181273 | AMERICAN STANDARD, INC. | 4A7A5042E1 | AC | Split System: Air-Cooled Condensing Unit, Coil with Blower | 4TTR5042E1 |  | 4CXCC049CC3 | 12.5 | 15 | Yes | Yes | 2011-02-28 |  | 1
FALSE | 4TTR6042B1 | 3680 | 4181274 | AMERICAN STANDARD, INC. | 4A7A5042E1 | AC | Split System: Air-Cooled Condensing Unit, Coil with Blower | 4TTR5042E1 |  | 4TXAB036BC3 | 12 | 14.5 | Yes | Yes | 2011-02-28 |  | 0
FALSE | 4TTR6042B1 | 3680 | 4181275 | AMERICAN STANDARD, INC. | 4A7A5042E1 | AC | Split System: Air-Cooled Condensing Unit, Coil with Blower | 4TTR5042E1 |  | 4TXAB042BC3 | 12 | 14.5 | Yes | Yes | 2011-02-28 |  | 0
FALSE | 4TTR6042B1 | 3680 | 4181276 | AMERICAN STANDARD, INC. | 4A7A5042E1 | AC | Split System: Air-Cooled Condensing Unit, Coil with Blower | 4TTR5042E1 |  | 4TXAB048BC3 | 12 | 14.5 | Yes | Yes | 2011-02-28 |  | 0
FALSE | 4TTR6042B1 | 3680 | 4181277 | AMERICAN STANDARD, INC. | 4A7A5042E1 | AC | Split System: Air-Cooled Condensing Unit, Coil with Blower | 4TTR5042E1 |  | 4TXAC037BC3 | 12.5 | 14.5 | Yes | Yes | 2011-02-28 |  | 0
FALSE | 4TTR6042B1 | 3680 | 4181278 | AMERICAN STANDARD, INC. | 4A7A5042E1 | AC | Split System: Air-Cooled Condensing Unit, Coil with Blower | 4TTR5042E1 |  | 4TXAC043BC3 | 12.5 | 14.5 | Yes | Yes | 2011-02-28 |  | 0
FALSE | 4TTR6042B1 | 3680 | 4181279 | AMERICAN STANDARD, INC. | 4A7A5042E1 | AC | Split System: Air-Cooled Condensing Unit, Coil with Blower | 4TTR5042E1 |  | 4TXAC044BC3 | 12.5 | 15 | Yes | Yes | 2011-02-28 |  | 1
FALSE | 4TTR6042B1 | 3680 | 4181280 | AMERICAN STANDARD, INC. | 4A7A5042E1 | AC | Split System: Air-Cooled Condensing Unit, Coil with Blower | 4TTR5042E1 |  | 4TXAC049BC3 | 12.5 | 15 | Yes | Yes | 2011-02-28 |  | 1
FALSE | 4TTR6042B1 | 3680 | 4181281 | AMERICAN STANDARD, INC. | 4A7A5042E1 | AC | Split System: Air-Cooled Condensing Unit, Coil with Blower | 4TTR5042E1 |  | 4TXAD050BC3 | 12.5 | 15 | Yes | Yes | 2011-02-28 |  | 1
FALSE | 4TTR6042B1 | 3680 | 4181282 | AMERICAN STANDARD, INC. | 4A7A5042E1 | AC | Split System: Air-Cooled Condensing Unit, Coil with Blower | 4TTR5042E1 |  | 4TXCB036BC3 | 12 | 14.5 | Yes | Yes | 2011-02-28 |  | 0
FALSE | 4TTR6042B1 | 3680 | 4181283 | AMERICAN STANDARD, INC. | 4A7A5042E1 | AC | Split System: Air-Cooled Condensing Unit, Coil with Blower | 4TTR5042E1 |  | 4TXCB042BC3 | 12 | 14.5 | Yes | Yes | 2011-02-28 |  | 0
FALSE | 4TTR6042B1 | 3680 | 4181284 | AMERICAN STANDARD, INC. | 4A7A5042E1 | AC | Split System: Air-Cooled Condensing Unit, Coil with Blower | 4TTR5042E1 |  | 4TXCB048BC3 | 12 | 14.5 | Yes | Yes | 2011-02-28 |  | 0
FALSE | 4TTR6042B1 | 3680 | 4181285 | AMERICAN STANDARD, INC. | 4A7A5042E1 | AC | Split System: Air-Cooled Condensing Unit, Coil with Blower | 4TTR5042E1 |  | 4TXCC008CC3 | 12.5 | 15 | Yes | Yes | 2011-02-28 |  | 1
FALSE | 4TTR6042B1 | 3680 | 4181286 | AMERICAN STANDARD, INC. | 4A7A5042E1 | AC | Split System: Air-Cooled Condensing Unit, Coil with Blower | 4TTR5042E1 |  | 4TXCC037BC3 | 12.5 | 14.5 | Yes | Yes | 2011-02-28 |  | 0
FALSE | 4TTR6042B1 | 3680 | 4181287 | AMERICAN STANDARD, INC. | 4A7A5042E1 | AC | Split System: Air-Cooled Condensing Unit, Coil with Blower | 4TTR5042E1 |  | 4TXCC043BC3 | 12.5 | 14.5 | Yes | Yes | 2011-02-28 |  | 0
FALSE | 4TTR6049B1 | 3692 | 4181336 | AMERICAN STANDARD, INC. | 4A7A5049E1 | AC | Split System: Air-Cooled Condensing Unit, Coil with Blower | 4TTR5049E1 |  | 4TXFH063CZ3 | 13 | 16 | Yes | Yes | 2011-02-28 |  | 2
FALSE | 4TTR6048B1 | 3695 | 4181314 | AMERICAN STANDARD, INC. | 4A7A5048E1 | AC | Split System: Air-Cooled Condensing Unit, Coil with Blower | 4TTR5048E1 |  | 4TXFH054CC3 | 12 | 15 | Yes | Yes | 2011-02-28 |  | 0
FALSE | 4TTR6048B1 | 3695 | 4181316 | AMERICAN STANDARD, INC. | 4A7A5048E1 | AC | Split System: Air-Cooled Condensing Unit, Coil with Blower | 4TTR5048E1 |  | 4TXFH063CZ3 | 12.5 | 15 | Yes | Yes | 2011-02-28 |  | 1
FALSE | 4TTR6049B1 | 3692 | 4181317 | AMERICAN STANDARD, INC. | 4A7A5049E1 | AC | Split System: Air-Cooled Condensing Unit, Coil with Blower | 4TTR5049E1 |  | 4TXAC043BC3 | 12.5 | 15 | Yes | Yes | 2011-02-28 |  | 1
FALSE | 4TTR6049B1 | 3692 | 4181318 | AMERICAN STANDARD, INC. | 4A7A5049E1 | AC | Split System: Air-Cooled Condensing Unit, Coil with Blower | 4TTR5049E1 |  | 4TXAC044BC3 | 12.5 | 15.5 | Yes | Yes | 2011-02-28 |  | 1
FALSE | 4TTR6049B1 | 3692 | 4181319 | AMERICAN STANDARD, INC. | 4A7A5049E1 | AC | Split System: Air-Cooled Condensing Unit, Coil with Blower | 4TTR5049E1 |  | 4TXAC049BC3 | 12.5 | 15.5 | Yes | Yes | 2011-02-28 |  | 1
FALSE | 4TTR6049B1 | 3692 | 4181320 | AMERICAN STANDARD, INC. | 4A7A5049E1 | AC | Split System: Air-Cooled Condensing Unit, Coil with Blower | 4TTR5049E1 |  | 4TXAC060BC3 | 13 | 15.5 | Yes | Yes | 2011-02-28 |  | 1
FALSE | 4TTR6049B1 | 3692 | 4181321 | AMERICAN STANDARD, INC. | 4A7A5049E1 | AC | Split System: Air-Cooled Condensing Unit, Coil with Blower | 4TTR5049E1 |  | 4TXAD050BC3 | 13 | 15.5 | Yes | Yes | 2011-02-28 |  | 1
FALSE | 4TTR6049B1 | 3692 | 4181322 | AMERICAN STANDARD, INC. | 4A7A5049E1 | AC | Split System: Air-Cooled Condensing Unit, Coil with Blower | 4TTR5049E1 |  | 4TXAD061BC3 | 13 | 15.5 | Yes | Yes | 2011-02-28 |  | 1
FALSE | 4TTR6049B1 | 3692 | 4181323 | AMERICAN STANDARD, INC. | 4A7A5049E1 | AC | Split System: Air-Cooled Condensing Unit, Coil with Blower | 4TTR5049E1 |  | 4TXAD064BC3 | 13 | 15.5 | Yes | Yes | 2011-02-28 |  | 1
FALSE | 4TTR6049B1 | 3692 | 4181324 | AMERICAN STANDARD, INC. | 4A7A5049E1 | AC | Split System: Air-Cooled Condensing Unit, Coil with Blower | 4TTR5049E1 |  | 4TXCC008CC3 | 13 | 15.5 | Yes | Yes | 2011-02-28 |  | 1
FALSE | 4TTR6049B1 | 3692 | 4181325 | AMERICAN STANDARD, INC. | 4A7A5049E1 | AC | Split System: Air-Cooled Condensing Unit, Coil with Blower | 4TTR5049E1 |  | 4TXCC043BC3 | 12.5 | 15 | Yes | Yes | 2011-02-28 |  | 1
FALSE | 4TTR6049B1 | 3692 | 4181326 | AMERICAN STANDARD, INC. | 4A7A5049E1 | AC | Split System: Air-Cooled Condensing Unit, Coil with Blower | 4TTR5049E1 |  | 4TXCC044BC3 | 12.5 | 15.5 | Yes | Yes | 2011-02-28 |  | 1
FALSE | 4TTR6049B1 | 3692 | 4181327 | AMERICAN STANDARD, INC. | 4A7A5049E1 | AC | Split System: Air-Cooled Condensing Unit, Coil with Blower | 4TTR5049E1 |  | 4TXCC049BC3 | 12.5 | 15.5 | Yes | Yes | 2011-02-28 |  | 1
FALSE | 4TTR6049B1 | 3692 | 4181328 | AMERICAN STANDARD, INC. | 4A7A5049E1 | AC | Split System: Air-Cooled Condensing Unit, Coil with Blower | 4TTR5049E1 |  | 4TXCC060BC3 | 13 | 15.5 | Yes | Yes | 2011-02-28 |  | 1
FALSE | 4TTR6049B1 | 3692 | 4181329 | AMERICAN STANDARD, INC. | 4A7A5049E1 | AC | Split System: Air-Cooled Condensing Unit, Coil with Blower | 4TTR5049E1 |  | 4TXCD009CC3 | 13 | 15.5 | Yes | Yes | 2011-02-28 |  | 1
FALSE | 4TTR6049B1 | 3692 | 4181330 | AMERICAN STANDARD, INC. | 4A7A5049E1 | AC | Split System: Air-Cooled Condensing Unit, Coil with Blower | 4TTR5049E1 |  | 4TXCD010CC3 | 12.5 | 15.5 | Yes | Yes | 2011-02-28 |  | 1
FALSE | 4TTR6049B1 | 3692 | 4181331 | AMERICAN STANDARD, INC. | 4A7A5049E1 | AC | Split System: Air-Cooled Condensing Unit, Coil with Blower | 4TTR5049E1 |  | 4TXCD050BC3 | 13 | 15.5 | Yes | Yes | 2011-02-28 |  | 1
FALSE | 4TTR6049B1 | 3692 | 4181332 | AMERICAN STANDARD, INC. | 4A7A5049E1 | AC | Split System: Air-Cooled Condensing Unit, Coil with Blower | 4TTR5049E1 |  | 4TXCD061BC3 | 13 | 15.5 | Yes | Yes | 2011-02-28 |  | 1
FALSE | 4TTR6049B1 | 3692 | 4181333 | AMERICAN STANDARD, INC. | 4A7A5049E1 | AC | Split System: Air-Cooled Condensing Unit, Coil with Blower | 4TTR5049E1 |  | 4TXCD063BC3 | 13 | 16 | Yes | Yes | 2011-02-28 |  | 2
FALSE | 4TTR6049B1 | 3692 | 4181334 | AMERICAN STANDARD, INC. | 4A7A5049E1 | AC | Split System: Air-Cooled Condensing Unit, Coil with Blower | 4TTR5049E1 |  | 4TXCD064BC3 | 13 | 15.5 | Yes | Yes | 2011-02-28 |  | 1
FALSE | 4TTR6049B1 | 3692 | 4181335 | AMERICAN STANDARD, INC. | 4A7A5049E1 | AC | Split System: Air-Cooled Condensing Unit, Coil with Blower | 4TTR5049E1 |  | 4TXFH054CC3 | 13 | 15.5 | Yes | Yes | 2011-02-28 |  | 1
FALSE | 4A7A7048A1 | 288 | 4181601 | TRANE | 4TTX6048E1 | AC | Split System: Air-Cooled Condensing Unit, Coil with Blower | 4A7A6048E1 |  | 4TXAC043BC3 | 12 | 15.5 | Yes | Yes | 2011-03-16 |  | 0
FALSE | 4A7A7048A1 | 288 | 4181602 | TRANE | 4TTX6048E1 | AC | Split System: Air-Cooled Condensing Unit, Coil with Blower | 4A7A6048E1 |  | 4TXAC044BC3 | 12 | 16 | Yes | Yes | 2011-03-16 |  | 0
FALSE | 4A7A7048A1 | 288 | 4181603 | TRANE | 4TTX6048E1 | AC | Split System: Air-Cooled Condensing Unit, Coil with Blower | 4A7A6048E1 |  | 4TXAC049BC3 | 12 | 15.5 | Yes | Yes | 2011-03-16 |  | 0
FALSE | 4A7A7048A1 | 288 | 4181604 | TRANE | 4TTX6048E1 | AC | Split System: Air-Cooled Condensing Unit, Coil with Blower | 4A7A6048E1 |  | 4TXAC060BC3 | 12.5 | 16 | Yes | Yes | 2011-03-16 |  | 1
FALSE | 4A7A7048A1 | 288 | 4181605 | TRANE | 4TTX6048E1 | AC | Split System: Air-Cooled Condensing Unit, Coil with Blower | 4A7A6048E1 |  | 4TXAD050BC3 | 12 | 16 | Yes | Yes | 2011-03-16 |  | 0
FALSE | 4A7A7048A1 | 288 | 4181606 | TRANE | 4TTX6048E1 | AC | Split System: Air-Cooled Condensing Unit, Coil with Blower | 4A7A6048E1 |  | 4TXAD061BC3 | 12.5 | 16 | Yes | Yes | 2011-03-16 |  | 1
FALSE | 4A7A7048A1 | 288 | 4181607 | TRANE | 4TTX6048E1 | AC | Split System: Air-Cooled Condensing Unit, Coil with Blower | 4A7A6048E1 |  | 4TXAD064BC3 | 12.5 | 16 | Yes | Yes | 2011-03-16 |  | 1
FALSE | 4A7A7048A1 | 288 | 4181608 | TRANE | 4TTX6048E1 | AC | Split System: Air-Cooled Condensing Unit, Coil with Blower | 4A7A6048E1 |  | 4TXCC008CC3 | 12.5 | 16 | Yes | Yes | 2011-03-16 |  | 1
FALSE | 4A7A7048A1 | 288 | 4181609 | TRANE | 4TTX6048E1 | AC | Split System: Air-Cooled Condensing Unit, Coil with Blower | 4A7A6048E1 |  | 4TXCC043BC3 | 12 | 15.5 | Yes | Yes | 2011-03-16 |  | 0
FALSE | 4A7A7048A1 | 288 | 4181610 | TRANE | 4TTX6048E1 | AC | Split System: Air-Cooled Condensing Unit, Coil with Blower | 4A7A6048E1 |  | 4TXCC044BC3 | 12 | 16 | Yes | Yes | 2011-03-16 |  | 0
FALSE | 4A7A7048A1 | 288 | 4181611 | TRANE | 4TTX6048E1 | AC | Split System: Air-Cooled Condensing Unit, Coil with Blower | 4A7A6048E1 |  | 4TXCC049BC3 | 12 | 15.5 | Yes | Yes | 2011-03-16 |  | 0
FALSE | 4A7A7048A1 | 288 | 4181612 | TRANE | 4TTX6048E1 | AC | Split System: Air-Cooled Condensing Unit, Coil with Blower | 4A7A6048E1 |  | 4TXCC060BC3 | 12.5 | 16 | Yes | Yes | 2011-03-16 |  | 1
FALSE | 4A7A7048A1 | 288 | 4181613 | TRANE | 4TTX6048E1 | AC | Split System: Air-Cooled Condensing Unit, Coil with Blower | 4A7A6048E1 |  | 4TXCD009CC3 | 12.5 | 16 | Yes | Yes | 2011-03-16 |  | 1
FALSE | 4A7A7048A1 | 288 | 4181614 | TRANE | 4TTX6048E1 | AC | Split System: Air-Cooled Condensing Unit, Coil with Blower | 4A7A6048E1 |  | 4TXCD010CC3 | 12 | 16 | Yes | Yes | 2011-03-16 |  | 0
FALSE | 4A7A7048A1 | 288 | 4181615 | TRANE | 4TTX6048E1 | AC | Split System: Air-Cooled Condensing Unit, Coil with Blower | 4A7A6048E1 |  | 4TXCD050BC3 | 12 | 16 | Yes | Yes | 2011-03-16 |  | 0
FALSE | 4A7A7048A1 | 288 | 4181616 | TRANE | 4TTX6048E1 | AC | Split System: Air-Cooled Condensing Unit, Coil with Blower | 4A7A6048E1 |  | 4TXCD061BC3 | 12.5 | 16 | Yes | Yes | 2011-03-16 |  | 1
FALSE | 4A7A7048A1 | 288 | 4181617 | TRANE | 4TTX6048E1 | AC | Split System: Air-Cooled Condensing Unit, Coil with Blower | 4A7A6048E1 |  | 4TXCD063BC3 | 13 | 17 | Yes | Yes | 2011-03-16 |  | 2
FALSE | 4A7A7048A1 | 288 | 4181618 | TRANE | 4TTX6048E1 | AC | Split System: Air-Cooled Condensing Unit, Coil with Blower | 4A7A6048E1 |  | 4TXCD064BC3 | 12.5 | 16 | Yes | Yes | 2011-03-16 |  | 1
FALSE | 4A7A7048A1 | 288 | 4181619 | TRANE | 4TTX6048E1 | AC | Split System: Air-Cooled Condensing Unit, Coil with Blower | 4A7A6048E1 |  | 4TXFH054CC3 | 12.5 | 16 | Yes | Yes | 2011-03-16 |  | 1
FALSE | 4A7A7048A1 | 288 | 4181620 | TRANE | 4TTX6048E1 | AC | Split System: Air-Cooled Condensing Unit, Coil with Blower | 4A7A6048E1 |  | 4TXFH063CZ3 | 12.5 | 16.5 | Yes | Yes | 2011-03-16 |  | 1
FALSE | 4A7A7060A1 | 289 | 4181621 | TRANE | 4TTX6060E1 | AC | Split System: Air-Cooled Condensing Unit, Coil with Blower | 4A7A6060E1 |  | 4TXAC060BC3 | 12 | 15 | Yes | Yes | 2011-03-16 |  | 0
FALSE | 4A7A7060A1 | 289 | 4181622 | TRANE | 4TTX6060E1 | AC | Split System: Air-Cooled Condensing Unit, Coil with Blower | 4A7A6060E1 |  | 4TXAD061BC3 | 12 | 15 | Yes | Yes | 2011-03-16 |  | 0
FALSE | 4A7A7060A1 | 289 | 4181623 | TRANE | 4TTX6060E1 | AC | Split System: Air-Cooled Condensing Unit, Coil with Blower | 4A7A6060E1 |  | 4TXAD064BC3 | 12 | 15 | Yes | Yes | 2011-03-16 |  | 0
FALSE | 4TTR6036B1 | 3674 | 4182082 | TRANE | 4TTR5036E1 | AC | Split System: Air-Cooled Condensing Unit, Coil with Blower | 4TTR5036E1 |  | 4TXAC037BC3 | 13 | 15 | Yes | Yes | 2011-01-21 |  | 1
FALSE | 4TTR6036B1 | 3674 | 4182083 | TRANE | 4TTR5036E1 | AC | Split System: Air-Cooled Condensing Unit, Coil with Blower | 4TTR5036E1 |  | 4TXAC043BC3 | 13 | 15 | Yes | Yes | 2011-01-21 |  | 1
FALSE | 4TTR6036B1 | 3674 | 4182084 | TRANE | 4TTR5036E1 | AC | Split System: Air-Cooled Condensing Unit, Coil with Blower | 4TTR5036E1 |  | 4TXAC044BC3 | 13 | 15.5 | Yes | Yes | 2011-01-21 |  | 1
FALSE | 4TTR6036B1 | 3674 | 4182085 | TRANE | 4TTR5036E1 | AC | Split System: Air-Cooled Condensing Unit, Coil with Blower | 4TTR5036E1 |  | 4TXAC049BC3 | 13 | 15.5 | Yes | Yes | 2011-01-21 |  | 1
FALSE | 4TTR6036B1 | 3674 | 4182086 | TRANE | 4TTR5036E1 | AC | Split System: Air-Cooled Condensing Unit, Coil with Blower | 4TTR5036E1 |  | 4TXAC060BC3 | 13 | 15.75 | Yes | Yes | 2011-01-21 |  | 1
FALSE | 4TTR6036B1 | 3674 | 4182087 | TRANE | 4TTR5036E1 | AC | Split System: Air-Cooled Condensing Unit, Coil with Blower | 4TTR5036E1 |  | 4TXAD050BC3 | 13 | 15.5 | Yes | Yes | 2011-01-21 |  | 1
FALSE | 4TTR6036B1 | 3674 | 4182088 | TRANE | 4TTR5036E1 | AC | Split System: Air-Cooled Condensing Unit, Coil with Blower | 4TTR5036E1 |  | 4TXAD061BC3 | 13 | 16 | Yes | Yes | 2011-01-21 |  | 2
FALSE | 4TTR6036B1 | 3674 | 4182089 | TRANE | 4TTR5036E1 | AC | Split System: Air-Cooled Condensing Unit, Coil with Blower | 4TTR5036E1 |  | 4TXAD064BC3 | 13 | 15.5 | Yes | Yes | 2011-01-21 |  | 1
FALSE | 4TTR6036B1 | 3674 | 4182090 | TRANE | 4TTR5036E1 | AC | Split System: Air-Cooled Condensing Unit, Coil with Blower | 4TTR5036E1 |  | 4TXCC037BC3 | 13 | 15 | Yes | Yes | 2011-01-21 |  | 1
FALSE | 4TTR6036B1 | 3674 | 4182091 | TRANE | 4TTR5036E1 | AC | Split System: Air-Cooled Condensing Unit, Coil with Blower | 4TTR5036E1 |  | 4TXCC043BC3 | 13 | 15 | Yes | Yes | 2011-01-21 |  | 1
FALSE | 4TTR6036B1 | 3674 | 4182092 | TRANE | 4TTR5036E1 | AC | Split System: Air-Cooled Condensing Unit, Coil with Blower | 4TTR5036E1 |  | 4TXCC044BC3 | 13 | 15.5 | Yes | Yes | 2011-01-21 |  | 1
FALSE | 4TTR6036B1 | 3674 | 4182093 | TRANE | 4TTR5036E1 | AC | Split System: Air-Cooled Condensing Unit, Coil with Blower | 4TTR5036E1 |  | 4TXCC049BC3 | 13 | 15.5 | Yes | Yes | 2011-01-21 |  | 1
FALSE | 4TTR6036B1 | 3674 | 4182094 | TRANE | 4TTR5036E1 | AC | Split System: Air-Cooled Condensing Unit, Coil with Blower | 4TTR5036E1 |  | 4TXCC060BC3 | 13 | 15.75 | Yes | Yes | 2011-01-21 |  | 1
FALSE | 4TTR6036B1 | 3674 | 4182095 | TRANE | 4TTR5036E1 | AC | Split System: Air-Cooled Condensing Unit, Coil with Blower | 4TTR5036E1 |  | 4TXCD050BC3 | 13 | 15.5 | Yes | Yes | 2011-01-21 |  | 1
FALSE | 4TTR6036B1 | 3674 | 4182096 | TRANE | 4TTR5036E1 | AC | Split System: Air-Cooled Condensing Unit, Coil with Blower | 4TTR5036E1 |  | 4TXCD061BC3 | 13 | 16 | Yes | Yes | 2011-01-21 |  | 2
FALSE | 4TTR6036B1 | 3674 | 4182097 | TRANE | 4TTR5036E1 | AC | Split System: Air-Cooled Condensing Unit, Coil with Blower | 4TTR5036E1 |  | 4TXCD064BC3 | 13 | 15.5 | Yes | Yes | 2011-01-21 |  | 1
FALSE | 4TTR6036B1 | 3674 | 4182101 | TRANE | 4TTR5036E1 | AC | Split System: Air-Cooled Condensing Unit, Coil with Blower | 4TTR5036E1 |  | 4TXFH036CZ3 | 12.5 | 15.5 | Yes | Yes | 2011-01-21 |  | 1
FALSE | 4TTR6036B1 | 3674 | 4182103 | TRANE | 4TTR5036E1 | AC | Split System: Air-Cooled Condensing Unit, Coil with Blower | 4TTR5036E1 |  | 4TXFH041CC3 | 13 | 15.75 | Yes | Yes | 2011-01-21 |  | 1
FALSE | 4TTR6036B1 | 3674 | 4182105 | TRANE | 4TTR5036E1 | AC | Split System: Air-Cooled Condensing Unit, Coil with Blower | 4TTR5036E1 |  | 4TXFH054CC3 | 12.5 | 15.75 | Yes | Yes | 2011-01-21 |  | 1
FALSE | 4TTR6036B1 | 3674 | 4182107 | TRANE | 4TTR5036E1 | AC | Split System: Air-Cooled Condensing Unit, Coil with Blower | 4TTR5036E1 |  | 4TXFH063CZ3 | 13 | 16 | Yes | Yes | 2011-01-21 |  | 2
FALSE | 4TTR6042B1 | 3680 | 4182108 | TRANE | 4TTR5042E1 | AC | Split System: Air-Cooled Condensing Unit, Coil with Blower | 4TTR5042E1 |  | 4CXCC037CC3 | 12.5 | 15 | Yes | Yes | 2011-01-21 |  | 1
FALSE | 4TTR6042B1 | 3680 | 4182109 | TRANE | 4TTR5042E1 | AC | Split System: Air-Cooled Condensing Unit, Coil with Blower | 4TTR5042E1 |  | 4CXCC043CC3 | 12.5 | 15 | Yes | Yes | 2011-01-21 |  | 1
FALSE | 4TTR6048B1 | 3695 | 4182133 | TRANE | 4TTR5048E1 | AC | Split System: Air-Cooled Condensing Unit, Coil with Blower | 4TTR5048E1 |  | 4TXAD050BC3 | 12 | 14.5 | Yes | Yes | 2011-01-21 |  | 0
FALSE | 4TTR6048B1 | 3695 | 4182134 | TRANE | 4TTR5048E1 | AC | Split System: Air-Cooled Condensing Unit, Coil with Blower | 4TTR5048E1 |  | 4TXAD061BC3 | 12 | 15 | Yes | Yes | 2011-01-21 |  | 0
FALSE | 4TTR6048B1 | 3695 | 4182135 | TRANE | 4TTR5048E1 | AC | Split System: Air-Cooled Condensing Unit, Coil with Blower | 4TTR5048E1 |  | 4TXAD064BC3 | 12 | 14.5 | Yes | Yes | 2011-01-21 |  | 0
FALSE | 4TTR6048B1 | 3695 | 4182136 | TRANE | 4TTR5048E1 | AC | Split System: Air-Cooled Condensing Unit, Coil with Blower | 4TTR5048E1 |  | 4TXCC043BC3 | 12 | 14.5 | Yes | Yes | 2011-01-21 |  | 0
FALSE | 4TTR6048B1 | 3695 | 4182137 | TRANE | 4TTR5048E1 | AC | Split System: Air-Cooled Condensing Unit, Coil with Blower | 4TTR5048E1 |  | 4TXCC044BC3 | 12 | 14.5 | Yes | Yes | 2011-01-21 |  | 0
FALSE | 4TTR6048B1 | 3695 | 4182138 | TRANE | 4TTR5048E1 | AC | Split System: Air-Cooled Condensing Unit, Coil with Blower | 4TTR5048E1 |  | 4TXCC049BC3 | 12 | 14.5 | Yes | Yes | 2011-01-21 |  | 0
FALSE | 4TTR6048B1 | 3695 | 4182139 | TRANE | 4TTR5048E1 | AC | Split System: Air-Cooled Condensing Unit, Coil with Blower | 4TTR5048E1 |  | 4TXCC060BC3 | 12 | 14.5 | Yes | Yes | 2011-01-21 |  | 0
FALSE | 4TTR6048B1 | 3695 | 4182140 | TRANE | 4TTR5048E1 | AC | Split System: Air-Cooled Condensing Unit, Coil with Blower | 4TTR5048E1 |  | 4TXCD050BC3 | 12 | 14.5 | Yes | Yes | 2011-01-21 |  | 0
FALSE | 4TTR6048B1 | 3695 | 4182141 | TRANE | 4TTR5048E1 | AC | Split System: Air-Cooled Condensing Unit, Coil with Blower | 4TTR5048E1 |  | 4TXCD061BC3 | 12 | 15 | Yes | Yes | 2011-01-21 |  | 0
FALSE | 4TTR6048B1 | 3695 | 4182142 | TRANE | 4TTR5048E1 | AC | Split System: Air-Cooled Condensing Unit, Coil with Blower | 4TTR5048E1 |  | 4TXCD064BC3 | 12 | 14.5 | Yes | Yes | 2011-01-21 |  | 0
FALSE | 4TTR6048B1 | 3695 | 4182146 | TRANE | 4TTR5048E1 | AC | Split System: Air-Cooled Condensing Unit, Coil with Blower | 4TTR5048E1 |  | 4TXFH063CZ3 | 12.5 | 15.5 | Yes | Yes | 2011-01-21 |  | 1
FALSE | 4TTR6049B1 | 3692 | 4182147 | TRANE | 4TTR5049E1 | AC | Split System: Air-Cooled Condensing Unit, Coil with Blower | 4TTR5049E1 |  | 4TXAD050BC3 | 13 | 15.5 | Yes | Yes | 2011-01-21 |  | 1
FALSE | 4TTR6049B1 | 3692 | 4182148 | TRANE | 4TTR5049E1 | AC | Split System: Air-Cooled Condensing Unit, Coil with Blower | 4TTR5049E1 |  | 4TXAD061BC3 | 13 | 15.5 | Yes | Yes | 2011-01-21 |  | 1
FALSE | 4TTR6049B1 | 3692 | 4182149 | TRANE | 4TTR5049E1 | AC | Split System: Air-Cooled Condensing Unit, Coil with Blower | 4TTR5049E1 |  | 4TXAD064BC3 | 13 | 15.5 | Yes | Yes | 2011-01-21 |  | 1
FALSE | 4TTR6049B1 | 3692 | 4182150 | TRANE | 4TTR5049E1 | AC | Split System: Air-Cooled Condensing Unit, Coil with Blower | 4TTR5049E1 |  | 4TXCD009CC3 | 13 | 16 | Yes | Yes | 2011-01-21 |  | 2
FALSE | 4TTR6049B1 | 3692 | 4182151 | TRANE | 4TTR5049E1 | AC | Split System: Air-Cooled Condensing Unit, Coil with Blower | 4TTR5049E1 |  | 4TXCD010CC3 | 13 | 15.5 | Yes | Yes | 2011-01-21 |  | 1
FALSE | 4TTR6049B1 | 3692 | 4182152 | TRANE | 4TTR5049E1 | AC | Split System: Air-Cooled Condensing Unit, Coil with Blower | 4TTR5049E1 |  | 4TXCD050BC3 | 13 | 15.5 | Yes | Yes | 2011-01-21 |  | 1
FALSE | 4TTR6049B1 | 3692 | 4182153 | TRANE | 4TTR5049E1 | AC | Split System: Air-Cooled Condensing Unit, Coil with Blower | 4TTR5049E1 |  | 4TXCD061BC3 | 13 | 15.5 | Yes | Yes | 2011-01-21 |  | 1
FALSE | 4TTR6049B1 | 3692 | 4182154 | TRANE | 4TTR5049E1 | AC | Split System: Air-Cooled Condensing Unit, Coil with Blower | 4TTR5049E1 |  | 4TXCD063BC3 | 13 | 16 | Yes | Yes | 2011-01-21 |  | 2
FALSE | 4TTR6049B1 | 3692 | 4182155 | TRANE | 4TTR5049E1 | AC | Split System: Air-Cooled Condensing Unit, Coil with Blower | 4TTR5049E1 |  | 4TXCD064BC3 | 13 | 15.5 | Yes | Yes | 2011-01-21 |  | 1
FALSE | 4TTR6049B1 | 3692 | 4182156 | TRANE | 4TTR5049E1 | AC | Split System: Air-Cooled Condensing Unit, Coil with Blower | 4TTR5049E1 |  | 4TXFH054CC3 | 13 | 16 | Yes | Yes | 2011-01-21 |  | 2
FALSE | 4TTR6049B1 | 3692 | 4182157 | TRANE | 4TTR5049E1 | AC | Split System: Air-Cooled Condensing Unit, Coil with Blower | 4TTR5049E1 |  | 4TXFH063CZ3 | 13 | 16 | Yes | Yes | 2011-01-21 |  | 2
FALSE | 4TTX6049H1 | 3690 | 4182191 | TRANE | 4TTX5049E1 | AC | Split System: Air-Cooled Condensing Unit, Coil with Blower | 4TTX5049E1 |  | 4TXCD063BC3 | 13 | 16 | Yes | Yes | 2011-01-21 |  | 2
FALSE | 4TTX6049H1 | 3690 | 4182192 | TRANE | 4TTX5049E1 | AC | Split System: Air-Cooled Condensing Unit, Coil with Blower | 4TTX5049E1 |  | 4TXCD064BC3 | 13 | 15.5 | Yes | Yes | 2011-01-21 |  | 1
FALSE | 4TTX6049H1 | 3690 | 4182193 | TRANE | 4TTX5049E1 | AC | Split System: Air-Cooled Condensing Unit, Coil with Blower | 4TTX5049E1 |  | 4TXFH054CC3 | 13 | 16 | Yes | Yes | 2011-01-21 |  | 2
FALSE | 4TTX6049H1 | 3690 | 4182194 | TRANE | 4TTX5049E1 | AC | Split System: Air-Cooled Condensing Unit, Coil with Blower | 4TTX5049E1 |  | 4TXFH063CZ3 | 13 | 16 | Yes | Yes | 2011-01-21 |  | 2
FALSE | 4TTX6060H1 | 3708 | 4182198 | TRANE | 4TTX5060A1 | AC | Split System: Air-Cooled Condensing Unit, Coil with Blower | 4TTX5060A1 |  | 4TXAD064BC3 | 12 | 14.5 | Yes | Yes | 2011-01-21 |  | 0
FALSE | 4TTX6060H1 | 3708 | 4182201 | TRANE | 4TTX5060A1 | AC | Split System: Air-Cooled Condensing Unit, Coil with Blower | 4TTX5060A1 |  | 4TXCD064BC3 | 12 | 14.5 | Yes | Yes | 2011-01-21 |  | 0
FALSE | 4A7A7048A1 | 288 | 4182438 | AMERICAN STANDARD, INC. | 4A7A6048E1 | AC | Split System: Air-Cooled Condensing Unit, Coil with Blower | 4A7A6048E1 |  | 4TXAD050BC3 | 12 | 16 | Yes | Yes | 2011-01-21 |  | 0
FALSE | 4A7A7048A1 | 288 | 4182439 | AMERICAN STANDARD, INC. | 4A7A6048E1 | AC | Split System: Air-Cooled Condensing Unit, Coil with Blower | 4A7A6048E1 |  | 4TXAD061BC3 | 12.5 | 16 | Yes | Yes | 2011-01-21 |  | 1
FALSE | 4A7A7048A1 | 288 | 4182440 | AMERICAN STANDARD, INC. | 4A7A6048E1 | AC | Split System: Air-Cooled Condensing Unit, Coil with Blower | 4A7A6048E1 |  | 4TXAD064BC3 | 12.5 | 16 | Yes | Yes | 2011-01-21 |  | 1
FALSE | 4A7A7048A1 | 288 | 4182441 | AMERICAN STANDARD, INC. | 4A7A6048E1 | AC | Split System: Air-Cooled Condensing Unit, Coil with Blower | 4A7A6048E1 |  | 4TXCD009CC3 | 12.5 | 16 | Yes | Yes | 2011-01-21 |  | 1
FALSE | 4A7A7048A1 | 288 | 4182442 | AMERICAN STANDARD, INC. | 4A7A6048E1 | AC | Split System: Air-Cooled Condensing Unit, Coil with Blower | 4A7A6048E1 |  | 4TXCD010CC3 | 12.5 | 16 | Yes | Yes | 2011-01-21 |  | 1
FALSE | 4TTR6030B1 | 3522 | 4182852 | AMERICAN STANDARD, INC. | 4A7A5030E1 | AC | Split System: Air-Cooled Condensing Unit, Coil with Blower | 4TTR5030E1 |  | 4CXCC037CC3 | 12.5 | 15.5 | Yes | Yes | 2011-02-28 |  | 1
FALSE | 4TTR6030B1 | 3522 | 4182853 | AMERICAN STANDARD, INC. | 4A7A5030E1 | AC | Split System: Air-Cooled Condensing Unit, Coil with Blower | 4TTR5030E1 |  | 4CXCC043CC3 | 12.5 | 15.5 | Yes | Yes | 2011-02-28 |  | 1
FALSE | 4TTR6030B1 | 3522 | 4182854 | AMERICAN STANDARD, INC. | 4A7A5030E1 | AC | Split System: Air-Cooled Condensing Unit, Coil with Blower | 4TTR5030E1 |  | 4TXAC037BC3 | 12.5 | 15.5 | Yes | Yes | 2011-02-28 |  | 1
FALSE | 4TTR6030B1 | 3522 | 4182855 | AMERICAN STANDARD, INC. | 4A7A5030E1 | AC | Split System: Air-Cooled Condensing Unit, Coil with Blower | 4TTR5030E1 |  | 4TXAC043BC3 | 12.5 | 15.5 | Yes | Yes | 2011-02-28 |  | 1
FALSE | 4TTR6030B1 | 3522 | 4182856 | AMERICAN STANDARD, INC. | 4A7A5030E1 | AC | Split System: Air-Cooled Condensing Unit, Coil with Blower | 4TTR5030E1 |  | 4TXAC044BC3 | 13 | 16 | Yes | Yes | 2011-02-28 |  | 2
FALSE | 4TTR6030B1 | 3522 | 4182857 | AMERICAN STANDARD, INC. | 4A7A5030E1 | AC | Split System: Air-Cooled Condensing Unit, Coil with Blower | 4TTR5030E1 |  | 4TXCC005CC3 | 13 | 16 | Yes | Yes | 2011-02-28 |  | 2
FALSE | 4TTR6030B1 | 3522 | 4182858 | AMERICAN STANDARD, INC. | 4A7A5030E1 | AC | Split System: Air-Cooled Condensing Unit, Coil with Blower | 4TTR5030E1 |  | 4TXCC037BC3 | 12.5 | 15.5 | Yes | Yes | 2011-02-28 |  | 1
FALSE | 4TTR6030B1 | 3522 | 4182859 | AMERICAN STANDARD, INC. | 4A7A5030E1 | AC | Split System: Air-Cooled Condensing Unit, Coil with Blower | 4TTR5030E1 |  | 4TXCC043BC3 | 12.5 | 15.5 | Yes | Yes | 2011-02-28 |  | 1
FALSE | 4TTR6030B1 | 3522 | 4182860 | AMERICAN STANDARD, INC. | 4A7A5030E1 | AC | Split System: Air-Cooled Condensing Unit, Coil with Blower | 4TTR5030E1 |  | 4TXCC044BC3 | 13 | 16 | Yes | Yes | 2011-02-28 |  | 2
FALSE | 4TTR6036B1 | 3674 | 4182863 | AMERICAN STANDARD, INC. | 4A7A5036E1 | AC | Split System: Air-Cooled Condensing Unit, Coil with Blower | 4TTR5036E1 |  | 4CXCC037CC3 | 13 | 15 | Yes | Yes | 2011-02-28 |  | 1
FALSE | 4TTR6036B1 | 3674 | 4182864 | AMERICAN STANDARD, INC. | 4A7A5036E1 | AC | Split System: Air-Cooled Condensing Unit, Coil with Blower | 4TTR5036E1 |  | 4CXCC043CC3 | 13 | 15 | Yes | Yes | 2011-02-28 |  | 1
FALSE | 4TTR6036B1 | 3674 | 4182865 | AMERICAN STANDARD, INC. | 4A7A5036E1 | AC | Split System: Air-Cooled Condensing Unit, Coil with Blower | 4TTR5036E1 |  | 4CXCC049CC3 | 13 | 15.5 | Yes | Yes | 2011-02-28 |  | 1
FALSE | 4TTR6036B1 | 3674 | 4182866 | AMERICAN STANDARD, INC. | 4A7A5036E1 | AC | Split System: Air-Cooled Condensing Unit, Coil with Blower | 4TTR5036E1 |  | 4CXCD061CC3 | 13 | 16 | Yes | Yes | 2011-02-28 |  | 2
FALSE | 4TTR6036B1 | 3674 | 4182867 | AMERICAN STANDARD, INC. | 4A7A5036E1 | AC | Split System: Air-Cooled Condensing Unit, Coil with Blower | 4TTR5036E1 |  | 4TXAC037BC3 | 13 | 15 | Yes | Yes | 2011-02-28 |  | 1
FALSE | 4TTR6036B1 | 3674 | 4182868 | AMERICAN STANDARD, INC. | 4A7A5036E1 | AC | Split System: Air-Cooled Condensing Unit, Coil with Blower | 4TTR5036E1 |  | 4TXAC043BC3 | 13 | 15 | Yes | Yes | 2011-02-28 |  | 1
FALSE | 4TTR6036B1 | 3674 | 4182869 | AMERICAN STANDARD, INC. | 4A7A5036E1 | AC | Split System: Air-Cooled Condensing Unit, Coil with Blower | 4TTR5036E1 |  | 4TXAC044BC3 | 13 | 15.5 | Yes | Yes | 2011-02-28 |  | 1
FALSE | 4TTR6036B1 | 3674 | 4182870 | AMERICAN STANDARD, INC. | 4A7A5036E1 | AC | Split System: Air-Cooled Condensing Unit, Coil with Blower | 4TTR5036E1 |  | 4TXAC049BC3 | 13 | 15.5 | Yes | Yes | 2011-02-28 |  | 1
FALSE | 4TTR6036B1 | 3674 | 4182871 | AMERICAN STANDARD, INC. | 4A7A5036E1 | AC | Split System: Air-Cooled Condensing Unit, Coil with Blower | 4TTR5036E1 |  | 4TXAC060BC3 | 13 | 15.75 | Yes | Yes | 2011-02-28 |  | 1
FALSE | 4TTR6036B1 | 3674 | 4182872 | AMERICAN STANDARD, INC. | 4A7A5036E1 | AC | Split System: Air-Cooled Condensing Unit, Coil with Blower | 4TTR5036E1 |  | 4TXAD050BC3 | 13 | 15.5 | Yes | Yes | 2011-02-28 |  | 1
FALSE | 4TTR6036B1 | 3674 | 4182873 | AMERICAN STANDARD, INC. | 4A7A5036E1 | AC | Split System: Air-Cooled Condensing Unit, Coil with Blower | 4TTR5036E1 |  | 4TXAD061BC3 | 13 | 16 | Yes | Yes | 2011-02-28 |  | 2
FALSE | 4TTR6036B1 | 3674 | 4182874 | AMERICAN STANDARD, INC. | 4A7A5036E1 | AC | Split System: Air-Cooled Condensing Unit, Coil with Blower | 4TTR5036E1 |  | 4TXAD064BC3 | 13 | 15.5 | Yes | Yes | 2011-02-28 |  | 1
FALSE | 4TTR6036B1 | 3674 | 4182875 | AMERICAN STANDARD, INC. | 4A7A5036E1 | AC | Split System: Air-Cooled Condensing Unit, Coil with Blower | 4TTR5036E1 |  | 4TXCC037BC3 | 13 | 15 | Yes | Yes | 2011-02-28 |  | 1
FALSE | 4TTR6036B1 | 3674 | 4182876 | AMERICAN STANDARD, INC. | 4A7A5036E1 | AC | Split System: Air-Cooled Condensing Unit, Coil with Blower | 4TTR5036E1 |  | 4TXCC043BC3 | 13 | 15 | Yes | Yes | 2011-02-28 |  | 1
FALSE | 4TTR6036B1 | 3674 | 4182877 | AMERICAN STANDARD, INC. | 4A7A5036E1 | AC | Split System: Air-Cooled Condensing Unit, Coil with Blower | 4TTR5036E1 |  | 4TXCC044BC3 | 13 | 15.5 | Yes | Yes | 2011-02-28 |  | 1
FALSE | 4TTR6048B1 | 3695 | 4182926 | AMERICAN STANDARD, INC. | 4A7A5048E1 | AC | Split System: Air-Cooled Condensing Unit, Coil with Blower | 4TTR5048E1 |  | 4TXCD061BC3 | 12 | 15 | Yes | Yes | 2011-02-28 |  | 0
FALSE | 4TTR6048B1 | 3695 | 4182927 | AMERICAN STANDARD, INC. | 4A7A5048E1 | AC | Split System: Air-Cooled Condensing Unit, Coil with Blower | 4TTR5048E1 |  | 4TXCD064BC3 | 12 | 14.5 | Yes | Yes | 2011-02-28 |  | 0
FALSE | 4TTR6048B1 | 3695 | 4182931 | AMERICAN STANDARD, INC. | 4A7A5048E1 | AC | Split System: Air-Cooled Condensing Unit, Coil with Blower | 4TTR5048E1 |  | 4TXFH063CZ3 | 12.5 | 15.5 | Yes | Yes | 2011-02-28 |  | 1
FALSE | 4TTR6049B1 | 3692 | 4182932 | AMERICAN STANDARD, INC. | 4A7A5049E1 | AC | Split System: Air-Cooled Condensing Unit, Coil with Blower | 4TTR5049E1 |  | 4TXAD050BC3 | 13 | 15.5 | Yes | Yes | 2011-02-28 |  | 1
FALSE | 4TTR6049B1 | 3692 | 4182933 | AMERICAN STANDARD, INC. | 4A7A5049E1 | AC | Split System: Air-Cooled Condensing Unit, Coil with Blower | 4TTR5049E1 |  | 4TXAD061BC3 | 13 | 15.5 | Yes | Yes | 2011-02-28 |  | 1
FALSE | 4TTR6049B1 | 3692 | 4182934 | AMERICAN STANDARD, INC. | 4A7A5049E1 | AC | Split System: Air-Cooled Condensing Unit, Coil with Blower | 4TTR5049E1 |  | 4TXAD064BC3 | 13 | 15.5 | Yes | Yes | 2011-02-28 |  | 1
FALSE | 4TTR6049B1 | 3692 | 4182935 | AMERICAN STANDARD, INC. | 4A7A5049E1 | AC | Split System: Air-Cooled Condensing Unit, Coil with Blower | 4TTR5049E1 |  | 4TXCD009CC3 | 13 | 16 | Yes | Yes | 2011-02-28 |  | 2
FALSE | 4TTR6049B1 | 3692 | 4182936 | AMERICAN STANDARD, INC. | 4A7A5049E1 | AC | Split System: Air-Cooled Condensing Unit, Coil with Blower | 4TTR5049E1 |  | 4TXCD010CC3 | 13 | 15.5 | Yes | Yes | 2011-02-28 |  | 1
FALSE | 4TTR6049B1 | 3692 | 4182937 | AMERICAN STANDARD, INC. | 4A7A5049E1 | AC | Split System: Air-Cooled Condensing Unit, Coil with Blower | 4TTR5049E1 |  | 4TXCD050BC3 | 13 | 15.5 | Yes | Yes | 2011-02-28 |  | 1
FALSE | 4TTR6049B1 | 3692 | 4182938 | AMERICAN STANDARD, INC. | 4A7A5049E1 | AC | Split System: Air-Cooled Condensing Unit, Coil with Blower | 4TTR5049E1 |  | 4TXCD061BC3 | 13 | 15.5 | Yes | Yes | 2011-02-28 |  | 1
FALSE | 4TTR6049B1 | 3692 | 4182939 | AMERICAN STANDARD, INC. | 4A7A5049E1 | AC | Split System: Air-Cooled Condensing Unit, Coil with Blower | 4TTR5049E1 |  | 4TXCD063BC3 | 13 | 16 | Yes | Yes | 2011-02-28 |  | 2
FALSE | 4TTR6049B1 | 3692 | 4182940 | AMERICAN STANDARD, INC. | 4A7A5049E1 | AC | Split System: Air-Cooled Condensing Unit, Coil with Blower | 4TTR5049E1 |  | 4TXCD064BC3 | 13 | 15.5 | Yes | Yes | 2011-02-28 |  | 1
FALSE | 4TTR6049B1 | 3692 | 4182941 | AMERICAN STANDARD, INC. | 4A7A5049E1 | AC | Split System: Air-Cooled Condensing Unit, Coil with Blower | 4TTR5049E1 |  | 4TXFH054CC3 | 13 | 16 | Yes | Yes | 2011-02-28 |  | 2
FALSE | 4TTR6049B1 | 3692 | 4182942 | AMERICAN STANDARD, INC. | 4A7A5049E1 | AC | Split System: Air-Cooled Condensing Unit, Coil with Blower | 4TTR5049E1 |  | 4TXFH063CZ3 | 13 | 16 | Yes | Yes | 2011-02-28 |  | 2
FALSE | 4TTR6042B1 | 3680 | 4182902 | AMERICAN STANDARD, INC. | 4A7A5042E1 | AC | Split System: Air-Cooled Condensing Unit, Coil with Blower | 4TTR5042E1 |  | 4TXCC043BC3 | 12.5 | 15 | Yes | Yes | 2011-02-28 |  | 1
FALSE | 4TTR6042B1 | 3680 | 4182903 | AMERICAN STANDARD, INC. | 4A7A5042E1 | AC | Split System: Air-Cooled Condensing Unit, Coil with Blower | 4TTR5042E1 |  | 4TXCC044BC3 | 13 | 15 | Yes | Yes | 2011-02-28 |  | 1
FALSE | 4TTR6042B1 | 3680 | 4182904 | AMERICAN STANDARD, INC. | 4A7A5042E1 | AC | Split System: Air-Cooled Condensing Unit, Coil with Blower | 4TTR5042E1 |  | 4TXCC049BC3 | 13 | 15 | Yes | Yes | 2011-02-28 |  | 1
FALSE | 4TTR6042B1 | 3680 | 4182905 | AMERICAN STANDARD, INC. | 4A7A5042E1 | AC | Split System: Air-Cooled Condensing Unit, Coil with Blower | 4TTR5042E1 |  | 4TXCD050BC3 | 13 | 15 | Yes | Yes | 2011-02-28 |  | 1
FALSE | 4TTR6042B1 | 3680 | 4182908 | AMERICAN STANDARD, INC. | 4A7A5042E1 | AC | Split System: Air-Cooled Condensing Unit, Coil with Blower | 4TTR5042E1 |  | 4TXFH041CC3 | 12.5 | 15.5 | Yes | Yes | 2011-02-28 |  | 1
FALSE | 4TTR6042B1 | 3680 | 4182910 | AMERICAN STANDARD, INC. | 4A7A5042E1 | AC | Split System: Air-Cooled Condensing Unit, Coil with Blower | 4TTR5042E1 |  | 4TXFH054CC3 | 12.5 | 15.5 | Yes | Yes | 2011-02-28 |  | 1
FALSE | 4TTR6048B1 | 3695 | 4182911 | AMERICAN STANDARD, INC. | 4A7A5048E1 | AC | Split System: Air-Cooled Condensing Unit, Coil with Blower | 4TTR5048E1 |  | 4CXCC043CC3 | 12 | 14.5 | Yes | Yes | 2011-02-28 |  | 0
FALSE | 4TTR6048B1 | 3695 | 4182912 | AMERICAN STANDARD, INC. | 4A7A5048E1 | AC | Split System: Air-Cooled Condensing Unit, Coil with Blower | 4TTR5048E1 |  | 4CXCC049CC3 | 12 | 14.5 | Yes | Yes | 2011-02-28 |  | 0
FALSE | 4TTR6048B1 | 3695 | 4182913 | AMERICAN STANDARD, INC. | 4A7A5048E1 | AC | Split System: Air-Cooled Condensing Unit, Coil with Blower | 4TTR5048E1 |  | 4CXCD061CC3 | 12 | 15 | Yes | Yes | 2011-02-28 |  | 0
FALSE | 4TTR6048B1 | 3695 | 4182914 | AMERICAN STANDARD, INC. | 4A7A5048E1 | AC | Split System: Air-Cooled Condensing Unit, Coil with Blower | 4TTR5048E1 |  | 4TXAC043BC3 | 12 | 14.5 | Yes | Yes | 2011-02-28 |  | 0
FALSE | 4TTR6048B1 | 3695 | 4182915 | AMERICAN STANDARD, INC. | 4A7A5048E1 | AC | Split System: Air-Cooled Condensing Unit, Coil with Blower | 4TTR5048E1 |  | 4TXAC044BC3 | 12 | 14.5 | Yes | Yes | 2011-02-28 |  | 0
FALSE | 4TTR6048B1 | 3695 | 4182916 | AMERICAN STANDARD, INC. | 4A7A5048E1 | AC | Split System: Air-Cooled Condensing Unit, Coil with Blower | 4TTR5048E1 |  | 4TXAC049BC3 | 12 | 14.5 | Yes | Yes | 2011-02-28 |  | 0
FALSE | 4TTR6048B1 | 3695 | 4182917 | AMERICAN STANDARD, INC. | 4A7A5048E1 | AC | Split System: Air-Cooled Condensing Unit, Coil with Blower | 4TTR5048E1 |  | 4TXAC060BC3 | 12 | 14.5 | Yes | Yes | 2011-02-28 |  | 0
FALSE | 4TTR6048B1 | 3695 | 4182918 | AMERICAN STANDARD, INC. | 4A7A5048E1 | AC | Split System: Air-Cooled Condensing Unit, Coil with Blower | 4TTR5048E1 |  | 4TXAD050BC3 | 12 | 14.5 | Yes | Yes | 2011-02-28 |  | 0
FALSE | 4TTR6048B1 | 3695 | 4182919 | AMERICAN STANDARD, INC. | 4A7A5048E1 | AC | Split System: Air-Cooled Condensing Unit, Coil with Blower | 4TTR5048E1 |  | 4TXAD061BC3 | 12 | 15 | Yes | Yes | 2011-02-28 |  | 0
FALSE | 4TTR6048B1 | 3695 | 4182920 | AMERICAN STANDARD, INC. | 4A7A5048E1 | AC | Split System: Air-Cooled Condensing Unit, Coil with Blower | 4TTR5048E1 |  | 4TXAD064BC3 | 12 | 14.5 | Yes | Yes | 2011-02-28 |  | 0
FALSE | 4TTR6048B1 | 3695 | 4182921 | AMERICAN STANDARD, INC. | 4A7A5048E1 | AC | Split System: Air-Cooled Condensing Unit, Coil with Blower | 4TTR5048E1 |  | 4TXCC043BC3 | 12 | 14.5 | Yes | Yes | 2011-02-28 |  | 0
FALSE | 4TTR6048B1 | 3695 | 4182922 | AMERICAN STANDARD, INC. | 4A7A5048E1 | AC | Split System: Air-Cooled Condensing Unit, Coil with Blower | 4TTR5048E1 |  | 4TXCC044BC3 | 12 | 14.5 | Yes | Yes | 2011-02-28 |  | 0
FALSE | 4TTR6048B1 | 3695 | 4182923 | AMERICAN STANDARD, INC. | 4A7A5048E1 | AC | Split System: Air-Cooled Condensing Unit, Coil with Blower | 4TTR5048E1 |  | 4TXCC049BC3 | 12 | 14.5 | Yes | Yes | 2011-02-28 |  | 0
FALSE | 4TTR6048B1 | 3695 | 4182924 | AMERICAN STANDARD, INC. | 4A7A5048E1 | AC | Split System: Air-Cooled Condensing Unit, Coil with Blower | 4TTR5048E1 |  | 4TXCC060BC3 | 12 | 14.5 | Yes | Yes | 2011-02-28 |  | 0
FALSE | 4TTR6048B1 | 3695 | 4182925 | AMERICAN STANDARD, INC. | 4A7A5048E1 | AC | Split System: Air-Cooled Condensing Unit, Coil with Blower | 4TTR5048E1 |  | 4TXCD050BC3 | 12 | 14.5 | Yes | Yes | 2011-02-28 |  | 0
FALSE | 4A7A7048A1 | 288 | 4183187 | TRANE | 4TTX6048E1 | AC | Split System: Air-Cooled Condensing Unit, Coil with Blower | 4A7A6048E1 |  | 4TXAD050BC3 | 12 | 16 | Yes | Yes | 2011-03-16 |  | 0
FALSE | 4A7A7048A1 | 288 | 4183188 | TRANE | 4TTX6048E1 | AC | Split System: Air-Cooled Condensing Unit, Coil with Blower | 4A7A6048E1 |  | 4TXAD061BC3 | 12.5 | 16 | Yes | Yes | 2011-03-16 |  | 1
FALSE | 4A7A7048A1 | 288 | 4183189 | TRANE | 4TTX6048E1 | AC | Split System: Air-Cooled Condensing Unit, Coil with Blower | 4A7A6048E1 |  | 4TXAD064BC3 | 12.5 | 16 | Yes | Yes | 2011-03-16 |  | 1
FALSE | 4A7A7048A1 | 288 | 4183190 | TRANE | 4TTX6048E1 | AC | Split System: Air-Cooled Condensing Unit, Coil with Blower | 4A7A6048E1 |  | 4TXCD009CC3 | 12.5 | 16 | Yes | Yes | 2011-03-16 |  | 1
FALSE | 4A7A7048A1 | 288 | 4183191 | TRANE | 4TTX6048E1 | AC | Split System: Air-Cooled Condensing Unit, Coil with Blower | 4A7A6048E1 |  | 4TXCD010CC3 | 12.5 | 16 | Yes | Yes | 2011-03-16 |  | 1
FALSE | 4A7A7048A1 | 288 | 4183192 | TRANE | 4TTX6048E1 | AC | Split System: Air-Cooled Condensing Unit, Coil with Blower | 4A7A6048E1 |  | 4TXCD050BC3 | 12 | 16 | Yes | Yes | 2011-03-16 |  | 0
FALSE | 4A7A7048A1 | 288 | 4183193 | TRANE | 4TTX6048E1 | AC | Split System: Air-Cooled Condensing Unit, Coil with Blower | 4A7A6048E1 |  | 4TXCD061BC3 | 12.5 | 16 | Yes | Yes | 2011-03-16 |  | 1
FALSE | 4A7A7048A1 | 288 | 4183194 | TRANE | 4TTX6048E1 | AC | Split System: Air-Cooled Condensing Unit, Coil with Blower | 4A7A6048E1 |  | 4TXCD063BC3 | 13 | 17 | Yes | Yes | 2011-03-16 |  | 2
FALSE | 4A7A7048A1 | 288 | 4183195 | TRANE | 4TTX6048E1 | AC | Split System: Air-Cooled Condensing Unit, Coil with Blower | 4A7A6048E1 |  | 4TXCD064BC3 | 12.5 | 16 | Yes | Yes | 2011-03-16 |  | 1
FALSE | 4A7A7048A1 | 288 | 4183196 | TRANE | 4TTX6048E1 | AC | Split System: Air-Cooled Condensing Unit, Coil with Blower | 4A7A6048E1 |  | 4TXFH054CC3 | 12.5 | 16 | Yes | Yes | 2011-03-16 |  | 1
FALSE | 4A7A7048A1 | 288 | 4183197 | TRANE | 4TTX6048E1 | AC | Split System: Air-Cooled Condensing Unit, Coil with Blower | 4A7A6048E1 |  | 4TXFH063CZ3 | 12.5 | 17 | Yes | Yes | 2011-03-16 |  | 1
FALSE | 4A7A7060A1 | 289 | 4183198 | TRANE | 4TTX6060E1 | AC | Split System: Air-Cooled Condensing Unit, Coil with Blower | 4A7A6060E1 |  | 4TXAC060BC3 | 12 | 15 | Yes | Yes | 2011-03-16 |  | 0
FALSE | 4A7A7060A1 | 289 | 4183199 | TRANE | 4TTX6060E1 | AC | Split System: Air-Cooled Condensing Unit, Coil with Blower | 4A7A6060E1 |  | 4TXAD061BC3 | 12 | 15 | Yes | Yes | 2011-03-16 |  | 0
FALSE | 4A7A7060A1 | 289 | 4183200 | TRANE | 4TTX6060E1 | AC | Split System: Air-Cooled Condensing Unit, Coil with Blower | 4A7A6060E1 |  | 4TXAD064BC3 | 12 | 15.5 | Yes | Yes | 2011-03-16 |  | 0
FALSE | 4A7A7060A1 | 289 | 4183201 | TRANE | 4TTX6060E1 | AC | Split System: Air-Cooled Condensing Unit, Coil with Blower | 4A7A6060E1 |  | 4TXCC060BC3 | 12 | 15 | Yes | Yes | 2011-03-16 |  | 0
FALSE | 4A7A7060A1 | 289 | 4183202 | TRANE | 4TTX6060E1 | AC | Split System: Air-Cooled Condensing Unit, Coil with Blower | 4A7A6060E1 |  | 4TXCD061BC3 | 12 | 15 | Yes | Yes | 2011-03-16 |  | 0
FALSE | 4A7A7060A1 | 289 | 4183203 | TRANE | 4TTX6060E1 | AC | Split System: Air-Cooled Condensing Unit, Coil with Blower | 4A7A6060E1 |  | 4TXCD063BC3 | 12 | 16 | Yes | Yes | 2011-03-16 |  | 0
FALSE | 4TTR6030B1 | 3522 | 4183611 | TRANE | 4TTR5030E1 | AC | Split System: Air-Cooled Condensing Unit, Coil with Blower | 4TTR5030E1 |  | 4CXCC037CC3 | 12.5 | 15.5 | Yes | Yes | 2011-01-21 |  | 1
FALSE | 4TTR6036B1 | 3674 | 4183635 | TRANE | 4TTR5036E1 | AC | Split System: Air-Cooled Condensing Unit, Coil with Blower | 4TTR5036E1 |  | 4TXCB004CC3 | 13 | 15 | Yes | Yes | 2011-01-21 |  | 1
FALSE | 4TTR6036B1 | 3674 | 4183636 | TRANE | 4TTR5036E1 | AC | Split System: Air-Cooled Condensing Unit, Coil with Blower | 4TTR5036E1 |  | 4TXCC037BC3 | 13 | 15 | Yes | Yes | 2011-01-21 |  | 1
FALSE | 4TTR6036B1 | 3674 | 4183637 | TRANE | 4TTR5036E1 | AC | Split System: Air-Cooled Condensing Unit, Coil with Blower | 4TTR5036E1 |  | 4TXCC043BC3 | 13 | 15 | Yes | Yes | 2011-01-21 |  | 1
FALSE | 4TTR6036B1 | 3674 | 4183638 | TRANE | 4TTR5036E1 | AC | Split System: Air-Cooled Condensing Unit, Coil with Blower | 4TTR5036E1 |  | 4TXCC044BC3 | 13 | 15.5 | Yes | Yes | 2011-01-21 |  | 1
FALSE | 4TTR6036B1 | 3674 | 4183639 | TRANE | 4TTR5036E1 | AC | Split System: Air-Cooled Condensing Unit, Coil with Blower | 4TTR5036E1 |  | 4TXCC049BC3 | 13 | 15.5 | Yes | Yes | 2011-01-21 |  | 1
FALSE | 4TTR6036B1 | 3674 | 4183640 | TRANE | 4TTR5036E1 | AC | Split System: Air-Cooled Condensing Unit, Coil with Blower | 4TTR5036E1 |  | 4TXCC060BC3 | 13 | 15.75 | Yes | Yes | 2011-01-21 |  | 1
FALSE | 4TTR6036B1 | 3674 | 4183641 | TRANE | 4TTR5036E1 | AC | Split System: Air-Cooled Condensing Unit, Coil with Blower | 4TTR5036E1 |  | 4TXCD050BC3 | 13 | 15.5 | Yes | Yes | 2011-01-21 |  | 1
FALSE | 4TTR6036B1 | 3674 | 4183642 | TRANE | 4TTR5036E1 | AC | Split System: Air-Cooled Condensing Unit, Coil with Blower | 4TTR5036E1 |  | 4TXCD061BC3 | 13 | 16 | Yes | Yes | 2011-01-21 |  | 2
FALSE | 4TTR6036B1 | 3674 | 4183643 | TRANE | 4TTR5036E1 | AC | Split System: Air-Cooled Condensing Unit, Coil with Blower | 4TTR5036E1 |  | 4TXCD064BC3 | 13 | 15.5 | Yes | Yes | 2011-01-21 |  | 1
FALSE | 4TTR6036B1 | 3674 | 4183650 | TRANE | 4TTR5036E1 | AC | Split System: Air-Cooled Condensing Unit, Coil with Blower | 4TTR5036E1 |  | 4TXFH063CZ3 | 13 | 16 | Yes | Yes | 2011-01-21 |  | 2
FALSE | 4TTR6042B1 | 3680 | 4183651 | TRANE | 4TTR5042E1 | AC | Split System: Air-Cooled Condensing Unit, Coil with Blower | 4TTR5042E1 |  | 4CXCC037CC3 | 12.5 | 15 | Yes | Yes | 2011-01-21 |  | 1
FALSE | 4TTR6042B1 | 3680 | 4183652 | TRANE | 4TTR5042E1 | AC | Split System: Air-Cooled Condensing Unit, Coil with Blower | 4TTR5042E1 |  | 4CXCC043CC3 | 12.5 | 15 | Yes | Yes | 2011-01-21 |  | 1
FALSE | 4TTR6042B1 | 3680 | 4183653 | TRANE | 4TTR5042E1 | AC | Split System: Air-Cooled Condensing Unit, Coil with Blower | 4TTR5042E1 |  | 4CXCC049CC3 | 13 | 15 | Yes | Yes | 2011-01-21 |  | 1
FALSE | 4TTR6042B1 | 3680 | 4183654 | TRANE | 4TTR5042E1 | AC | Split System: Air-Cooled Condensing Unit, Coil with Blower | 4TTR5042E1 |  | 4TXAC037BC3 | 12.5 | 15 | Yes | Yes | 2011-01-21 |  | 1
FALSE | 4TTR6042B1 | 3680 | 4183655 | TRANE | 4TTR5042E1 | AC | Split System: Air-Cooled Condensing Unit, Coil with Blower | 4TTR5042E1 |  | 4TXAC043BC3 | 12.5 | 15 | Yes | Yes | 2011-01-21 |  | 1
FALSE | 4TTR6042B1 | 3680 | 4183656 | TRANE | 4TTR5042E1 | AC | Split System: Air-Cooled Condensing Unit, Coil with Blower | 4TTR5042E1 |  | 4TXAC044BC3 | 13 | 15 | Yes | Yes | 2011-01-21 |  | 1
FALSE | 4TTR6042B1 | 3680 | 4183657 | TRANE | 4TTR5042E1 | AC | Split System: Air-Cooled Condensing Unit, Coil with Blower | 4TTR5042E1 |  | 4TXAC049BC3 | 13 | 15 | Yes | Yes | 2011-01-21 |  | 1
FALSE | 4TTR6042B1 | 3680 | 4183658 | TRANE | 4TTR5042E1 | AC | Split System: Air-Cooled Condensing Unit, Coil with Blower | 4TTR5042E1 |  | 4TXAD050BC3 | 13 | 15 | Yes | Yes | 2011-01-21 |  | 1
FALSE | 4TTR6042B1 | 3680 | 4183659 | TRANE | 4TTR5042E1 | AC | Split System: Air-Cooled Condensing Unit, Coil with Blower | 4TTR5042E1 |  | 4TXCC037BC3 | 12.5 | 15 | Yes | Yes | 2011-01-21 |  | 1
FALSE | 4TTR6042B1 | 3680 | 4183660 | TRANE | 4TTR5042E1 | AC | Split System: Air-Cooled Condensing Unit, Coil with Blower | 4TTR5042E1 |  | 4TXCC043BC3 | 12.5 | 15 | Yes | Yes | 2011-01-21 |  | 1
FALSE | 4TTR6042B1 | 3680 | 4183661 | TRANE | 4TTR5042E1 | AC | Split System: Air-Cooled Condensing Unit, Coil with Blower | 4TTR5042E1 |  | 4TXCC044BC3 | 13 | 15 | Yes | Yes | 2011-01-21 |  | 1
FALSE | 4TTR6042B1 | 3680 | 4183662 | TRANE | 4TTR5042E1 | AC | Split System: Air-Cooled Condensing Unit, Coil with Blower | 4TTR5042E1 |  | 4TXCC049BC3 | 13 | 15 | Yes | Yes | 2011-01-21 |  | 1
FALSE | 4TTR6049B1 | 3692 | 4183690 | TRANE | 4TTR5049E1 | AC | Split System: Air-Cooled Condensing Unit, Coil with Blower | 4TTR5049E1 |  | 4TXCD009CC3 | 13 | 15.5 | Yes | Yes | 2011-01-21 |  | 1
FALSE | 4TTR6049B1 | 3692 | 4183691 | TRANE | 4TTR5049E1 | AC | Split System: Air-Cooled Condensing Unit, Coil with Blower | 4TTR5049E1 |  | 4TXCD010CC3 | 13 | 15.5 | Yes | Yes | 2011-01-21 |  | 1
FALSE | 4TTR6049B1 | 3692 | 4183692 | TRANE | 4TTR5049E1 | AC | Split System: Air-Cooled Condensing Unit, Coil with Blower | 4TTR5049E1 |  | 4TXCD050BC3 | 13 | 15.5 | Yes | Yes | 2011-01-21 |  | 1
FALSE | 4TTR6049B1 | 3692 | 4183693 | TRANE | 4TTR5049E1 | AC | Split System: Air-Cooled Condensing Unit, Coil with Blower | 4TTR5049E1 |  | 4TXCD061BC3 | 13 | 16 | Yes | Yes | 2011-01-21 |  | 2
FALSE | 4TTR6049B1 | 3692 | 4183694 | TRANE | 4TTR5049E1 | AC | Split System: Air-Cooled Condensing Unit, Coil with Blower | 4TTR5049E1 |  | 4TXCD063BC3 | 13 | 16 | Yes | Yes | 2011-01-21 |  | 2
FALSE | 4TTR6049B1 | 3692 | 4183695 | TRANE | 4TTR5049E1 | AC | Split System: Air-Cooled Condensing Unit, Coil with Blower | 4TTR5049E1 |  | 4TXCD064BC3 | 13 | 15.5 | Yes | Yes | 2011-01-21 |  | 1
FALSE | 4TTR6049B1 | 3692 | 4183696 | TRANE | 4TTR5049E1 | AC | Split System: Air-Cooled Condensing Unit, Coil with Blower | 4TTR5049E1 |  | 4TXFH054CC3 | 13 | 15.5 | Yes | Yes | 2011-01-21 |  | 1
FALSE | 4TTR6049B1 | 3692 | 4183697 | TRANE | 4TTR5049E1 | AC | Split System: Air-Cooled Condensing Unit, Coil with Blower | 4TTR5049E1 |  | 4TXFH063CZ3 | 13 | 16 | Yes | Yes | 2011-01-21 |  | 2
FALSE | 4TTX6048H1 | 3702 | 4183715 | TRANE | 4TTX5048A1 | AC | Split System: Air-Cooled Condensing Unit, Coil with Blower | 4TTX5048A1 |  | 4TXAD064BC3 | 12.2 | 15 | Yes | Yes | 2011-01-21 |  | 0
FALSE | 4TTX6048H1 | 3702 | 4183718 | TRANE | 4TTX5048A1 | AC | Split System: Air-Cooled Condensing Unit, Coil with Blower | 4TTX5048A1 |  | 4TXCD064BC3 | 12.2 | 15 | Yes | Yes | 2011-01-21 |  | 0
FALSE | 4TTX6049H1 | 3690 | 4183721 | TRANE | 4TTX5049E1 | AC | Split System: Air-Cooled Condensing Unit, Coil with Blower | 4TTX5049E1 |  | 4TXAD050BC3 | 13 | 15.5 | Yes | Yes | 2011-01-21 |  | 1
FALSE | 4TTX6049H1 | 3690 | 4183722 | TRANE | 4TTX5049E1 | AC | Split System: Air-Cooled Condensing Unit, Coil with Blower | 4TTX5049E1 |  | 4TXAD061BC3 | 13 | 16 | Yes | Yes | 2011-01-21 |  | 2
FALSE | 4TTX6049H1 | 3690 | 4183723 | TRANE | 4TTX5049E1 | AC | Split System: Air-Cooled Condensing Unit, Coil with Blower | 4TTX5049E1 |  | 4TXAD064BC3 | 13 | 15.5 | Yes | Yes | 2011-01-21 |  | 1
FALSE | 4TTX6049H1 | 3690 | 4183724 | TRANE | 4TTX5049E1 | AC | Split System: Air-Cooled Condensing Unit, Coil with Blower | 4TTX5049E1 |  | 4TXCD009CC3 | 13 | 15.5 | Yes | Yes | 2011-01-21 |  | 1
FALSE | 4TTR6036B1 | 3674 | 4184318 | AMERICAN STANDARD, INC. | 4A7A5036E1 | AC | Split System: Air-Cooled Condensing Unit, Coil with Blower | 4TTR5036E1 |  | 4CXCC049CC3 | 13 | 15.5 | Yes | Yes | 2011-02-28 |  | 1
FALSE | 4TTR6036B1 | 3674 | 4184319 | AMERICAN STANDARD, INC. | 4A7A5036E1 | AC | Split System: Air-Cooled Condensing Unit, Coil with Blower | 4TTR5036E1 |  | 4CXCD061CC3 | 13 | 16 | Yes | Yes | 2011-02-28 |  | 2
FALSE | 4TTR6036B1 | 3674 | 4184320 | AMERICAN STANDARD, INC. | 4A7A5036E1 | AC | Split System: Air-Cooled Condensing Unit, Coil with Blower | 4TTR5036E1 |  | 4TXAC037BC3 | 13 | 15 | Yes | Yes | 2011-02-28 |  | 1
FALSE | 4TTR6036B1 | 3674 | 4184321 | AMERICAN STANDARD, INC. | 4A7A5036E1 | AC | Split System: Air-Cooled Condensing Unit, Coil with Blower | 4TTR5036E1 |  | 4TXAC043BC3 | 13 | 15 | Yes | Yes | 2011-02-28 |  | 1
FALSE | 4TTR6036B1 | 3674 | 4184322 | AMERICAN STANDARD, INC. | 4A7A5036E1 | AC | Split System: Air-Cooled Condensing Unit, Coil with Blower | 4TTR5036E1 |  | 4TXAC044BC3 | 13 | 15.5 | Yes | Yes | 2011-02-28 |  | 1
FALSE | 4TTR6036B1 | 3674 | 4184323 | AMERICAN STANDARD, INC. | 4A7A5036E1 | AC | Split System: Air-Cooled Condensing Unit, Coil with Blower | 4TTR5036E1 |  | 4TXAC049BC3 | 13 | 15.5 | Yes | Yes | 2011-02-28 |  | 1
FALSE | 4TTR6036B1 | 3674 | 4184324 | AMERICAN STANDARD, INC. | 4A7A5036E1 | AC | Split System: Air-Cooled Condensing Unit, Coil with Blower | 4TTR5036E1 |  | 4TXAC060BC3 | 13 | 15.75 | Yes | Yes | 2011-02-28 |  | 1
FALSE | 4TTR6036B1 | 3674 | 4184325 | AMERICAN STANDARD, INC. | 4A7A5036E1 | AC | Split System: Air-Cooled Condensing Unit, Coil with Blower | 4TTR5036E1 |  | 4TXAD050BC3 | 13 | 15.5 | Yes | Yes | 2011-02-28 |  | 1
FALSE | 4TTR6036B1 | 3674 | 4184326 | AMERICAN STANDARD, INC. | 4A7A5036E1 | AC | Split System: Air-Cooled Condensing Unit, Coil with Blower | 4TTR5036E1 |  | 4TXAD061BC3 | 13 | 16 | Yes | Yes | 2011-02-28 |  | 2
FALSE | 4TTR6036B1 | 3674 | 4184327 | AMERICAN STANDARD, INC. | 4A7A5036E1 | AC | Split System: Air-Cooled Condensing Unit, Coil with Blower | 4TTR5036E1 |  | 4TXAD064BC3 | 13 | 15.5 | Yes | Yes | 2011-02-28 |  | 1
FALSE | 4TTR6036B1 | 3674 | 4184328 | AMERICAN STANDARD, INC. | 4A7A5036E1 | AC | Split System: Air-Cooled Condensing Unit, Coil with Blower | 4TTR5036E1 |  | 4TXCB004CC3 | 13 | 15 | Yes | Yes | 2011-02-28 |  | 1
FALSE | 4TTR6036B1 | 3674 | 4184329 | AMERICAN STANDARD, INC. | 4A7A5036E1 | AC | Split System: Air-Cooled Condensing Unit, Coil with Blower | 4TTR5036E1 |  | 4TXCC037BC3 | 13 | 15 | Yes | Yes | 2011-02-28 |  | 1
FALSE | 4TTR6036B1 | 3674 | 4184330 | AMERICAN STANDARD, INC. | 4A7A5036E1 | AC | Split System: Air-Cooled Condensing Unit, Coil with Blower | 4TTR5036E1 |  | 4TXCC043BC3 | 13 | 15 | Yes | Yes | 2011-02-28 |  | 1
FALSE | 4TTR6036B1 | 3674 | 4184331 | AMERICAN STANDARD, INC. | 4A7A5036E1 | AC | Split System: Air-Cooled Condensing Unit, Coil with Blower | 4TTR5036E1 |  | 4TXCC044BC3 | 13 | 15.5 | Yes | Yes | 2011-02-28 |  | 1
FALSE | 4TTR6036B1 | 3674 | 4184332 | AMERICAN STANDARD, INC. | 4A7A5036E1 | AC | Split System: Air-Cooled Condensing Unit, Coil with Blower | 4TTR5036E1 |  | 4TXCC049BC3 | 13 | 15.5 | Yes | Yes | 2011-02-28 |  | 1
FALSE | 4TTR6036B1 | 3674 | 4184333 | AMERICAN STANDARD, INC. | 4A7A5036E1 | AC | Split System: Air-Cooled Condensing Unit, Coil with Blower | 4TTR5036E1 |  | 4TXCC060BC3 | 13 | 15.75 | Yes | Yes | 2011-02-28 |  | 1
FALSE | 4TTR6036B1 | 3674 | 4184334 | AMERICAN STANDARD, INC. | 4A7A5036E1 | AC | Split System: Air-Cooled Condensing Unit, Coil with Blower | 4TTR5036E1 |  | 4TXCD050BC3 | 13 | 15.5 | Yes | Yes | 2011-02-28 |  | 1
FALSE | 4TTR6036B1 | 3674 | 4184335 | AMERICAN STANDARD, INC. | 4A7A5036E1 | AC | Split System: Air-Cooled Condensing Unit, Coil with Blower | 4TTR5036E1 |  | 4TXCD061BC3 | 13 | 16 | Yes | Yes | 2011-02-28 |  | 2
FALSE | 4TTR6030B1 | 3522 | 4184304 | AMERICAN STANDARD, INC. | 4A7A5030E1 | AC | Split System: Air-Cooled Condensing Unit, Coil with Blower | 4TTR5030E1 |  | 4CXCC037CC3 | 12.5 | 15.5 | Yes | Yes | 2011-02-28 |  | 1
FALSE | 4TTR6030B1 | 3522 | 4184305 | AMERICAN STANDARD, INC. | 4A7A5030E1 | AC | Split System: Air-Cooled Condensing Unit, Coil with Blower | 4TTR5030E1 |  | 4CXCC043CC3 | 12.5 | 15.5 | Yes | Yes | 2011-02-28 |  | 1
FALSE | 4TTR6030B1 | 3522 | 4184306 | AMERICAN STANDARD, INC. | 4A7A5030E1 | AC | Split System: Air-Cooled Condensing Unit, Coil with Blower | 4TTR5030E1 |  | 4TXAC037BC3 | 12.5 | 15.5 | Yes | Yes | 2011-02-28 |  | 1
FALSE | 4TTR6030B1 | 3522 | 4184307 | AMERICAN STANDARD, INC. | 4A7A5030E1 | AC | Split System: Air-Cooled Condensing Unit, Coil with Blower | 4TTR5030E1 |  | 4TXAC043BC3 | 12.5 | 15.5 | Yes | Yes | 2011-02-28 |  | 1
FALSE | 4TTR6030B1 | 3522 | 4184308 | AMERICAN STANDARD, INC. | 4A7A5030E1 | AC | Split System: Air-Cooled Condensing Unit, Coil with Blower | 4TTR5030E1 |  | 4TXAC044BC3 | 13 | 16 | Yes | Yes | 2011-02-28 |  | 2
FALSE | 4TTR6030B1 | 3522 | 4184309 | AMERICAN STANDARD, INC. | 4A7A5030E1 | AC | Split System: Air-Cooled Condensing Unit, Coil with Blower | 4TTR5030E1 |  | 4TXCC005CC3 | 13 | 16 | Yes | Yes | 2011-02-28 |  | 2
FALSE | 4TTR6030B1 | 3522 | 4184310 | AMERICAN STANDARD, INC. | 4A7A5030E1 | AC | Split System: Air-Cooled Condensing Unit, Coil with Blower | 4TTR5030E1 |  | 4TXCC037BC3 | 12.5 | 15.5 | Yes | Yes | 2011-02-28 |  | 1
FALSE | 4TTR6030B1 | 3522 | 4184311 | AMERICAN STANDARD, INC. | 4A7A5030E1 | AC | Split System: Air-Cooled Condensing Unit, Coil with Blower | 4TTR5030E1 |  | 4TXCC043BC3 | 12.5 | 15.5 | Yes | Yes | 2011-02-28 |  | 1
FALSE | 4TTR6030B1 | 3522 | 4184312 | AMERICAN STANDARD, INC. | 4A7A5030E1 | AC | Split System: Air-Cooled Condensing Unit, Coil with Blower | 4TTR5030E1 |  | 4TXCC044BC3 | 13 | 16 | Yes | Yes | 2011-02-28 |  | 2
FALSE | 4TTR6036B1 | 3674 | 4184316 | AMERICAN STANDARD, INC. | 4A7A5036E1 | AC | Split System: Air-Cooled Condensing Unit, Coil with Blower | 4TTR5036E1 |  | 4CXCC037CC3 | 13 | 15 | Yes | Yes | 2011-02-28 |  | 1
FALSE | 4TTR6036B1 | 3674 | 4184317 | AMERICAN STANDARD, INC. | 4A7A5036E1 | AC | Split System: Air-Cooled Condensing Unit, Coil with Blower | 4TTR5036E1 |  | 4CXCC043CC3 | 13 | 15 | Yes | Yes | 2011-02-28 |  | 1
FALSE | 4TTR6036B1 | 3674 | 4184336 | AMERICAN STANDARD, INC. | 4A7A5036E1 | AC | Split System: Air-Cooled Condensing Unit, Coil with Blower | 4TTR5036E1 |  | 4TXCD064BC3 | 13 | 15.5 | Yes | Yes | 2011-02-28 |  | 1
FALSE | 4TTR6036B1 | 3674 | 4184343 | AMERICAN STANDARD, INC. | 4A7A5036E1 | AC | Split System: Air-Cooled Condensing Unit, Coil with Blower | 4TTR5036E1 |  | 4TXFH063CZ3 | 13 | 16 | Yes | Yes | 2011-02-28 |  | 2
FALSE | 4TTR6042B1 | 3680 | 4184344 | AMERICAN STANDARD, INC. | 4A7A5042E1 | AC | Split System: Air-Cooled Condensing Unit, Coil with Blower | 4TTR5042E1 |  | 4CXCC037CC3 | 12.5 | 15 | Yes | Yes | 2011-02-28 |  | 1
FALSE | 4TTR6042B1 | 3680 | 4184345 | AMERICAN STANDARD, INC. | 4A7A5042E1 | AC | Split System: Air-Cooled Condensing Unit, Coil with Blower | 4TTR5042E1 |  | 4CXCC043CC3 | 12.5 | 15 | Yes | Yes | 2011-02-28 |  | 1
FALSE | 4TTR6042B1 | 3680 | 4184346 | AMERICAN STANDARD, INC. | 4A7A5042E1 | AC | Split System: Air-Cooled Condensing Unit, Coil with Blower | 4TTR5042E1 |  | 4CXCC049CC3 | 13 | 15 | Yes | Yes | 2011-02-28 |  | 1
FALSE | 4TTR6042B1 | 3680 | 4184347 | AMERICAN STANDARD, INC. | 4A7A5042E1 | AC | Split System: Air-Cooled Condensing Unit, Coil with Blower | 4TTR5042E1 |  | 4TXAC037BC3 | 12.5 | 15 | Yes | Yes | 2011-02-28 |  | 1
FALSE | 4TTR6042B1 | 3680 | 4184348 | AMERICAN STANDARD, INC. | 4A7A5042E1 | AC | Split System: Air-Cooled Condensing Unit, Coil with Blower | 4TTR5042E1 |  | 4TXAC043BC3 | 12.5 | 15 | Yes | Yes | 2011-02-28 |  | 1
FALSE | 4TTR6042B1 | 3680 | 4184349 | AMERICAN STANDARD, INC. | 4A7A5042E1 | AC | Split System: Air-Cooled Condensing Unit, Coil with Blower | 4TTR5042E1 |  | 4TXAC044BC3 | 13 | 15 | Yes | Yes | 2011-02-28 |  | 1
FALSE | 4TTR6042B1 | 3680 | 4184350 | AMERICAN STANDARD, INC. | 4A7A5042E1 | AC | Split System: Air-Cooled Condensing Unit, Coil with Blower | 4TTR5042E1 |  | 4TXAC049BC3 | 13 | 15 | Yes | Yes | 2011-02-28 |  | 1
FALSE | 4TTR6042B1 | 3680 | 4184351 | AMERICAN STANDARD, INC. | 4A7A5042E1 | AC | Split System: Air-Cooled Condensing Unit, Coil with Blower | 4TTR5042E1 |  | 4TXAD050BC3 | 13 | 15 | Yes | Yes | 2011-02-28 |  | 1
FALSE | 4TTR6042B1 | 3680 | 4184352 | AMERICAN STANDARD, INC. | 4A7A5042E1 | AC | Split System: Air-Cooled Condensing Unit, Coil with Blower | 4TTR5042E1 |  | 4TXCC037BC3 | 12.5 | 15 | Yes | Yes | 2011-02-28 |  | 1
FALSE | 4TTR6042B1 | 3680 | 4184353 | AMERICAN STANDARD, INC. | 4A7A5042E1 | AC | Split System: Air-Cooled Condensing Unit, Coil with Blower | 4TTR5042E1 |  | 4TXCC043BC3 | 12.5 | 15 | Yes | Yes | 2011-02-28 |  | 1
FALSE | 4TTR6042B1 | 3680 | 4184354 | AMERICAN STANDARD, INC. | 4A7A5042E1 | AC | Split System: Air-Cooled Condensing Unit, Coil with Blower | 4TTR5042E1 |  | 4TXCC044BC3 | 13 | 15 | Yes | Yes | 2011-02-28 |  | 1
FALSE | 4TTR6042B1 | 3680 | 4184355 | AMERICAN STANDARD, INC. | 4A7A5042E1 | AC | Split System: Air-Cooled Condensing Unit, Coil with Blower | 4TTR5042E1 |  | 4TXCC049BC3 | 13 | 15 | Yes | Yes | 2011-02-28 |  | 1
FALSE | 4TTR6042B1 | 3680 | 4184356 | AMERICAN STANDARD, INC. | 4A7A5042E1 | AC | Split System: Air-Cooled Condensing Unit, Coil with Blower | 4TTR5042E1 |  | 4TXCD050BC3 | 13 | 15 | Yes | Yes | 2011-02-28 |  | 1
FALSE | 4TTR6048B1 | 3695 | 4184360 | AMERICAN STANDARD, INC. | 4A7A5048E1 | AC | Split System: Air-Cooled Condensing Unit, Coil with Blower | 4TTR5048E1 |  | 4CXCC043CC3 | 12 | 14.5 | Yes | Yes | 2011-02-28 |  | 0
FALSE | 4TTR6048B1 | 3695 | 4184361 | AMERICAN STANDARD, INC. | 4A7A5048E1 | AC | Split System: Air-Cooled Condensing Unit, Coil with Blower | 4TTR5048E1 |  | 4CXCC049CC3 | 12 | 14.5 | Yes | Yes | 2011-02-28 |  | 0
FALSE | 4TTR6048B1 | 3695 | 4184362 | AMERICAN STANDARD, INC. | 4A7A5048E1 | AC | Split System: Air-Cooled Condensing Unit, Coil with Blower | 4TTR5048E1 |  | 4CXCD061CC3 | 12.5 | 15 | Yes | Yes | 2011-02-28 |  | 1
FALSE | 4TTR6048B1 | 3695 | 4184363 | AMERICAN STANDARD, INC. | 4A7A5048E1 | AC | Split System: Air-Cooled Condensing Unit, Coil with Blower | 4TTR5048E1 |  | 4TXAC043BC3 | 12 | 14.5 | Yes | Yes | 2011-02-28 |  | 0
FALSE | 4TTR6048B1 | 3695 | 4184364 | AMERICAN STANDARD, INC. | 4A7A5048E1 | AC | Split System: Air-Cooled Condensing Unit, Coil with Blower | 4TTR5048E1 |  | 4TXAC044BC3 | 12 | 14.5 | Yes | Yes | 2011-02-28 |  | 0
FALSE | 4TTR6048B1 | 3695 | 4184365 | AMERICAN STANDARD, INC. | 4A7A5048E1 | AC | Split System: Air-Cooled Condensing Unit, Coil with Blower | 4TTR5048E1 |  | 4TXAC049BC3 | 12 | 14.5 | Yes | Yes | 2011-02-28 |  | 0
FALSE | 4TTR6048B1 | 3695 | 4184366 | AMERICAN STANDARD, INC. | 4A7A5048E1 | AC | Split System: Air-Cooled Condensing Unit, Coil with Blower | 4TTR5048E1 |  | 4TXAC060BC3 | 12 | 14.5 | Yes | Yes | 2011-02-28 |  | 0
FALSE | 4A7A7048A1 | 288 | 4184670 | AMERICAN STANDARD, INC. | 4A7A6048E1 | AC | Split System: Air-Cooled Condensing Unit, Coil with Blower | 4A7A6048E1 |  | 4TXAD061BC3 | 12.5 | 16 | Yes | Yes | 2011-01-21 |  | 1
FALSE | 4A7A7048A1 | 288 | 4184671 | AMERICAN STANDARD, INC. | 4A7A6048E1 | AC | Split System: Air-Cooled Condensing Unit, Coil with Blower | 4A7A6048E1 |  | 4TXAD064BC3 | 12.5 | 16 | Yes | Yes | 2011-01-21 |  | 1
FALSE | 4A7A7048A1 | 288 | 4184672 | AMERICAN STANDARD, INC. | 4A7A6048E1 | AC | Split System: Air-Cooled Condensing Unit, Coil with Blower | 4A7A6048E1 |  | 4TXCD009CC3 | 12.5 | 16 | Yes | Yes | 2011-01-21 |  | 1
FALSE | 4A7A7048A1 | 288 | 4184673 | AMERICAN STANDARD, INC. | 4A7A6048E1 | AC | Split System: Air-Cooled Condensing Unit, Coil with Blower | 4A7A6048E1 |  | 4TXCD010CC3 | 12 | 16 | Yes | Yes | 2011-01-21 |  | 0
FALSE | 4A7A7048A1 | 288 | 4184674 | AMERICAN STANDARD, INC. | 4A7A6048E1 | AC | Split System: Air-Cooled Condensing Unit, Coil with Blower | 4A7A6048E1 |  | 4TXCD050BC3 | 12 | 16 | Yes | Yes | 2011-01-21 |  | 0
FALSE | 4A7A7048A1 | 288 | 4184675 | AMERICAN STANDARD, INC. | 4A7A6048E1 | AC | Split System: Air-Cooled Condensing Unit, Coil with Blower | 4A7A6048E1 |  | 4TXCD061BC3 | 12.5 | 16 | Yes | Yes | 2011-01-21 |  | 1
FALSE | 4A7A7048A1 | 288 | 4184676 | AMERICAN STANDARD, INC. | 4A7A6048E1 | AC | Split System: Air-Cooled Condensing Unit, Coil with Blower | 4A7A6048E1 |  | 4TXCD063BC3 | 13 | 17 | Yes | Yes | 2011-01-21 |  | 2
FALSE | 4A7A7048A1 | 288 | 4184677 | AMERICAN STANDARD, INC. | 4A7A6048E1 | AC | Split System: Air-Cooled Condensing Unit, Coil with Blower | 4A7A6048E1 |  | 4TXCD064BC3 | 12.5 | 16 | Yes | Yes | 2011-01-21 |  | 1
FALSE | 4A7A7048A1 | 288 | 4184678 | AMERICAN STANDARD, INC. | 4A7A6048E1 | AC | Split System: Air-Cooled Condensing Unit, Coil with Blower | 4A7A6048E1 |  | 4TXFH054CC3 | 12.5 | 16 | Yes | Yes | 2011-01-21 |  | 1
FALSE | 4A7A7048A1 | 288 | 4184679 | AMERICAN STANDARD, INC. | 4A7A6048E1 | AC | Split System: Air-Cooled Condensing Unit, Coil with Blower | 4A7A6048E1 |  | 4TXFH063CZ3 | 13 | 17 | Yes | Yes | 2011-01-21 |  | 2
FALSE | 4A7A7060A1 | 289 | 4184680 | AMERICAN STANDARD, INC. | 4A7A6060E1 | AC | Split System: Air-Cooled Condensing Unit, Coil with Blower | 4A7A6060E1 |  | 4TXAC060BC3 | 12 | 15 | Yes | Yes | 2011-01-21 |  | 0
FALSE | 4A7A7060A1 | 289 | 4184681 | AMERICAN STANDARD, INC. | 4A7A6060E1 | AC | Split System: Air-Cooled Condensing Unit, Coil with Blower | 4A7A6060E1 |  | 4TXAD061BC3 | 12 | 15 | Yes | Yes | 2011-01-21 |  | 0
FALSE | 4A7A7060A1 | 289 | 4184682 | AMERICAN STANDARD, INC. | 4A7A6060E1 | AC | Split System: Air-Cooled Condensing Unit, Coil with Blower | 4A7A6060E1 |  | 4TXAD064BC3 | 12 | 15.5 | Yes | Yes | 2011-01-21 |  | 0
FALSE | 4A7A7060A1 | 289 | 4184683 | AMERICAN STANDARD, INC. | 4A7A6060E1 | AC | Split System: Air-Cooled Condensing Unit, Coil with Blower | 4A7A6060E1 |  | 4TXCC060BC3 | 12 | 15 | Yes | Yes | 2011-01-21 |  | 0
FALSE | 4A7A7060A1 | 289 | 4184684 | AMERICAN STANDARD, INC. | 4A7A6060E1 | AC | Split System: Air-Cooled Condensing Unit, Coil with Blower | 4A7A6060E1 |  | 4TXCD061BC3 | 12 | 15 | Yes | Yes | 2011-01-21 |  | 0
FALSE | 4A7A7060A1 | 289 | 4184685 | AMERICAN STANDARD, INC. | 4A7A6060E1 | AC | Split System: Air-Cooled Condensing Unit, Coil with Blower | 4A7A6060E1 |  | 4TXCD063BC3 | 13 | 16 | Yes | Yes | 2011-01-21 |  | 2
FALSE | 4A7A7060A1 | 289 | 4184686 | AMERICAN STANDARD, INC. | 4A7A6060E1 | AC | Split System: Air-Cooled Condensing Unit, Coil with Blower | 4A7A6060E1 |  | 4TXCD064BC3 | 12 | 15.5 | Yes | Yes | 2011-01-21 |  | 0
FALSE | 4A7A7060A1 | 289 | 4184687 | AMERICAN STANDARD, INC. | 4A7A6060E1 | AC | Split System: Air-Cooled Condensing Unit, Coil with Blower | 4A7A6060E1 |  | 4TXFH054CC3 | 12 | 15.5 | Yes | Yes | 2011-01-21 |  | 0
FALSE | 4A7A7060A1 | 289 | 4184688 | AMERICAN STANDARD, INC. | 4A7A6060E1 | AC | Split System: Air-Cooled Condensing Unit, Coil with Blower | 4A7A6060E1 |  | 4TXFH063CZ3 | 12 | 16 | Yes | Yes | 2011-01-21 |  | 0
FALSE | 4TTR6042B1 | 3680 | 4184825 | TRANE | 4TTR5042E1 | AC | Split System: Air-Cooled Condensing Unit, Coil with Blower | 4TTR5042E1 |  | 4TEE3F49C1 | 13 | 15.5 | Yes | Yes | 2011-01-21 |  | 1
FALSE | 4TTR6042B1 | 3680 | 4184827 | AMERICAN STANDARD, INC. | 4A7A5042E1 | AC | Split System: Air-Cooled Condensing Unit, Coil with Blower | 4TTR5042E1 |  | 4TEE3F49C1 | 13 | 15.5 | Yes | Yes | 2011-02-28 |  | 1
FALSE | XC17-048-230-** | 2300 | 4185176 | LENNOX INDUSTRIES, INC. | XC17-048-230* | AC | Split System: Air-Cooled Condensing Unit, Coil with Blower | XC17-048-230* |  | CR33-50/60+TDR+TXV | 12.5 | 15 | Yes | Yes | 2011-01-21 |  | 1
FALSE | XC17-036-230-** | 2261 | 4185186 | LENNOX INDUSTRIES, INC. | XC17-036-230* | AC | Split System: Air-Cooled Condensing Unit, Coil with Blower | XC17-036-230* |  | CR33-30/36+TDR+TXV | 13.2 | 15.7 | Yes | Yes | 2011-01-21 |  | 1
FALSE | XC17-036-230-** | 2261 | 4185187 | LENNOX INDUSTRIES, INC. | XC17-036-230* | AC | Split System: Air-Cooled Condensing Unit, Coil with Blower | XC17-036-230* |  | CR33-30/36+TDR+TXV | 13.5 | 16 | Yes | Yes | 2011-01-21 |  | 2
FALSE | XC17-036-230-** | 2261 | 4185188 | LENNOX INDUSTRIES, INC. | XC17-036-230* | AC | Split System: Air-Cooled Condensing Unit, Coil with Blower | XC17-036-230* |  | CR33-30/36+TDR+TXV | 13.5 | 15.7 | Yes | Yes | 2011-01-21 |  | 1
FALSE | XC17-036-230-** | 2261 | 4185189 | LENNOX INDUSTRIES, INC. | XC17-036-230* | AC | Split System: Air-Cooled Condensing Unit, Coil with Blower | XC17-036-230* |  | CR33-30/36+TDR+TXV | 13.2 | 15.7 | Yes | Yes | 2011-01-21 |  | 1
FALSE | XC17-036-230-** | 2261 | 4185190 | LENNOX INDUSTRIES, INC. | XC17-036-230* | AC | Split System: Air-Cooled Condensing Unit, Coil with Blower | XC17-036-230* |  | CR33-30/36+TDR+TXV | 13.2 | 15.7 | Yes | Yes | 2011-01-21 |  | 1
FALSE | XC17-036-230-** | 2261 | 4185191 | LENNOX INDUSTRIES, INC. | XC17-036-230* | AC | Split System: Air-Cooled Condensing Unit, Coil with Blower | XC17-036-230* |  | CR33-48+TDR+TXV | 13.5 | 16 | Yes | Yes | 2011-01-21 |  | 2
FALSE | XC17-036-230-** | 2261 | 4185192 | LENNOX INDUSTRIES, INC. | XC17-036-230* | AC | Split System: Air-Cooled Condensing Unit, Coil with Blower | XC17-036-230* |  | CR33-48+TDR+TXV | 13.5 | 16 | Yes | Yes | 2011-01-21 |  | 2
FALSE | XC17-036-230-** | 2261 | 4185193 | LENNOX INDUSTRIES, INC. | XC17-036-230* | AC | Split System: Air-Cooled Condensing Unit, Coil with Blower | XC17-036-230* |  | CR33-48+TDR+TXV | 13.7 | 16.2 | Yes | Yes | 2011-01-21 |  | 2
FALSE | XC17-036-230-** | 2261 | 4185194 | LENNOX INDUSTRIES, INC. | XC17-036-230* | AC | Split System: Air-Cooled Condensing Unit, Coil with Blower | XC17-036-230* |  | CR33-48+TDR+TXV | 13.7 | 16.2 | Yes | Yes | 2011-01-21 |  | 2
FALSE | 4TTX6018H1 | 3491 | 4196156 | TRANE | 4TTX5018A1 | AC | Split System: Air-Cooled Condensing Unit, Coil with Blower | 4TTX5018A1 |  | 4TXFH033CC3 | 13 | 16 | Yes | Yes | 2011-01-21 |  | 2
FALSE | 4TTX6018H1 | 3491 | 4196162 | AMERICAN STANDARD, INC. | 4A7A5018A1 | AC | Split System: Air-Cooled Condensing Unit, Coil with Blower | 4TTX5018A1 |  | 4TXFH033CC3 | 13 | 16 | Yes | Yes | 2011-02-28 |  | 2
FALSE | 4A7A7048A1 | 288 | 4216007 | TRANE | 4TTX6048E1 | AC | Split System: Air-Cooled Condensing Unit, Coil with Blower | 4A7A6048E1 |  | 4TEE3D40A1 | 13 | 16 | Yes | Yes | 2011-03-16 |  | 2
FALSE | 4A7A7048A1 | 288 | 4216008 | TRANE | 4TTX6048E1 | AC | Split System: Air-Cooled Condensing Unit, Coil with Blower | 4A7A6048E1 |  | 4TEE3D49A1 | 12.5 | 16 | Yes | Yes | 2011-03-16 |  | 1
FALSE | 4A7A7048A1 | 288 | 4216009 | TRANE | 4TTX6048E1 | AC | Split System: Air-Cooled Condensing Unit, Coil with Blower | 4A7A6048E1 |  | 4TEE3D65A1 | 13 | 17 | Yes | Yes | 2011-03-16 |  | 2
FALSE | 4A7A7060A1 | 289 | 4216010 | TRANE | 4TTX6060E1 | AC | Split System: Air-Cooled Condensing Unit, Coil with Blower | 4A7A6060E1 |  | 4TEE3D49A1 | 12 | 15.5 | Yes | Yes | 2011-03-16 |  | 0
FALSE | 4A7A7060A1 | 289 | 4216011 | TRANE | 4TTX6060E1 | AC | Split System: Air-Cooled Condensing Unit, Coil with Blower | 4A7A6060E1 |  | 4TEE3D65A1 | 12 | 16 | Yes | Yes | 2011-03-16 |  | 0
FALSE | XC14-047-230* | 2292 | 4216090 | LENNOX INDUSTRIES, INC. | XC14-047-230* | AC | Split System: Air-Cooled Condensing Unit, Coil Alone | XC14-047-230* |  | CH33-43C+TDR+TXV | 12.2 | 14.5 | Yes | Yes | 2011-01-21 |  | 0
FALSE | XC14-047-230* | 2292 | 4216091 | LENNOX INDUSTRIES, INC. | XC14-047-230* | AC | Split System: Air-Cooled Condensing Unit, Coil Alone | XC14-047-230* |  | CH33-48C+TDR+TXV | 12 | 14.5 | Yes | Yes | 2011-01-21 |  | 0
FALSE | 4TTX6048H1 | 3702 | 4217214 | TRANE | 4TTX5048A1 | AC | Split System: Air-Cooled Condensing Unit, Coil Alone | 4TTX5048A1 |  | 4TXFH054CC3 | 12 | 14.5 | Yes | Yes | 2011-01-21 |  | 0
FALSE | 4TTX6048H1 | 3702 | 4217215 | TRANE | 4TTX5048A1 | AC | Split System: Air-Cooled Condensing Unit, Coil Alone | 4TTX5048A1 |  | 4TXFH063CZ3 | 12 | 15 | Yes | Yes | 2011-01-21 |  | 0
FALSE | 14AJM36 | 38 | 4217919 | RHEEM SALES COMPANY, INC. | 14AJM36 | AC | Split System: Air-Cooled Condensing Unit, Coil with Blower | 14AJM36 |  | RCFL-H*3824 | 13 | 16 | Yes | Yes | 2011-01-21 |  | 2
FALSE | 14AJM36 | 38 | 4217920 | RUUD AIR CONDITIONING DIVISION | 14AJM36 | AC | Split System: Air-Cooled Condensing Unit, Coil with Blower | 14AJM36 |  | RCFL-H*3824 | 13 | 16 | Yes | Yes | 2011-03-08 |  | 2
FALSE | 14AJM36 | 38 | 4217921 | RHEEM SALES COMPANY, INC. | 14AJM36 | AC | Split System: Air-Cooled Condensing Unit, Coil with Blower | 14AJM36 |  | RCFL-H*3824 | 13 | 16 | Yes | Yes | 2011-03-08 |  | 2
FALSE | 14AJM36 | 38 | 4217922 | WEATHERKING AIR CONDITIONING DIVISION | 14AJM36 | AC | Split System: Air-Cooled Condensing Unit, Coil with Blower | 14AJM36 |  | RCFL-H*3824 | 13 | 16 | Yes | Yes | 2011-03-08 |  | 2
FALSE | 14AJM30 | 4513 | 4217923 | RHEEM SALES COMPANY, INC. | 14AJM30 | AC | Split System: Air-Cooled Condensing Unit, Coil with Blower | 14AJM30 |  | RCFL-H*3824 | 13 | 16 | Yes | Yes | 2011-01-21 |  | 2
FALSE | 14AJM30 | 4513 | 4217924 | RUUD AIR CONDITIONING DIVISION | 14AJM30 | AC | Split System: Air-Cooled Condensing Unit, Coil with Blower | 14AJM30 |  | RCFL-H*3824 | 13 | 16 | Yes | Yes | 2011-03-08 |  | 2
FALSE | 14AJM30 | 4513 | 4217925 | RHEEM SALES COMPANY, INC. | 14AJM30 | AC | Split System: Air-Cooled Condensing Unit, Coil with Blower | 14AJM30 |  | RCFL-H*3824 | 13 | 16 | Yes | Yes | 2011-03-08 |  | 2
FALSE | 14AJM30 | 4513 | 4217926 | WEATHERKING AIR CONDITIONING DIVISION | 14AJM30 | AC | Split System: Air-Cooled Condensing Unit, Coil with Blower | 14AJM30 |  | RCFL-H*3824 | 13 | 16 | Yes | Yes | 2011-03-08 |  | 2
FALSE | 14AJM30 | 4513 | 4218611 | RHEEM SALES COMPANY, INC. | 14AJM30 | AC | Split System: Air-Cooled Condensing Unit, Coil with Blower | 14AJM30 |  | RCFL-A*3821 | 13 | 16 | Yes | Yes | 2011-01-21 |  | 2
FALSE | 14AJM30 | 4513 | 4218612 | RHEEM SALES COMPANY, INC. | 14AJM30 | AC | Split System: Air-Cooled Condensing Unit, Coil with Blower | 14AJM30 |  | RCFL-H*3617 | 13 | 15.5 | Yes | Yes | 2011-01-21 |  | 1
FALSE | 14AJM30 | 4513 | 4218613 | RHEEM SALES COMPANY, INC. | 14AJM30 | AC | Split System: Air-Cooled Condensing Unit, Coil with Blower | 14AJM30 |  | RCFL-H*3621 | 13 | 15.5 | Yes | Yes | 2011-01-21 |  | 1
FALSE | 14AJM30 | 4513 | 4218614 | RHEEM SALES COMPANY, INC. | 14AJM30 | AC | Split System: Air-Cooled Condensing Unit, Coil with Blower | 14AJM30 |  | RCFL-H*3821 | 13 | 16 | Yes | Yes | 2011-01-21 |  | 2
FALSE | 14AJM30 | 4513 | 4218615 | RHEEM SALES COMPANY, INC. | 14AJM30 | AC | Split System: Air-Cooled Condensing Unit, Coil with Blower | 14AJM30 |  | RCQD-3621 | 13 | 16 | Yes | Yes | 2011-01-21 |  | 2
FALSE | 14AJM36 | 38 | 4218616 | RHEEM SALES COMPANY, INC. | 14AJM36 | AC | Split System: Air-Cooled Condensing Unit, Coil with Blower | 14AJM36 |  | RCFL-A*3617 | 12.5 | 15.1 | Yes | Yes | 2011-01-21 |  | 1
FALSE | 14AJM36 | 38 | 4218617 | RHEEM SALES COMPANY, INC. | 14AJM36 | AC | Split System: Air-Cooled Condensing Unit, Coil with Blower | 14AJM36 |  | RCFL-A*3621 | 12.5 | 15.1 | Yes | Yes | 2011-01-21 |  | 1
FALSE | 14AJM36 | 38 | 4218618 | RHEEM SALES COMPANY, INC. | 14AJM36 | AC | Split System: Air-Cooled Condensing Unit, Coil with Blower | 14AJM36 |  | RCFL-A*3821 | 13 | 15.5 | Yes | Yes | 2011-01-21 |  | 1
FALSE | 14AJM36 | 38 | 4218619 | RHEEM SALES COMPANY, INC. | 14AJM36 | AC | Split System: Air-Cooled Condensing Unit, Coil with Blower | 14AJM36 |  | RCFL-H*3617 | 12.5 | 15.1 | Yes | Yes | 2011-01-21 |  | 1
FALSE | 14AJM36 | 38 | 4218620 | RHEEM SALES COMPANY, INC. | 14AJM36 | AC | Split System: Air-Cooled Condensing Unit, Coil with Blower | 14AJM36 |  | RCFL-H*3621 | 12.5 | 15.1 | Yes | Yes | 2011-01-21 |  | 1
FALSE | 14AJM36 | 38 | 4218621 | RHEEM SALES COMPANY, INC. | 14AJM36 | AC | Split System: Air-Cooled Condensing Unit, Coil with Blower | 14AJM36 |  | RCFL-H*3821 | 13 | 15.5 | Yes | Yes | 2011-01-21 |  | 1
FALSE | 14AJM36 | 38 | 4218622 | RHEEM SALES COMPANY, INC. | 14AJM36 | AC | Split System: Air-Cooled Condensing Unit, Coil with Blower | 14AJM36 |  | RCQD-3621 | 13 | 15.5 | Yes | Yes | 2011-01-21 |  | 1
FALSE | 14AJM42 | 4530 | 4218623 | RHEEM SALES COMPANY, INC. | 14AJM42 | AC | Split System: Air-Cooled Condensing Unit, Coil with Blower | 14AJM42 |  | RCFL-A*3821 | 12 | 14.5 | Yes | Yes | 2011-01-21 |  | 0
FALSE | 14AJM42 | 4530 | 4218624 | RHEEM SALES COMPANY, INC. | 14AJM42 | AC | Split System: Air-Cooled Condensing Unit, Coil with Blower | 14AJM42 |  | RCFL-A*4821 | 12 | 14.5 | Yes | Yes | 2011-01-21 |  | 0
FALSE | 14AJM42 | 4530 | 4218625 | RHEEM SALES COMPANY, INC. | 14AJM42 | AC | Split System: Air-Cooled Condensing Unit, Coil with Blower | 14AJM42 |  | RCFL-H*3821 | 12 | 14.5 | Yes | Yes | 2011-01-21 |  | 0
FALSE | 14AJM42 | 4530 | 4218626 | RHEEM SALES COMPANY, INC. | 14AJM42 | AC | Split System: Air-Cooled Condensing Unit, Coil with Blower | 14AJM42 |  | RCFL-H*4821 | 12 | 14.5 | Yes | Yes | 2011-01-21 |  | 0
FALSE | 14AJM42 | 4530 | 4218627 | RHEEM SALES COMPANY, INC. | 14AJM42 | AC | Split System: Air-Cooled Condensing Unit, Coil with Blower | 14AJM42 |  | RCQD-4821 | 12 | 14.5 | Yes | Yes | 2011-01-21 |  | 0
FALSE | 14AJM49 | 4536 | 4218628 | RHEEM SALES COMPANY, INC. | 14AJM49 | AC | Split System: Air-Cooled Condensing Unit, Coil with Blower | 14AJM49 |  | RCFL-A*4821 | 12 | 14.5 | Yes | Yes | 2011-01-21 |  | 0
FALSE | 14AJM49 | 4536 | 4218629 | RHEEM SALES COMPANY, INC. | 14AJM49 | AC | Split System: Air-Cooled Condensing Unit, Coil with Blower | 14AJM49 |  | RCFL-H*4821 | 12 | 14.5 | Yes | Yes | 2011-01-21 |  | 0
FALSE | 14AJM49 | 4536 | 4218630 | RHEEM SALES COMPANY, INC. | 14AJM49 | AC | Split System: Air-Cooled Condensing Unit, Coil with Blower | 14AJM49 |  | RCQD-4821 | 12.5 | 15.1 | Yes | Yes | 2011-01-21 |  | 1
FALSE | 4TTR6042B1 | 3680 | 4230698 | TRANE | 4TTR5042E1 | AC | Split System: Air-Cooled Condensing Unit, Coil with Blower | 4TTR5042E1 |  | 4TEE3C06A1 | 13 | 15.5 | Yes | Yes | 2011-01-21 |  | 1
FALSE | 4TTR6042B1 | 3680 | 4230699 | TRANE | 4TTR5042E1 | AC | Split System: Air-Cooled Condensing Unit, Coil with Blower | 4TTR5042E1 |  | 4TEE3C06A1+18-GJ01D | 12.5 | 15 | Yes | Yes | 2011-01-21 |  | 1
FALSE | 4TTR6042B1 | 3680 | 4230700 | AMERICAN STANDARD, INC. | 4A7A5042E1 | AC | Split System: Air-Cooled Condensing Unit, Coil with Blower | 4TTR5042E1 |  | 4TEE3C06A1 | 13 | 15.5 | Yes | Yes | 2011-02-28 |  | 1
FALSE | 4TTR6042B1 | 3680 | 4230701 | AMERICAN STANDARD, INC. | 4A7A5042E1 | AC | Split System: Air-Cooled Condensing Unit, Coil with Blower | 4TTR5042E1 |  | 4TEE3C06A1+18-GJ01D | 12.5 | 15 | Yes | Yes | 2011-02-28 |  | 1
FALSE | TCHD30S44S3 | 3873 | 4233507 | YORK BY JOHNSON CONTROLS | TCHD30S43S3 | AC | Split System: Air-Cooled Condensing Unit, Coil with Blower | TCHD30S43S3 |  | HC36+TXV | 13 | 14.5 | Yes | Yes | 2011-01-21 |  | 0
FALSE | TCHD30S44S3 | 3873 | 4233508 | YORK BY JOHNSON CONTROLS | TCHD30S43S3 | AC | Split System: Air-Cooled Condensing Unit, Coil with Blower | TCHD30S43S3 |  | HC42+TXV | 13.6 | 15.35 | Yes | Yes | 2011-01-21 |  | 1
FALSE | TCHD30S44S3 | 3873 | 4233509 | YORK BY JOHNSON CONTROLS | TCHD30S43S3 | AC | Split System: Air-Cooled Condensing Unit, Coil with Blower | TCHD30S43S3 |  | HC42+TXV | 13.65 | 15.4 | Yes | Yes | 2011-01-21 |  | 1
FALSE | TCHD30S44S3 | 3873 | 4233511 | YORK BY JOHNSON CONTROLS | TCHD30S43S3 | AC | Split System: Air-Cooled Condensing Unit, Coil with Blower | TCHD30S43S3 |  | HD36+TXV | 13 | 14.65 | Yes | Yes | 2015-03-20 |  | 0
FALSE | TCHD30S44S3 | 3873 | 4233512 | YORK BY JOHNSON CONTROLS | TCHD30S43S3 | AC | Split System: Air-Cooled Condensing Unit, Coil with Blower | TCHD30S43S3 |  | HD36+TXV | 13.05 | 14.8 | Yes | Yes | 2015-03-20 |  | 0
FALSE | TCHD30S44S3 | 3873 | 4233513 | YORK BY JOHNSON CONTROLS | TCHD30S43S3 | AC | Split System: Air-Cooled Condensing Unit, Coil with Blower | TCHD30S43S3 |  | HD36+TXV | 13.25 | 15 | Yes | Yes | 2015-03-20 |  | 1
FALSE | TCHD30S44S3 | 3873 | 4233515 | YORK BY JOHNSON CONTROLS | TCHD30S44S3 | AC | Split System: Air-Cooled Condensing Unit, Coil with Blower | TCHD30S44S3 |  | FC/MC/PC35B+TXV | 12.75 | 14.5 | Yes | Yes | 2015-03-20 |  | 0
FALSE | TCHD30S44S3 | 3873 | 4233516 | YORK BY JOHNSON CONTROLS | TCHD30S44S3 | AC | Split System: Air-Cooled Condensing Unit, Coil with Blower | TCHD30S44S3 |  | FC/MC/PC35C+TXV | 13.15 | 15 | Yes | Yes | 2015-03-20 |  | 1
FALSE | TCHD30S44S3 | 3873 | 4233517 | YORK BY JOHNSON CONTROLS | TCHD30S44S3 | AC | Split System: Air-Cooled Condensing Unit, Coil with Blower | TCHD30S44S3 |  | FC/MC/PC35C+TXV | 13 | 15 | Yes | Yes | 2015-03-20 |  | 1
FALSE | TCHD30S44S3 | 3873 | 4233518 | YORK BY JOHNSON CONTROLS | TCHD30S44S3 | AC | Split System: Air-Cooled Condensing Unit, Coil with Blower | TCHD30S44S3 |  | FC/MC/PC37A+TXV | 12.8 | 14.5 | Yes | Yes | 2015-03-20 |  | 0
FALSE | TCHD30S44S3 | 3873 | 4233519 | YORK BY JOHNSON CONTROLS | TCHD30S44S3 | AC | Split System: Air-Cooled Condensing Unit, Coil with Blower | TCHD30S44S3 |  | FC/MC/PC43B+TXV | 13.2 | 15 | Yes | Yes | 2015-03-20 |  | 1
FALSE | TCHD30S44S3 | 3873 | 4233520 | YORK BY JOHNSON CONTROLS | TCHD30S44S3 | AC | Split System: Air-Cooled Condensing Unit, Coil with Blower | TCHD30S44S3 |  | FC/MC/PC43C+TXV | 13.6 | 15.35 | Yes | Yes | 2015-03-20 |  | 1
FALSE | TCHD30S44S3 | 3873 | 4233521 | YORK BY JOHNSON CONTROLS | TCHD30S44S3 | AC | Split System: Air-Cooled Condensing Unit, Coil with Blower | TCHD30S44S3 |  | FC/MC/PC43C+TXV | 13.65 | 15.4 | Yes | Yes | 2015-03-20 |  | 1
FALSE | TCHD30S44S3 | 3873 | 4233523 | YORK BY JOHNSON CONTROLS | TCHD30S44S3 | AC | Split System: Air-Cooled Condensing Unit, Coil with Blower | TCHD30S44S3 |  | HC36+TXV | 13 | 14.5 | Yes | Yes | 2011-01-21 |  | 0
FALSE | TCHD30S44S3 | 3873 | 4233524 | YORK BY JOHNSON CONTROLS | TCHD30S44S3 | AC | Split System: Air-Cooled Condensing Unit, Coil with Blower | TCHD30S44S3 |  | HC42+TXV | 13.6 | 15.35 | Yes | Yes | 2011-01-21 |  | 1
FALSE | TCHD30S44S3 | 3873 | 4233525 | YORK BY JOHNSON CONTROLS | TCHD30S44S3 | AC | Split System: Air-Cooled Condensing Unit, Coil with Blower | TCHD30S44S3 |  | HC42+TXV | 13.65 | 15.4 | Yes | Yes | 2011-01-21 |  | 1
FALSE | TCHD30S44S3 | 3873 | 4233527 | YORK BY JOHNSON CONTROLS | TCHD30S44S3 | AC | Split System: Air-Cooled Condensing Unit, Coil with Blower | TCHD30S44S3 |  | HD36+TXV | 13 | 14.65 | Yes | Yes | 2015-03-20 |  | 0
FALSE | TCHD30S44S3 | 3873 | 4233528 | YORK BY JOHNSON CONTROLS | TCHD30S44S3 | AC | Split System: Air-Cooled Condensing Unit, Coil with Blower | TCHD30S44S3 |  | HD36+TXV | 13.05 | 14.8 | Yes | Yes | 2015-03-20 |  | 0
FALSE | TCHD36S44S3 | 3844 | 4233555 | YORK BY JOHNSON CONTROLS | TCHD36S43S3 | AC | Split System: Air-Cooled Condensing Unit, Coil with Blower | TCHD36S43S3 |  | FC/MC/PC35C+TXV | 12.55 | 14.5 | Yes | Yes | 2015-03-20 |  | 0
FALSE | TCHD36S44S3 | 3844 | 4233558 | YORK BY JOHNSON CONTROLS | TCHD36S43S3 | AC | Split System: Air-Cooled Condensing Unit, Coil with Blower | TCHD36S43S3 |  | FC/MC/PC43C+TXV | 12.5 | 14.6 | Yes | Yes | 2015-03-20 |  | 0
FALSE | TCHD36S44S3 | 3844 | 4233559 | YORK BY JOHNSON CONTROLS | TCHD36S43S3 | AC | Split System: Air-Cooled Condensing Unit, Coil with Blower | TCHD36S43S3 |  | FC/MC/PC43C+TXV | 12.5 | 14.8 | Yes | Yes | 2015-03-20 |  | 0
FALSE | TCHD36S44S3 | 3844 | 4233560 | YORK BY JOHNSON CONTROLS | TCHD36S43S3 | AC | Split System: Air-Cooled Condensing Unit, Coil with Blower | TCHD36S43S3 |  | FC/MC/PC48C+TXV | 13 | 15.1 | Yes | Yes | 2015-03-20 |  | 1
FALSE | TCHD36S44S3 | 3844 | 4233561 | YORK BY JOHNSON CONTROLS | TCHD36S43S3 | AC | Split System: Air-Cooled Condensing Unit, Coil with Blower | TCHD36S43S3 |  | FC/MC/PC48C+TXV | 13.1 | 15.35 | Yes | Yes | 2015-03-20 |  | 1
FALSE | TCHD36S44S3 | 3844 | 4233563 | YORK BY JOHNSON CONTROLS | TCHD36S43S3 | AC | Split System: Air-Cooled Condensing Unit, Coil with Blower | TCHD36S43S3 |  | HC42+TXV | 12.75 | 14.75 | Yes | Yes | 2011-01-21 |  | 0
FALSE | TCHD36S44S3 | 3844 | 4233564 | YORK BY JOHNSON CONTROLS | TCHD36S43S3 | AC | Split System: Air-Cooled Condensing Unit, Coil with Blower | TCHD36S43S3 |  | HC42+TXV | 13 | 15 | Yes | Yes | 2011-01-21 |  | 1
FALSE | TCHD36S44S3 | 3844 | 4233569 | YORK BY JOHNSON CONTROLS | TCHD36S43S3 | AC | Split System: Air-Cooled Condensing Unit, Coil with Blower | TCHD36S43S3 |  | HD48+TXV | 12.45 | 14.5 | Yes | Yes | 2015-03-20 |  | 0
FALSE | TCHD36S44S3 | 3844 | 4233570 | YORK BY JOHNSON CONTROLS | TCHD36S43S3 | AC | Split System: Air-Cooled Condensing Unit, Coil with Blower | TCHD36S43S3 |  | HD48+TXV | 13 | 15 | Yes | Yes | 2015-03-20 |  | 1
FALSE | TCHD36S44S3 | 3844 | 4233571 | YORK BY JOHNSON CONTROLS | TCHD36S43S3 | AC | Split System: Air-Cooled Condensing Unit, Coil with Blower | TCHD36S43S3 |  | HD48+TXV | 13.05 | 15.2 | Yes | Yes | 2015-03-20 |  | 1
FALSE | TCHD36S44S3 | 3844 | 4233572 | YORK BY JOHNSON CONTROLS | TCHD36S43S3 | AC | Split System: Air-Cooled Condensing Unit, Coil with Blower | TCHD36S43S3 |  | UC48C+TXV | 12.45 | 14.55 | Yes | Yes | 2015-03-20 |  | 0
FALSE | TCHD36S44S3 | 3844 | 4233573 | YORK BY JOHNSON CONTROLS | TCHD36S43S3 | AC | Split System: Air-Cooled Condensing Unit, Coil with Blower | TCHD36S43S3 |  | UC48C+TXV | 12.6 | 14.75 | Yes | Yes | 2015-03-20 |  | 0
FALSE | TCHD36S44S3 | 3844 | 4233577 | YORK BY JOHNSON CONTROLS | TCHD36S44S3 | AC | Split System: Air-Cooled Condensing Unit, Coil with Blower | TCHD36S44S3 |  | FC/MC/PC35C+TXV | 12.55 | 14.5 | Yes | Yes | 2015-03-20 |  | 0
FALSE | TCHD30S44S3 | 3873 | 4233639 | YORK BY JOHNSON CONTROLS | TCHD30S43S3 | AC | Split System: Air-Cooled Condensing Unit, Coil with Blower | TCHD30S43S3 |  | FC/MC/PC35C+TXV | 13.1 | 15 | Yes | Yes | 2015-03-20 |  | 1
FALSE | TCHD30S44S3 | 3873 | 4233640 | YORK BY JOHNSON CONTROLS | TCHD30S43S3 | AC | Split System: Air-Cooled Condensing Unit, Coil with Blower | TCHD30S43S3 |  | FC/MC/PC35C+TXV | 13.1 | 15 | Yes | Yes | 2015-03-20 |  | 1
FALSE | TCHD30S44S3 | 3873 | 4233641 | YORK BY JOHNSON CONTROLS | TCHD30S43S3 | AC | Split System: Air-Cooled Condensing Unit, Coil with Blower | TCHD30S43S3 |  | FC/MC/PC43B+TXV | 12.85 | 14.5 | Yes | Yes | 2015-03-20 |  | 0
FALSE | TCHD30S44S3 | 3873 | 4233642 | YORK BY JOHNSON CONTROLS | TCHD30S43S3 | AC | Split System: Air-Cooled Condensing Unit, Coil with Blower | TCHD30S43S3 |  | FC/MC/PC43C+TXV | 13.15 | 14.8 | Yes | Yes | 2015-03-20 |  | 0
FALSE | TCHD30S44S3 | 3873 | 4233643 | YORK BY JOHNSON CONTROLS | TCHD30S43S3 | AC | Split System: Air-Cooled Condensing Unit, Coil with Blower | TCHD30S43S3 |  | FC/MC/PC43C+TXV | 13.45 | 15.2 | Yes | Yes | 2015-03-20 |  | 1
FALSE | TCHD30S44S3 | 3873 | 4233644 | YORK BY JOHNSON CONTROLS | TCHD30S43S3 | AC | Split System: Air-Cooled Condensing Unit, Coil with Blower | TCHD30S43S3 |  | HD36+TXV | 12.85 | 14.6 | Yes | Yes | 2015-03-20 |  | 0
FALSE | TCHD30S44S3 | 3873 | 4233645 | YORK BY JOHNSON CONTROLS | TCHD30S43S3 | AC | Split System: Air-Cooled Condensing Unit, Coil with Blower | TCHD30S43S3 |  | HD36+TXV | 13.05 | 14.85 | Yes | Yes | 2015-03-20 |  | 0
FALSE | TCHD30S44S3 | 3873 | 4233646 | YORK BY JOHNSON CONTROLS | TCHD30S43S3 | AC | Split System: Air-Cooled Condensing Unit, Coil with Blower | TCHD30S43S3 |  | HD36+TXV | 13 | 14.65 | Yes | Yes | 2015-03-20 |  | 0
FALSE | TCHD30S44S3 | 3873 | 4233648 | YORK BY JOHNSON CONTROLS | TCHD30S44S3 | AC | Split System: Air-Cooled Condensing Unit, Coil with Blower | TCHD30S44S3 |  | FC/MC/PC35C+TXV | 13.1 | 15 | Yes | Yes | 2015-03-20 |  | 1
FALSE | TCHD30S44S3 | 3873 | 4233649 | YORK BY JOHNSON CONTROLS | TCHD30S44S3 | AC | Split System: Air-Cooled Condensing Unit, Coil with Blower | TCHD30S44S3 |  | FC/MC/PC35C+TXV | 13.1 | 15 | Yes | Yes | 2015-03-20 |  | 1
FALSE | TCHD30S44S3 | 3873 | 4233650 | YORK BY JOHNSON CONTROLS | TCHD30S44S3 | AC | Split System: Air-Cooled Condensing Unit, Coil with Blower | TCHD30S44S3 |  | FC/MC/PC43B+TXV | 12.85 | 14.5 | Yes | Yes | 2015-03-20 |  | 0
FALSE | TCHD30S44S3 | 3873 | 4233651 | YORK BY JOHNSON CONTROLS | TCHD30S44S3 | AC | Split System: Air-Cooled Condensing Unit, Coil with Blower | TCHD30S44S3 |  | FC/MC/PC43C+TXV | 13.15 | 14.8 | Yes | Yes | 2015-03-20 |  | 0
FALSE | TCHD30S44S3 | 3873 | 4233652 | YORK BY JOHNSON CONTROLS | TCHD30S44S3 | AC | Split System: Air-Cooled Condensing Unit, Coil with Blower | TCHD30S44S3 |  | FC/MC/PC43C+TXV | 13.45 | 15.2 | Yes | Yes | 2015-03-20 |  | 1
FALSE | TCHD30S44S3 | 3873 | 4233653 | YORK BY JOHNSON CONTROLS | TCHD30S44S3 | AC | Split System: Air-Cooled Condensing Unit, Coil with Blower | TCHD30S44S3 |  | HD36+TXV | 12.85 | 14.6 | Yes | Yes | 2015-03-20 |  | 0
FALSE | TCHD30S44S3 | 3873 | 4233654 | YORK BY JOHNSON CONTROLS | TCHD30S44S3 | AC | Split System: Air-Cooled Condensing Unit, Coil with Blower | TCHD30S44S3 |  | HD36+TXV | 13.05 | 14.85 | Yes | Yes | 2015-03-20 |  | 0
FALSE | TCHD30S44S3 | 3873 | 4233655 | YORK BY JOHNSON CONTROLS | TCHD30S44S3 | AC | Split System: Air-Cooled Condensing Unit, Coil with Blower | TCHD30S44S3 |  | HD36+TXV | 13 | 14.65 | Yes | Yes | 2015-03-20 |  | 0
FALSE | TCHD36S44S3 | 3844 | 4233680 | YORK BY JOHNSON CONTROLS | TCHD36S44S3 | AC | Split System: Air-Cooled Condensing Unit, Coil with Blower | TCHD36S44S3 |  | FC/MC/PC43C+TXV | 12.6 | 14.65 | Yes | Yes | 2015-03-20 |  | 0
FALSE | TCHD36S44S3 | 3844 | 4233681 | YORK BY JOHNSON CONTROLS | TCHD36S44S3 | AC | Split System: Air-Cooled Condensing Unit, Coil with Blower | TCHD36S44S3 |  | FC/MC/PC48C+TXV | 12.8 | 14.85 | Yes | Yes | 2015-03-20 |  | 0
FALSE | TCHD36S44S3 | 3844 | 4233682 | YORK BY JOHNSON CONTROLS | TCHD36S44S3 | AC | Split System: Air-Cooled Condensing Unit, Coil with Blower | TCHD36S44S3 |  | FC/MC/PC48C+TXV | 12.55 | 14.55 | Yes | Yes | 2015-03-20 |  | 0
FALSE | TCHD36S44S3 | 3844 | 4233683 | YORK BY JOHNSON CONTROLS | TCHD36S44S3 | AC | Split System: Air-Cooled Condensing Unit, Coil with Blower | TCHD36S44S3 |  | FC/MC/PC48D+TXV | 13 | 15 | Yes | Yes | 2015-03-20 |  | 1
FALSE | TCHD36S44S3 | 3844 | 4233688 | YORK BY JOHNSON CONTROLS | TCHD36S44S3 | AC | Split System: Air-Cooled Condensing Unit, Coil with Blower | TCHD36S44S3 |  | HD48+TXV | 12.7 | 14.7 | Yes | Yes | 2015-03-20 |  | 0
FALSE | TCHD36S44S3 | 3844 | 4233690 | YORK BY JOHNSON CONTROLS | TCHD36S44S3 | AC | Split System: Air-Cooled Condensing Unit, Coil with Blower | TCHD36S44S3 |  | HD48+TXV | 12.85 | 15 | Yes | Yes | 2015-03-20 |  | 1
FALSE | TCHD18S41S3 | 3868 | 4233752 | COLEMAN BY JOHNSON CONTROLS | TCHD18S41S3 | AC | Split System: Air-Cooled Condensing Unit, Coil with Blower | TCHD18S41S3 |  | HC18+TXV | 12.05 | 14.5 | Yes | Yes | 2011-02-28 |  | 0
FALSE | TCHD18S41S3 | 3868 | 4233753 | COLEMAN BY JOHNSON CONTROLS | TCHD18S41S3 | AC | Split System: Air-Cooled Condensing Unit, Coil with Blower | TCHD18S41S3 |  | HC30+TXV | 12.05 | 14.5 | Yes | Yes | 2011-02-28 |  | 0
FALSE | TCHD18S41S3 | 3868 | 4233754 | COLEMAN BY JOHNSON CONTROLS | TCHD18S41S3 | AC | Split System: Air-Cooled Condensing Unit, Coil with Blower | TCHD18S41S3 |  | HC36+TXV | 12.4 | 14.75 | Yes | Yes | 2011-02-28 |  | 0
FALSE | TCHD30S44S3 | 3873 | 4233807 | COLEMAN BY JOHNSON CONTROLS | TCHD30S43S3 | AC | Split System: Air-Cooled Condensing Unit, Coil with Blower | TCHD30S43S3 |  | FC/MC/PC35C+TXV | 13.15 | 15 | Yes | Yes | 2015-03-20 |  | 1
FALSE | TCHD30S44S3 | 3873 | 4233808 | COLEMAN BY JOHNSON CONTROLS | TCHD30S43S3 | AC | Split System: Air-Cooled Condensing Unit, Coil with Blower | TCHD30S43S3 |  | FC/MC/PC35C+TXV | 13 | 15 | Yes | Yes | 2015-03-20 |  | 1
FALSE | TCHD30S44S3 | 3873 | 4233809 | COLEMAN BY JOHNSON CONTROLS | TCHD30S43S3 | AC | Split System: Air-Cooled Condensing Unit, Coil with Blower | TCHD30S43S3 |  | FC/MC/PC37A+TXV | 12.8 | 14.5 | Yes | Yes | 2015-03-20 |  | 0
FALSE | TCHD30S44S3 | 3873 | 4233810 | COLEMAN BY JOHNSON CONTROLS | TCHD30S43S3 | AC | Split System: Air-Cooled Condensing Unit, Coil with Blower | TCHD30S43S3 |  | FC/MC/PC43B+TXV | 13.2 | 15 | Yes | Yes | 2015-03-20 |  | 1
FALSE | TCHD30S44S3 | 3873 | 4233811 | COLEMAN BY JOHNSON CONTROLS | TCHD30S43S3 | AC | Split System: Air-Cooled Condensing Unit, Coil with Blower | TCHD30S43S3 |  | FC/MC/PC43C+TXV | 13.6 | 15.35 | Yes | Yes | 2015-03-20 |  | 1
FALSE | TCHD30S44S3 | 3873 | 4233812 | COLEMAN BY JOHNSON CONTROLS | TCHD30S43S3 | AC | Split System: Air-Cooled Condensing Unit, Coil with Blower | TCHD30S43S3 |  | FC/MC/PC43C+TXV | 13.65 | 15.4 | Yes | Yes | 2015-03-20 |  | 1
FALSE | TCHD30S44S3 | 3873 | 4233814 | COLEMAN BY JOHNSON CONTROLS | TCHD30S43S3 | AC | Split System: Air-Cooled Condensing Unit, Coil with Blower | TCHD30S43S3 |  | HC36+TXV | 13 | 14.5 | Yes | Yes | 2011-02-28 |  | 0
FALSE | TCHD30S44S3 | 3873 | 4233815 | COLEMAN BY JOHNSON CONTROLS | TCHD30S43S3 | AC | Split System: Air-Cooled Condensing Unit, Coil with Blower | TCHD30S43S3 |  | HC42+TXV | 13.6 | 15.35 | Yes | Yes | 2011-02-28 |  | 1
FALSE | TCHD30S44S3 | 3873 | 4233816 | COLEMAN BY JOHNSON CONTROLS | TCHD30S43S3 | AC | Split System: Air-Cooled Condensing Unit, Coil with Blower | TCHD30S43S3 |  | HC42+TXV | 13.65 | 15.4 | Yes | Yes | 2011-02-28 |  | 1
FALSE | TCHD30S44S3 | 3873 | 4233818 | COLEMAN BY JOHNSON CONTROLS | TCHD30S43S3 | AC | Split System: Air-Cooled Condensing Unit, Coil with Blower | TCHD30S43S3 |  | HD36+TXV | 13 | 14.65 | Yes | Yes | 2015-03-20 |  | 0
FALSE | TCHD30S44S3 | 3873 | 4233819 | COLEMAN BY JOHNSON CONTROLS | TCHD30S43S3 | AC | Split System: Air-Cooled Condensing Unit, Coil with Blower | TCHD30S43S3 |  | HD36+TXV | 13.05 | 14.8 | Yes | Yes | 2015-03-20 |  | 0
FALSE | TCHD30S44S3 | 3873 | 4233820 | COLEMAN BY JOHNSON CONTROLS | TCHD30S43S3 | AC | Split System: Air-Cooled Condensing Unit, Coil with Blower | TCHD30S43S3 |  | HD36+TXV | 13.25 | 15 | Yes | Yes | 2015-03-20 |  | 1
FALSE | TCHD30S44S3 | 3873 | 4233822 | COLEMAN BY JOHNSON CONTROLS | TCHD30S44S3 | AC | Split System: Air-Cooled Condensing Unit, Coil with Blower | TCHD30S44S3 |  | FC/MC/PC35B+TXV | 12.75 | 14.5 | Yes | Yes | 2015-03-20 |  | 0
FALSE | TCHD30S44S3 | 3873 | 4233823 | COLEMAN BY JOHNSON CONTROLS | TCHD30S44S3 | AC | Split System: Air-Cooled Condensing Unit, Coil with Blower | TCHD30S44S3 |  | FC/MC/PC35C+TXV | 13.15 | 15 | Yes | Yes | 2015-03-20 |  | 1
FALSE | TCHD30S44S3 | 3873 | 4233824 | COLEMAN BY JOHNSON CONTROLS | TCHD30S44S3 | AC | Split System: Air-Cooled Condensing Unit, Coil with Blower | TCHD30S44S3 |  | FC/MC/PC35C+TXV | 13 | 15 | Yes | Yes | 2015-03-20 |  | 1
FALSE | TCHD30S44S3 | 3873 | 4233825 | COLEMAN BY JOHNSON CONTROLS | TCHD30S44S3 | AC | Split System: Air-Cooled Condensing Unit, Coil with Blower | TCHD30S44S3 |  | FC/MC/PC37A+TXV | 12.8 | 14.5 | Yes | Yes | 2015-03-20 |  | 0
FALSE | TCHD30S44S3 | 3873 | 4233826 | COLEMAN BY JOHNSON CONTROLS | TCHD30S44S3 | AC | Split System: Air-Cooled Condensing Unit, Coil with Blower | TCHD30S44S3 |  | FC/MC/PC43B+TXV | 13.2 | 15 | Yes | Yes | 2015-03-20 |  | 1
FALSE | TCHD30S44S3 | 3873 | 4233798 | COLEMAN BY JOHNSON CONTROLS | TCHD30S41S3 | AC | Split System: Air-Cooled Condensing Unit, Coil with Blower | TCHD30S41S3 |  | HC36+TXV | 13 | 14.5 | Yes | Yes | 2011-02-28 |  | 0
FALSE | TCHD30S44S3 | 3873 | 4233799 | COLEMAN BY JOHNSON CONTROLS | TCHD30S41S3 | AC | Split System: Air-Cooled Condensing Unit, Coil with Blower | TCHD30S41S3 |  | HC42+TXV | 13.6 | 15.35 | Yes | Yes | 2011-02-28 |  | 1
FALSE | TCHD30S44S3 | 3873 | 4233800 | COLEMAN BY JOHNSON CONTROLS | TCHD30S41S3 | AC | Split System: Air-Cooled Condensing Unit, Coil with Blower | TCHD30S41S3 |  | HC42+TXV | 13.65 | 15.4 | Yes | Yes | 2011-02-28 |  | 1
FALSE | TCHD30S44S3 | 3873 | 4233806 | COLEMAN BY JOHNSON CONTROLS | TCHD30S43S3 | AC | Split System: Air-Cooled Condensing Unit, Coil with Blower | TCHD30S43S3 |  | FC/MC/PC35B+TXV | 12.75 | 14.5 | Yes | Yes | 2015-03-20 |  | 0
FALSE | TCHD30S44S3 | 3873 | 4233827 | COLEMAN BY JOHNSON CONTROLS | TCHD30S44S3 | AC | Split System: Air-Cooled Condensing Unit, Coil with Blower | TCHD30S44S3 |  | FC/MC/PC43C+TXV | 13.6 | 15.35 | Yes | Yes | 2015-03-20 |  | 1
FALSE | TCHD30S44S3 | 3873 | 4233828 | COLEMAN BY JOHNSON CONTROLS | TCHD30S44S3 | AC | Split System: Air-Cooled Condensing Unit, Coil with Blower | TCHD30S44S3 |  | FC/MC/PC43C+TXV | 13.65 | 15.4 | Yes | Yes | 2015-03-20 |  | 1
FALSE | TCHD30S44S3 | 3873 | 4233830 | COLEMAN BY JOHNSON CONTROLS | TCHD30S44S3 | AC | Split System: Air-Cooled Condensing Unit, Coil with Blower | TCHD30S44S3 |  | HC36+TXV | 13 | 14.5 | Yes | Yes | 2011-02-28 |  | 0
FALSE | TCHD30S44S3 | 3873 | 4233831 | COLEMAN BY JOHNSON CONTROLS | TCHD30S44S3 | AC | Split System: Air-Cooled Condensing Unit, Coil with Blower | TCHD30S44S3 |  | HC42+TXV | 13.6 | 15.35 | Yes | Yes | 2011-02-28 |  | 1
FALSE | TCHD30S44S3 | 3873 | 4233832 | COLEMAN BY JOHNSON CONTROLS | TCHD30S44S3 | AC | Split System: Air-Cooled Condensing Unit, Coil with Blower | TCHD30S44S3 |  | HC42+TXV | 13.65 | 15.4 | Yes | Yes | 2011-02-28 |  | 1
FALSE | TCHD30S44S3 | 3873 | 4233834 | COLEMAN BY JOHNSON CONTROLS | TCHD30S44S3 | AC | Split System: Air-Cooled Condensing Unit, Coil with Blower | TCHD30S44S3 |  | HD36+TXV | 13 | 14.65 | Yes | Yes | 2015-03-20 |  | 0
FALSE | TCHD30S44S3 | 3873 | 4233835 | COLEMAN BY JOHNSON CONTROLS | TCHD30S44S3 | AC | Split System: Air-Cooled Condensing Unit, Coil with Blower | TCHD30S44S3 |  | HD36+TXV | 13.05 | 14.8 | Yes | Yes | 2015-03-20 |  | 0
FALSE | TCHD30S44S3 | 3873 | 4233836 | COLEMAN BY JOHNSON CONTROLS | TCHD30S44S3 | AC | Split System: Air-Cooled Condensing Unit, Coil with Blower | TCHD30S44S3 |  | HD36+TXV | 13.25 | 15 | Yes | Yes | 2015-03-20 |  | 1
FALSE | TCHD36S44S3 | 3844 | 4233848 | COLEMAN BY JOHNSON CONTROLS | TCHD36S41S3 | AC | Split System: Air-Cooled Condensing Unit, Coil with Blower | TCHD36S41S3 |  | HC42+TXV | 12.75 | 14.75 | Yes | Yes | 2011-02-28 |  | 0
FALSE | TCHD36S44S3 | 3844 | 4233849 | COLEMAN BY JOHNSON CONTROLS | TCHD36S41S3 | AC | Split System: Air-Cooled Condensing Unit, Coil with Blower | TCHD36S41S3 |  | HC42+TXV | 13 | 15 | Yes | Yes | 2011-02-28 |  | 1
FALSE | TCHD30S44S3 | 3873 | 4233946 | COLEMAN BY JOHNSON CONTROLS | TCHD30S43S3 | AC | Split System: Air-Cooled Condensing Unit, Coil with Blower | TCHD30S43S3 |  | FC/MC/PC35C+TXV | 13.1 | 15 | Yes | Yes | 2015-03-20 |  | 1
FALSE | TCHD30S44S3 | 3873 | 4233947 | COLEMAN BY JOHNSON CONTROLS | TCHD30S43S3 | AC | Split System: Air-Cooled Condensing Unit, Coil with Blower | TCHD30S43S3 |  | FC/MC/PC35C+TXV | 13.1 | 15 | Yes | Yes | 2015-03-20 |  | 1
FALSE | TCHD30S44S3 | 3873 | 4233948 | COLEMAN BY JOHNSON CONTROLS | TCHD30S43S3 | AC | Split System: Air-Cooled Condensing Unit, Coil with Blower | TCHD30S43S3 |  | FC/MC/PC43B+TXV | 12.85 | 14.5 | Yes | Yes | 2015-03-20 |  | 0
FALSE | TCHD30S44S3 | 3873 | 4233949 | COLEMAN BY JOHNSON CONTROLS | TCHD30S43S3 | AC | Split System: Air-Cooled Condensing Unit, Coil with Blower | TCHD30S43S3 |  | FC/MC/PC43C+TXV | 13.15 | 14.8 | Yes | Yes | 2015-03-20 |  | 0
FALSE | TCHD30S44S3 | 3873 | 4233950 | COLEMAN BY JOHNSON CONTROLS | TCHD30S43S3 | AC | Split System: Air-Cooled Condensing Unit, Coil with Blower | TCHD30S43S3 |  | FC/MC/PC43C+TXV | 13.45 | 15.2 | Yes | Yes | 2015-03-20 |  | 1
FALSE | TCHD30S44S3 | 3873 | 4233951 | COLEMAN BY JOHNSON CONTROLS | TCHD30S43S3 | AC | Split System: Air-Cooled Condensing Unit, Coil with Blower | TCHD30S43S3 |  | HD36+TXV | 12.85 | 14.6 | Yes | Yes | 2015-03-20 |  | 0
FALSE | TCHD30S44S3 | 3873 | 4233952 | COLEMAN BY JOHNSON CONTROLS | TCHD30S43S3 | AC | Split System: Air-Cooled Condensing Unit, Coil with Blower | TCHD30S43S3 |  | HD36+TXV | 13.05 | 14.85 | Yes | Yes | 2015-03-20 |  | 0
FALSE | TCHD30S44S3 | 3873 | 4233953 | COLEMAN BY JOHNSON CONTROLS | TCHD30S43S3 | AC | Split System: Air-Cooled Condensing Unit, Coil with Blower | TCHD30S43S3 |  | HD36+TXV | 13 | 14.65 | Yes | Yes | 2015-03-20 |  | 0
FALSE | TCHD30S44S3 | 3873 | 4233955 | COLEMAN BY JOHNSON CONTROLS | TCHD30S44S3 | AC | Split System: Air-Cooled Condensing Unit, Coil with Blower | TCHD30S44S3 |  | FC/MC/PC35C+TXV | 13.1 | 15 | Yes | Yes | 2015-03-20 |  | 1
FALSE | TCHD30S44S3 | 3873 | 4233956 | COLEMAN BY JOHNSON CONTROLS | TCHD30S44S3 | AC | Split System: Air-Cooled Condensing Unit, Coil with Blower | TCHD30S44S3 |  | FC/MC/PC35C+TXV | 13.1 | 15 | Yes | Yes | 2015-03-20 |  | 1
FALSE | TCHD30S44S3 | 3873 | 4233957 | COLEMAN BY JOHNSON CONTROLS | TCHD30S44S3 | AC | Split System: Air-Cooled Condensing Unit, Coil with Blower | TCHD30S44S3 |  | FC/MC/PC43B+TXV | 12.85 | 14.5 | Yes | Yes | 2015-03-20 |  | 0
FALSE | TCHD36S44S3 | 3844 | 4233880 | COLEMAN BY JOHNSON CONTROLS | TCHD36S43S3 | AC | Split System: Air-Cooled Condensing Unit, Coil with Blower | TCHD36S43S3 |  | UC48C+TXV | 12.6 | 14.75 | Yes | Yes | 2015-03-20 |  | 0
FALSE | TCHD36S44S3 | 3844 | 4233884 | COLEMAN BY JOHNSON CONTROLS | TCHD36S44S3 | AC | Split System: Air-Cooled Condensing Unit, Coil with Blower | TCHD36S44S3 |  | FC/MC/PC35C+TXV | 12.55 | 14.5 | Yes | Yes | 2015-03-20 |  | 0
FALSE | TCHD36S44S3 | 3844 | 4233887 | COLEMAN BY JOHNSON CONTROLS | TCHD36S44S3 | AC | Split System: Air-Cooled Condensing Unit, Coil with Blower | TCHD36S44S3 |  | FC/MC/PC43C+TXV | 12.5 | 14.6 | Yes | Yes | 2015-03-20 |  | 0
FALSE | TCHD36S44S3 | 3844 | 4233888 | COLEMAN BY JOHNSON CONTROLS | TCHD36S44S3 | AC | Split System: Air-Cooled Condensing Unit, Coil with Blower | TCHD36S44S3 |  | FC/MC/PC43C+TXV | 12.5 | 14.8 | Yes | Yes | 2015-03-20 |  | 0
FALSE | TCHD36S44S3 | 3844 | 4233889 | COLEMAN BY JOHNSON CONTROLS | TCHD36S44S3 | AC | Split System: Air-Cooled Condensing Unit, Coil with Blower | TCHD36S44S3 |  | FC/MC/PC48C+TXV | 13 | 15.1 | Yes | Yes | 2015-03-20 |  | 1
FALSE | TCHD36S44S3 | 3844 | 4233890 | COLEMAN BY JOHNSON CONTROLS | TCHD36S44S3 | AC | Split System: Air-Cooled Condensing Unit, Coil with Blower | TCHD36S44S3 |  | FC/MC/PC48C+TXV | 13.1 | 15.35 | Yes | Yes | 2015-03-20 |  | 1
FALSE | TCHD36S44S3 | 3844 | 4233892 | COLEMAN BY JOHNSON CONTROLS | TCHD36S44S3 | AC | Split System: Air-Cooled Condensing Unit, Coil with Blower | TCHD36S44S3 |  | HC42+TXV | 12.75 | 14.75 | Yes | Yes | 2011-02-28 |  | 0
FALSE | TCHD36S44S3 | 3844 | 4233893 | COLEMAN BY JOHNSON CONTROLS | TCHD36S44S3 | AC | Split System: Air-Cooled Condensing Unit, Coil with Blower | TCHD36S44S3 |  | HC42+TXV | 13 | 15 | Yes | Yes | 2011-02-28 |  | 1
FALSE | TCHD36S44S3 | 3844 | 4233898 | COLEMAN BY JOHNSON CONTROLS | TCHD36S44S3 | AC | Split System: Air-Cooled Condensing Unit, Coil with Blower | TCHD36S44S3 |  | HD48+TXV | 12.45 | 14.5 | Yes | Yes | 2015-03-20 |  | 0
FALSE | TCHD36S44S3 | 3844 | 4233899 | COLEMAN BY JOHNSON CONTROLS | TCHD36S44S3 | AC | Split System: Air-Cooled Condensing Unit, Coil with Blower | TCHD36S44S3 |  | HD48+TXV | 13 | 15 | Yes | Yes | 2015-03-20 |  | 1
FALSE | TCHD36S44S3 | 3844 | 4233900 | COLEMAN BY JOHNSON CONTROLS | TCHD36S44S3 | AC | Split System: Air-Cooled Condensing Unit, Coil with Blower | TCHD36S44S3 |  | HD48+TXV | 13.05 | 15.2 | Yes | Yes | 2015-03-20 |  | 1
FALSE | TCHD36S44S3 | 3844 | 4233901 | COLEMAN BY JOHNSON CONTROLS | TCHD36S44S3 | AC | Split System: Air-Cooled Condensing Unit, Coil with Blower | TCHD36S44S3 |  | UC48C+TXV | 12.45 | 14.55 | Yes | Yes | 2015-03-20 |  | 0
FALSE | TCHD36S44S3 | 3844 | 4233902 | COLEMAN BY JOHNSON CONTROLS | TCHD36S44S3 | AC | Split System: Air-Cooled Condensing Unit, Coil with Blower | TCHD36S44S3 |  | UC48C+TXV | 12.6 | 14.75 | Yes | Yes | 2015-03-20 |  | 0
FALSE | TCHD30S44S3 | 3873 | 4233958 | COLEMAN BY JOHNSON CONTROLS | TCHD30S44S3 | AC | Split System: Air-Cooled Condensing Unit, Coil with Blower | TCHD30S44S3 |  | FC/MC/PC43C+TXV | 13.15 | 14.8 | Yes | Yes | 2015-03-20 |  | 0
FALSE | TCHD30S44S3 | 3873 | 4233959 | COLEMAN BY JOHNSON CONTROLS | TCHD30S44S3 | AC | Split System: Air-Cooled Condensing Unit, Coil with Blower | TCHD30S44S3 |  | FC/MC/PC43C+TXV | 13.45 | 15.2 | Yes | Yes | 2015-03-20 |  | 1
FALSE | TCHD30S44S3 | 3873 | 4233960 | COLEMAN BY JOHNSON CONTROLS | TCHD30S44S3 | AC | Split System: Air-Cooled Condensing Unit, Coil with Blower | TCHD30S44S3 |  | HD36+TXV | 12.85 | 14.6 | Yes | Yes | 2015-03-20 |  | 0
FALSE | TCHD30S44S3 | 3873 | 4233961 | COLEMAN BY JOHNSON CONTROLS | TCHD30S44S3 | AC | Split System: Air-Cooled Condensing Unit, Coil with Blower | TCHD30S44S3 |  | HD36+TXV | 13.05 | 14.85 | Yes | Yes | 2015-03-20 |  | 0
FALSE | TCHD30S44S3 | 3873 | 4233962 | COLEMAN BY JOHNSON CONTROLS | TCHD30S44S3 | AC | Split System: Air-Cooled Condensing Unit, Coil with Blower | TCHD30S44S3 |  | HD36+TXV | 13 | 14.65 | Yes | Yes | 2015-03-20 |  | 0
FALSE | TCHD36S44S3 | 3844 | 4233968 | COLEMAN BY JOHNSON CONTROLS | TCHD36S43S3 | AC | Split System: Air-Cooled Condensing Unit, Coil with Blower | TCHD36S43S3 |  | FC/MC/PC43C+TXV | 12.6 | 14.65 | Yes | Yes | 2015-03-20 |  | 0
FALSE | TCHD36S44S3 | 3844 | 4233969 | COLEMAN BY JOHNSON CONTROLS | TCHD36S43S3 | AC | Split System: Air-Cooled Condensing Unit, Coil with Blower | TCHD36S43S3 |  | FC/MC/PC48C+TXV | 12.8 | 14.85 | Yes | Yes | 2015-03-20 |  | 0
FALSE | TCHD36S44S3 | 3844 | 4233970 | COLEMAN BY JOHNSON CONTROLS | TCHD36S43S3 | AC | Split System: Air-Cooled Condensing Unit, Coil with Blower | TCHD36S43S3 |  | FC/MC/PC48C+TXV | 12.55 | 14.55 | Yes | Yes | 2015-03-20 |  | 0
FALSE | TCHD36S44S3 | 3844 | 4233971 | COLEMAN BY JOHNSON CONTROLS | TCHD36S43S3 | AC | Split System: Air-Cooled Condensing Unit, Coil with Blower | TCHD36S43S3 |  | FC/MC/PC48D+TXV | 13 | 15 | Yes | Yes | 2015-03-20 |  | 1
FALSE | TCHD36S44S3 | 3844 | 4233976 | COLEMAN BY JOHNSON CONTROLS | TCHD36S43S3 | AC | Split System: Air-Cooled Condensing Unit, Coil with Blower | TCHD36S43S3 |  | HD48+TXV | 12.7 | 14.7 | Yes | Yes | 2015-03-20 |  | 0
FALSE | TCHD36S44S3 | 3844 | 4233978 | COLEMAN BY JOHNSON CONTROLS | TCHD36S43S3 | AC | Split System: Air-Cooled Condensing Unit, Coil with Blower | TCHD36S43S3 |  | HD48+TXV | 12.85 | 15 | Yes | Yes | 2015-03-20 |  | 1
FALSE | TCHD18S41S3 | 3868 | 4234059 | LUXAIRE BY JOHNSON CONTROLS | TCHD18S41S3 | AC | Split System: Air-Cooled Condensing Unit, Coil with Blower | TCHD18S41S3 |  | HC18+TXV | 12.05 | 14.5 | Yes | Yes | 2011-02-28 |  | 0
FALSE | TCHD18S41S3 | 3868 | 4234060 | LUXAIRE BY JOHNSON CONTROLS | TCHD18S41S3 | AC | Split System: Air-Cooled Condensing Unit, Coil with Blower | TCHD18S41S3 |  | HC30+TXV | 12.05 | 14.5 | Yes | Yes | 2011-02-28 |  | 0
FALSE | TCHD18S41S3 | 3868 | 4234061 | LUXAIRE BY JOHNSON CONTROLS | TCHD18S41S3 | AC | Split System: Air-Cooled Condensing Unit, Coil with Blower | TCHD18S41S3 |  | HC36+TXV | 12.4 | 14.75 | Yes | Yes | 2011-02-28 |  | 0
FALSE | TCHD30S44S3 | 3873 | 4234105 | LUXAIRE BY JOHNSON CONTROLS | TCHD30S41S3 | AC | Split System: Air-Cooled Condensing Unit, Coil with Blower | TCHD30S41S3 |  | HC36+TXV | 13 | 14.5 | Yes | Yes | 2011-02-28 |  | 0
FALSE | TCHD30S44S3 | 3873 | 4234106 | LUXAIRE BY JOHNSON CONTROLS | TCHD30S41S3 | AC | Split System: Air-Cooled Condensing Unit, Coil with Blower | TCHD30S41S3 |  | HC42+TXV | 13.6 | 15.35 | Yes | Yes | 2011-02-28 |  | 1
FALSE | TCHD30S44S3 | 3873 | 4234107 | LUXAIRE BY JOHNSON CONTROLS | TCHD30S41S3 | AC | Split System: Air-Cooled Condensing Unit, Coil with Blower | TCHD30S41S3 |  | HC42+TXV | 13.65 | 15.4 | Yes | Yes | 2011-02-28 |  | 1
FALSE | TCHD30S44S3 | 3873 | 4234113 | LUXAIRE BY JOHNSON CONTROLS | TCHD30S43S3 | AC | Split System: Air-Cooled Condensing Unit, Coil with Blower | TCHD30S43S3 |  | FC/MC/PC35B+TXV | 12.75 | 14.5 | Yes | Yes | 2015-03-20 |  | 0
FALSE | TCHD30S44S3 | 3873 | 4234114 | LUXAIRE BY JOHNSON CONTROLS | TCHD30S43S3 | AC | Split System: Air-Cooled Condensing Unit, Coil with Blower | TCHD30S43S3 |  | FC/MC/PC35C+TXV | 13.15 | 15 | Yes | Yes | 2015-03-20 |  | 1
FALSE | TCHD30S44S3 | 3873 | 4234115 | LUXAIRE BY JOHNSON CONTROLS | TCHD30S43S3 | AC | Split System: Air-Cooled Condensing Unit, Coil with Blower | TCHD30S43S3 |  | FC/MC/PC35C+TXV | 13 | 15 | Yes | Yes | 2015-03-20 |  | 1
FALSE | TCHD30S44S3 | 3873 | 4234116 | LUXAIRE BY JOHNSON CONTROLS | TCHD30S43S3 | AC | Split System: Air-Cooled Condensing Unit, Coil with Blower | TCHD30S43S3 |  | FC/MC/PC37A+TXV | 12.8 | 14.5 | Yes | Yes | 2015-03-20 |  | 0
FALSE | TCHD30S44S3 | 3873 | 4234117 | LUXAIRE BY JOHNSON CONTROLS | TCHD30S43S3 | AC | Split System: Air-Cooled Condensing Unit, Coil with Blower | TCHD30S43S3 |  | FC/MC/PC43B+TXV | 13.2 | 15 | Yes | Yes | 2015-03-20 |  | 1
FALSE | TCHD30S44S3 | 3873 | 4234118 | LUXAIRE BY JOHNSON CONTROLS | TCHD30S43S3 | AC | Split System: Air-Cooled Condensing Unit, Coil with Blower | TCHD30S43S3 |  | FC/MC/PC43C+TXV | 13.6 | 15.35 | Yes | Yes | 2015-03-20 |  | 1
FALSE | TCHD30S44S3 | 3873 | 4234119 | LUXAIRE BY JOHNSON CONTROLS | TCHD30S43S3 | AC | Split System: Air-Cooled Condensing Unit, Coil with Blower | TCHD30S43S3 |  | FC/MC/PC43C+TXV | 13.65 | 15.4 | Yes | Yes | 2015-03-20 |  | 1
FALSE | TCHD30S44S3 | 3873 | 4234121 | LUXAIRE BY JOHNSON CONTROLS | TCHD30S43S3 | AC | Split System: Air-Cooled Condensing Unit, Coil with Blower | TCHD30S43S3 |  | HC36+TXV | 13 | 14.5 | Yes | Yes | 2011-02-28 |  | 0
FALSE | TCHD36S44S3 | 3844 | 4234173 | LUXAIRE BY JOHNSON CONTROLS | TCHD36S43S3 | AC | Split System: Air-Cooled Condensing Unit, Coil with Blower | TCHD36S43S3 |  | FC/MC/PC43C+TXV | 12.5 | 14.8 | Yes | Yes | 2015-03-20 |  | 0
FALSE | TCHD36S44S3 | 3844 | 4234174 | LUXAIRE BY JOHNSON CONTROLS | TCHD36S43S3 | AC | Split System: Air-Cooled Condensing Unit, Coil with Blower | TCHD36S43S3 |  | FC/MC/PC48C+TXV | 13 | 15.1 | Yes | Yes | 2015-03-20 |  | 1
FALSE | TCHD36S44S3 | 3844 | 4234175 | LUXAIRE BY JOHNSON CONTROLS | TCHD36S43S3 | AC | Split System: Air-Cooled Condensing Unit, Coil with Blower | TCHD36S43S3 |  | FC/MC/PC48C+TXV | 13.1 | 15.35 | Yes | Yes | 2015-03-20 |  | 1
FALSE | TCHD36S44S3 | 3844 | 4234177 | LUXAIRE BY JOHNSON CONTROLS | TCHD36S43S3 | AC | Split System: Air-Cooled Condensing Unit, Coil with Blower | TCHD36S43S3 |  | HC42+TXV | 12.75 | 14.75 | Yes | Yes | 2011-02-28 |  | 0
FALSE | TCHD36S44S3 | 3844 | 4234178 | LUXAIRE BY JOHNSON CONTROLS | TCHD36S43S3 | AC | Split System: Air-Cooled Condensing Unit, Coil with Blower | TCHD36S43S3 |  | HC42+TXV | 13 | 15 | Yes | Yes | 2011-02-28 |  | 1
FALSE | TCHD36S44S3 | 3844 | 4234183 | LUXAIRE BY JOHNSON CONTROLS | TCHD36S43S3 | AC | Split System: Air-Cooled Condensing Unit, Coil with Blower | TCHD36S43S3 |  | HD48+TXV | 12.45 | 14.5 | Yes | Yes | 2015-03-20 |  | 0
FALSE | TCHD36S44S3 | 3844 | 4234184 | LUXAIRE BY JOHNSON CONTROLS | TCHD36S43S3 | AC | Split System: Air-Cooled Condensing Unit, Coil with Blower | TCHD36S43S3 |  | HD48+TXV | 13 | 15 | Yes | Yes | 2015-03-20 |  | 1
FALSE | TCHD36S44S3 | 3844 | 4234185 | LUXAIRE BY JOHNSON CONTROLS | TCHD36S43S3 | AC | Split System: Air-Cooled Condensing Unit, Coil with Blower | TCHD36S43S3 |  | HD48+TXV | 13.05 | 15.2 | Yes | Yes | 2015-03-20 |  | 1
FALSE | TCHD36S44S3 | 3844 | 4234186 | LUXAIRE BY JOHNSON CONTROLS | TCHD36S43S3 | AC | Split System: Air-Cooled Condensing Unit, Coil with Blower | TCHD36S43S3 |  | UC48C+TXV | 12.45 | 14.55 | Yes | Yes | 2015-03-20 |  | 0
FALSE | TCHD36S44S3 | 3844 | 4234187 | LUXAIRE BY JOHNSON CONTROLS | TCHD36S43S3 | AC | Split System: Air-Cooled Condensing Unit, Coil with Blower | TCHD36S43S3 |  | UC48C+TXV | 12.6 | 14.75 | Yes | Yes | 2015-03-20 |  | 0
FALSE | TCHD36S44S3 | 3844 | 4234191 | LUXAIRE BY JOHNSON CONTROLS | TCHD36S44S3 | AC | Split System: Air-Cooled Condensing Unit, Coil with Blower | TCHD36S44S3 |  | FC/MC/PC35C+TXV | 12.55 | 14.5 | Yes | Yes | 2015-03-20 |  | 0
FALSE | TCHD36S44S3 | 3844 | 4234194 | LUXAIRE BY JOHNSON CONTROLS | TCHD36S44S3 | AC | Split System: Air-Cooled Condensing Unit, Coil with Blower | TCHD36S44S3 |  | FC/MC/PC43C+TXV | 12.5 | 14.6 | Yes | Yes | 2015-03-20 |  | 0
FALSE | TCHD36S44S3 | 3844 | 4234195 | LUXAIRE BY JOHNSON CONTROLS | TCHD36S44S3 | AC | Split System: Air-Cooled Condensing Unit, Coil with Blower | TCHD36S44S3 |  | FC/MC/PC43C+TXV | 12.5 | 14.8 | Yes | Yes | 2015-03-20 |  | 0
FALSE | TCHD30S44S3 | 3873 | 4234142 | LUXAIRE BY JOHNSON CONTROLS | TCHD30S44S3 | AC | Split System: Air-Cooled Condensing Unit, Coil with Blower | TCHD30S44S3 |  | HD36+TXV | 13.05 | 14.8 | Yes | Yes | 2015-03-20 |  | 0
FALSE | TCHD30S44S3 | 3873 | 4234143 | LUXAIRE BY JOHNSON CONTROLS | TCHD30S44S3 | AC | Split System: Air-Cooled Condensing Unit, Coil with Blower | TCHD30S44S3 |  | HD36+TXV | 13.25 | 15 | Yes | Yes | 2015-03-20 |  | 1
FALSE | TCHD36S44S3 | 3844 | 4234155 | LUXAIRE BY JOHNSON CONTROLS | TCHD36S41S3 | AC | Split System: Air-Cooled Condensing Unit, Coil with Blower | TCHD36S41S3 |  | HC42+TXV | 12.75 | 14.75 | Yes | Yes | 2011-02-28 |  | 0
FALSE | TCHD36S44S3 | 3844 | 4234156 | LUXAIRE BY JOHNSON CONTROLS | TCHD36S41S3 | AC | Split System: Air-Cooled Condensing Unit, Coil with Blower | TCHD36S41S3 |  | HC42+TXV | 13 | 15 | Yes | Yes | 2011-02-28 |  | 1
FALSE | TCHD36S44S3 | 3844 | 4234169 | LUXAIRE BY JOHNSON CONTROLS | TCHD36S43S3 | AC | Split System: Air-Cooled Condensing Unit, Coil with Blower | TCHD36S43S3 |  | FC/MC/PC35C+TXV | 12.55 | 14.5 | Yes | Yes | 2015-03-20 |  | 0
FALSE | TCHD36S44S3 | 3844 | 4234172 | LUXAIRE BY JOHNSON CONTROLS | TCHD36S43S3 | AC | Split System: Air-Cooled Condensing Unit, Coil with Blower | TCHD36S43S3 |  | FC/MC/PC43C+TXV | 12.5 | 14.6 | Yes | Yes | 2015-03-20 |  | 0
FALSE | TCHD36S44S3 | 3844 | 4234196 | LUXAIRE BY JOHNSON CONTROLS | TCHD36S44S3 | AC | Split System: Air-Cooled Condensing Unit, Coil with Blower | TCHD36S44S3 |  | FC/MC/PC48C+TXV | 13 | 15.1 | Yes | Yes | 2015-03-20 |  | 1
FALSE | TCHD36S44S3 | 3844 | 4234197 | LUXAIRE BY JOHNSON CONTROLS | TCHD36S44S3 | AC | Split System: Air-Cooled Condensing Unit, Coil with Blower | TCHD36S44S3 |  | FC/MC/PC48C+TXV | 13.1 | 15.35 | Yes | Yes | 2015-03-20 |  | 1
FALSE | TCHD36S44S3 | 3844 | 4234199 | LUXAIRE BY JOHNSON CONTROLS | TCHD36S44S3 | AC | Split System: Air-Cooled Condensing Unit, Coil with Blower | TCHD36S44S3 |  | HC42+TXV | 12.75 | 14.75 | Yes | Yes | 2011-02-28 |  | 0
FALSE | TCHD36S44S3 | 3844 | 4234200 | LUXAIRE BY JOHNSON CONTROLS | TCHD36S44S3 | AC | Split System: Air-Cooled Condensing Unit, Coil with Blower | TCHD36S44S3 |  | HC42+TXV | 13 | 15 | Yes | Yes | 2011-02-28 |  | 1
FALSE | TCHD36S44S3 | 3844 | 4234205 | LUXAIRE BY JOHNSON CONTROLS | TCHD36S44S3 | AC | Split System: Air-Cooled Condensing Unit, Coil with Blower | TCHD36S44S3 |  | HD48+TXV | 12.45 | 14.5 | Yes | Yes | 2015-03-20 |  | 0
FALSE | TCHD36S44S3 | 3844 | 4234206 | LUXAIRE BY JOHNSON CONTROLS | TCHD36S44S3 | AC | Split System: Air-Cooled Condensing Unit, Coil with Blower | TCHD36S44S3 |  | HD48+TXV | 13 | 15 | Yes | Yes | 2015-03-20 |  | 1
FALSE | TCHD36S44S3 | 3844 | 4234207 | LUXAIRE BY JOHNSON CONTROLS | TCHD36S44S3 | AC | Split System: Air-Cooled Condensing Unit, Coil with Blower | TCHD36S44S3 |  | HD48+TXV | 13.05 | 15.2 | Yes | Yes | 2015-03-20 |  | 1
FALSE | TCHD36S44S3 | 3844 | 4234208 | LUXAIRE BY JOHNSON CONTROLS | TCHD36S44S3 | AC | Split System: Air-Cooled Condensing Unit, Coil with Blower | TCHD36S44S3 |  | UC48C+TXV | 12.45 | 14.55 | Yes | Yes | 2015-03-20 |  | 0
FALSE | TCHD36S44S3 | 3844 | 4234209 | LUXAIRE BY JOHNSON CONTROLS | TCHD36S44S3 | AC | Split System: Air-Cooled Condensing Unit, Coil with Blower | TCHD36S44S3 |  | UC48C+TXV | 12.6 | 14.75 | Yes | Yes | 2015-03-20 |  | 0
FALSE | TCHD30S44S3 | 3873 | 4234253 | LUXAIRE BY JOHNSON CONTROLS | TCHD30S43S3 | AC | Split System: Air-Cooled Condensing Unit, Coil with Blower | TCHD30S43S3 |  | FC/MC/PC35C+TXV | 13.1 | 15 | Yes | Yes | 2015-03-20 |  | 1
FALSE | TCHD30S44S3 | 3873 | 4234254 | LUXAIRE BY JOHNSON CONTROLS | TCHD30S43S3 | AC | Split System: Air-Cooled Condensing Unit, Coil with Blower | TCHD30S43S3 |  | FC/MC/PC35C+TXV | 13.1 | 15 | Yes | Yes | 2015-03-20 |  | 1
FALSE | TCHD30S44S3 | 3873 | 4234255 | LUXAIRE BY JOHNSON CONTROLS | TCHD30S43S3 | AC | Split System: Air-Cooled Condensing Unit, Coil with Blower | TCHD30S43S3 |  | FC/MC/PC43B+TXV | 12.85 | 14.5 | Yes | Yes | 2015-03-20 |  | 0
FALSE | TCHD30S44S3 | 3873 | 4234256 | LUXAIRE BY JOHNSON CONTROLS | TCHD30S43S3 | AC | Split System: Air-Cooled Condensing Unit, Coil with Blower | TCHD30S43S3 |  | FC/MC/PC43C+TXV | 13.15 | 14.8 | Yes | Yes | 2015-03-20 |  | 0
FALSE | TCHD36S44S3 | 3844 | 4234302 | LUXAIRE BY JOHNSON CONTROLS | TCHD36S44S3 | AC | Split System: Air-Cooled Condensing Unit, Coil with Blower | TCHD36S44S3 |  | HD48+TXV | 12.7 | 14.7 | Yes | Yes | 2015-03-20 |  | 0
FALSE | TCHD36S44S3 | 3844 | 4234304 | LUXAIRE BY JOHNSON CONTROLS | TCHD36S44S3 | AC | Split System: Air-Cooled Condensing Unit, Coil with Blower | TCHD36S44S3 |  | HD48+TXV | 12.85 | 15 | Yes | Yes | 2015-03-20 |  | 1
FALSE | TCHD18S41S3 | 3868 | 4234366 | FRASER-JOHNSTON BY JOHNSON CONTROLS | TCHD18S41S3 | AC | Split System: Air-Cooled Condensing Unit, Coil with Blower | TCHD18S41S3 |  | HC18+TXV | 12.05 | 14.5 | Yes | Yes | 2011-02-28 |  | 0
FALSE | TCHD18S41S3 | 3868 | 4234367 | FRASER-JOHNSTON BY JOHNSON CONTROLS | TCHD18S41S3 | AC | Split System: Air-Cooled Condensing Unit, Coil with Blower | TCHD18S41S3 |  | HC30+TXV | 12.05 | 14.5 | Yes | Yes | 2011-02-28 |  | 0
FALSE | TCHD18S41S3 | 3868 | 4234368 | FRASER-JOHNSTON BY JOHNSON CONTROLS | TCHD18S41S3 | AC | Split System: Air-Cooled Condensing Unit, Coil with Blower | TCHD18S41S3 |  | HC36+TXV | 12.4 | 14.75 | Yes | Yes | 2011-02-28 |  | 0
FALSE | TCHD36S44S3 | 3844 | 4234277 | LUXAIRE BY JOHNSON CONTROLS | TCHD36S43S3 | AC | Split System: Air-Cooled Condensing Unit, Coil with Blower | TCHD36S43S3 |  | FC/MC/PC48C+TXV | 12.55 | 14.55 | Yes | Yes | 2015-03-20 |  | 0
FALSE | TCHD36S44S3 | 3844 | 4234278 | LUXAIRE BY JOHNSON CONTROLS | TCHD36S43S3 | AC | Split System: Air-Cooled Condensing Unit, Coil with Blower | TCHD36S43S3 |  | FC/MC/PC48D+TXV | 13 | 15 | Yes | Yes | 2015-03-20 |  | 1
FALSE | TCHD36S44S3 | 3844 | 4234283 | LUXAIRE BY JOHNSON CONTROLS | TCHD36S43S3 | AC | Split System: Air-Cooled Condensing Unit, Coil with Blower | TCHD36S43S3 |  | HD48+TXV | 12.7 | 14.7 | Yes | Yes | 2015-03-20 |  | 0
FALSE | TCHD36S44S3 | 3844 | 4234285 | LUXAIRE BY JOHNSON CONTROLS | TCHD36S43S3 | AC | Split System: Air-Cooled Condensing Unit, Coil with Blower | TCHD36S43S3 |  | HD48+TXV | 12.85 | 15 | Yes | Yes | 2015-03-20 |  | 1
FALSE | TCHD36S44S3 | 3844 | 4234294 | LUXAIRE BY JOHNSON CONTROLS | TCHD36S44S3 | AC | Split System: Air-Cooled Condensing Unit, Coil with Blower | TCHD36S44S3 |  | FC/MC/PC43C+TXV | 12.6 | 14.65 | Yes | Yes | 2015-03-20 |  | 0
FALSE | TCHD36S44S3 | 3844 | 4234295 | LUXAIRE BY JOHNSON CONTROLS | TCHD36S44S3 | AC | Split System: Air-Cooled Condensing Unit, Coil with Blower | TCHD36S44S3 |  | FC/MC/PC48C+TXV | 12.8 | 14.85 | Yes | Yes | 2015-03-20 |  | 0
FALSE | TCHD36S44S3 | 3844 | 4234296 | LUXAIRE BY JOHNSON CONTROLS | TCHD36S44S3 | AC | Split System: Air-Cooled Condensing Unit, Coil with Blower | TCHD36S44S3 |  | FC/MC/PC48C+TXV | 12.55 | 14.55 | Yes | Yes | 2015-03-20 |  | 0
FALSE | TCHD36S44S3 | 3844 | 4234297 | LUXAIRE BY JOHNSON CONTROLS | TCHD36S44S3 | AC | Split System: Air-Cooled Condensing Unit, Coil with Blower | TCHD36S44S3 |  | FC/MC/PC48D+TXV | 13 | 15 | Yes | Yes | 2015-03-20 |  | 1
FALSE | TCHD30S44S3 | 3873 | 4234434 | FRASER-JOHNSTON BY JOHNSON CONTROLS | TCHD30S43S3 | AC | Split System: Air-Cooled Condensing Unit, Coil with Blower | TCHD30S43S3 |  | HD36+TXV | 13.25 | 15 | Yes | Yes | 2015-03-20 |  | 1
FALSE | TCHD30S44S3 | 3873 | 4234436 | FRASER-JOHNSTON BY JOHNSON CONTROLS | TCHD30S44S3 | AC | Split System: Air-Cooled Condensing Unit, Coil with Blower | TCHD30S44S3 |  | FC/MC/PC35B+TXV | 12.75 | 14.5 | Yes | Yes | 2015-03-20 |  | 0
FALSE | TCHD30S44S3 | 3873 | 4234437 | FRASER-JOHNSTON BY JOHNSON CONTROLS | TCHD30S44S3 | AC | Split System: Air-Cooled Condensing Unit, Coil with Blower | TCHD30S44S3 |  | FC/MC/PC35C+TXV | 13.15 | 15 | Yes | Yes | 2015-03-20 |  | 1
FALSE | TCHD30S44S3 | 3873 | 4234438 | FRASER-JOHNSTON BY JOHNSON CONTROLS | TCHD30S44S3 | AC | Split System: Air-Cooled Condensing Unit, Coil with Blower | TCHD30S44S3 |  | FC/MC/PC35C+TXV | 13 | 15 | Yes | Yes | 2015-03-20 |  | 1
FALSE | TCHD30S44S3 | 3873 | 4234439 | FRASER-JOHNSTON BY JOHNSON CONTROLS | TCHD30S44S3 | AC | Split System: Air-Cooled Condensing Unit, Coil with Blower | TCHD30S44S3 |  | FC/MC/PC37A+TXV | 12.8 | 14.5 | Yes | Yes | 2015-03-20 |  | 0
FALSE | TCHD30S44S3 | 3873 | 4234440 | FRASER-JOHNSTON BY JOHNSON CONTROLS | TCHD30S44S3 | AC | Split System: Air-Cooled Condensing Unit, Coil with Blower | TCHD30S44S3 |  | FC/MC/PC43B+TXV | 13.2 | 15 | Yes | Yes | 2015-03-20 |  | 1
FALSE | TCHD30S44S3 | 3873 | 4234441 | FRASER-JOHNSTON BY JOHNSON CONTROLS | TCHD30S44S3 | AC | Split System: Air-Cooled Condensing Unit, Coil with Blower | TCHD30S44S3 |  | FC/MC/PC43C+TXV | 13.6 | 15.35 | Yes | Yes | 2015-03-20 |  | 1
FALSE | TCHD30S44S3 | 3873 | 4234442 | FRASER-JOHNSTON BY JOHNSON CONTROLS | TCHD30S44S3 | AC | Split System: Air-Cooled Condensing Unit, Coil with Blower | TCHD30S44S3 |  | FC/MC/PC43C+TXV | 13.65 | 15.4 | Yes | Yes | 2015-03-20 |  | 1
FALSE | TCHD30S44S3 | 3873 | 4234444 | FRASER-JOHNSTON BY JOHNSON CONTROLS | TCHD30S44S3 | AC | Split System: Air-Cooled Condensing Unit, Coil with Blower | TCHD30S44S3 |  | HC36+TXV | 13 | 14.5 | Yes | Yes | 2011-02-28 |  | 0
FALSE | TCHD30S44S3 | 3873 | 4234445 | FRASER-JOHNSTON BY JOHNSON CONTROLS | TCHD30S44S3 | AC | Split System: Air-Cooled Condensing Unit, Coil with Blower | TCHD30S44S3 |  | HC42+TXV | 13.6 | 15.35 | Yes | Yes | 2011-02-28 |  | 1
FALSE | TCHD30S44S3 | 3873 | 4234446 | FRASER-JOHNSTON BY JOHNSON CONTROLS | TCHD30S44S3 | AC | Split System: Air-Cooled Condensing Unit, Coil with Blower | TCHD30S44S3 |  | HC42+TXV | 13.65 | 15.4 | Yes | Yes | 2011-02-28 |  | 1
FALSE | TCHD30S44S3 | 3873 | 4234448 | FRASER-JOHNSTON BY JOHNSON CONTROLS | TCHD30S44S3 | AC | Split System: Air-Cooled Condensing Unit, Coil with Blower | TCHD30S44S3 |  | HD36+TXV | 13 | 14.65 | Yes | Yes | 2015-03-20 |  | 0
FALSE | TCHD30S44S3 | 3873 | 4234449 | FRASER-JOHNSTON BY JOHNSON CONTROLS | TCHD30S44S3 | AC | Split System: Air-Cooled Condensing Unit, Coil with Blower | TCHD30S44S3 |  | HD36+TXV | 13.05 | 14.8 | Yes | Yes | 2015-03-20 |  | 0
FALSE | TCHD30S44S3 | 3873 | 4234450 | FRASER-JOHNSTON BY JOHNSON CONTROLS | TCHD30S44S3 | AC | Split System: Air-Cooled Condensing Unit, Coil with Blower | TCHD30S44S3 |  | HD36+TXV | 13.25 | 15 | Yes | Yes | 2015-03-20 |  | 1
FALSE | TCHD36S44S3 | 3844 | 4234462 | FRASER-JOHNSTON BY JOHNSON CONTROLS | TCHD36S41S3 | AC | Split System: Air-Cooled Condensing Unit, Coil with Blower | TCHD36S41S3 |  | HC42+TXV | 12.75 | 14.75 | Yes | Yes | 2011-02-28 |  | 0
FALSE | TCHD36S44S3 | 3844 | 4234463 | FRASER-JOHNSTON BY JOHNSON CONTROLS | TCHD36S41S3 | AC | Split System: Air-Cooled Condensing Unit, Coil with Blower | TCHD36S41S3 |  | HC42+TXV | 13 | 15 | Yes | Yes | 2011-02-28 |  | 1
FALSE | TCHD36S44S3 | 3844 | 4234476 | FRASER-JOHNSTON BY JOHNSON CONTROLS | TCHD36S43S3 | AC | Split System: Air-Cooled Condensing Unit, Coil with Blower | TCHD36S43S3 |  | FC/MC/PC35C+TXV | 12.55 | 14.5 | Yes | Yes | 2015-03-20 |  | 0
FALSE | TCHD36S44S3 | 3844 | 4234479 | FRASER-JOHNSTON BY JOHNSON CONTROLS | TCHD36S43S3 | AC | Split System: Air-Cooled Condensing Unit, Coil with Blower | TCHD36S43S3 |  | FC/MC/PC43C+TXV | 12.5 | 14.6 | Yes | Yes | 2015-03-20 |  | 0
FALSE | TCHD36S44S3 | 3844 | 4234480 | FRASER-JOHNSTON BY JOHNSON CONTROLS | TCHD36S43S3 | AC | Split System: Air-Cooled Condensing Unit, Coil with Blower | TCHD36S43S3 |  | FC/MC/PC43C+TXV | 12.5 | 14.8 | Yes | Yes | 2015-03-20 |  | 0
FALSE | TCHD36S44S3 | 3844 | 4234481 | FRASER-JOHNSTON BY JOHNSON CONTROLS | TCHD36S43S3 | AC | Split System: Air-Cooled Condensing Unit, Coil with Blower | TCHD36S43S3 |  | FC/MC/PC48C+TXV | 13 | 15.1 | Yes | Yes | 2015-03-20 |  | 1
FALSE | TCHD36S44S3 | 3844 | 4234482 | FRASER-JOHNSTON BY JOHNSON CONTROLS | TCHD36S43S3 | AC | Split System: Air-Cooled Condensing Unit, Coil with Blower | TCHD36S43S3 |  | FC/MC/PC48C+TXV | 13.1 | 15.35 | Yes | Yes | 2015-03-20 |  | 1
FALSE | TCHD30S44S3 | 3873 | 4234564 | FRASER-JOHNSTON BY JOHNSON CONTROLS | TCHD30S43S3 | AC | Split System: Air-Cooled Condensing Unit, Coil with Blower | TCHD30S43S3 |  | FC/MC/PC43C+TXV | 13.45 | 15.2 | Yes | Yes | 2015-03-20 |  | 1
FALSE | TCHD30S44S3 | 3873 | 4234565 | FRASER-JOHNSTON BY JOHNSON CONTROLS | TCHD30S43S3 | AC | Split System: Air-Cooled Condensing Unit, Coil with Blower | TCHD30S43S3 |  | HD36+TXV | 12.85 | 14.6 | Yes | Yes | 2015-03-20 |  | 0
FALSE | TCHD30S44S3 | 3873 | 4234566 | FRASER-JOHNSTON BY JOHNSON CONTROLS | TCHD30S43S3 | AC | Split System: Air-Cooled Condensing Unit, Coil with Blower | TCHD30S43S3 |  | HD36+TXV | 13.05 | 14.85 | Yes | Yes | 2015-03-20 |  | 0
FALSE | TCHD30S44S3 | 3873 | 4234567 | FRASER-JOHNSTON BY JOHNSON CONTROLS | TCHD30S43S3 | AC | Split System: Air-Cooled Condensing Unit, Coil with Blower | TCHD30S43S3 |  | HD36+TXV | 13 | 14.65 | Yes | Yes | 2015-03-20 |  | 0
FALSE | TCHD30S44S3 | 3873 | 4234569 | FRASER-JOHNSTON BY JOHNSON CONTROLS | TCHD30S44S3 | AC | Split System: Air-Cooled Condensing Unit, Coil with Blower | TCHD30S44S3 |  | FC/MC/PC35C+TXV | 13.1 | 15 | Yes | Yes | 2015-03-20 |  | 1
FALSE | TCHD30S44S3 | 3873 | 4234570 | FRASER-JOHNSTON BY JOHNSON CONTROLS | TCHD30S44S3 | AC | Split System: Air-Cooled Condensing Unit, Coil with Blower | TCHD30S44S3 |  | FC/MC/PC35C+TXV | 13.1 | 15 | Yes | Yes | 2015-03-20 |  | 1
FALSE | TCHD30S44S3 | 3873 | 4234571 | FRASER-JOHNSTON BY JOHNSON CONTROLS | TCHD30S44S3 | AC | Split System: Air-Cooled Condensing Unit, Coil with Blower | TCHD30S44S3 |  | FC/MC/PC43B+TXV | 12.85 | 14.5 | Yes | Yes | 2015-03-20 |  | 0
FALSE | TCHD30S44S3 | 3873 | 4234572 | FRASER-JOHNSTON BY JOHNSON CONTROLS | TCHD30S44S3 | AC | Split System: Air-Cooled Condensing Unit, Coil with Blower | TCHD30S44S3 |  | FC/MC/PC43C+TXV | 13.15 | 14.8 | Yes | Yes | 2015-03-20 |  | 0
FALSE | TCHD30S44S3 | 3873 | 4234573 | FRASER-JOHNSTON BY JOHNSON CONTROLS | TCHD30S44S3 | AC | Split System: Air-Cooled Condensing Unit, Coil with Blower | TCHD30S44S3 |  | FC/MC/PC43C+TXV | 13.45 | 15.2 | Yes | Yes | 2015-03-20 |  | 1
FALSE | TCHD30S44S3 | 3873 | 4234574 | FRASER-JOHNSTON BY JOHNSON CONTROLS | TCHD30S44S3 | AC | Split System: Air-Cooled Condensing Unit, Coil with Blower | TCHD30S44S3 |  | HD36+TXV | 12.85 | 14.6 | Yes | Yes | 2015-03-20 |  | 0
FALSE | TCHD30S44S3 | 3873 | 4234575 | FRASER-JOHNSTON BY JOHNSON CONTROLS | TCHD30S44S3 | AC | Split System: Air-Cooled Condensing Unit, Coil with Blower | TCHD30S44S3 |  | HD36+TXV | 13.05 | 14.85 | Yes | Yes | 2015-03-20 |  | 0
FALSE | TCHD30S44S3 | 3873 | 4234576 | FRASER-JOHNSTON BY JOHNSON CONTROLS | TCHD30S44S3 | AC | Split System: Air-Cooled Condensing Unit, Coil with Blower | TCHD30S44S3 |  | HD36+TXV | 13 | 14.65 | Yes | Yes | 2015-03-20 |  | 0
FALSE | TCHD36S44S3 | 3844 | 4234582 | FRASER-JOHNSTON BY JOHNSON CONTROLS | TCHD36S43S3 | AC | Split System: Air-Cooled Condensing Unit, Coil with Blower | TCHD36S43S3 |  | FC/MC/PC43C+TXV | 12.6 | 14.65 | Yes | Yes | 2015-03-20 |  | 0
FALSE | TCHD36S44S3 | 3844 | 4234583 | FRASER-JOHNSTON BY JOHNSON CONTROLS | TCHD36S43S3 | AC | Split System: Air-Cooled Condensing Unit, Coil with Blower | TCHD36S43S3 |  | FC/MC/PC48C+TXV | 12.8 | 14.85 | Yes | Yes | 2015-03-20 |  | 0
FALSE | TCHD36S44S3 | 3844 | 4234584 | FRASER-JOHNSTON BY JOHNSON CONTROLS | TCHD36S43S3 | AC | Split System: Air-Cooled Condensing Unit, Coil with Blower | TCHD36S43S3 |  | FC/MC/PC48C+TXV | 12.55 | 14.55 | Yes | Yes | 2015-03-20 |  | 0
FALSE | TCHD36S44S3 | 3844 | 4234585 | FRASER-JOHNSTON BY JOHNSON CONTROLS | TCHD36S43S3 | AC | Split System: Air-Cooled Condensing Unit, Coil with Blower | TCHD36S43S3 |  | FC/MC/PC48D+TXV | 13 | 15 | Yes | Yes | 2015-03-20 |  | 1
FALSE | TCHD36S44S3 | 3844 | 4234590 | FRASER-JOHNSTON BY JOHNSON CONTROLS | TCHD36S43S3 | AC | Split System: Air-Cooled Condensing Unit, Coil with Blower | TCHD36S43S3 |  | HD48+TXV | 12.7 | 14.7 | Yes | Yes | 2015-03-20 |  | 0
FALSE | TCHD36S44S3 | 3844 | 4234592 | FRASER-JOHNSTON BY JOHNSON CONTROLS | TCHD36S43S3 | AC | Split System: Air-Cooled Condensing Unit, Coil with Blower | TCHD36S43S3 |  | HD48+TXV | 12.85 | 15 | Yes | Yes | 2015-03-20 |  | 1
FALSE | TCHD36S44S3 | 3844 | 4234601 | FRASER-JOHNSTON BY JOHNSON CONTROLS | TCHD36S44S3 | AC | Split System: Air-Cooled Condensing Unit, Coil with Blower | TCHD36S44S3 |  | FC/MC/PC43C+TXV | 12.6 | 14.65 | Yes | Yes | 2015-03-20 |  | 0
FALSE | TCHD36S44S3 | 3844 | 4234602 | FRASER-JOHNSTON BY JOHNSON CONTROLS | TCHD36S44S3 | AC | Split System: Air-Cooled Condensing Unit, Coil with Blower | TCHD36S44S3 |  | FC/MC/PC48C+TXV | 12.8 | 14.85 | Yes | Yes | 2015-03-20 |  | 0
FALSE | TCHD36S44S3 | 3844 | 4234603 | FRASER-JOHNSTON BY JOHNSON CONTROLS | TCHD36S44S3 | AC | Split System: Air-Cooled Condensing Unit, Coil with Blower | TCHD36S44S3 |  | FC/MC/PC48C+TXV | 12.55 | 14.55 | Yes | Yes | 2015-03-20 |  | 0
FALSE | TCHD36S44S3 | 3844 | 4234604 | FRASER-JOHNSTON BY JOHNSON CONTROLS | TCHD36S44S3 | AC | Split System: Air-Cooled Condensing Unit, Coil with Blower | TCHD36S44S3 |  | FC/MC/PC48D+TXV | 13 | 15 | Yes | Yes | 2015-03-20 |  | 1
FALSE | XC14-047-230* | 2292 | 4235245 | LENNOX INDUSTRIES, INC. | XC14-047-230* | AC | Split System: Air-Cooled Condensing Unit, Coil with Blower | XC14-047-230* |  | CH33-48+TDR+TXV | 12.5 | 15.2 | Yes | Yes | 2011-01-21 |  | 1
FALSE | XC14-047-230* | 2292 | 4235246 | LENNOX INDUSTRIES, INC. | XC14-047-230* | AC | Split System: Air-Cooled Condensing Unit, Coil with Blower | XC14-047-230* |  | CX34-44/48+TDR | 12.2 | 14.7 | Yes | Yes | 2011-01-21 |  | 0
FALSE | TSA036S4N*G | 2270 | 4235247 | LENNOX INDUSTRIES, INC. | 13ACX-036-230-12 | AC | Split System: Air-Cooled Condensing Unit, Coil with Blower | 13ACX-036-230-12 |  | CX34-43+TDR | 12 | 14.5 | Yes | Yes | 2011-01-21 |  | 0
FALSE | TSA036S4N*G | 2270 | 4235248 | LENNOX INDUSTRIES, INC. | 13ACX-036-230-12 | AC | Split System: Air-Cooled Condensing Unit, Coil with Blower | 13ACX-036-230-12 |  | C33-43+TDR+TXV | 12 | 14.5 | Yes | Yes | 2011-01-21 |  | 0
FALSE | TSA036S4N*G | 2270 | 4235249 | LENNOX INDUSTRIES, INC. | 13ACX-036-230-12 | AC | Split System: Air-Cooled Condensing Unit, Coil with Blower | 13ACX-036-230-12 |  | C33-50/60C+TDR+TXV | 12 | 14.5 | Yes | Yes | 2011-01-21 |  | 0
FALSE | TSA036S4N*G | 2270 | 4235250 | LENNOX INDUSTRIES, INC. | 13ACX-036-230-12 | AC | Split System: Air-Cooled Condensing Unit, Coil with Blower | 13ACX-036-230-12 |  | CH33-43+TDR+TXV | 12 | 14.5 | Yes | Yes | 2011-01-21 |  | 0
FALSE | TSA036S4N*G | 2270 | 4235251 | LENNOX INDUSTRIES, INC. | 13ACX-036-230-12 | AC | Split System: Air-Cooled Condensing Unit, Coil with Blower | 13ACX-036-230-12 |  | CH33-48+TDR+TXV | 12 | 14.5 | Yes | Yes | 2011-01-21 |  | 0
FALSE | TSA036S4N*G | 2270 | 4235255 | LENNOX INDUSTRIES, INC. | 13ACX-036-230-12 | AC | Split System: Air-Cooled Condensing Unit, Coil with Blower | 13ACX-036-230-12 |  | CX34-50/60C+TDR | 12 | 14.5 | Yes | Yes | 2011-01-21 |  | 0
FALSE | XC13N042-230-** | 2288 | 4235316 | LENNOX INDUSTRIES, INC. | XC13-042-230-03 | AC | Split System: Air-Cooled Condensing Unit, Coil with Blower | XC13-042-230-03 |  | CX34-50/60C+TDR | 12 | 14.5 | Yes | Yes | 2011-01-21 |  | 0
FALSE | TSA048S4N*G | 2299 | 4235329 | LENNOX INDUSTRIES, INC. | 13ACX-048-230-12 | AC | Split System: Air-Cooled Condensing Unit, Coil with Blower | 13ACX-048-230-12 |  | C33-62C+TDR+TXV | 12 | 14.5 | Yes | Yes | 2011-01-21 |  | 0
FALSE | TSA048S4N*G | 2299 | 4235336 | LENNOX INDUSTRIES, INC. | 13ACX-048-230-12 | AC | Split System: Air-Cooled Condensing Unit, Coil with Blower | 13ACX-048-230-12 |  | CX34-62C+TDR | 12 | 14.5 | Yes | Yes | 2011-01-21 |  | 0
FALSE | TSA048S4N*G | 2299 | 4235346 | LENNOX INDUSTRIES, INC. | XC13-048-230-03 | AC | Split System: Air-Cooled Condensing Unit, Coil with Blower | XC13-048-230-03 |  | C33-62C+TDR+TXV | 12 | 14.5 | Yes | Yes | 2011-01-21 |  | 0
FALSE | TSA048S4N*G | 2299 | 4235353 | LENNOX INDUSTRIES, INC. | XC13-048-230-03 | AC | Split System: Air-Cooled Condensing Unit, Coil with Blower | XC13-048-230-03 |  | CX34-62C+TDR | 12 | 14.5 | Yes | Yes | 2011-01-21 |  | 0
FALSE | 14ACX-036-230-15 | 2264 | 4235379 | LENNOX INDUSTRIES, INC. | 14ACX-036-230-11 | AC | Split System: Air-Cooled Condensing Unit, Coil with Blower | 14ACX-036-230-11 |  | CX34-43+TDR | 13 | 16 | Yes | Yes | 2011-01-21 |  | 2
FALSE | XC14-048-230-08 | 2298 | 4235400 | LENNOX INDUSTRIES, INC. | 14ACX-048-230-11 | AC | Split System: Air-Cooled Condensing Unit, Coil with Blower | 14ACX-048-230-11 |  | CH33-43+TDR+TXV | 12 | 14.5 | Yes | Yes | 2011-01-21 |  | 0
FALSE | XC14-048-230-08 | 2298 | 4235401 | LENNOX INDUSTRIES, INC. | 14ACX-048-230-11 | AC | Split System: Air-Cooled Condensing Unit, Coil with Blower | 14ACX-048-230-11 |  | CH33-48+TDR+TXV | 12 | 14.5 | Yes | Yes | 2011-01-21 |  | 0
FALSE | XC14-048-230-08 | 2298 | 4235402 | LENNOX INDUSTRIES, INC. | 14ACX-048-230-11 | AC | Split System: Air-Cooled Condensing Unit, Coil with Blower | 14ACX-048-230-11 |  | CH33-49+TDR+TXV | 12 | 14.5 | Yes | Yes | 2011-01-21 |  | 0
FALSE | XC14-048-230-08 | 2298 | 4235403 | LENNOX INDUSTRIES, INC. | 14ACX-048-230-11 | AC | Split System: Air-Cooled Condensing Unit, Coil with Blower | 14ACX-048-230-11 |  | CH33-50/60C+TDR+TXV | 12 | 14.5 | Yes | Yes | 2011-01-21 |  | 0
FALSE | XC14-060-230-** | 2308 | 4235406 | LENNOX INDUSTRIES, INC. | 14ACX-060-230-11 | AC | Split System: Air-Cooled Condensing Unit, Coil with Blower | 14ACX-060-230-11 |  | CX34-62C+TDR | 12 | 14.5 | Yes | Yes | 2011-01-21 |  | 0
FALSE | 14ACX-036-230-15 | 2264 | 4235409 | LENNOX INDUSTRIES, INC. | XC14-036-230-03 | AC | Split System: Air-Cooled Condensing Unit, Coil with Blower | XC14-036-230-03 |  | CX34-44/48+TDR | 13 | 15.7 | Yes | Yes | 2011-01-21 |  | 1
FALSE | 14ACX-036-230-15 | 2264 | 4235410 | LENNOX INDUSTRIES, INC. | XC14-036-230-03 | AC | Split System: Air-Cooled Condensing Unit, Coil with Blower | XC14-036-230-03 |  | CX34-49+TDR | 13.2 | 16 | Yes | Yes | 2011-01-21 |  | 2
FALSE | 14ACX-036-230-15 | 2264 | 4235411 | LENNOX INDUSTRIES, INC. | XC14-036-230-03 | AC | Split System: Air-Cooled Condensing Unit, Coil with Blower | XC14-036-230-03 |  | CX34-50/60C+TDR | 13.2 | 16 | Yes | Yes | 2011-01-21 |  | 2
FALSE | 14ACX-036-230-15 | 2264 | 4235412 | LENNOX INDUSTRIES, INC. | XC14-036-230-03 | AC | Split System: Air-Cooled Condensing Unit, Coil with Blower | XC14-036-230-03 |  | CX34-43+TDR | 13.2 | 16 | Yes | Yes | 2011-01-21 |  | 2
FALSE | 14ACX-036-230-15 | 2264 | 4235413 | LENNOX INDUSTRIES, INC. | XC14-036-230-03 | AC | Split System: Air-Cooled Condensing Unit, Coil with Blower | XC14-036-230-03 |  | CH33-43+TDR+TXV | 13.2 | 16 | Yes | Yes | 2011-01-21 |  | 2
FALSE | 14ACX-036-230-15 | 2264 | 4235414 | LENNOX INDUSTRIES, INC. | XC14-036-230-03 | AC | Split System: Air-Cooled Condensing Unit, Coil with Blower | XC14-036-230-03 |  | CH33-50/60C+TDR+TXV | 13.2 | 16.2 | Yes | Yes | 2011-01-21 |  | 2
FALSE | TSA042H4N4*Y | 2280 | 4235415 | LENNOX INDUSTRIES, INC. | XC14-042-230* | AC | Split System: Air-Cooled Condensing Unit, Coil with Blower | XC14-042-230* |  | CX34-44/48+TDR | 12.5 | 14.5 | Yes | Yes | 2011-01-21 |  | 0
FALSE | TSA042H4N4*Y | 2280 | 4235416 | LENNOX INDUSTRIES, INC. | XC14-042-230* | AC | Split System: Air-Cooled Condensing Unit, Coil with Blower | XC14-042-230* |  | CX34-49+TDR | 13 | 15.2 | Yes | Yes | 2011-01-21 |  | 1
FALSE | TSA042H4N4*Y | 2280 | 4235417 | LENNOX INDUSTRIES, INC. | XC14-042-230* | AC | Split System: Air-Cooled Condensing Unit, Coil with Blower | XC14-042-230* |  | CX34-50/60C+TDR | 12.5 | 14.7 | Yes | Yes | 2011-01-21 |  | 0
FALSE | TSA042H4N4*Y | 2280 | 4235418 | LENNOX INDUSTRIES, INC. | XC14-042-230* | AC | Split System: Air-Cooled Condensing Unit, Coil with Blower | XC14-042-230* |  | CX34-62C+TDR | 13.2 | 15.5 | Yes | Yes | 2011-01-21 |  | 1
FALSE | TSA042H4N4*Y | 2280 | 4235420 | LENNOX INDUSTRIES, INC. | XC14-042-230* | AC | Split System: Air-Cooled Condensing Unit, Coil with Blower | XC14-042-230* |  | CX34-43+TDR | 12.7 | 15.2 | Yes | Yes | 2011-01-21 |  | 1
FALSE | TSA042H4N4*Y | 2280 | 4235421 | LENNOX INDUSTRIES, INC. | XC14-042-230* | AC | Split System: Air-Cooled Condensing Unit, Coil with Blower | XC14-042-230* |  | CH33-43+TDR+TXV | 13 | 15.2 | Yes | Yes | 2011-01-21 |  | 1
FALSE | TSA042H4N4*Y | 2280 | 4235422 | LENNOX INDUSTRIES, INC. | XC14-042-230* | AC | Split System: Air-Cooled Condensing Unit, Coil with Blower | XC14-042-230* |  | CH33-48+TDR+TXV | 12.5 | 14.7 | Yes | Yes | 2011-01-21 |  | 0
FALSE | XC17-036-230-** | 2261 | 4235504 | LENNOX INDUSTRIES, INC. | XC17-036-230* | AC | Split System: Air-Cooled Condensing Unit, Coil with Blower | XC17-036-230* |  | CX34-62C+TDR | 14.5 | 17.2 | Yes | Yes | 2011-01-21 |  | 2
FALSE | XC17-048-230-** | 2300 | 4235517 | LENNOX INDUSTRIES, INC. | XC17-048-230* | AC | Split System: Air-Cooled Condensing Unit, Coil with Blower | XC17-048-230* |  | CX34-44/48+TDR | 12.5 | 15 | Yes | Yes | 2011-01-21 |  | 1
FALSE | XC17-048-230-** | 2300 | 4235518 | LENNOX INDUSTRIES, INC. | XC17-048-230* | AC | Split System: Air-Cooled Condensing Unit, Coil with Blower | XC17-048-230* |  | CX34-49+TDR | 13 | 15.5 | Yes | Yes | 2011-01-21 |  | 1
FALSE | XC17-048-230-** | 2300 | 4235519 | LENNOX INDUSTRIES, INC. | XC17-048-230* | AC | Split System: Air-Cooled Condensing Unit, Coil with Blower | XC17-048-230* |  | CX34-50/60C+TDR | 12.5 | 15.2 | Yes | Yes | 2011-01-21 |  | 1
FALSE | XC17-048-230-** | 2300 | 4235520 | LENNOX INDUSTRIES, INC. | XC17-048-230* | AC | Split System: Air-Cooled Condensing Unit, Coil with Blower | XC17-048-230* |  | CX34-62C+TDR | 13.2 | 16 | Yes | Yes | 2011-01-21 |  | 2
FALSE | XC17-048-230-** | 2300 | 4235521 | LENNOX INDUSTRIES, INC. | XC17-048-230* | AC | Split System: Air-Cooled Condensing Unit, Coil with Blower | XC17-048-230* |  | CH23-51+TDR+TXV | 12.5 | 15 | Yes | Yes | 2011-01-21 |  | 1
FALSE | XC17-048-230-** | 2300 | 4235522 | LENNOX INDUSTRIES, INC. | XC17-048-230* | AC | Split System: Air-Cooled Condensing Unit, Coil with Blower | XC17-048-230* |  | CH23-65+TDR+TXV | 12.7 | 15.2 | Yes | Yes | 2011-01-21 |  | 1
FALSE | XC17-048-230-** | 2300 | 4235523 | LENNOX INDUSTRIES, INC. | XC17-048-230* | AC | Split System: Air-Cooled Condensing Unit, Coil with Blower | XC17-048-230* |  | CH23-68+TDR+TXV | 13.2 | 16 | Yes | Yes | 2011-01-21 |  | 2
FALSE | 14ACX-036-230-15 | 2264 | 4235552 | LENNOX INDUSTRIES, INC. | 14ACX-036-230-11 | AC | Split System: Air-Cooled Condensing Unit, Coil with Blower | 14ACX-036-230-11 |  | C33-50/60C+TDR+TXV | 13 | 16 | Yes | Yes | 2011-01-21 |  | 2
FALSE | 14ACX-036-230-15 | 2264 | 4235554 | LENNOX INDUSTRIES, INC. | XC14-036-230-03 | AC | Split System: Air-Cooled Condensing Unit, Coil with Blower | XC14-036-230-03 |  | C33-48+TDR+TXV | 13 | 15.7 | Yes | Yes | 2011-01-21 |  | 1
FALSE | 14ACX-036-230-15 | 2264 | 4235555 | LENNOX INDUSTRIES, INC. | XC14-036-230-03 | AC | Split System: Air-Cooled Condensing Unit, Coil with Blower | XC14-036-230-03 |  | C33-49+TDR+TXV | 13.2 | 16 | Yes | Yes | 2011-01-21 |  | 2
FALSE | 14ACX-036-230-15 | 2264 | 4235556 | LENNOX INDUSTRIES, INC. | XC14-036-230-03 | AC | Split System: Air-Cooled Condensing Unit, Coil with Blower | XC14-036-230-03 |  | C33-50/60C+TDR+TXV | 13.2 | 16 | Yes | Yes | 2011-01-21 |  | 2
FALSE | 14ACX-036-230-15 | 2264 | 4235557 | LENNOX INDUSTRIES, INC. | XC14-036-230-03 | AC | Split System: Air-Cooled Condensing Unit, Coil with Blower | XC14-036-230-03 |  | C33-43+TDR+TXV | 13.2 | 16 | Yes | Yes | 2011-01-21 |  | 2
FALSE | TSA042H4N4*Y | 2280 | 4235558 | LENNOX INDUSTRIES, INC. | XC14-042-230* | AC | Split System: Air-Cooled Condensing Unit, Coil with Blower | XC14-042-230* |  | C33-48+TDR+TXV | 12.5 | 14.5 | Yes | Yes | 2011-01-21 |  | 0
FALSE | TSA042H4N4*Y | 2280 | 4235559 | LENNOX INDUSTRIES, INC. | XC14-042-230* | AC | Split System: Air-Cooled Condensing Unit, Coil with Blower | XC14-042-230* |  | C33-49+TDR+TXV | 13 | 15.2 | Yes | Yes | 2011-01-21 |  | 1
FALSE | TSA042H4N4*Y | 2280 | 4235560 | LENNOX INDUSTRIES, INC. | XC14-042-230* | AC | Split System: Air-Cooled Condensing Unit, Coil with Blower | XC14-042-230* |  | C33-50/60C+TDR+TXV | 12.5 | 14.7 | Yes | Yes | 2011-01-21 |  | 0
FALSE | TSA042H4N4*Y | 2280 | 4235561 | LENNOX INDUSTRIES, INC. | XC14-042-230* | AC | Split System: Air-Cooled Condensing Unit, Coil with Blower | XC14-042-230* |  | C33-62C+TDR+TXV | 13.2 | 15.5 | Yes | Yes | 2011-01-21 |  | 1
FALSE | TSA042H4N4*Y | 2280 | 4235563 | LENNOX INDUSTRIES, INC. | XC14-042-230* | AC | Split System: Air-Cooled Condensing Unit, Coil with Blower | XC14-042-230* |  | C33-43+TDR+TXV | 12.7 | 15.2 | Yes | Yes | 2011-01-21 |  | 1
FALSE | XC14-048-230-08 | 2298 | 4235564 | LENNOX INDUSTRIES, INC. | XC14-048-230* | AC | Split System: Air-Cooled Condensing Unit, Coil with Blower | XC14-048-230* |  | C33-43+TDR+TXV | 12.2 | 14.7 | Yes | Yes | 2011-01-21 |  | 0
FALSE | XC14-048-230-08 | 2298 | 4235566 | LENNOX INDUSTRIES, INC. | XC14-048-230* | AC | Split System: Air-Cooled Condensing Unit, Coil with Blower | XC14-048-230* |  | C33-49+TDR+TXV | 12.2 | 14.7 | Yes | Yes | 2011-01-21 |  | 0
FALSE | XC14-048-230-08 | 2298 | 4235568 | LENNOX INDUSTRIES, INC. | XC14-048-230* | AC | Split System: Air-Cooled Condensing Unit, Coil with Blower | XC14-048-230* |  | C33-62C+TDR+TXV | 12.7 | 15.2 | Yes | Yes | 2011-01-21 |  | 1
FALSE | XC14-060-230-** | 2308 | 4235571 | LENNOX INDUSTRIES, INC. | XC14-060-230* | AC | Split System: Air-Cooled Condensing Unit, Coil with Blower | XC14-060-230* |  | C33-62C+TDR+TXV | 12.2 | 14.5 | Yes | Yes | 2011-01-21 |  | 0
FALSE | XC17-036-230-** | 2261 | 4235572 | LENNOX INDUSTRIES, INC. | XC17-036-230* | AC | Split System: Air-Cooled Condensing Unit, Coil with Blower | XC17-036-230* |  | C33-62C+TDR+TXV | 14.5 | 17.2 | Yes | Yes | 2011-01-21 |  | 2
FALSE | XC17-036-230-** | 2261 | 4235573 | LENNOX INDUSTRIES, INC. | XC17-036-230* | AC | Split System: Air-Cooled Condensing Unit, Coil with Blower | XC17-036-230* |  | C33-48+TDR+TXV | 14 | 16.5 | Yes | Yes | 2011-01-21 |  | 2
FALSE | XC17-036-230-** | 2261 | 4235574 | LENNOX INDUSTRIES, INC. | XC17-036-230* | AC | Split System: Air-Cooled Condensing Unit, Coil with Blower | XC17-036-230* |  | C33-49+TDR+TXV | 14.2 | 16.7 | Yes | Yes | 2011-01-21 |  | 2
FALSE | XC17-036-230-** | 2261 | 4235575 | LENNOX INDUSTRIES, INC. | XC17-036-230* | AC | Split System: Air-Cooled Condensing Unit, Coil with Blower | XC17-036-230* |  | C33-50/60C+TDR+TXV | 14 | 16.7 | Yes | Yes | 2011-01-21 |  | 2
FALSE | TSA048S4N*G | 2299 | 4235696 | LENNOX INDUSTRIES, INC. | TSA048S4N*Y | AC | Split System: Air-Cooled Condensing Unit, Coil with Blower | TSA048S4N*Y |  | C33-62C+TDR+TXV | 12 | 14.5 | Yes | Yes | 2011-01-21 |  | 0
FALSE | TSA048S4N*G | 2299 | 4235698 | LENNOX INDUSTRIES, INC. | TSA048S4N*Y | AC | Split System: Air-Cooled Condensing Unit, Coil with Blower | TSA048S4N*Y |  | CX34-62C+TDR | 12 | 14.5 | Yes | Yes | 2011-01-21 |  | 0
FALSE | TSA048S4N*G | 2299 | 4235703 | LENNOX INDUSTRIES, INC. | TSA048S4N*G | AC | Split System: Air-Cooled Condensing Unit, Coil with Blower | TSA048S4N*G |  | C33-62C+TDR+TXV | 12 | 14.5 | Yes | Yes | 2011-01-21 |  | 0
FALSE | TSA048S4N*G | 2299 | 4235711 | LENNOX INDUSTRIES, INC. | TSA048S4N*G | AC | Split System: Air-Cooled Condensing Unit, Coil with Blower | TSA048S4N*G |  | CX34-62C+TDR | 12 | 14.5 | Yes | Yes | 2011-01-21 |  | 0
FALSE | 14ACX-036-230-15 | 2264 | 4235723 | LENNOX INDUSTRIES, INC. | TSA036H4N42Y | AC | Split System: Air-Cooled Condensing Unit, Coil with Blower | TSA036H4N42Y |  | CX34-43+TDR | 13 | 15.1 | Yes | Yes | 2011-01-21 |  | 1
FALSE | 14ACX-036-230-15 | 2264 | 4235724 | LENNOX INDUSTRIES, INC. | TSA036H4N42Y | AC | Split System: Air-Cooled Condensing Unit, Coil with Blower | TSA036H4N42Y |  | CX34-44/48+TDR | 13 | 15.1 | Yes | Yes | 2011-01-21 |  | 1
FALSE | 14ACX-036-230-15 | 2264 | 4235725 | LENNOX INDUSTRIES, INC. | TSA036H4N42Y | AC | Split System: Air-Cooled Condensing Unit, Coil with Blower | TSA036H4N42Y |  | CX34-49+TDR | 13 | 16 | Yes | Yes | 2011-01-21 |  | 2
FALSE | 14ACX-036-230-15 | 2264 | 4235726 | LENNOX INDUSTRIES, INC. | TSA036H4N42Y | AC | Split System: Air-Cooled Condensing Unit, Coil with Blower | TSA036H4N42Y |  | CX34-50/60C+TDR | 13 | 15.1 | Yes | Yes | 2011-01-21 |  | 1
FALSE | 14ACX-036-230-15 | 2264 | 4235727 | LENNOX INDUSTRIES, INC. | TSA036H4N42Y | AC | Split System: Air-Cooled Condensing Unit, Coil with Blower | TSA036H4N42Y |  | CH33-43+TDR+TXV | 13 | 15.1 | Yes | Yes | 2011-01-21 |  | 1
FALSE | 14ACX-036-230-15 | 2264 | 4235728 | LENNOX INDUSTRIES, INC. | TSA036H4N42Y | AC | Split System: Air-Cooled Condensing Unit, Coil with Blower | TSA036H4N42Y |  | CH33-50/60C+TDR+TXV | 13 | 16 | Yes | Yes | 2011-01-21 |  | 2
FALSE | TSA042H4N4*Y | 2280 | 4235747 | LENNOX INDUSTRIES, INC. | TSA042H4N41Y | AC | Split System: Air-Cooled Condensing Unit, Coil with Blower | TSA042H4N41Y |  | CX34-49+TDR | 13 | 15 | Yes | Yes | 2011-01-21 |  | 1
FALSE | TSA042H4N4*Y | 2280 | 4235748 | LENNOX INDUSTRIES, INC. | TSA042H4N41Y | AC | Split System: Air-Cooled Condensing Unit, Coil with Blower | TSA042H4N41Y |  | CX34-50/60C+TDR | 12.5 | 14.5 | Yes | Yes | 2011-01-21 |  | 0
FALSE | TSA042H4N4*Y | 2280 | 4235749 | LENNOX INDUSTRIES, INC. | TSA042H4N41Y | AC | Split System: Air-Cooled Condensing Unit, Coil with Blower | TSA042H4N41Y |  | CX34-62C+TDR | 13 | 15.5 | Yes | Yes | 2011-01-21 |  | 1
FALSE | TSA042H4N4*Y | 2280 | 4235750 | LENNOX INDUSTRIES, INC. | TSA042H4N41Y | AC | Split System: Air-Cooled Condensing Unit, Coil with Blower | TSA042H4N41Y |  | CH33-43+TDR+TXV | 13 | 15 | Yes | Yes | 2011-01-21 |  | 1
FALSE | TSA042H4N4*Y | 2280 | 4235751 | LENNOX INDUSTRIES, INC. | TSA042H4N41Y | AC | Split System: Air-Cooled Condensing Unit, Coil with Blower | TSA042H4N41Y |  | C33-50/60C+TDR+TXV | 12.5 | 14.5 | Yes | Yes | 2011-01-21 |  | 0
FALSE | TSA042H4N4*Y | 2280 | 4235753 | LENNOX INDUSTRIES, INC. | TSA042H4N41Y | AC | Split System: Air-Cooled Condensing Unit, Coil with Blower | TSA042H4N41Y |  | C33-43+TDR+TXV | 12.5 | 15 | Yes | Yes | 2011-01-21 |  | 1
FALSE | TSA042H4N4*Y | 2280 | 4235754 | LENNOX INDUSTRIES, INC. | TSA042H4N41Y | AC | Split System: Air-Cooled Condensing Unit, Coil with Blower | TSA042H4N41Y |  | C33-49+TDR+TXV | 13 | 15 | Yes | Yes | 2011-01-21 |  | 1
FALSE | TSA042H4N4*Y | 2280 | 4235755 | LENNOX INDUSTRIES, INC. | TSA042H4N41Y | AC | Split System: Air-Cooled Condensing Unit, Coil with Blower | TSA042H4N41Y |  | C33-62C+TDR+TXV | 13 | 15.5 | Yes | Yes | 2011-01-21 |  | 1
FALSE | TSA042H4N4*Y | 2280 | 4235756 | LENNOX INDUSTRIES, INC. | TSA042H4N41G | AC | Split System: Air-Cooled Condensing Unit, Coil with Blower | TSA042H4N41G |  | CX34-44/48+TDR | 12.5 | 14.5 | Yes | Yes | 2011-01-21 |  | 0
FALSE | TSA042H4N4*Y | 2280 | 4235757 | LENNOX INDUSTRIES, INC. | TSA042H4N41G | AC | Split System: Air-Cooled Condensing Unit, Coil with Blower | TSA042H4N41G |  | CX34-49+TDR | 13 | 15 | Yes | Yes | 2011-01-21 |  | 1
FALSE | TSA042H4N4*Y | 2280 | 4235758 | LENNOX INDUSTRIES, INC. | TSA042H4N41G | AC | Split System: Air-Cooled Condensing Unit, Coil with Blower | TSA042H4N41G |  | CX34-50/60C+TDR | 12.5 | 14.5 | Yes | Yes | 2011-01-21 |  | 0
FALSE | TSA042H4N4*Y | 2280 | 4235760 | LENNOX INDUSTRIES, INC. | TSA042H4N41G | AC | Split System: Air-Cooled Condensing Unit, Coil with Blower | TSA042H4N41G |  | C33-43+TDR+TXV | 12.5 | 15 | Yes | Yes | 2011-01-21 |  | 1
FALSE | TSA042H4N4*Y | 2280 | 4235761 | LENNOX INDUSTRIES, INC. | TSA042H4N41G | AC | Split System: Air-Cooled Condensing Unit, Coil with Blower | TSA042H4N41G |  | C33-49+TDR+TXV | 13 | 15 | Yes | Yes | 2011-01-21 |  | 1
FALSE | TSA042H4N4*Y | 2280 | 4235762 | LENNOX INDUSTRIES, INC. | TSA042H4N41G | AC | Split System: Air-Cooled Condensing Unit, Coil with Blower | TSA042H4N41G |  | C33-50/60C+TDR+TXV | 12.5 | 14.5 | Yes | Yes | 2011-01-21 |  | 0
FALSE | TSA042H4N4*Y | 2280 | 4235763 | LENNOX INDUSTRIES, INC. | TSA042H4N41G | AC | Split System: Air-Cooled Condensing Unit, Coil with Blower | TSA042H4N41G |  | C33-62C+TDR+TXV | 13 | 15.5 | Yes | Yes | 2011-01-21 |  | 1
FALSE | TSA042H4N4*Y | 2280 | 4235764 | LENNOX INDUSTRIES, INC. | TSA042H4N41G | AC | Split System: Air-Cooled Condensing Unit, Coil with Blower | TSA042H4N41G |  | CX34-43+TDR | 12.5 | 15 | Yes | Yes | 2011-01-21 |  | 1
FALSE | TSA042H4N4*Y | 2280 | 4235765 | LENNOX INDUSTRIES, INC. | TSA042H4N41G | AC | Split System: Air-Cooled Condensing Unit, Coil with Blower | TSA042H4N41G |  | CH33-48+TDR+TXV | 12.5 | 14.5 | Yes | Yes | 2011-01-21 |  | 0
FALSE | 4A7A7048A1 | 288 | 4245516 | AMERICAN STANDARD, INC. | 4A7A6048E1 | AC | Split System: Air-Cooled Condensing Unit, Coil with Blower | 4A7A6048E1 |  | 4TEE3F48B1+18-GJ23D | 12.5 | 16.5 | Yes | Yes | 2011-01-21 |  | 1
FALSE | 4A7A7048A1 | 288 | 4245517 | AMERICAN STANDARD, INC. | 4A7A6048E1 | AC | Split System: Air-Cooled Condensing Unit, Coil with Blower | 4A7A6048E1 |  | 4TEE3F49C1+18-GJ23D | 13 | 17 | Yes | Yes | 2011-01-21 |  | 2
FALSE | 4A7A7048A1 | 288 | 4245518 | AMERICAN STANDARD, INC. | 4A7A6048E1 | AC | Split System: Air-Cooled Condensing Unit, Coil with Blower | 4A7A6048E1 |  | 4TEE3F66A1+18-GJ23D | 13 | 17 | Yes | Yes | 2011-01-21 |  | 2
FALSE | 4A7A7060A1 | 289 | 4245519 | AMERICAN STANDARD, INC. | 4A7A6060E1 | AC | Split System: Air-Cooled Condensing Unit, Coil with Blower | 4A7A6060E1 |  | 4TEE3F48B1+18-GJ23D | 12 | 15.5 | Yes | Yes | 2011-01-21 |  | 0
FALSE | 4A7A7060A1 | 289 | 4245520 | AMERICAN STANDARD, INC. | 4A7A6060E1 | AC | Split System: Air-Cooled Condensing Unit, Coil with Blower | 4A7A6060E1 |  | 4TEE3F49C1+18-GJ23D | 12 | 16 | Yes | Yes | 2011-01-21 |  | 0
FALSE | 4A7A7060A1 | 289 | 4245521 | AMERICAN STANDARD, INC. | 4A7A6060E1 | AC | Split System: Air-Cooled Condensing Unit, Coil with Blower | 4A7A6060E1 |  | 4TEE3F66A1+18-GJ23D | 12.5 | 16 | Yes | Yes | 2011-01-21 |  | 1
FALSE | 4A7A7048A1 | 288 | 4245526 | TRANE | 4TTX6048E1 | AC | Split System: Air-Cooled Condensing Unit, Coil with Blower | 4A7A6048E1 |  | 4TEE3F48B1+18-GJ23D | 12.5 | 16.5 | Yes | Yes | 2011-03-16 |  | 1
FALSE | 4A7A7048A1 | 288 | 4245527 | TRANE | 4TTX6048E1 | AC | Split System: Air-Cooled Condensing Unit, Coil with Blower | 4A7A6048E1 |  | 4TEE3F49C1+18-GJ23D | 13 | 17 | Yes | Yes | 2011-03-16 |  | 2
FALSE | 4A7A7048A1 | 288 | 4245528 | TRANE | 4TTX6048E1 | AC | Split System: Air-Cooled Condensing Unit, Coil with Blower | 4A7A6048E1 |  | 4TEE3F66A1+18-GJ23D | 13 | 17 | Yes | Yes | 2011-03-16 |  | 2
FALSE | 4A7A7060A1 | 289 | 4245529 | TRANE | 4TTX6060E1 | AC | Split System: Air-Cooled Condensing Unit, Coil with Blower | 4A7A6060E1 |  | 4TEE3F48B1+18-GJ23D | 12 | 15.5 | Yes | Yes | 2011-03-16 |  | 0
FALSE | 4A7A7060A1 | 289 | 4245530 | TRANE | 4TTX6060E1 | AC | Split System: Air-Cooled Condensing Unit, Coil with Blower | 4A7A6060E1 |  | 4TEE3F49C1+18-GJ23D | 12 | 16 | Yes | Yes | 2011-03-16 |  | 0
FALSE | 4A7A7060A1 | 289 | 4245531 | TRANE | 4TTX6060E1 | AC | Split System: Air-Cooled Condensing Unit, Coil with Blower | 4A7A6060E1 |  | 4TEE3F66A1+18-GJ23D | 12.5 | 16 | Yes | Yes | 2011-03-16 |  | 1
FALSE | 4TTR6042B1 | 3680 | 4245548 | TRANE | 4TTR5042E1 | AC | Split System: Air-Cooled Condensing Unit, Coil with Blower | 4TTR5042E1 |  | 4TEE3F49C1+18-GJ23D | 13 | 15.5 | Yes | Yes | 2011-01-21 |  | 1
FALSE | 4TTR6049B1 | 3692 | 4245549 | TRANE | 4TTR5049E1 | AC | Split System: Air-Cooled Condensing Unit, Coil with Blower | 4TTR5049E1 |  | 4TEE3F48B1+18-GJ23D | 13 | 15.5 | Yes | Yes | 2011-01-21 |  | 1
FALSE | 4TTR6049B1 | 3692 | 4245550 | TRANE | 4TTR5049E1 | AC | Split System: Air-Cooled Condensing Unit, Coil with Blower | 4TTR5049E1 |  | 4TEE3F49C1+18-GJ23D | 13 | 16 | Yes | Yes | 2011-01-21 |  | 2
FALSE | 4TTR6049B1 | 3692 | 4245551 | TRANE | 4TTR5049E1 | AC | Split System: Air-Cooled Condensing Unit, Coil with Blower | 4TTR5049E1 |  | 4TEE3F66A1+18-GJ23D | 13 | 16 | Yes | Yes | 2011-01-21 |  | 2
FALSE | XC17-024-230* | 2237 | 4249275 | LENNOX INDUSTRIES, INC. | XC17-024-230* | AC | Split System: Air-Cooled Condensing Unit, Coil with Blower | XC17-024-230* |  | CX34-25+TDR | 14 | 16 | Yes | Yes | 2011-01-21 |  | 2
FALSE | XC17-024-230* | 2237 | 4249276 | LENNOX INDUSTRIES, INC. | XC17-024-230* | AC | Split System: Air-Cooled Condensing Unit, Coil with Blower | XC17-024-230* |  | CX34-30+TDR | 13 | 16 | Yes | Yes | 2011-01-21 |  | 2
FALSE | XC17-024-230* | 2237 | 4249277 | LENNOX INDUSTRIES, INC. | XC17-024-230* | AC | Split System: Air-Cooled Condensing Unit, Coil with Blower | XC17-024-230* |  | CX34-31+TDR | 14 | 17 | Yes | Yes | 2011-01-21 |  | 2
FALSE | XC17-024-230* | 2237 | 4249278 | LENNOX INDUSTRIES, INC. | XC17-024-230* | AC | Split System: Air-Cooled Condensing Unit, Coil with Blower | XC17-024-230* |  | CX34-36+TDR | 14 | 16 | Yes | Yes | 2011-01-21 |  | 2
FALSE | XC17-024-230* | 2237 | 4249279 | LENNOX INDUSTRIES, INC. | XC17-024-230* | AC | Split System: Air-Cooled Condensing Unit, Coil with Blower | XC17-024-230* |  | CX34-38+TDR | 14 | 17 | Yes | Yes | 2011-01-21 |  | 2
FALSE | XC17-024-230* | 2237 | 4249280 | LENNOX INDUSTRIES, INC. | XC17-024-230* | AC | Split System: Air-Cooled Condensing Unit, Coil with Blower | XC17-024-230* |  | CH23-31+TDR+TXV | 13 | 16 | Yes | Yes | 2011-01-21 |  | 2
FALSE | XC17-024-230* | 2237 | 4249281 | LENNOX INDUSTRIES, INC. | XC17-024-230* | AC | Split System: Air-Cooled Condensing Unit, Coil with Blower | XC17-024-230* |  | CH23-41+TDR+TXV | 13.5 | 16 | Yes | Yes | 2011-01-21 |  | 2
FALSE | XC17-024-230* | 2237 | 4249282 | LENNOX INDUSTRIES, INC. | XC17-024-230* | AC | Split System: Air-Cooled Condensing Unit, Coil with Blower | XC17-024-230* |  | CH33-36B+TDR | 13.5 | 16 | Yes | Yes | 2011-01-21 |  | 2
FALSE | XC17-024-230* | 2237 | 4249294 | LENNOX INDUSTRIES, INC. | XC17-024-230* | AC | Split System: Air-Cooled Condensing Unit, Coil with Blower | XC17-024-230* |  | CH33-25+TDR+TXV | 14 | 17 | Yes | Yes | 2011-01-21 |  | 2
FALSE | XC21-024-230-10 | 2324 | 4249337 | LENNOX INDUSTRIES, INC. | XC21-024-230-05 | AC | Split System: Air-Cooled Condensing Unit, Coil with Blower | XC21-024-230-05 |  | CH33-31+TDR+TXV | 14.5 | 20 | Yes | Yes | 2011-01-21 |  | 3
FALSE | XC21-024-230-10 | 2324 | 4249338 | LENNOX INDUSTRIES, INC. | XC21-024-230-05 | AC | Split System: Air-Cooled Condensing Unit, Coil with Blower | XC21-024-230-05 |  | CH33-36B+TDR+TXV | 14.2 | 19.2 | Yes | Yes | 2011-01-21 |  | 3
FALSE | XC21-024-230-10 | 2324 | 4249339 | LENNOX INDUSTRIES, INC. | XC21-024-230-05 | AC | Split System: Air-Cooled Condensing Unit, Coil with Blower | XC21-024-230-05 |  | CH33-42+TDR+TXV | 14.5 | 19.7 | Yes | Yes | 2011-01-21 |  | 3
FALSE | XC21-024-230-10 | 2324 | 4249340 | LENNOX INDUSTRIES, INC. | XC21-024-230-05 | AC | Split System: Air-Cooled Condensing Unit, Coil with Blower | XC21-024-230-05 |  | CH33-43+TDR+TXV | 14.7 | 20.2 | Yes | Yes | 2011-01-21 |  | 3
FALSE | XC14-041-230* | 2272 | 4249354 | LENNOX INDUSTRIES, INC. | XC14-041-230* | AC | Split System: Air-Cooled Condensing Unit, Coil with Blower | XC14-041-230* |  | CH33-43B+TDR+TXV | 13 | 16 | Yes | Yes | 2011-01-21 |  | 2
FALSE | XC14-041-230* | 2272 | 4249355 | LENNOX INDUSTRIES, INC. | XC14-041-230* | AC | Split System: Air-Cooled Condensing Unit, Coil with Blower | XC14-041-230* |  | CH33-43B+TDR+TXV | 13 | 16 | Yes | Yes | 2011-01-21 |  | 2
FALSE | XC14-041-230* | 2272 | 4253795 | LENNOX INDUSTRIES, INC. | 14ACX-041-230* | AC | Split System: Air-Cooled Condensing Unit, Coil with Blower | 14ACX-041-230* |  | CH33-43+TDR+TXV | 13 | 15.7 | Yes | Yes | 2011-01-21 |  | 1
FALSE | XC14-041-230* | 2272 | 4253796 | LENNOX INDUSTRIES, INC. | 14ACX-041-230* | AC | Split System: Air-Cooled Condensing Unit, Coil with Blower | 14ACX-041-230* |  | CH33-48+TDR+TXV | 13 | 15.2 | Yes | Yes | 2011-01-21 |  | 1
FALSE | XC14-041-230* | 2272 | 4253797 | LENNOX INDUSTRIES, INC. | 14ACX-041-230* | AC | Split System: Air-Cooled Condensing Unit, Coil with Blower | 14ACX-041-230* |  | CH33-48+TDR+TXV | 13 | 15.5 | Yes | Yes | 2011-01-21 |  | 1
FALSE | XC14-041-230* | 2272 | 4253798 | LENNOX INDUSTRIES, INC. | 14ACX-041-230* | AC | Split System: Air-Cooled Condensing Unit, Coil Alone | 14ACX-041-230* |  | CH33-50/60C+TDR+TXV | 12.5 | 14.5 | Yes | Yes | 2011-01-21 |  | 0
FALSE | XC14-041-230* | 2272 | 4253799 | LENNOX INDUSTRIES, INC. | 14ACX-041-230* | AC | Split System: Air-Cooled Condensing Unit, Coil with Blower | 14ACX-041-230* |  | CX34-49+TDR | 13 | 16 | Yes | Yes | 2011-01-21 |  | 2
FALSE | XC14-041-230* | 2272 | 4253800 | LENNOX INDUSTRIES, INC. | 14ACX-041-230* | AC | Split System: Air-Cooled Condensing Unit, Coil with Blower | 14ACX-041-230* |  | CX34-49+TDR | 13 | 16 | Yes | Yes | 2011-01-21 |  | 2
FALSE | XC14-041-230* | 2272 | 4253801 | LENNOX INDUSTRIES, INC. | 14ACX-041-230* | AC | Split System: Air-Cooled Condensing Unit, Coil with Blower | 14ACX-041-230* |  | CX34-49+TDR | 13 | 16 | Yes | Yes | 2011-01-21 |  | 2
FALSE | XC14-041-230* | 2272 | 4253802 | LENNOX INDUSTRIES, INC. | 14ACX-041-230* | AC | Split System: Air-Cooled Condensing Unit, Coil with Blower | 14ACX-041-230* |  | CX34-62C+TDR | 13 | 16 | Yes | Yes | 2011-01-21 |  | 2
FALSE | XC14-041-230* | 2272 | 4253821 | LENNOX INDUSTRIES, INC. | XC14-041-230* | AC | Split System: Air-Cooled Condensing Unit, Coil with Blower | XC14-041-230* |  | CX34-62C+TDR | 13 | 16 | Yes | Yes | 2011-01-21 |  | 2
FALSE | XC14-041-230* | 2272 | 4253822 | LENNOX INDUSTRIES, INC. | XC14-041-230* | AC | Split System: Air-Cooled Condensing Unit, Coil with Blower | XC14-041-230* |  | CX34-62C+TDR | 13 | 16 | Yes | Yes | 2011-01-21 |  | 2
FALSE | XC14-047-230* | 2292 | 4253823 | LENNOX INDUSTRIES, INC. | 14ACX-047-230* | AC | Split System: Air-Cooled Condensing Unit, Coil with Blower | 14ACX-047-230* |  | C33-49+TDR+TXV | 13 | 15.7 | Yes | Yes | 2011-01-21 |  | 1
FALSE | XC14-047-230* | 2292 | 4253824 | LENNOX INDUSTRIES, INC. | 14ACX-047-230* | AC | Split System: Air-Cooled Condensing Unit, Coil with Blower | 14ACX-047-230* |  | C33-49+TDR+TXV | 13 | 15.7 | Yes | Yes | 2011-01-21 |  | 1
FALSE | XC14-047-230* | 2292 | 4253825 | LENNOX INDUSTRIES, INC. | 14ACX-047-230* | AC | Split System: Air-Cooled Condensing Unit, Coil with Blower | 14ACX-047-230* |  | C33-49+TDR+TXV | 12.7 | 15.2 | Yes | Yes | 2011-01-21 |  | 1
FALSE | XC14-047-230* | 2292 | 4253826 | LENNOX INDUSTRIES, INC. | 14ACX-047-230* | AC | Split System: Air-Cooled Condensing Unit, Coil with Blower | 14ACX-047-230* |  | C33-49+TDR+TXV | 12.7 | 15.5 | Yes | Yes | 2011-01-21 |  | 1
FALSE | XC14-047-230* | 2292 | 4253827 | LENNOX INDUSTRIES, INC. | 14ACX-047-230* | AC | Split System: Air-Cooled Condensing Unit, Coil with Blower | 14ACX-047-230* |  | C33-49+TDR+TXV | 12.7 | 15.5 | Yes | Yes | 2011-01-21 |  | 1
FALSE | XC14-047-230* | 2292 | 4253828 | LENNOX INDUSTRIES, INC. | 14ACX-047-230* | AC | Split System: Air-Cooled Condensing Unit, Coil with Blower | 14ACX-047-230* |  | C33-62C+TDR+TXV | 13 | 16 | Yes | Yes | 2011-01-21 |  | 2
FALSE | XC14-047-230* | 2292 | 4253829 | LENNOX INDUSTRIES, INC. | 14ACX-047-230* | AC | Split System: Air-Cooled Condensing Unit, Coil with Blower | 14ACX-047-230* |  | C33-62C+TDR+TXV | 13 | 16 | Yes | Yes | 2011-01-21 |  | 2
FALSE | XC14-047-230* | 2292 | 4253830 | LENNOX INDUSTRIES, INC. | 14ACX-047-230* | AC | Split System: Air-Cooled Condensing Unit, Coil with Blower | 14ACX-047-230* |  | CH33-43+TDR+TXV | 12.7 | 15.2 | Yes | Yes | 2011-01-21 |  | 1
FALSE | XC14-047-230* | 2292 | 4253831 | LENNOX INDUSTRIES, INC. | 14ACX-047-230* | AC | Split System: Air-Cooled Condensing Unit, Coil with Blower | 14ACX-047-230* |  | CH33-43+TDR+TXV | 12.5 | 15.2 | Yes | Yes | 2011-01-21 |  | 1
FALSE | XC14-047-230* | 2292 | 4253832 | LENNOX INDUSTRIES, INC. | 14ACX-047-230* | AC | Split System: Air-Cooled Condensing Unit, Coil with Blower | 14ACX-047-230* |  | CH33-49+TDR+TXV | 12.7 | 15.2 | Yes | Yes | 2011-01-21 |  | 1
FALSE | XC14-047-230* | 2292 | 4253833 | LENNOX INDUSTRIES, INC. | 14ACX-047-230* | AC | Split System: Air-Cooled Condensing Unit, Coil with Blower | 14ACX-047-230* |  | CH33-49+TDR+TXV | 12.7 | 15.2 | Yes | Yes | 2011-01-21 |  | 1
FALSE | XC14-047-230* | 2292 | 4253834 | LENNOX INDUSTRIES, INC. | 14ACX-047-230* | AC | Split System: Air-Cooled Condensing Unit, Coil with Blower | 14ACX-047-230* |  | CH33-49+TDR+TXV | 12.7 | 15.2 | Yes | Yes | 2011-01-21 |  | 1
FALSE | XC14-047-230* | 2292 | 4253835 | LENNOX INDUSTRIES, INC. | 14ACX-047-230* | AC | Split System: Air-Cooled Condensing Unit, Coil Alone | 14ACX-047-230* |  | CH33-50/60C+TDR+TXV | 12.2 | 14.5 | Yes | Yes | 2011-01-21 |  | 0
FALSE | XC14-047-230* | 2292 | 4253836 | LENNOX INDUSTRIES, INC. | 14ACX-047-230* | AC | Split System: Air-Cooled Condensing Unit, Coil with Blower | 14ACX-047-230* |  | CX34-49+TDR | 13 | 15.7 | Yes | Yes | 2011-01-21 |  | 1
FALSE | XC14-047-230* | 2292 | 4253837 | LENNOX INDUSTRIES, INC. | 14ACX-047-230* | AC | Split System: Air-Cooled Condensing Unit, Coil with Blower | 14ACX-047-230* |  | CX34-49+TDR | 13 | 15.7 | Yes | Yes | 2011-01-21 |  | 1
FALSE | XC14-047-230* | 2292 | 4253838 | LENNOX INDUSTRIES, INC. | 14ACX-047-230* | AC | Split System: Air-Cooled Condensing Unit, Coil with Blower | 14ACX-047-230* |  | CX34-49+TDR | 12.7 | 15.2 | Yes | Yes | 2011-01-21 |  | 1
FALSE | XC14-047-230* | 2292 | 4253857 | LENNOX INDUSTRIES, INC. | XC14-047-230* | AC | Split System: Air-Cooled Condensing Unit, Coil with Blower | XC14-047-230* |  | CX34-49+TDR | 13 | 15.7 | Yes | Yes | 2011-01-21 |  | 1
FALSE | XC14-047-230* | 2292 | 4253858 | LENNOX INDUSTRIES, INC. | XC14-047-230* | AC | Split System: Air-Cooled Condensing Unit, Coil with Blower | XC14-047-230* |  | CX34-49+TDR | 12.7 | 15.2 | Yes | Yes | 2011-01-21 |  | 1
FALSE | XC14-047-230* | 2292 | 4253859 | LENNOX INDUSTRIES, INC. | XC14-047-230* | AC | Split System: Air-Cooled Condensing Unit, Coil with Blower | XC14-047-230* |  | CX34-49+TDR | 12.7 | 15.5 | Yes | Yes | 2011-01-21 |  | 1
FALSE | XC14-047-230* | 2292 | 4253860 | LENNOX INDUSTRIES, INC. | XC14-047-230* | AC | Split System: Air-Cooled Condensing Unit, Coil with Blower | XC14-047-230* |  | CX34-49+TDR | 12.7 | 15.5 | Yes | Yes | 2011-01-21 |  | 1
FALSE | XC14-047-230* | 2292 | 4253861 | LENNOX INDUSTRIES, INC. | XC14-047-230* | AC | Split System: Air-Cooled Condensing Unit, Coil with Blower | XC14-047-230* |  | CX34-62C+TDR | 13 | 16 | Yes | Yes | 2011-01-21 |  | 2
FALSE | XC14-047-230* | 2292 | 4253862 | LENNOX INDUSTRIES, INC. | XC14-047-230* | AC | Split System: Air-Cooled Condensing Unit, Coil with Blower | XC14-047-230* |  | CX34-62C+TDR | 13 | 16 | Yes | Yes | 2011-01-21 |  | 2
FALSE | XC14-047-230* | 2292 | 4253863 | LENNOX INDUSTRIES, INC. | XC14-047-230* | AC | Split System: Air-Cooled Condensing Unit, Coil with Blower | XC14-047-230* |  | CR33-50/60+TDR+TXV | 12 | 14.7 | Yes | Yes | 2011-01-21 |  | 0
FALSE | XC21-024-230-10 | 2324 | 4254176 | LENNOX INDUSTRIES, INC. | XC21-024-230-05 | AC | Split System: Air-Cooled Condensing Unit, Coil with Blower | XC21-024-230-05 |  | C33-25+TDR+TXV | 14.5 | 20 | Yes | Yes | 2011-01-21 |  | 3
FALSE | XC21-024-230-10 | 2324 | 4254177 | LENNOX INDUSTRIES, INC. | XC21-024-230-05 | AC | Split System: Air-Cooled Condensing Unit, Coil with Blower | XC21-024-230-05 |  | C33-25+TDR+TXV | 14.2 | 20.2 | Yes | Yes | 2011-01-21 |  | 3
FALSE | XC21-024-230-10 | 2324 | 4254178 | LENNOX INDUSTRIES, INC. | XC21-024-230-05 | AC | Split System: Air-Cooled Condensing Unit, Coil with Blower | XC21-024-230-05 |  | C33-25+TDR+TXV | 13.7 | 20 | Yes | Yes | 2011-01-21 |  | 3
FALSE | XC21-024-230-10 | 2324 | 4254179 | LENNOX INDUSTRIES, INC. | XC21-024-230-05 | AC | Split System: Air-Cooled Condensing Unit, Coil with Blower | XC21-024-230-05 |  | C33-25+TDR+TXV | 14.2 | 20 | Yes | Yes | 2011-01-21 |  | 3
FALSE | XC21-024-230-10 | 2324 | 4254180 | LENNOX INDUSTRIES, INC. | XC21-024-230-05 | AC | Split System: Air-Cooled Condensing Unit, Coil with Blower | XC21-024-230-05 |  | C33-25+TDR+TXV | 14.7 | 20.2 | Yes | Yes | 2011-01-21 |  | 3
FALSE | XC21-024-230-10 | 2324 | 4254181 | LENNOX INDUSTRIES, INC. | XC21-024-230-05 | AC | Split System: Air-Cooled Condensing Unit, Coil with Blower | XC21-024-230-05 |  | C33-25+TDR+TXV | 14.2 | 20 | Yes | Yes | 2011-01-21 |  | 3
FALSE | XC21-024-230-10 | 2324 | 4254182 | LENNOX INDUSTRIES, INC. | XC21-024-230-05 | AC | Split System: Air-Cooled Condensing Unit, Coil with Blower | XC21-024-230-05 |  | C33-25+TDR+TXV | 14.2 | 19.5 | Yes | Yes | 2011-01-21 |  | 3
FALSE | XC21-024-230-10 | 2324 | 4254183 | LENNOX INDUSTRIES, INC. | XC21-024-230-05 | AC | Split System: Air-Cooled Condensing Unit, Coil Alone | XC21-024-230-05 |  | C33-30+TDR+TXV | 12.5 | 16.2 | Yes | Yes | 2011-01-21 |  | 1
FALSE | XC21-024-230-10 | 2324 | 4254184 | LENNOX INDUSTRIES, INC. | XC21-024-230-05 | AC | Split System: Air-Cooled Condensing Unit, Coil with Blower | XC21-024-230-05 |  | C33-30+TDR+TXV | 14 | 19.2 | Yes | Yes | 2011-01-21 |  | 3
FALSE | XC21-024-230-10 | 2324 | 4254185 | LENNOX INDUSTRIES, INC. | XC21-024-230-05 | AC | Split System: Air-Cooled Condensing Unit, Coil with Blower | XC21-024-230-05 |  | C33-30+TDR+TXV | 14 | 19.2 | Yes | Yes | 2011-01-21 |  | 3
FALSE | XC21-024-230-10 | 2324 | 4254186 | LENNOX INDUSTRIES, INC. | XC21-024-230-05 | AC | Split System: Air-Cooled Condensing Unit, Coil with Blower | XC21-024-230-05 |  | C33-30+TDR+TXV | 13.7 | 18.7 | Yes | Yes | 2011-01-21 |  | 3
FALSE | XC21-024-230-10 | 2324 | 4254187 | LENNOX INDUSTRIES, INC. | XC21-024-230-05 | AC | Split System: Air-Cooled Condensing Unit, Coil with Blower | XC21-024-230-05 |  | C33-30+TDR+TXV | 13.7 | 19 | Yes | Yes | 2011-01-21 |  | 3
FALSE | XC21-024-230-10 | 2324 | 4254188 | LENNOX INDUSTRIES, INC. | XC21-024-230-05 | AC | Split System: Air-Cooled Condensing Unit, Coil with Blower | XC21-024-230-05 |  | C33-30+TDR+TXV | 13.7 | 19 | Yes | Yes | 2011-01-21 |  | 3
FALSE | XC21-024-230-10 | 2324 | 4254189 | LENNOX INDUSTRIES, INC. | XC21-024-230-05 | AC | Split System: Air-Cooled Condensing Unit, Coil with Blower | XC21-024-230-05 |  | C33-30+TDR+TXV | 14 | 19 | Yes | Yes | 2011-01-21 |  | 3
FALSE | XC21-024-230-10 | 2324 | 4254190 | LENNOX INDUSTRIES, INC. | XC21-024-230-05 | AC | Split System: Air-Cooled Condensing Unit, Coil with Blower | XC21-024-230-05 |  | C33-30+TDR+TXV | 13.2 | 18.7 | Yes | Yes | 2011-01-21 |  | 3
FALSE | XC21-024-230-10 | 2324 | 4254191 | LENNOX INDUSTRIES, INC. | XC21-024-230-05 | AC | Split System: Air-Cooled Condensing Unit, Coil with Blower | XC21-024-230-05 |  | C33-30+TDR+TXV | 13.7 | 19 | Yes | Yes | 2011-01-21 |  | 3
FALSE | XC21-024-230-10 | 2324 | 4254192 | LENNOX INDUSTRIES, INC. | XC21-024-230-05 | AC | Split System: Air-Cooled Condensing Unit, Coil with Blower | XC21-024-230-05 |  | C33-30+TDR+TXV | 14 | 19.2 | Yes | Yes | 2011-01-21 |  | 3
FALSE | XC21-024-230-10 | 2324 | 4254193 | LENNOX INDUSTRIES, INC. | XC21-024-230-05 | AC | Split System: Air-Cooled Condensing Unit, Coil with Blower | XC21-024-230-05 |  | C33-30+TDR+TXV | 14 | 19.2 | Yes | Yes | 2011-01-21 |  | 3
FALSE | S4BI-024K | 2602 | 4254676 | PHILCO | FS4BI-024K | AC | Split System: Air-Cooled Condensing Unit, Coil with Blower | S4BI-024K |  | B4VM-E24K-B | 15 | 24.5 | Yes | Yes | 2011-02-08 |  | 3
FALSE | S4BI-036K | 2600 | 4254677 | PHILCO | FS4BI-036K | AC | Split System: Air-Cooled Condensing Unit, Coil with Blower | S4BI-036K |  | B4VM-E36K-B | 14 | 22 | Yes | Yes | 2011-02-08 |  | 3
FALSE | S4BI-048K | 2601 | 4254678 | PHILCO | FS4BI-048K | AC | Split System: Air-Cooled Condensing Unit, Coil with Blower | S4BI-048K |  | B4VM-E48K-C | 13 | 22 | Yes | Yes | 2011-02-08 |  | 3
FALSE | S4BI-024K | 2602 | 4254679 | PHILCO | FS4BI-024K | AC | Split System: Air-Cooled Condensing Unit, Coil with Blower | S4BI-024K |  | C6BH-I24C-B | 14.9 | 23 | Yes | Yes | 2011-02-08 |  | 3
FALSE | S4BI-024K | 2602 | 4254680 | PHILCO | FS4BI-024K | AC | Split System: Air-Cooled Condensing Unit, Coil with Blower | S4BI-024K |  | C6BH-I24C-B | 14.9 | 23 | Yes | Yes | 2011-02-08 |  | 3
FALSE | S4BI-036K | 2600 | 4254681 | PHILCO | FS4BI-036K | AC | Split System: Air-Cooled Condensing Unit, Coil with Blower | S4BI-036K |  | C6BH-I36C-B | 13 | 20 | Yes | Yes | 2011-02-08 |  | 3
FALSE | S4BI-036K | 2600 | 4254682 | PHILCO | FS4BI-036K | AC | Split System: Air-Cooled Condensing Unit, Coil with Blower | S4BI-036K |  | C6BH-I36C-B | 13 | 20 | Yes | Yes | 2011-02-08 |  | 3
FALSE | S4BI-036K | 2600 | 4254683 | PHILCO | FS4BI-036K | AC | Split System: Air-Cooled Condensing Unit, Coil with Blower | S4BI-036K |  | C6BH-I36C-C | 13.1 | 20.5 | Yes | Yes | 2011-02-08 |  | 3
FALSE | S4BI-036K | 2600 | 4254684 | PHILCO | FS4BI-036K | AC | Split System: Air-Cooled Condensing Unit, Coil with Blower | S4BI-036K |  | C6BH-I36C-C | 13.1 | 20.5 | Yes | Yes | 2011-02-08 |  | 3
FALSE | S4BI-048K | 2601 | 4254685 | PHILCO | FS4BI-048K | AC | Split System: Air-Cooled Condensing Unit, Coil with Blower | S4BI-048K |  | C6BH-I48C-C | 12.2 | 21 | Yes | Yes | 2011-02-08 |  | 0
FALSE | S4BI-048K | 2601 | 4254686 | PHILCO | FS4BI-048K | AC | Split System: Air-Cooled Condensing Unit, Coil with Blower | S4BI-048K |  | C6BH-I48C-C | 12.2 | 21 | Yes | Yes | 2011-02-08 |  | 0
FALSE | S4BI-048K | 2601 | 4254687 | PHILCO | FS4BI-048K | AC | Split System: Air-Cooled Condensing Unit, Coil with Blower | S4BI-048K |  | C6BH-I48C-D | 12.3 | 21 | Yes | Yes | 2011-02-08 |  | 0
FALSE | S4BI-048K | 2601 | 4254688 | PHILCO | FS4BI-048K | AC | Split System: Air-Cooled Condensing Unit, Coil with Blower | S4BI-048K |  | C6BH-I48C-D | 12.3 | 21 | Yes | Yes | 2011-02-08 |  | 0
FALSE | XC21-024-230-10 | 2324 | 4260799 | LENNOX INDUSTRIES, INC. | XC21-024-230-06 | AC | Split System: Air-Cooled Condensing Unit, Coil Alone | XC21-024-230-06 |  | CH33-31A+TDR+TXV | 13.2 | 17.2 | Yes | Yes | 2011-01-21 |  | 2
FALSE | XC21-024-230-10 | 2324 | 4260800 | LENNOX INDUSTRIES, INC. | XC21-024-230-06 | AC | Split System: Air-Cooled Condensing Unit, Coil Alone | XC21-024-230-06 |  | CH33-31B+TDR+TXV | 13.2 | 17.2 | Yes | Yes | 2011-01-21 |  | 2
FALSE | XC21-024-230-10 | 2324 | 4260801 | LENNOX INDUSTRIES, INC. | XC21-024-230-06 | AC | Split System: Air-Cooled Condensing Unit, Coil Alone | XC21-024-230-06 |  | CH33-36A+TDR+TXV | 12.7 | 17 | Yes | Yes | 2011-01-21 |  | 1
FALSE | XC21-024-230-10 | 2324 | 4260802 | LENNOX INDUSTRIES, INC. | XC21-024-230-06 | AC | Split System: Air-Cooled Condensing Unit, Coil Alone | XC21-024-230-06 |  | CH33-36B+TDR+TXV | 12.7 | 16.7 | Yes | Yes | 2011-01-21 |  | 1
FALSE | XC21-024-230-10 | 2324 | 4260803 | LENNOX INDUSTRIES, INC. | XC21-024-230-06 | AC | Split System: Air-Cooled Condensing Unit, Coil Alone | XC21-024-230-06 |  | CH33-36C+TDR+TXV | 12.7 | 17 | Yes | Yes | 2011-01-21 |  | 1
FALSE | XC21-024-230-10 | 2324 | 4260804 | LENNOX INDUSTRIES, INC. | XC21-024-230-06 | AC | Split System: Air-Cooled Condensing Unit, Coil Alone | XC21-024-230-06 |  | CH33-42+TDR+TXV | 13 | 17.2 | Yes | Yes | 2011-01-21 |  | 2
FALSE | XC21-024-230-10 | 2324 | 4260805 | LENNOX INDUSTRIES, INC. | XC21-024-230-06 | AC | Split System: Air-Cooled Condensing Unit, Coil Alone | XC21-024-230-06 |  | CH33-43B+TDR+TXV | 13.2 | 17.5 | Yes | Yes | 2011-01-21 |  | 2
FALSE | XC21-024-230-10 | 2324 | 4260806 | LENNOX INDUSTRIES, INC. | XC21-024-230-06 | AC | Split System: Air-Cooled Condensing Unit, Coil Alone | XC21-024-230-06 |  | CH33-43C+TDR+TXV | 13.2 | 17.5 | Yes | Yes | 2011-01-21 |  | 2
FALSE | XC21-024-230-10 | 2324 | 4260807 | LENNOX INDUSTRIES, INC. | XC21-024-230-06 | AC | Split System: Air-Cooled Condensing Unit, Coil Alone | XC21-024-230-06 |  | C33-24+TDR+TXV | 12.2 | 16 | Yes | Yes | 2011-01-21 |  | 0
FALSE | XC21-024-230-10 | 2324 | 4260808 | LENNOX INDUSTRIES, INC. | XC21-024-230-06 | AC | Split System: Air-Cooled Condensing Unit, Coil Alone | XC21-024-230-06 |  | C33-30+TDR+TXV | 12.5 | 16.2 | Yes | Yes | 2011-01-21 |  | 1
FALSE | XC21-024-230-10 | 2324 | 4260809 | LENNOX INDUSTRIES, INC. | XC21-024-230-06 | AC | Split System: Air-Cooled Condensing Unit, Coil Alone | XC21-024-230-06 |  | C33-31+TDR+TXV | 13 | 17.2 | Yes | Yes | 2011-01-21 |  | 2
FALSE | XC21-024-230-10 | 2324 | 4260810 | LENNOX INDUSTRIES, INC. | XC21-024-230-06 | AC | Split System: Air-Cooled Condensing Unit, Coil Alone | XC21-024-230-06 |  | C33-42+TDR+TXV | 12.7 | 16.7 | Yes | Yes | 2011-01-21 |  | 1
FALSE | XC21-024-230-10 | 2324 | 4260811 | LENNOX INDUSTRIES, INC. | XC21-024-230-06 | AC | Split System: Air-Cooled Condensing Unit, Coil Alone | XC21-024-230-06 |  | C33-38+TDR+TXV | 13.2 | 17.2 | Yes | Yes | 2011-01-21 |  | 2
FALSE | XC21-024-230-10 | 2324 | 4260812 | LENNOX INDUSTRIES, INC. | XC21-024-230-06 | AC | Split System: Air-Cooled Condensing Unit, Coil Alone | XC21-024-230-06 |  | C33-25+TDR+TXV | 13 | 17 | Yes | Yes | 2011-01-21 |  | 2
FALSE | XC21-024-230-10 | 2324 | 4260813 | LENNOX INDUSTRIES, INC. | XC21-024-230-06 | AC | Split System: Air-Cooled Condensing Unit, Coil Alone | XC21-024-230-06 |  | C33-36+TDR+TXV | 12.7 | 16.7 | Yes | Yes | 2011-01-21 |  | 1
FALSE | XC21-024-230-10 | 2324 | 4260814 | LENNOX INDUSTRIES, INC. | XC21-024-230-06 | AC | Split System: Air-Cooled Condensing Unit, Coil with Blower | XC21-024-230-06 |  | CX34-18/24+TDR | 13.5 | 18.5 | Yes | Yes | 2011-01-21 |  | 3
FALSE | XC21-024-230-10 | 2324 | 4260815 | LENNOX INDUSTRIES, INC. | XC21-024-230-06 | AC | Split System: Air-Cooled Condensing Unit, Coil with Blower | XC21-024-230-06 |  | CX34-18/24+TDR | 13.5 | 18.5 | Yes | Yes | 2011-01-21 |  | 3
FALSE | XC21-024-230-10 | 2324 | 4260816 | LENNOX INDUSTRIES, INC. | XC21-024-230-06 | AC | Split System: Air-Cooled Condensing Unit, Coil with Blower | XC21-024-230-06 |  | CX34-18/24+TDR | 13.5 | 18.7 | Yes | Yes | 2011-01-21 |  | 3
FALSE | XC21-024-230-10 | 2324 | 4260817 | LENNOX INDUSTRIES, INC. | XC21-024-230-06 | AC | Split System: Air-Cooled Condensing Unit, Coil with Blower | XC21-024-230-06 |  | CX34-18/24+TDR | 13.7 | 18.7 | Yes | Yes | 2011-01-21 |  | 3
FALSE | XC21-024-230-10 | 2324 | 4260835 | LENNOX INDUSTRIES, INC. | XC21-024-230-06 | AC | Split System: Air-Cooled Condensing Unit, Coil with Blower | XC21-024-230-06 |  | CX34-36+TDR | 14.5 | 20.2 | Yes | Yes | 2011-01-21 |  | 3
FALSE | XC21-024-230-10 | 2324 | 4260836 | LENNOX INDUSTRIES, INC. | XC21-024-230-06 | AC | Split System: Air-Cooled Condensing Unit, Coil with Blower | XC21-024-230-06 |  | CX34-36+TDR | 14.7 | 20.2 | Yes | Yes | 2011-01-21 |  | 3
FALSE | XC21-024-230-10 | 2324 | 4260837 | LENNOX INDUSTRIES, INC. | XC21-024-230-06 | AC | Split System: Air-Cooled Condensing Unit, Coil with Blower | XC21-024-230-06 |  | CX34-36+TDR | 14.2 | 19.7 | Yes | Yes | 2011-01-21 |  | 3
FALSE | XC21-024-230-10 | 2324 | 4260838 | LENNOX INDUSTRIES, INC. | XC21-024-230-06 | AC | Split System: Air-Cooled Condensing Unit, Coil with Blower | XC21-024-230-06 |  | CX34-36+TDR | 14.2 | 20 | Yes | Yes | 2011-01-21 |  | 3
FALSE | XC21-024-230-10 | 2324 | 4260839 | LENNOX INDUSTRIES, INC. | XC21-024-230-06 | AC | Split System: Air-Cooled Condensing Unit, Coil with Blower | XC21-024-230-06 |  | CX34-36+TDR | 14.2 | 20 | Yes | Yes | 2011-01-21 |  | 3
FALSE | XC21-024-230-10 | 2324 | 4260840 | LENNOX INDUSTRIES, INC. | XC21-024-230-06 | AC | Split System: Air-Cooled Condensing Unit, Coil with Blower | XC21-024-230-06 |  | CX34-36+TDR | 14.5 | 20 | Yes | Yes | 2011-01-21 |  | 3
FALSE | XC21-024-230-10 | 2324 | 4260841 | LENNOX INDUSTRIES, INC. | XC21-024-230-06 | AC | Split System: Air-Cooled Condensing Unit, Coil with Blower | XC21-024-230-06 |  | CX34-38+TDR | 15 | 20.7 | Yes | Yes | 2011-01-21 |  | 3
FALSE | XC21-024-230-10 | 2324 | 4260842 | LENNOX INDUSTRIES, INC. | XC21-024-230-06 | AC | Split System: Air-Cooled Condensing Unit, Coil with Blower | XC21-024-230-06 |  | CX34-38+TDR | 15 | 20.7 | Yes | Yes | 2011-01-21 |  | 3
FALSE | XC21-024-230-10 | 2324 | 4260843 | LENNOX INDUSTRIES, INC. | XC21-024-230-06 | AC | Split System: Air-Cooled Condensing Unit, Coil with Blower | XC21-024-230-06 |  | CX34-38+TDR | 14.7 | 20.2 | Yes | Yes | 2011-01-21 |  | 3
FALSE | XC21-024-230-10 | 2324 | 4260844 | LENNOX INDUSTRIES, INC. | XC21-024-230-06 | AC | Split System: Air-Cooled Condensing Unit, Coil with Blower | XC21-024-230-06 |  | CX34-38+TDR | 14.7 | 20.5 | Yes | Yes | 2011-01-21 |  | 3
FALSE | XC21-024-230-10 | 2324 | 4260845 | LENNOX INDUSTRIES, INC. | XC21-024-230-06 | AC | Split System: Air-Cooled Condensing Unit, Coil with Blower | XC21-024-230-06 |  | CX34-38+TDR | 14.7 | 20.5 | Yes | Yes | 2011-01-21 |  | 3
FALSE | XC21-024-230-10 | 2324 | 4260846 | LENNOX INDUSTRIES, INC. | XC21-024-230-06 | AC | Split System: Air-Cooled Condensing Unit, Coil with Blower | XC21-024-230-06 |  | CX34-42+TDR | 14.7 | 20.2 | Yes | Yes | 2011-01-21 |  | 3
FALSE | XC21-024-230-10 | 2324 | 4260847 | LENNOX INDUSTRIES, INC. | XC21-024-230-06 | AC | Split System: Air-Cooled Condensing Unit, Coil with Blower | XC21-024-230-06 |  | CX34-42+TDR | 14.2 | 19.7 | Yes | Yes | 2011-01-21 |  | 3
FALSE | XC21-024-230-10 | 2324 | 4260848 | LENNOX INDUSTRIES, INC. | XC21-024-230-06 | AC | Split System: Air-Cooled Condensing Unit, Coil with Blower | XC21-024-230-06 |  | CX34-42+TDR | 14.2 | 20 | Yes | Yes | 2011-01-21 |  | 3
FALSE | XC21-024-230-10 | 2324 | 4260849 | LENNOX INDUSTRIES, INC. | XC21-024-230-06 | AC | Split System: Air-Cooled Condensing Unit, Coil with Blower | XC21-024-230-06 |  | CX34-42+TDR | 14.2 | 20 | Yes | Yes | 2011-01-21 |  | 3
FALSE | XC21-024-230-10 | 2324 | 4260850 | LENNOX INDUSTRIES, INC. | XC21-024-230-06 | AC | Split System: Air-Cooled Condensing Unit, Coil with Blower | XC21-024-230-06 |  | CR33-24+TDR+TXV | 13.5 | 18.7 | Yes | Yes | 2011-01-21 |  | 3
FALSE | XC21-024-230-10 | 2324 | 4260851 | LENNOX INDUSTRIES, INC. | XC21-024-230-06 | AC | Split System: Air-Cooled Condensing Unit, Coil with Blower | XC21-024-230-06 |  | CR33-24+TDR+TXV | 13.5 | 18.7 | Yes | Yes | 2011-01-21 |  | 3
FALSE | XC21-024-230-10 | 2324 | 4260852 | LENNOX INDUSTRIES, INC. | XC21-024-230-06 | AC | Split System: Air-Cooled Condensing Unit, Coil with Blower | XC21-024-230-06 |  | CR33-30/36+TDR+TXV | 14.5 | 20.2 | Yes | Yes | 2011-01-21 |  | 3
FALSE | XC21-024-230-10 | 2324 | 4260853 | LENNOX INDUSTRIES, INC. | XC21-024-230-06 | AC | Split System: Air-Cooled Condensing Unit, Coil with Blower | XC21-024-230-06 |  | CR33-30/36+TDR+TXV | 14.5 | 20.5 | Yes | Yes | 2011-01-21 |  | 3
FALSE | XC21-024-230-10 | 2324 | 4260871 | LENNOX INDUSTRIES, INC. | XC21-024-230-06 | AC | Split System: Air-Cooled Condensing Unit, Coil with Blower | XC21-024-230-06 |  | CH23-41+TDR+TXV | 14.2 | 20 | Yes | Yes | 2011-01-21 |  | 3
FALSE | XC21-024-230-10 | 2324 | 4260872 | LENNOX INDUSTRIES, INC. | XC21-024-230-06 | AC | Split System: Air-Cooled Condensing Unit, Coil with Blower | XC21-024-230-06 |  | CH23-41+TDR+TXV | 14.5 | 20 | Yes | Yes | 2011-01-21 |  | 3
FALSE | XC21-024-230-10 | 2324 | 4260873 | LENNOX INDUSTRIES, INC. | XC21-024-230-06 | AC | Split System: Air-Cooled Condensing Unit, Coil with Blower | XC21-024-230-06 |  | CH23-51+TDR+TXV | 14.5 | 20.2 | Yes | Yes | 2011-01-21 |  | 3
FALSE | XC21-024-230-10 | 2324 | 4260874 | LENNOX INDUSTRIES, INC. | XC21-024-230-06 | AC | Split System: Air-Cooled Condensing Unit, Coil with Blower | XC21-024-230-06 |  | CH23-51+TDR+TXV | 14.7 | 20 | Yes | Yes | 2011-01-21 |  | 3
FALSE | XC21-024-230-10 | 2324 | 4260875 | LENNOX INDUSTRIES, INC. | XC21-024-230-06 | AC | Split System: Air-Cooled Condensing Unit, Coil with Blower | XC21-024-230-06 |  | CH23-51+TDR+TXV | 14.2 | 19.7 | Yes | Yes | 2011-01-21 |  | 3
FALSE | XC21-024-230-10 | 2324 | 4260876 | LENNOX INDUSTRIES, INC. | XC21-024-230-06 | AC | Split System: Air-Cooled Condensing Unit, Coil with Blower | XC21-024-230-06 |  | CH23-51+TDR+TXV | 14.5 | 20 | Yes | Yes | 2011-01-21 |  | 3
FALSE | XC21-024-230-10 | 2324 | 4260877 | LENNOX INDUSTRIES, INC. | XC21-024-230-06 | AC | Split System: Air-Cooled Condensing Unit, Coil with Blower | XC21-024-230-06 |  | CH23-51+TDR+TXV | 14.5 | 20 | Yes | Yes | 2011-01-21 |  | 3
FALSE | XC21-024-230-10 | 2324 | 4260878 | LENNOX INDUSTRIES, INC. | XC21-024-230-06 | AC | Split System: Air-Cooled Condensing Unit, Coil with Blower | XC21-024-230-06 |  | CH23-51+TDR+TXV | 14.5 | 20 | Yes | Yes | 2011-01-21 |  | 3
FALSE | XC21-024-230-10 | 2324 | 4260879 | LENNOX INDUSTRIES, INC. | XC21-024-230-06 | AC | Split System: Air-Cooled Condensing Unit, Coil with Blower | XC21-024-230-06 |  | CH33-19+TDR+TXV | 14.2 | 20 | Yes | Yes | 2011-01-21 |  | 3
FALSE | XC21-024-230-10 | 2324 | 4260880 | LENNOX INDUSTRIES, INC. | XC21-024-230-06 | AC | Split System: Air-Cooled Condensing Unit, Coil with Blower | XC21-024-230-06 |  | CH33-24/30+TDR+TXV | 14 | 19.5 | Yes | Yes | 2011-01-21 |  | 3
FALSE | XC21-024-230-10 | 2324 | 4260881 | LENNOX INDUSTRIES, INC. | XC21-024-230-06 | AC | Split System: Air-Cooled Condensing Unit, Coil with Blower | XC21-024-230-06 |  | CH33-25+TDR+TXV | 14.5 | 20.2 | Yes | Yes | 2011-01-21 |  | 3
FALSE | XC21-024-230-10 | 2324 | 4260882 | LENNOX INDUSTRIES, INC. | XC21-024-230-06 | AC | Split System: Air-Cooled Condensing Unit, Coil with Blower | XC21-024-230-06 |  | CH33-25+TDR+TXV | 14.5 | 20 | Yes | Yes | 2011-01-21 |  | 3
FALSE | XC21-024-230-10 | 2324 | 4260883 | LENNOX INDUSTRIES, INC. | XC21-024-230-06 | AC | Split System: Air-Cooled Condensing Unit, Coil with Blower | XC21-024-230-06 |  | CH33-25+TDR+TXV | 14.2 | 19.7 | Yes | Yes | 2011-01-21 |  | 3
FALSE | XC21-024-230-10 | 2324 | 4260884 | LENNOX INDUSTRIES, INC. | XC21-024-230-06 | AC | Split System: Air-Cooled Condensing Unit, Coil with Blower | XC21-024-230-06 |  | CH33-25+TDR+TXV | 14.5 | 20 | Yes | Yes | 2011-01-21 |  | 3
FALSE | XC21-024-230-10 | 2324 | 4260885 | LENNOX INDUSTRIES, INC. | XC21-024-230-06 | AC | Split System: Air-Cooled Condensing Unit, Coil with Blower | XC21-024-230-06 |  | CH33-25+TDR+TXV | 14.2 | 20 | Yes | Yes | 2011-01-21 |  | 3
FALSE | XC21-024-230-10 | 2324 | 4260886 | LENNOX INDUSTRIES, INC. | XC21-024-230-06 | AC | Split System: Air-Cooled Condensing Unit, Coil with Blower | XC21-024-230-06 |  | CH33-31+TDR+TXV | 14.7 | 20.5 | Yes | Yes | 2011-01-21 |  | 3
FALSE | XC21-024-230-10 | 2324 | 4260887 | LENNOX INDUSTRIES, INC. | XC21-024-230-06 | AC | Split System: Air-Cooled Condensing Unit, Coil with Blower | XC21-024-230-06 |  | CH33-31+TDR+TXV | 15 | 20.5 | Yes | Yes | 2011-01-21 |  | 3
FALSE | XC21-024-230-10 | 2324 | 4260888 | LENNOX INDUSTRIES, INC. | XC21-024-230-06 | AC | Split System: Air-Cooled Condensing Unit, Coil with Blower | XC21-024-230-06 |  | CH33-31+TDR+TXV | 14.7 | 20.2 | Yes | Yes | 2011-01-21 |  | 3
FALSE | XC21-024-230-10 | 2324 | 4260906 | LENNOX INDUSTRIES, INC. | XC21-024-230-06 | AC | Split System: Air-Cooled Condensing Unit, Coil with Blower | XC21-024-230-06 |  | CBX32M-018/024*+TDR | 13 | 17 | Yes | Yes | 2011-01-21 |  | 2
FALSE | XC21-024-230-10 | 2324 | 4260907 | LENNOX INDUSTRIES, INC. | XC21-024-230-06 | AC | Split System: Air-Cooled Condensing Unit, Coil with Blower | XC21-024-230-06 |  | CBX32M-030*+TDR | 13.5 | 17.7 | Yes | Yes | 2011-01-21 |  | 2
FALSE | XC21-024-230-10 | 2324 | 4260908 | LENNOX INDUSTRIES, INC. | XC21-024-230-06 | AC | Split System: Air-Cooled Condensing Unit, Coil with Blower | XC21-024-230-06 |  | CBX32M-036*+TDR | 13.5 | 17.5 | Yes | Yes | 2011-01-21 |  | 2
FALSE | XC21-024-230-10 | 2324 | 4260909 | LENNOX INDUSTRIES, INC. | XC21-024-230-06 | AC | Split System: Air-Cooled Condensing Unit, Coil with Blower | XC21-024-230-06 |  | CBX32MV-018/024*+TDR | 14 | 19 | Yes | Yes | 2011-01-21 |  | 3
FALSE | XC21-024-230-10 | 2324 | 4260910 | LENNOX INDUSTRIES, INC. | XC21-024-230-06 | AC | Split System: Air-Cooled Condensing Unit, Coil with Blower | XC21-024-230-06 |  | CBX32MV-024/030*+TDR | 14.5 | 19.5 | Yes | Yes | 2011-01-21 |  | 3
FALSE | XC21-024-230-10 | 2324 | 4260911 | LENNOX INDUSTRIES, INC. | XC21-024-230-06 | AC | Split System: Air-Cooled Condensing Unit, Coil with Blower | XC21-024-230-06 |  | CBX32MV-036*+TDR | 14.7 | 21 | Yes | Yes | 2011-01-21 |  | 3
FALSE | XC21-024-230-10 | 2324 | 4260912 | LENNOX INDUSTRIES, INC. | XC21-024-230-06 | AC | Split System: Air-Cooled Condensing Unit, Coil with Blower | XC21-024-230-06 |  | CBX40UHV-024*+TDR | 14.7 | 20.5 | Yes | Yes | 2011-01-21 |  | 3
FALSE | XC21-024-230-10 | 2324 | 4260913 | LENNOX INDUSTRIES, INC. | XC21-024-230-06 | AC | Split System: Air-Cooled Condensing Unit, Coil with Blower | XC21-024-230-06 |  | CBX40UHV-030*+TDR | 14.7 | 20.2 | Yes | Yes | 2011-01-21 |  | 3
FALSE | XC21-024-230-10 | 2324 | 4260914 | LENNOX INDUSTRIES, INC. | XC21-024-230-06 | AC | Split System: Air-Cooled Condensing Unit, Coil with Blower | XC21-024-230-06 |  | CBX40UHV-036*+TDR | 15.2 | 20.7 | Yes | Yes | 2011-01-21 |  | 3
FALSE | XC21-024-230-10 | 2324 | 4260915 | LENNOX INDUSTRIES, INC. | XC21-024-230-06 | AC | Split System: Air-Cooled Condensing Unit, Coil with Blower | XC21-024-230-06 |  | CBX27UH-024-230*+TDR | 14.7 | 19.5 | Yes | Yes | 2011-01-21 |  | 3
FALSE | XC21-024-230-10 | 2324 | 4260916 | LENNOX INDUSTRIES, INC. | XC21-024-230-06 | AC | Split System: Air-Cooled Condensing Unit, Coil with Blower | XC21-024-230-06 |  | CBX27UH-030-230*+TDR | 15 | 20.7 | Yes | Yes | 2011-01-21 |  | 3
FALSE | XC21-024-230-10 | 2324 | 4260917 | LENNOX INDUSTRIES, INC. | XC21-024-230-06 | AC | Split System: Air-Cooled Condensing Unit, Coil with Blower | XC21-024-230-06 |  | CX34-19+TDR | 13.5 | 19.5 | Yes | Yes | 2011-01-21 |  | 3
FALSE | XC21-024-230-10 | 2324 | 4260918 | LENNOX INDUSTRIES, INC. | XC21-024-230-06 | AC | Split System: Air-Cooled Condensing Unit, Coil with Blower | XC21-024-230-06 |  | CX34-25+TDR | 13.7 | 20 | Yes | Yes | 2011-01-21 |  | 3
FALSE | XC21-024-230-10 | 2324 | 4260919 | LENNOX INDUSTRIES, INC. | XC21-024-230-06 | AC | Split System: Air-Cooled Condensing Unit, Coil with Blower | XC21-024-230-06 |  | CX34-30+TDR | 13.2 | 18.7 | Yes | Yes | 2011-01-21 |  | 3
FALSE | XC21-024-230-10 | 2324 | 4260920 | LENNOX INDUSTRIES, INC. | XC21-024-230-06 | AC | Split System: Air-Cooled Condensing Unit, Coil with Blower | XC21-024-230-06 |  | CX34-31+TDR | 14.2 | 20.2 | Yes | Yes | 2011-01-21 |  | 3
FALSE | XC21-024-230-10 | 2324 | 4260921 | LENNOX INDUSTRIES, INC. | XC21-024-230-06 | AC | Split System: Air-Cooled Condensing Unit, Coil with Blower | XC21-024-230-06 |  | CX34-36+TDR | 13.7 | 19.7 | Yes | Yes | 2011-01-21 |  | 3
FALSE | XC21-024-230-10 | 2324 | 4260922 | LENNOX INDUSTRIES, INC. | XC21-024-230-06 | AC | Split System: Air-Cooled Condensing Unit, Coil with Blower | XC21-024-230-06 |  | CX34-38+TDR | 14.2 | 20.2 | Yes | Yes | 2011-01-21 |  | 3
FALSE | XC21-024-230-10 | 2324 | 4260923 | LENNOX INDUSTRIES, INC. | XC21-024-230-06 | AC | Split System: Air-Cooled Condensing Unit, Coil with Blower | XC21-024-230-06 |  | CX34-42+TDR | 13.7 | 19.7 | Yes | Yes | 2011-01-21 |  | 3
FALSE | XC21-024-230-10 | 2324 | 4261046 | LENNOX INDUSTRIES, INC. | XC21-024-230-06 | AC | Split System: Air-Cooled Condensing Unit, Coil with Blower | XC21-024-230-06 |  | C33-31+TDR+TXV | 14.7 | 20.5 | Yes | Yes | 2011-01-21 |  | 3
FALSE | XC21-024-230-10 | 2324 | 4261047 | LENNOX INDUSTRIES, INC. | XC21-024-230-06 | AC | Split System: Air-Cooled Condensing Unit, Coil with Blower | XC21-024-230-06 |  | C33-31+TDR+TXV | 14.7 | 20.7 | Yes | Yes | 2011-01-21 |  | 3
FALSE | XC21-024-230-10 | 2324 | 4261048 | LENNOX INDUSTRIES, INC. | XC21-024-230-06 | AC | Split System: Air-Cooled Condensing Unit, Coil with Blower | XC21-024-230-06 |  | C33-31+TDR+TXV | 14.5 | 19.7 | Yes | Yes | 2011-01-21 |  | 3
FALSE | XC21-024-230-10 | 2324 | 4261049 | LENNOX INDUSTRIES, INC. | XC21-024-230-06 | AC | Split System: Air-Cooled Condensing Unit, Coil with Blower | XC21-024-230-06 |  | C33-36+TDR+TXV | 14.5 | 20.2 | Yes | Yes | 2011-01-21 |  | 3
FALSE | XC21-024-230-10 | 2324 | 4261050 | LENNOX INDUSTRIES, INC. | XC21-024-230-06 | AC | Split System: Air-Cooled Condensing Unit, Coil with Blower | XC21-024-230-06 |  | C33-36+TDR+TXV | 14.7 | 20.2 | Yes | Yes | 2011-01-21 |  | 3
FALSE | XC21-024-230-10 | 2324 | 4261051 | LENNOX INDUSTRIES, INC. | XC21-024-230-06 | AC | Split System: Air-Cooled Condensing Unit, Coil with Blower | XC21-024-230-06 |  | C33-36+TDR+TXV | 14.2 | 19.7 | Yes | Yes | 2011-01-21 |  | 3
FALSE | XC21-024-230-10 | 2324 | 4261052 | LENNOX INDUSTRIES, INC. | XC21-024-230-06 | AC | Split System: Air-Cooled Condensing Unit, Coil with Blower | XC21-024-230-06 |  | C33-31+TDR+TXV | 14.5 | 20 | Yes | Yes | 2011-01-21 |  | 3
TRUE | RASL-060JEC | 4515 | 4262758 | RHEEM SALES COMPANY, INC. | RASL-060JEC | AC | Split System: Air-Cooled Condensing Unit, Coil with Blower | RASL-060JEC |  | RHPN-HM6024+RCSN-H*6024 | 12 | 18 | Yes | Yes | 2011-01-21 |  | 0
TRUE | RASL-060JEC | 4515 | 4262759 | RHEEM SALES COMPANY, INC. | UASL-060JEC | AC | Split System: Air-Cooled Condensing Unit, Coil with Blower | RASL-060JEC |  | RHPN-HM6024+RCSN-H*6024 | 12 | 18 | Yes | Yes | 2011-03-08 |  | 0
FALSE | 4TTX6024H1 | 3520 | 4288699 | TRANE | 4TTX5024A1 | AC | Split System: Air-Cooled Condensing Unit, Coil with Blower | 4TTX5024A1 |  | 4TEE3C04A1 | 13.5 | 16 | Yes | Yes | 2011-01-21 |  | 2
FALSE | 4TTX6024H1 | 3520 | 4288700 | TRANE | 4TTX5024A1 | AC | Split System: Air-Cooled Condensing Unit, Coil with Blower | 4TTX5024A1 |  | 4TEE3C04A1+18-GJ01D | 13.5 | 16 | Yes | Yes | 2011-01-21 |  | 2
FALSE | 4TTX6024H1 | 3520 | 4288701 | AMERICAN STANDARD, INC. | 4A7A5024A1 | AC | Split System: Air-Cooled Condensing Unit, Coil with Blower | 4TTX5024A1 |  | 4TEE3C04A1 | 13.5 | 16 | Yes | Yes | 2011-02-28 |  | 2
FALSE | 4TTX6024H1 | 3520 | 4288702 | AMERICAN STANDARD, INC. | 4A7A5024A1 | AC | Split System: Air-Cooled Condensing Unit, Coil with Blower | 4TTX5024A1 |  | 4TEE3C04A1+18-GJ01D | 13.5 | 16 | Yes | Yes | 2011-02-28 |  | 2
FALSE | XC14-041-230* | 2272 | 4292255 | LENNOX INDUSTRIES, INC. | 14ACX-041-230* | AC | Split System: Air-Cooled Condensing Unit, Coil with Blower | 14ACX-041-230* |  | CX34-43+TDR | 13 | 15.2 | Yes | Yes | 2011-01-21 |  | 1
FALSE | S4QD-024KC | 2686 | 4319912 | GARRISON | JS4BD-024KB | AC | Split System: Air-Cooled Condensing Unit, Coil with Blower | S4BD-024KB |  | C6B(A,H)-X24(C,U)-A | 12.5 | 14.5 | Yes | Yes | 2011-02-08 |  | 0
FALSE | S4QD-024KC | 2686 | 4319913 | GARRISON | JS4BD-024KB | AC | Split System: Air-Cooled Condensing Unit, Coil with Blower | S4BD-024KB |  | C6B(A,H)-X24(C,U)-A | 12.5 | 14.5 | Yes | Yes | 2011-02-08 |  | 0
FALSE | S4QD-024KC | 2686 | 4319915 | GARRISON | JS4BD-024KB | AC | Split System: Air-Cooled Condensing Unit, Coil with Blower | S4BD-024KB |  | C6B(A,H)-X24(C,U)-B | 12.5 | 14.5 | Yes | Yes | 2011-02-08 |  | 0
FALSE | S4QD-024KC | 2686 | 4319919 | GARRISON | JS4BD-024KB | AC | Split System: Air-Cooled Condensing Unit, Coil with Blower | S4BD-024KB |  | C6B(A,H)-X24(C,U)-B | 12.5 | 14.5 | Yes | Yes | 2011-02-08 |  | 0
FALSE | S4QD-030KC | 2692 | 4319998 | GARRISON | JS4BD-030KB | AC | Split System: Air-Cooled Condensing Unit, Coil with Blower | S4BD-030KB |  | C6B(A,H)-X30(C,U)-A | 12.5 | 14.5 | Yes | Yes | 2011-02-08 |  | 0
FALSE | S4QD-030KC | 2692 | 4319999 | GARRISON | JS4BD-030KB | AC | Split System: Air-Cooled Condensing Unit, Coil with Blower | S4BD-030KB |  | C6B(A,H)-X30(C,U)-A | 12.5 | 14.5 | Yes | Yes | 2011-02-08 |  | 0
FALSE | S4QD-030KC | 2692 | 4320007 | GARRISON | JS4BD-030KB | AC | Split System: Air-Cooled Condensing Unit, Coil with Blower | S4BD-030KB |  | C6B(A,H)-X30(C,U)-B | 12.5 | 14.5 | Yes | Yes | 2011-02-08 |  | 0
FALSE | S4QD-030KC | 2692 | 4320008 | GARRISON | JS4BD-030KB | AC | Split System: Air-Cooled Condensing Unit, Coil with Blower | S4BD-030KB |  | C6B(A,H)-X30(C,U)-B | 12.5 | 14.5 | Yes | Yes | 2011-02-08 |  | 0
FALSE | S4QD-030KC | 2692 | 4320012 | GARRISON | JS4BD-030KB | AC | Split System: Air-Cooled Condensing Unit, Coil with Blower | S4BD-030KB |  | C6B(A,H)-X30(C,U)-C | 12.5 | 14.5 | Yes | Yes | 2011-02-08 |  | 0
FALSE | S4QD-030KC | 2692 | 4320014 | GARRISON | JS4BD-030KB | AC | Split System: Air-Cooled Condensing Unit, Coil with Blower | S4BD-030KB |  | C6B(A,H)-X30(C,U)-C | 12.5 | 14.5 | Yes | Yes | 2011-02-08 |  | 0
TRUE | S4BF-048KA | 2748 | 4320503 | GARRISON | JS4BF-048KA | AC | Split System: Air-Cooled Condensing Unit, Coil with Blower | S4BF-048KA |  | C6B(A,H)-X48(C,U)-C | 12.5 | 16 | Yes | Yes | 2011-02-08 |  | 1
FALSE | 4TTR6030B1 | 3522 | 4339954 | TRANE | 4TTR5030E1 | AC | Split System: Air-Cooled Condensing Unit, Coil with Blower | 4TTR5030E1 |  | 4TXCC005CC3 | 13 | 15.75 | Yes | Yes | 2011-01-21 |  | 1
FALSE | 4TTR6030B1 | 3522 | 4339955 | AMERICAN STANDARD, INC. | 4A7A5030E1 | AC | Split System: Air-Cooled Condensing Unit, Coil with Blower | 4TTR5030E1 |  | 4TXCC005CC3 | 13 | 15.75 | Yes | Yes | 2011-02-28 |  | 1
FALSE | 4TTX6036H1 | 3598 | 4342699 | TRANE | 4TTX5036A1 | AC | Split System: Air-Cooled Condensing Unit, Coil with Blower | 4TTX5036A1 |  | 4TXFH041CC3 | 12.5 | 15.25 | Yes | Yes | 2011-01-21 |  | 1
FALSE | 4A7A7048A1 | 288 | 4356597 | AMERICAN STANDARD, INC. | 4A7A6048E1 | AC | Split System: Air-Cooled Condensing Unit, Coil with Blower | 4A7A6048E1 |  | 4TXCD050BC3 | 12 | 16 | Yes | Yes | 2011-01-21 |  | 0
FALSE | 4A7A7048A1 | 288 | 4356598 | AMERICAN STANDARD, INC. | 4A7A6048E1 | AC | Split System: Air-Cooled Condensing Unit, Coil with Blower | 4A7A6048E1 |  | 4TXCD061BC3 | 12 | 16 | Yes | Yes | 2011-01-21 |  | 0
FALSE | 4A7A7048A1 | 288 | 4356599 | AMERICAN STANDARD, INC. | 4A7A6048E1 | AC | Split System: Air-Cooled Condensing Unit, Coil with Blower | 4A7A6048E1 |  | 4TXCD064BC3 | 12 | 16 | Yes | Yes | 2011-01-21 |  | 0
FALSE | 4A7A7048A1 | 288 | 4356600 | AMERICAN STANDARD, INC. | 4A7A6048E1 | AC | Split System: Air-Cooled Condensing Unit, Coil with Blower | 4A7A6048E1 |  | 4TXFH054CC3 | 12 | 16 | Yes | Yes | 2011-01-21 |  | 0
FALSE | 4A7A7048A1 | 288 | 4356601 | AMERICAN STANDARD, INC. | 4A7A6048E1 | AC | Split System: Air-Cooled Condensing Unit, Coil with Blower | 4A7A6048E1 |  | 4TXFH063CZ3 | 12.5 | 16.5 | Yes | Yes | 2011-01-21 |  | 1
FALSE | 4A7A7060A1 | 289 | 4356603 | AMERICAN STANDARD, INC. | 4A7A6060E1 | AC | Split System: Air-Cooled Condensing Unit, Coil with Blower | 4A7A6060E1 |  | 4TXCD064BC3 | 12 | 15 | Yes | Yes | 2011-01-21 |  | 0
FALSE | 4A7A7060A1 | 289 | 4356605 | AMERICAN STANDARD, INC. | 4A7A6060E1 | AC | Split System: Air-Cooled Condensing Unit, Coil with Blower | 4A7A6060E1 |  | 4TXFH063CZ3 | 12 | 15.5 | Yes | Yes | 2011-01-21 |  | 0
FALSE | 4TTR6048B1 | 3695 | 4356652 | TRANE | 4TTR5048E1 | AC | Split System: Air-Cooled Condensing Unit, Coil with Blower | 4TTR5048E1 |  | 4TXFH063CZ3 | 12.5 | 15 | Yes | Yes | 2011-01-21 |  | 1
FALSE | 4TTR6049B1 | 3692 | 4356653 | TRANE | 4TTR5049E1 | AC | Split System: Air-Cooled Condensing Unit, Coil with Blower | 4TTR5049E1 |  | 4TXCD050BC3 | 12.5 | 15.25 | Yes | Yes | 2011-01-21 |  | 1
FALSE | 4TTR6049B1 | 3692 | 4356654 | TRANE | 4TTR5049E1 | AC | Split System: Air-Cooled Condensing Unit, Coil with Blower | 4TTR5049E1 |  | 4TXCD061BC3 | 13 | 15.75 | Yes | Yes | 2011-01-21 |  | 1
FALSE | 4TTR6049B1 | 3692 | 4356655 | TRANE | 4TTR5049E1 | AC | Split System: Air-Cooled Condensing Unit, Coil with Blower | 4TTR5049E1 |  | 4TXFH054CC3 | 12.5 | 15.25 | Yes | Yes | 2011-01-21 |  | 1
FALSE | 4TTR6049B1 | 3692 | 4356656 | TRANE | 4TTR5049E1 | AC | Split System: Air-Cooled Condensing Unit, Coil with Blower | 4TTR5049E1 |  | 4TXFH063CZ3 | 13 | 16 | Yes | Yes | 2011-01-21 |  | 2
FALSE | 4TTX6018H1 | 3491 | 4356661 | TRANE | 4TTX5018A1 | AC | Split System: Air-Cooled Condensing Unit, Coil with Blower | 4TTX5018A1 |  | 4TXCB025BC3 | 13 | 15.5 | Yes | Yes | 2011-01-21 |  | 1
FALSE | 4TTX6018H1 | 3491 | 4356662 | TRANE | 4TTX5018A1 | AC | Split System: Air-Cooled Condensing Unit, Coil with Blower | 4TTX5018A1 |  | 4TXCB032BC3 | 13 | 16 | Yes | Yes | 2011-01-21 |  | 2
FALSE | 4TTX6018H1 | 3491 | 4356663 | TRANE | 4TTX5018A1 | AC | Split System: Air-Cooled Condensing Unit, Coil with Blower | 4TTX5018A1 |  | 4TXFH024CZ3 | 13 | 16 | Yes | Yes | 2011-01-21 |  | 2
FALSE | 4TTX6018H1 | 3491 | 4356664 | TRANE | 4TTX5018A1 | AC | Split System: Air-Cooled Condensing Unit, Coil with Blower | 4TTX5018A1 |  | 4TXFH033CC3 | 13 | 15.5 | Yes | Yes | 2011-01-21 |  | 1
FALSE | 4TTX6024H1 | 3520 | 4356665 | TRANE | 4TTX5024A1 | AC | Split System: Air-Cooled Condensing Unit, Coil with Blower | 4TTX5024A1 |  | 4TXCB025BC3 | 13 | 15 | Yes | Yes | 2011-01-21 |  | 1
FALSE | 4TTX6024H1 | 3520 | 4356666 | TRANE | 4TTX5024A1 | AC | Split System: Air-Cooled Condensing Unit, Coil with Blower | 4TTX5024A1 |  | 4TXCB032BC3 | 13 | 15.5 | Yes | Yes | 2011-01-21 |  | 1
FALSE | 4TTX6024H1 | 3520 | 4356667 | TRANE | 4TTX5024A1 | AC | Split System: Air-Cooled Condensing Unit, Coil with Blower | 4TTX5024A1 |  | 4TXFH033CC3 | 13 | 15 | Yes | Yes | 2011-01-21 |  | 1
FALSE | 4TTX6024H1 | 3520 | 4356668 | TRANE | 4TTX5024A1 | AC | Split System: Air-Cooled Condensing Unit, Coil with Blower | 4TTX5024A1 |  | 4TXFH036CZ3 | 13.5 | 16 | Yes | Yes | 2011-01-21 |  | 2
FALSE | 4TTX6024H1 | 3520 | 4356669 | TRANE | 4TTX5024A1 | AC | Split System: Air-Cooled Condensing Unit, Coil with Blower | 4TTX5024A1 |  | 4TXFH041CC3 | 13.5 | 16 | Yes | Yes | 2011-01-21 |  | 2
FALSE | 4TTX6030H1 | 3530 | 4356670 | TRANE | 4TTX5030A1 | AC | Split System: Air-Cooled Condensing Unit, Coil with Blower | 4TTX5030A1 |  | 4TXCB004CC3 | 12.5 | 15 | Yes | Yes | 2011-01-21 |  | 1
FALSE | 4TTX6030H1 | 3530 | 4356671 | TRANE | 4TTX5030A1 | AC | Split System: Air-Cooled Condensing Unit, Coil with Blower | 4TTX5030A1 |  | 4TXCB025BC3 | 12.5 | 14.5 | Yes | Yes | 2011-01-21 |  | 0
FALSE | 4TTX6030H1 | 3530 | 4356672 | TRANE | 4TTX5030A1 | AC | Split System: Air-Cooled Condensing Unit, Coil with Blower | 4TTX5030A1 |  | 4TXCC037BC3 | 12.5 | 15 | Yes | Yes | 2011-01-21 |  | 1
FALSE | 4TTX6030H1 | 3530 | 4356673 | TRANE | 4TTX5030A1 | AC | Split System: Air-Cooled Condensing Unit, Coil with Blower | 4TTX5030A1 |  | 4TXFH041CC3 | 13 | 15 | Yes | Yes | 2011-01-21 |  | 1
FALSE | 4TTX6036H1 | 3598 | 4356674 | TRANE | 4TTX5036A1 | AC | Split System: Air-Cooled Condensing Unit, Coil with Blower | 4TTX5036A1 |  | 4TXCD050BC3 | 12.5 | 15 | Yes | Yes | 2011-01-21 |  | 1
FALSE | 4A7A7048A1 | 288 | 4356705 | TRANE | 4TTX6048E1 | AC | Split System: Air-Cooled Condensing Unit, Coil with Blower | 4A7A6048E1 |  | 4TXCD050BC3 | 12 | 16 | Yes | Yes | 2011-03-16 |  | 0
FALSE | 4A7A7048A1 | 288 | 4356706 | TRANE | 4TTX6048E1 | AC | Split System: Air-Cooled Condensing Unit, Coil with Blower | 4A7A6048E1 |  | 4TXCD061BC3 | 12 | 16 | Yes | Yes | 2011-03-16 |  | 0
FALSE | 4A7A7048A1 | 288 | 4356707 | TRANE | 4TTX6048E1 | AC | Split System: Air-Cooled Condensing Unit, Coil with Blower | 4A7A6048E1 |  | 4TXCD064BC3 | 12 | 16 | Yes | Yes | 2011-03-16 |  | 0
FALSE | 4A7A7048A1 | 288 | 4356708 | TRANE | 4TTX6048E1 | AC | Split System: Air-Cooled Condensing Unit, Coil with Blower | 4A7A6048E1 |  | 4TXFH054CC3 | 12 | 16 | Yes | Yes | 2011-03-16 |  | 0
FALSE | 4A7A7048A1 | 288 | 4356709 | TRANE | 4TTX6048E1 | AC | Split System: Air-Cooled Condensing Unit, Coil with Blower | 4A7A6048E1 |  | 4TXFH063CZ3 | 12.5 | 16.5 | Yes | Yes | 2011-03-16 |  | 1
FALSE | 4A7A7060A1 | 289 | 4356711 | TRANE | 4TTX6060E1 | AC | Split System: Air-Cooled Condensing Unit, Coil with Blower | 4A7A6060E1 |  | 4TXCD064BC3 | 12 | 15 | Yes | Yes | 2011-03-16 |  | 0
FALSE | 4A7A7060A1 | 289 | 4356713 | TRANE | 4TTX6060E1 | AC | Split System: Air-Cooled Condensing Unit, Coil with Blower | 4A7A6060E1 |  | 4TXFH063CZ3 | 12 | 15.5 | Yes | Yes | 2011-03-16 |  | 0
FALSE | 4TTR6018B1 | 3489 | 4356740 | AMERICAN STANDARD, INC. | 4A7A5018E1 | AC | Split System: Air-Cooled Condensing Unit, Coil with Blower | 4TTR5018E1 |  | 4TXCB025BC3 | 13 | 15.5 | Yes | Yes | 2011-02-28 |  | 1
FALSE | 4TTR6018B1 | 3489 | 4356741 | AMERICAN STANDARD, INC. | 4A7A5018E1 | AC | Split System: Air-Cooled Condensing Unit, Coil with Blower | 4TTR5018E1 |  | 4TXCB032BC3 | 13.5 | 16 | Yes | Yes | 2011-02-28 |  | 2
FALSE | 4TTR6018B1 | 3489 | 4356742 | AMERICAN STANDARD, INC. | 4A7A5018E1 | AC | Split System: Air-Cooled Condensing Unit, Coil with Blower | 4TTR5018E1 |  | 4TXFH024CZ3 | 13.5 | 16 | Yes | Yes | 2011-02-28 |  | 2
FALSE | 4TTR6024B1 | 3503 | 4356743 | AMERICAN STANDARD, INC. | 4A7A5024E1 | AC | Split System: Air-Cooled Condensing Unit, Coil with Blower | 4TTR5024E1 |  | 4TXCB025BC3 | 13 | 15.5 | Yes | Yes | 2011-02-28 |  | 1
FALSE | 4TTR6024B1 | 3503 | 4356744 | AMERICAN STANDARD, INC. | 4A7A5024E1 | AC | Split System: Air-Cooled Condensing Unit, Coil with Blower | 4TTR5024E1 |  | 4TXCC037BC3 | 13 | 16 | Yes | Yes | 2011-02-28 |  | 2
FALSE | 4TTR6024B1 | 3503 | 4356745 | AMERICAN STANDARD, INC. | 4A7A5024E1 | AC | Split System: Air-Cooled Condensing Unit, Coil with Blower | 4TTR5024E1 |  | 4TXFH036CZ3 | 13.5 | 16.5 | Yes | Yes | 2011-02-28 |  | 2
FALSE | 4TTR6030B1 | 3522 | 4356746 | AMERICAN STANDARD, INC. | 4A7A5030E1 | AC | Split System: Air-Cooled Condensing Unit, Coil with Blower | 4TTR5030E1 |  | 4TXCB032BC3 | 12.5 | 14.5 | Yes | Yes | 2011-02-28 |  | 0
FALSE | 4TTR6030B1 | 3522 | 4356747 | AMERICAN STANDARD, INC. | 4A7A5030E1 | AC | Split System: Air-Cooled Condensing Unit, Coil with Blower | 4TTR5030E1 |  | 4TXCC037BC3 | 12.5 | 15 | Yes | Yes | 2011-02-28 |  | 1
FALSE | 4TTR6030B1 | 3522 | 4356748 | AMERICAN STANDARD, INC. | 4A7A5030E1 | AC | Split System: Air-Cooled Condensing Unit, Coil with Blower | 4TTR5030E1 |  | 4TXFH041CC3 | 13 | 15 | Yes | Yes | 2011-02-28 |  | 1
FALSE | 4TTR6036B1 | 3674 | 4356749 | AMERICAN STANDARD, INC. | 4A7A5036E1 | AC | Split System: Air-Cooled Condensing Unit, Coil with Blower | 4TTR5036E1 |  | 4TXCB036BC3 | 12 | 14.5 | Yes | Yes | 2011-02-28 |  | 0
FALSE | 4TTR6036B1 | 3674 | 4356750 | AMERICAN STANDARD, INC. | 4A7A5036E1 | AC | Split System: Air-Cooled Condensing Unit, Coil with Blower | 4TTR5036E1 |  | 4TXCB048BC3 | 12 | 14.5 | Yes | Yes | 2011-02-28 |  | 0
FALSE | 4TTR6036B1 | 3674 | 4356751 | AMERICAN STANDARD, INC. | 4A7A5036E1 | AC | Split System: Air-Cooled Condensing Unit, Coil with Blower | 4TTR5036E1 |  | 4TXCC044BC3 | 12 | 15 | Yes | Yes | 2011-02-28 |  | 0
FALSE | 4TTR6036B1 | 3674 | 4356752 | AMERICAN STANDARD, INC. | 4A7A5036E1 | AC | Split System: Air-Cooled Condensing Unit, Coil with Blower | 4TTR5036E1 |  | 4TXCD050BC3 | 13 | 15.5 | Yes | Yes | 2011-02-28 |  | 1
FALSE | 4TTR6036B1 | 3674 | 4356753 | AMERICAN STANDARD, INC. | 4A7A5036E1 | AC | Split System: Air-Cooled Condensing Unit, Coil with Blower | 4TTR5036E1 |  | 4TXFH036CZ3 | 13 | 15.5 | Yes | Yes | 2011-02-28 |  | 1
FALSE | 4TTR6036B1 | 3674 | 4356754 | AMERICAN STANDARD, INC. | 4A7A5036E1 | AC | Split System: Air-Cooled Condensing Unit, Coil with Blower | 4TTR5036E1 |  | 4TXFH041CC3 | 12.5 | 15 | Yes | Yes | 2011-02-28 |  | 1
FALSE | 4TTR6036B1 | 3674 | 4356755 | AMERICAN STANDARD, INC. | 4A7A5036E1 | AC | Split System: Air-Cooled Condensing Unit, Coil with Blower | 4TTR5036E1 |  | 4TXFH041CC3 | 13 | 15.5 | Yes | Yes | 2011-02-28 |  | 1
FALSE | 4TTR6042B1 | 3680 | 4356756 | AMERICAN STANDARD, INC. | 4A7A5042E1 | AC | Split System: Air-Cooled Condensing Unit, Coil with Blower | 4TTR5042E1 |  | 4TXCD009CC3 | 12.5 | 15 | Yes | Yes | 2011-02-28 |  | 1
FALSE | 4TTR6042B1 | 3680 | 4356757 | AMERICAN STANDARD, INC. | 4A7A5042E1 | AC | Split System: Air-Cooled Condensing Unit, Coil with Blower | 4TTR5042E1 |  | 4TXCD050BC3 | 13 | 15 | Yes | Yes | 2011-02-28 |  | 1
FALSE | 4TTR6042B1 | 3680 | 4356758 | AMERICAN STANDARD, INC. | 4A7A5042E1 | AC | Split System: Air-Cooled Condensing Unit, Coil with Blower | 4TTR5042E1 |  | 4TXFH041CC3 | 13 | 15.5 | Yes | Yes | 2011-02-28 |  | 1
FALSE | 4TTR6042B1 | 3680 | 4356759 | AMERICAN STANDARD, INC. | 4A7A5042E1 | AC | Split System: Air-Cooled Condensing Unit, Coil with Blower | 4TTR5042E1 |  | 4TXFH054CC3 | 13 | 15.5 | Yes | Yes | 2011-02-28 |  | 1
FALSE | 4TTR6048B1 | 3695 | 4356760 | AMERICAN STANDARD, INC. | 4A7A5048E1 | AC | Split System: Air-Cooled Condensing Unit, Coil with Blower | 4TTR5048E1 |  | 4TXFH063CZ3 | 12.5 | 15 | Yes | Yes | 2011-02-28 |  | 1
FALSE | 4TTR6049B1 | 3692 | 4356761 | AMERICAN STANDARD, INC. | 4A7A5049E1 | AC | Split System: Air-Cooled Condensing Unit, Coil with Blower | 4TTR5049E1 |  | 4TXCD050BC3 | 12.5 | 15.25 | Yes | Yes | 2011-02-28 |  | 1
FALSE | 4TTR6049B1 | 3692 | 4356762 | AMERICAN STANDARD, INC. | 4A7A5049E1 | AC | Split System: Air-Cooled Condensing Unit, Coil with Blower | 4TTR5049E1 |  | 4TXCD061BC3 | 13 | 15.75 | Yes | Yes | 2011-02-28 |  | 1
FALSE | 4A7A7048A1 | 288 | 4357542 | AMERICAN STANDARD, INC. | 4A7A6048E1 | AC | Split System: Air-Cooled Condensing Unit, Coil with Blower | 4A7A6048E1 |  | 4TXCC008CC3 | 12 | 16 | Yes | Yes | 2011-01-21 |  | 0
FALSE | 4A7A7048A1 | 288 | 4357543 | AMERICAN STANDARD, INC. | 4A7A6048E1 | AC | Split System: Air-Cooled Condensing Unit, Coil with Blower | 4A7A6048E1 |  | 4TXCC008CC3 | 12 | 15.75 | Yes | Yes | 2011-01-21 |  | 0
FALSE | 4TTR6030B1 | 3522 | 4357676 | TRANE | 4TTR5030E1 | AC | Split System: Air-Cooled Condensing Unit, Coil with Blower | 4TTR5030E1 |  | 4TXCC007CC3 | 13 | 15 | Yes | Yes | 2011-01-21 |  | 1
FALSE | 4TTR6030B1 | 3522 | 4357677 | TRANE | 4TTR5030E1 | AC | Split System: Air-Cooled Condensing Unit, Coil with Blower | 4TTR5030E1 |  | 4TXCC037BC3 | 13 | 15 | Yes | Yes | 2011-01-21 |  | 1
FALSE | 4TTR6030B1 | 3522 | 4357678 | TRANE | 4TTR5030E1 | AC | Split System: Air-Cooled Condensing Unit, Coil with Blower | 4TTR5030E1 |  | 4TXCC043BC3 | 13 | 15 | Yes | Yes | 2011-01-21 |  | 1
FALSE | 4TTR6030B1 | 3522 | 4357679 | TRANE | 4TTR5030E1 | AC | Split System: Air-Cooled Condensing Unit, Coil with Blower | 4TTR5030E1 |  | 4TXCC044BC3 | 13 | 15 | Yes | Yes | 2011-01-21 |  | 1
FALSE | 4TTR6030B1 | 3522 | 4357681 | TRANE | 4TTR5030E1 | AC | Split System: Air-Cooled Condensing Unit, Coil with Blower | 4TTR5030E1 |  | 4TXFH036CZ3 | 13 | 15 | Yes | Yes | 2011-01-21 |  | 1
FALSE | 4TTR6030B1 | 3522 | 4357682 | TRANE | 4TTR5030E1 | AC | Split System: Air-Cooled Condensing Unit, Coil with Blower | 4TTR5030E1 |  | 4TXFH036CZ3 | 13 | 15 | Yes | Yes | 2011-01-21 |  | 1
FALSE | 4TTR6030B1 | 3522 | 4357683 | TRANE | 4TTR5030E1 | AC | Split System: Air-Cooled Condensing Unit, Coil with Blower | 4TTR5030E1 |  | 4TXFH041CC3 | 13 | 15 | Yes | Yes | 2011-01-21 |  | 1
FALSE | 4TTR6030B1 | 3522 | 4357684 | TRANE | 4TTR5030E1 | AC | Split System: Air-Cooled Condensing Unit, Coil with Blower | 4TTR5030E1 |  | 4TXFH041CC3 | 12.5 | 15 | Yes | Yes | 2011-01-21 |  | 1
FALSE | 4TTR6036B1 | 3674 | 4357691 | TRANE | 4TTR5036E1 | AC | Split System: Air-Cooled Condensing Unit, Coil with Blower | 4TTR5036E1 |  | 4TXCC005CC3 | 12.5 | 15 | Yes | Yes | 2011-01-21 |  | 1
FALSE | 4TTR6036B1 | 3674 | 4357692 | TRANE | 4TTR5036E1 | AC | Split System: Air-Cooled Condensing Unit, Coil with Blower | 4TTR5036E1 |  | 4TXCC044BC3 | 12.5 | 15 | Yes | Yes | 2011-01-21 |  | 1
FALSE | 4TTR6036B1 | 3674 | 4357693 | TRANE | 4TTR5036E1 | AC | Split System: Air-Cooled Condensing Unit, Coil with Blower | 4TTR5036E1 |  | 4TXCC049BC3 | 12.5 | 15 | Yes | Yes | 2011-01-21 |  | 1
FALSE | 4TTR6036B1 | 3674 | 4357695 | TRANE | 4TTR5036E1 | AC | Split System: Air-Cooled Condensing Unit, Coil with Blower | 4TTR5036E1 |  | 4TXFH036CZ3 | 12.5 | 15 | Yes | Yes | 2011-01-21 |  | 1
FALSE | 4TTR6036B1 | 3674 | 4357696 | TRANE | 4TTR5036E1 | AC | Split System: Air-Cooled Condensing Unit, Coil with Blower | 4TTR5036E1 |  | 4TXFH036CZ3 | 12 | 14.75 | Yes | Yes | 2011-01-21 |  | 0
FALSE | 4TTR6036B1 | 3674 | 4357697 | TRANE | 4TTR5036E1 | AC | Split System: Air-Cooled Condensing Unit, Coil with Blower | 4TTR5036E1 |  | 4TXFH041CC3 | 12 | 14.75 | Yes | Yes | 2011-01-21 |  | 0
FALSE | 4TTR6036B1 | 3674 | 4357698 | TRANE | 4TTR5036E1 | AC | Split System: Air-Cooled Condensing Unit, Coil with Blower | 4TTR5036E1 |  | 4TXFH041CC3 | 12.5 | 15 | Yes | Yes | 2011-01-21 |  | 1
FALSE | 4TTR6042B1 | 3680 | 4357702 | TRANE | 4TTR5042E1 | AC | Split System: Air-Cooled Condensing Unit, Coil with Blower | 4TTR5042E1 |  | 4TXCC037BC3 | 12 | 14.5 | Yes | Yes | 2011-01-21 |  | 0
FALSE | 4TTR6042B1 | 3680 | 4357703 | TRANE | 4TTR5042E1 | AC | Split System: Air-Cooled Condensing Unit, Coil with Blower | 4TTR5042E1 |  | 4TXCC044BC3 | 12 | 15 | Yes | Yes | 2011-01-21 |  | 0
FALSE | 4TTR6042B1 | 3680 | 4357704 | TRANE | 4TTR5042E1 | AC | Split System: Air-Cooled Condensing Unit, Coil with Blower | 4TTR5042E1 |  | 4TXCC049BC3 | 12.5 | 15 | Yes | Yes | 2011-01-21 |  | 1
FALSE | 4TTR6042B1 | 3680 | 4357706 | TRANE | 4TTR5042E1 | AC | Split System: Air-Cooled Condensing Unit, Coil with Blower | 4TTR5042E1 |  | 4TXFH041CC3 | 12.5 | 15 | Yes | Yes | 2011-01-21 |  | 1
FALSE | 4TTR6048B1 | 3695 | 4357708 | TRANE | 4TTR5048E1 | AC | Split System: Air-Cooled Condensing Unit, Coil with Blower | 4TTR5048E1 |  | 4TXCD061BC3 | 12 | 14.5 | Yes | Yes | 2011-01-21 |  | 0
FALSE | 4TTR6048B1 | 3695 | 4357709 | TRANE | 4TTR5048E1 | AC | Split System: Air-Cooled Condensing Unit, Coil with Blower | 4TTR5048E1 |  | 4TXCD063BC3 | 12 | 15 | Yes | Yes | 2011-01-21 |  | 0
FALSE | 4TTR6048B1 | 3695 | 4357712 | TRANE | 4TTR5048E1 | AC | Split System: Air-Cooled Condensing Unit, Coil with Blower | 4TTR5048E1 |  | 4TXFH063CZ3 | 12 | 14.5 | Yes | Yes | 2011-01-21 |  | 0
FALSE | 4TTX6030H1 | 3530 | 4357742 | TRANE | 4TTX5030A1 | AC | Split System: Air-Cooled Condensing Unit, Coil with Blower | 4TTX5030A1 |  | 4TXFH036CZ3 | 13 | 15.25 | Yes | Yes | 2011-01-21 |  | 1
FALSE | 4TTX6030H1 | 3530 | 4357743 | TRANE | 4TTX5030A1 | AC | Split System: Air-Cooled Condensing Unit, Coil with Blower | 4TTX5030A1 |  | 4TXFH036CZ3 | 13 | 15 | Yes | Yes | 2011-01-21 |  | 1
FALSE | 4TTX6030H1 | 3530 | 4357744 | TRANE | 4TTX5030A1 | AC | Split System: Air-Cooled Condensing Unit, Coil with Blower | 4TTX5030A1 |  | 4TXFH041CC3 | 13 | 15 | Yes | Yes | 2011-01-21 |  | 1
FALSE | 4TTX6030H1 | 3530 | 4357745 | TRANE | 4TTX5030A1 | AC | Split System: Air-Cooled Condensing Unit, Coil with Blower | 4TTX5030A1 |  | 4TXFH041CC3 | 13 | 15.25 | Yes | Yes | 2011-01-21 |  | 1
FALSE | 4TTX6030H1 | 3530 | 4357746 | TRANE | 4TTX5030A1 | AC | Split System: Air-Cooled Condensing Unit, Coil with Blower | 4TTX5030A1 |  | 4TXFH041CC3 | 12.5 | 14.5 | Yes | Yes | 2011-01-21 |  | 0
FALSE | 4TTX6036H1 | 3598 | 4357747 | TRANE | 4TTX5036A1 | AC | Split System: Air-Cooled Condensing Unit, Coil with Blower | 4TTX5036A1 |  | 4TXCB004CC3 | 12 | 14.75 | Yes | Yes | 2011-01-21 |  | 0
FALSE | 4TTX6036H1 | 3598 | 4357751 | TRANE | 4TTX5036A1 | AC | Split System: Air-Cooled Condensing Unit, Coil with Blower | 4TTX5036A1 |  | 4TXCB048BC3 | 12 | 14.5 | Yes | Yes | 2011-01-21 |  | 0
FALSE | 4TTX6036H1 | 3598 | 4357753 | TRANE | 4TTX5036A1 | AC | Split System: Air-Cooled Condensing Unit, Coil with Blower | 4TTX5036A1 |  | 4TXCC037BC3 | 12 | 14.5 | Yes | Yes | 2011-01-21 |  | 0
FALSE | 4TTX6036H1 | 3598 | 4357754 | TRANE | 4TTX5036A1 | AC | Split System: Air-Cooled Condensing Unit, Coil with Blower | 4TTX5036A1 |  | 4TXCC049BC3 | 12 | 14.5 | Yes | Yes | 2011-01-21 |  | 0
FALSE | 4TTX6036H1 | 3598 | 4357755 | TRANE | 4TTX5036A1 | AC | Split System: Air-Cooled Condensing Unit, Coil with Blower | 4TTX5036A1 |  | 4TXCD050BC3 | 12.5 | 15 | Yes | Yes | 2011-01-21 |  | 1
FALSE | 4TTX6036H1 | 3598 | 4357756 | TRANE | 4TTX5036A1 | AC | Split System: Air-Cooled Condensing Unit, Coil with Blower | 4TTX5036A1 |  | 4TXFH036CZ3 | 12 | 14.5 | Yes | Yes | 2011-01-21 |  | 0
FALSE | 4TTX6036H1 | 3598 | 4357757 | TRANE | 4TTX5036A1 | AC | Split System: Air-Cooled Condensing Unit, Coil with Blower | 4TTX5036A1 |  | 4TXFH041CC3 | 12 | 14.75 | Yes | Yes | 2011-01-21 |  | 0
FALSE | 4TTX6036H1 | 3598 | 4357758 | TRANE | 4TTX5036A1 | AC | Split System: Air-Cooled Condensing Unit, Coil with Blower | 4TTX5036A1 |  | 4TXFH041CC3 | 12.5 | 15 | Yes | Yes | 2011-01-21 |  | 1
FALSE | 4TTX6036H1 | 3598 | 4357759 | TRANE | 4TTX5036A1 | AC | Split System: Air-Cooled Condensing Unit, Coil with Blower | 4TTX5036A1 |  | 4TXFH041CC3 | 12 | 14.5 | Yes | Yes | 2011-01-21 |  | 0
FALSE | 4TTX6048H1 | 3702 | 4357764 | TRANE | 4TTX5048A1 | AC | Split System: Air-Cooled Condensing Unit, Coil with Blower | 4TTX5048A1 |  | 4TXCC008CC3 | 12 | 14.5 | Yes | Yes | 2011-01-21 |  | 0
FALSE | 4TTX6048H1 | 3702 | 4357765 | TRANE | 4TTX5048A1 | AC | Split System: Air-Cooled Condensing Unit, Coil with Blower | 4TTX5048A1 |  | 4TXCC060BC3 | 12 | 14.5 | Yes | Yes | 2011-01-21 |  | 0
FALSE | 4TTX6048H1 | 3702 | 4357766 | TRANE | 4TTX5048A1 | AC | Split System: Air-Cooled Condensing Unit, Coil with Blower | 4TTX5048A1 |  | 4TXCD063BC3 | 12 | 15 | Yes | Yes | 2011-01-21 |  | 0
FALSE | 4TTX6048H1 | 3702 | 4357767 | TRANE | 4TTX5048A1 | AC | Split System: Air-Cooled Condensing Unit, Coil with Blower | 4TTX5048A1 |  | 4TXCD063BC3 | 12.5 | 15 | Yes | Yes | 2011-01-21 |  | 1
FALSE | 4TTX6048H1 | 3702 | 4357768 | TRANE | 4TTX5048A1 | AC | Split System: Air-Cooled Condensing Unit, Coil with Blower | 4TTX5048A1 |  | 4TXFH054CC3 | 12 | 14.5 | Yes | Yes | 2011-01-21 |  | 0
FALSE | 4A7A7048A1 | 288 | 4357826 | TRANE | 4TTX6048E1 | AC | Split System: Air-Cooled Condensing Unit, Coil with Blower | 4A7A6048E1 |  | 4TXCC008CC3 | 12 | 16 | Yes | Yes | 2011-03-16 |  | 0
FALSE | 4A7A7048A1 | 288 | 4357827 | TRANE | 4TTX6048E1 | AC | Split System: Air-Cooled Condensing Unit, Coil with Blower | 4A7A6048E1 |  | 4TXCC008CC3 | 12 | 15.75 | Yes | Yes | 2011-03-16 |  | 0
FALSE | 4A7A7048A1 | 288 | 4357829 | TRANE | 4TTX6048E1 | AC | Split System: Air-Cooled Condensing Unit, Coil with Blower | 4A7A6048E1 |  | 4TXCC044BC3 | 12 | 15.5 | Yes | Yes | 2011-03-16 |  | 0
FALSE | 4A7A7048A1 | 288 | 4357830 | TRANE | 4TTX6048E1 | AC | Split System: Air-Cooled Condensing Unit, Coil with Blower | 4A7A6048E1 |  | 4TXCC049BC3 | 12 | 15.5 | Yes | Yes | 2011-03-16 |  | 0
FALSE | 4A7A7048A1 | 288 | 4357831 | TRANE | 4TTX6048E1 | AC | Split System: Air-Cooled Condensing Unit, Coil with Blower | 4A7A6048E1 |  | 4TXCC049BC3 | 12 | 15 | Yes | Yes | 2011-03-16 |  | 0
FALSE | 4A7A7048A1 | 288 | 4357832 | TRANE | 4TTX6048E1 | AC | Split System: Air-Cooled Condensing Unit, Coil with Blower | 4A7A6048E1 |  | 4TXCC060BC3 | 12 | 15.5 | Yes | Yes | 2011-03-16 |  | 0
FALSE | 4A7A7048A1 | 288 | 4357833 | TRANE | 4TTX6048E1 | AC | Split System: Air-Cooled Condensing Unit, Coil with Blower | 4A7A6048E1 |  | 4TXCC060BC3 | 12 | 15.75 | Yes | Yes | 2011-03-16 |  | 0
FALSE | 4A7A7048A1 | 288 | 4357834 | TRANE | 4TTX6048E1 | AC | Split System: Air-Cooled Condensing Unit, Coil with Blower | 4A7A6048E1 |  | 4TXCD009CC3 | 12 | 16 | Yes | Yes | 2011-03-16 |  | 0
FALSE | 4A7A7048A1 | 288 | 4357835 | TRANE | 4TTX6048E1 | AC | Split System: Air-Cooled Condensing Unit, Coil with Blower | 4A7A6048E1 |  | 4TXCD010CC3 | 12 | 15.75 | Yes | Yes | 2011-03-16 |  | 0
FALSE | 4A7A7048A1 | 288 | 4357836 | TRANE | 4TTX6048E1 | AC | Split System: Air-Cooled Condensing Unit, Coil with Blower | 4A7A6048E1 |  | 4TXCD050BC3 | 12 | 15.5 | Yes | Yes | 2011-03-16 |  | 0
FALSE | 4A7A7048A1 | 288 | 4357837 | TRANE | 4TTX6048E1 | AC | Split System: Air-Cooled Condensing Unit, Coil with Blower | 4A7A6048E1 |  | 4TXCD061BC3 | 12 | 15.75 | Yes | Yes | 2011-03-16 |  | 0
FALSE | 4A7A7048A1 | 288 | 4357838 | TRANE | 4TTX6048E1 | AC | Split System: Air-Cooled Condensing Unit, Coil with Blower | 4A7A6048E1 |  | 4TXCD063BC3 | 12.5 | 16.5 | Yes | Yes | 2011-03-16 |  | 1
FALSE | 4A7A7048A1 | 288 | 4357839 | TRANE | 4TTX6048E1 | AC | Split System: Air-Cooled Condensing Unit, Coil with Blower | 4A7A6048E1 |  | 4TXCD063BC3 | 12.5 | 16.75 | Yes | Yes | 2011-03-16 |  | 1
FALSE | 4A7A7048A1 | 288 | 4357840 | TRANE | 4TTX6048E1 | AC | Split System: Air-Cooled Condensing Unit, Coil with Blower | 4A7A6048E1 |  | 4TXCD064BC3 | 12 | 16 | Yes | Yes | 2011-03-16 |  | 0
FALSE | 4A7A7048A1 | 288 | 4357841 | TRANE | 4TTX6048E1 | AC | Split System: Air-Cooled Condensing Unit, Coil with Blower | 4A7A6048E1 |  | 4TXFH054CC3 | 12 | 16 | Yes | Yes | 2011-03-16 |  | 0
FALSE | 4A7A7048A1 | 288 | 4357842 | TRANE | 4TTX6048E1 | AC | Split System: Air-Cooled Condensing Unit, Coil with Blower | 4A7A6048E1 |  | 4TXFH054CC3 | 12 | 15.5 | Yes | Yes | 2011-03-16 |  | 0
FALSE | 4A7A7048A1 | 288 | 4357844 | TRANE | 4TTX6048E1 | AC | Split System: Air-Cooled Condensing Unit, Coil with Blower | 4A7A6048E1 |  | 4TXFH063CZ3 | 12 | 15.5 | Yes | Yes | 2011-03-16 |  | 0
FALSE | 4A7A7048A1 | 288 | 4357845 | TRANE | 4TTX6048E1 | AC | Split System: Air-Cooled Condensing Unit, Coil with Blower | 4A7A6048E1 |  | 4TXFH063CZ3 | 12 | 16 | Yes | Yes | 2011-03-16 |  | 0
FALSE | 4A7A7048A1 | 288 | 4357846 | TRANE | 4TTX6048E1 | AC | Split System: Air-Cooled Condensing Unit, Coil with Blower | 4A7A6048E1 |  | 4TXFH063CZ3 | 12.5 | 16.5 | Yes | Yes | 2011-03-16 |  | 1
FALSE | 4TTR6036B1 | 3674 | 4357982 | AMERICAN STANDARD, INC. | 4A7A5036E1 | AC | Split System: Air-Cooled Condensing Unit, Coil with Blower | 4TTR5036E1 |  | 4TXFH041CC3 | 12.5 | 15 | Yes | Yes | 2011-02-28 |  | 1
FALSE | 4TTR6042B1 | 3680 | 4357986 | AMERICAN STANDARD, INC. | 4A7A5042E1 | AC | Split System: Air-Cooled Condensing Unit, Coil with Blower | 4TTR5042E1 |  | 4TXCC037BC3 | 12 | 14.5 | Yes | Yes | 2011-02-28 |  | 0
FALSE | 4TTR6042B1 | 3680 | 4357987 | AMERICAN STANDARD, INC. | 4A7A5042E1 | AC | Split System: Air-Cooled Condensing Unit, Coil with Blower | 4TTR5042E1 |  | 4TXCC044BC3 | 12 | 15 | Yes | Yes | 2011-02-28 |  | 0
FALSE | 4TTR6042B1 | 3680 | 4357988 | AMERICAN STANDARD, INC. | 4A7A5042E1 | AC | Split System: Air-Cooled Condensing Unit, Coil with Blower | 4TTR5042E1 |  | 4TXCC049BC3 | 12.5 | 15 | Yes | Yes | 2011-02-28 |  | 1
FALSE | 4TTR6042B1 | 3680 | 4357990 | AMERICAN STANDARD, INC. | 4A7A5042E1 | AC | Split System: Air-Cooled Condensing Unit, Coil with Blower | 4TTR5042E1 |  | 4TXFH041CC3 | 12.5 | 15 | Yes | Yes | 2011-02-28 |  | 1
FALSE | 4TTR6048B1 | 3695 | 4357992 | AMERICAN STANDARD, INC. | 4A7A5048E1 | AC | Split System: Air-Cooled Condensing Unit, Coil with Blower | 4TTR5048E1 |  | 4TXCD061BC3 | 12 | 14.5 | Yes | Yes | 2011-02-28 |  | 0
FALSE | 4TTR6048B1 | 3695 | 4357993 | AMERICAN STANDARD, INC. | 4A7A5048E1 | AC | Split System: Air-Cooled Condensing Unit, Coil with Blower | 4TTR5048E1 |  | 4TXCD063BC3 | 12 | 15 | Yes | Yes | 2011-02-28 |  | 0
FALSE | 4TTR6048B1 | 3695 | 4357996 | AMERICAN STANDARD, INC. | 4A7A5048E1 | AC | Split System: Air-Cooled Condensing Unit, Coil with Blower | 4TTR5048E1 |  | 4TXFH063CZ3 | 12 | 14.5 | Yes | Yes | 2011-02-28 |  | 0
FALSE | 4TTR6049B1 | 3692 | 4357997 | AMERICAN STANDARD, INC. | 4A7A5049E1 | AC | Split System: Air-Cooled Condensing Unit, Coil with Blower | 4TTR5049E1 |  | 4TXCC060BC3 | 12 | 14.75 | Yes | Yes | 2011-02-28 |  | 0
FALSE | 4TTR6049B1 | 3692 | 4357998 | AMERICAN STANDARD, INC. | 4A7A5049E1 | AC | Split System: Air-Cooled Condensing Unit, Coil with Blower | 4TTR5049E1 |  | 4TXCD009CC3 | 12 | 15 | Yes | Yes | 2011-02-28 |  | 0
FALSE | 4TTR6049B1 | 3692 | 4357999 | AMERICAN STANDARD, INC. | 4A7A5049E1 | AC | Split System: Air-Cooled Condensing Unit, Coil with Blower | 4TTR5049E1 |  | 4TXCD061BC3 | 12 | 15 | Yes | Yes | 2011-02-28 |  | 0
FALSE | 4TTR6049B1 | 3692 | 4358000 | AMERICAN STANDARD, INC. | 4A7A5049E1 | AC | Split System: Air-Cooled Condensing Unit, Coil with Blower | 4TTR5049E1 |  | 4TXCD063BC3 | 12.5 | 15.5 | Yes | Yes | 2011-02-28 |  | 1
FALSE | 4TTR6049B1 | 3692 | 4358002 | AMERICAN STANDARD, INC. | 4A7A5049E1 | AC | Split System: Air-Cooled Condensing Unit, Coil with Blower | 4TTR5049E1 |  | 4TXFH054CC3 | 12 | 15 | Yes | Yes | 2011-02-28 |  | 0
FALSE | 4TTR6049B1 | 3692 | 4358004 | AMERICAN STANDARD, INC. | 4A7A5049E1 | AC | Split System: Air-Cooled Condensing Unit, Coil with Blower | 4TTR5049E1 |  | 4TXFH063CZ3 | 12.5 | 15 | Yes | Yes | 2011-02-28 |  | 1
FALSE | 4TTX6030H1 | 3530 | 4358010 | AMERICAN STANDARD, INC. | 4A7A5030A1 | AC | Split System: Air-Cooled Condensing Unit, Coil with Blower | 4TTX5030A1 |  | 4TXCB004CC3 | 12 | 14.5 | Yes | Yes | 2011-02-28 |  | 0
FALSE | 4TTX6030H1 | 3530 | 4358013 | AMERICAN STANDARD, INC. | 4A7A5030A1 | AC | Split System: Air-Cooled Condensing Unit, Coil with Blower | 4TTX5030A1 |  | 4TXCB032BC3 | 12.5 | 14.5 | Yes | Yes | 2011-02-28 |  | 0
FALSE | 4TTX6030H1 | 3530 | 4358014 | AMERICAN STANDARD, INC. | 4A7A5030A1 | AC | Split System: Air-Cooled Condensing Unit, Coil with Blower | 4TTX5030A1 |  | 4TXCB036BC3 | 12.5 | 14.5 | Yes | Yes | 2011-02-28 |  | 0
FALSE | 4TTX6030H1 | 3530 | 4358015 | AMERICAN STANDARD, INC. | 4A7A5030A1 | AC | Split System: Air-Cooled Condensing Unit, Coil with Blower | 4TTX5030A1 |  | 4TXCB042BC3 | 12.5 | 14.5 | Yes | Yes | 2011-02-28 |  | 0
FALSE | 4TTX6030H1 | 3530 | 4358030 | AMERICAN STANDARD, INC. | 4A7A5030A1 | AC | Split System: Air-Cooled Condensing Unit, Coil with Blower | 4TTX5030A1 |  | 4TXFH041CC3 | 12.5 | 14.5 | Yes | Yes | 2011-02-28 |  | 0
FALSE | 14ACX-059-230-04 | 2306 | 4363399 | LENNOX INDUSTRIES, INC. | 14ACX-059-230-01 | AC | Split System: Air-Cooled Condensing Unit, Coil with Blower | 14ACX-059-230-01 |  | CH23-68+TDR+TXV | 12 | 14.5 | Yes | Yes | 2011-01-21 |  | 0
FALSE | 14ACX-059-230-04 | 2306 | 4363400 | LENNOX INDUSTRIES, INC. | 14ACX-059-230-01 | AC | Split System: Air-Cooled Condensing Unit, Coil with Blower | 14ACX-059-230-01 |  | CH23-68+TDR+TXV | 12 | 14.5 | Yes | Yes | 2011-01-21 |  | 0
FALSE | 14ACX-059-230-04 | 2306 | 4363402 | LENNOX INDUSTRIES, INC. | 14ACX-059-230-01 | AC | Split System: Air-Cooled Condensing Unit, Coil with Blower | 14ACX-059-230-01 |  | CH33-49+TDR+TXV | 12 | 14.5 | Yes | Yes | 2011-01-21 |  | 0
FALSE | 14ACX-059-230-04 | 2306 | 4363403 | LENNOX INDUSTRIES, INC. | 14ACX-059-230-01 | AC | Split System: Air-Cooled Condensing Unit, Coil with Blower | 14ACX-059-230-01 |  | CH33-49+TDR+TXV | 12 | 14.5 | Yes | Yes | 2011-01-21 |  | 0
FALSE | 14ACX-059-230-04 | 2306 | 4363404 | LENNOX INDUSTRIES, INC. | 14ACX-059-230-01 | AC | Split System: Air-Cooled Condensing Unit, Coil with Blower | 14ACX-059-230-01 |  | CH33-49+TDR+TXV | 12 | 14.5 | Yes | Yes | 2011-01-21 |  | 0
FALSE | 14ACX-059-230-04 | 2306 | 4363412 | LENNOX INDUSTRIES, INC. | 14ACX-059-230-01 | AC | Split System: Air-Cooled Condensing Unit, Coil with Blower | 14ACX-059-230-01 |  | CH33-60D+TDR+TXV | 12 | 14.5 | Yes | Yes | 2011-01-21 |  | 0
FALSE | 14ACX-059-230-04 | 2306 | 4363413 | LENNOX INDUSTRIES, INC. | 14ACX-059-230-01 | AC | Split System: Air-Cooled Condensing Unit, Coil with Blower | 14ACX-059-230-01 |  | CH33-60D+TDR+TXV | 12 | 14.5 | Yes | Yes | 2011-01-21 |  | 0
FALSE | 14ACX-059-230-04 | 2306 | 4363414 | LENNOX INDUSTRIES, INC. | 14ACX-059-230-01 | AC | Split System: Air-Cooled Condensing Unit, Coil with Blower | 14ACX-059-230-01 |  | CH33-60D+TDR+TXV | 12 | 14.5 | Yes | Yes | 2011-01-21 |  | 0
FALSE | 14ACX-059-230-04 | 2306 | 4363415 | LENNOX INDUSTRIES, INC. | 14ACX-059-230-01 | AC | Split System: Air-Cooled Condensing Unit, Coil with Blower | 14ACX-059-230-01 |  | CH33-60D+TDR+TXV | 12 | 14.5 | Yes | Yes | 2011-01-21 |  | 0
FALSE | 14ACX-059-230-04 | 2306 | 4363418 | LENNOX INDUSTRIES, INC. | 14ACX-059-230-01 | AC | Split System: Air-Cooled Condensing Unit, Coil with Blower | 14ACX-059-230-01 |  | CH33-62D+TDR+TXV | 12 | 14.5 | Yes | Yes | 2011-01-21 |  | 0
FALSE | 14ACX-059-230-04 | 2306 | 4363420 | LENNOX INDUSTRIES, INC. | 14ACX-059-230-01 | AC | Split System: Air-Cooled Condensing Unit, Coil with Blower | 14ACX-059-230-01 |  | CH33-62D+TDR+TXV | 12 | 14.5 | Yes | Yes | 2011-01-21 |  | 0
FALSE | 14ACX-059-230-04 | 2306 | 4363421 | LENNOX INDUSTRIES, INC. | 14ACX-059-230-01 | AC | Split System: Air-Cooled Condensing Unit, Coil with Blower | 14ACX-059-230-01 |  | CH33-62D+TDR+TXV | 12 | 14.5 | Yes | Yes | 2011-01-21 |  | 0
FALSE | 14ACX-059-230-04 | 2306 | 4363422 | LENNOX INDUSTRIES, INC. | 14ACX-059-230-01 | AC | Split System: Air-Cooled Condensing Unit, Coil with Blower | 14ACX-059-230-01 |  | CH33-62D+TDR+TXV | 12 | 14.5 | Yes | Yes | 2011-01-21 |  | 0
FALSE | 14ACX-059-230-04 | 2306 | 4363423 | LENNOX INDUSTRIES, INC. | 14ACX-059-230-01 | AC | Split System: Air-Cooled Condensing Unit, Coil with Blower | 14ACX-059-230-01 |  | CH33-62D+TDR+TXV | 12 | 14.5 | Yes | Yes | 2011-01-21 |  | 0
FALSE | 14ACX-059-230-04 | 2306 | 4363426 | LENNOX INDUSTRIES, INC. | 14ACX-059-230-01 | AC | Split System: Air-Cooled Condensing Unit, Coil with Blower | 14ACX-059-230-01 |  | CR33-50/60+TDR+TXV | 12 | 14.5 | Yes | Yes | 2011-01-21 |  | 0
FALSE | 14ACX-059-230-04 | 2306 | 4363434 | LENNOX INDUSTRIES, INC. | 14ACX-059-230-01 | AC | Split System: Air-Cooled Condensing Unit, Coil with Blower | 14ACX-059-230-01 |  | CX34-49+TDR | 12 | 14.5 | Yes | Yes | 2011-01-21 |  | 0
FALSE | 14ACX-059-230-04 | 2306 | 4363436 | LENNOX INDUSTRIES, INC. | 14ACX-059-230-01 | AC | Split System: Air-Cooled Condensing Unit, Coil with Blower | 14ACX-059-230-01 |  | CX34-49+TDR | 12 | 14.5 | Yes | Yes | 2011-01-21 |  | 0
FALSE | 14ACX-059-230-04 | 2306 | 4363437 | LENNOX INDUSTRIES, INC. | 14ACX-059-230-01 | AC | Split System: Air-Cooled Condensing Unit, Coil with Blower | 14ACX-059-230-01 |  | CX34-49+TDR | 12 | 14.5 | Yes | Yes | 2011-01-21 |  | 0
FALSE | 14ACX-059-230-04 | 2306 | 4363470 | LENNOX INDUSTRIES, INC. | 14ACX-059-230-01 | AC | Split System: Air-Cooled Condensing Unit, Coil with Blower | 14ACX-059-230-01 |  | CX34-62D+TDR | 12.5 | 15 | Yes | Yes | 2011-01-21 |  | 1
FALSE | 14ACX-059-230-04 | 2306 | 4363473 | LENNOX INDUSTRIES, INC. | 14ACX-059-230-01 | AC | Split System: Air-Cooled Condensing Unit, Coil with Blower | 14ACX-059-230-01 |  | C33-49+TDR+TXV | 12 | 14.5 | Yes | Yes | 2011-01-21 |  | 0
FALSE | 14ACX-059-230-04 | 2306 | 4363475 | LENNOX INDUSTRIES, INC. | 14ACX-059-230-01 | AC | Split System: Air-Cooled Condensing Unit, Coil with Blower | 14ACX-059-230-01 |  | C33-49+TDR+TXV | 12 | 14.5 | Yes | Yes | 2011-01-21 |  | 0
FALSE | 14ACX-059-230-04 | 2306 | 4363476 | LENNOX INDUSTRIES, INC. | 14ACX-059-230-01 | AC | Split System: Air-Cooled Condensing Unit, Coil with Blower | 14ACX-059-230-01 |  | C33-49+TDR+TXV | 12 | 14.5 | Yes | Yes | 2011-01-21 |  | 0
FALSE | 14ACX-059-230-04 | 2306 | 4363477 | LENNOX INDUSTRIES, INC. | 14ACX-059-230-01 | AC | Split System: Air-Cooled Condensing Unit, Coil with Blower | 14ACX-059-230-01 |  | C33-49+TDR+TXV | 12 | 14.5 | Yes | Yes | 2011-01-21 |  | 0
FALSE | 14ACX-059-230-04 | 2306 | 4363478 | LENNOX INDUSTRIES, INC. | 14ACX-059-230-01 | AC | Split System: Air-Cooled Condensing Unit, Coil with Blower | 14ACX-059-230-01 |  | C33-49+TDR+TXV | 12 | 14.5 | Yes | Yes | 2011-01-21 |  | 0
FALSE | 14ACX-059-230-04 | 2306 | 4363491 | LENNOX INDUSTRIES, INC. | 14ACX-059-230-01 | AC | Split System: Air-Cooled Condensing Unit, Coil with Blower | 14ACX-059-230-01 |  | C33-60D+TDR+TXV | 12 | 14.5 | Yes | Yes | 2011-01-21 |  | 0
FALSE | 14ACX-059-230-04 | 2306 | 4363492 | LENNOX INDUSTRIES, INC. | 14ACX-059-230-01 | AC | Split System: Air-Cooled Condensing Unit, Coil with Blower | 14ACX-059-230-01 |  | C33-60D+TDR+TXV | 12 | 14.5 | Yes | Yes | 2011-01-21 |  | 0
FALSE | 14ACX-059-230-04 | 2306 | 4363493 | LENNOX INDUSTRIES, INC. | 14ACX-059-230-01 | AC | Split System: Air-Cooled Condensing Unit, Coil with Blower | 14ACX-059-230-01 |  | C33-60D+TDR+TXV | 12 | 14.5 | Yes | Yes | 2011-01-21 |  | 0
FALSE | 14ACX-059-230-04 | 2306 | 4363494 | LENNOX INDUSTRIES, INC. | 14ACX-059-230-01 | AC | Split System: Air-Cooled Condensing Unit, Coil with Blower | 14ACX-059-230-01 |  | C33-60D+TDR+TXV | 12 | 14.5 | Yes | Yes | 2011-01-21 |  | 0
FALSE | 14ACX-059-230-04 | 2306 | 4363496 | LENNOX INDUSTRIES, INC. | 14ACX-059-230-01 | AC | Split System: Air-Cooled Condensing Unit, Coil with Blower | 14ACX-059-230-01 |  | C33-62C+TDR+TXV | 12 | 14.5 | Yes | Yes | 2011-01-21 |  | 0
FALSE | 14ACX-059-230-04 | 2306 | 4363498 | LENNOX INDUSTRIES, INC. | 14ACX-059-230-01 | AC | Split System: Air-Cooled Condensing Unit, Coil with Blower | 14ACX-059-230-01 |  | C33-62C+TDR+TXV | 12 | 14.5 | Yes | Yes | 2011-01-21 |  | 0
FALSE | 14ACX-059-230-04 | 2306 | 4363499 | LENNOX INDUSTRIES, INC. | 14ACX-059-230-01 | AC | Split System: Air-Cooled Condensing Unit, Coil with Blower | 14ACX-059-230-01 |  | C33-62C+TDR+TXV | 12 | 14.5 | Yes | Yes | 2011-01-21 |  | 0
FALSE | 14ACX-059-230-04 | 2306 | 4363500 | LENNOX INDUSTRIES, INC. | 14ACX-059-230-01 | AC | Split System: Air-Cooled Condensing Unit, Coil with Blower | 14ACX-059-230-01 |  | C33-62C+TDR+TXV | 12 | 14.5 | Yes | Yes | 2011-01-21 |  | 0
FALSE | 14ACX-059-230-04 | 2306 | 4363501 | LENNOX INDUSTRIES, INC. | 14ACX-059-230-01 | AC | Split System: Air-Cooled Condensing Unit, Coil with Blower | 14ACX-059-230-01 |  | C33-62C+TDR+TXV | 12 | 14.5 | Yes | Yes | 2011-01-21 |  | 0
FALSE | 14ACX-059-230-04 | 2306 | 4363502 | LENNOX INDUSTRIES, INC. | 14ACX-059-230-01 | AC | Split System: Air-Cooled Condensing Unit, Coil with Blower | 14ACX-059-230-01 |  | C33-62C+TDR+TXV | 12 | 14.5 | Yes | Yes | 2011-01-21 |  | 0
FALSE | 14ACX-059-230-04 | 2306 | 4363503 | LENNOX INDUSTRIES, INC. | 14ACX-059-230-01 | AC | Split System: Air-Cooled Condensing Unit, Coil with Blower | 14ACX-059-230-01 |  | C33-62C+TDR+TXV | 12 | 14.5 | Yes | Yes | 2011-01-21 |  | 0
FALSE | 14ACX-059-230-04 | 2306 | 4363505 | LENNOX INDUSTRIES, INC. | 14ACX-059-230-01 | AC | Split System: Air-Cooled Condensing Unit, Coil with Blower | 14ACX-059-230-01 |  | C33-62C+TDR+TXV | 12 | 14.5 | Yes | Yes | 2011-01-21 |  | 0
TRUE | 4A7A6024E1 | 280 | 4385254 | AMERICAN STANDARD, INC. | 4A7A6024E1 | AC | Split System: Air-Cooled Condensing Unit, Coil with Blower | 4A7A6024E1 |  | *AM7A0B30H21 | 13 | 17 | Yes | Yes | 2011-01-21 |  | 2
TRUE | 4A7A6036E1 | 281 | 4385255 | AMERICAN STANDARD, INC. | 4A7A6036E1 | AC | Split System: Air-Cooled Condensing Unit, Coil with Blower | 4A7A6036E1 |  | *AM7A0C36H31 | 13 | 17.5 | Yes | Yes | 2011-01-21 |  | 2
FALSE | 4A7A7048A1 | 288 | 4385256 | AMERICAN STANDARD, INC. | 4A7A6048E1 | AC | Split System: Air-Cooled Condensing Unit, Coil with Blower | 4A7A6048E1 |  | *AM7A0C48H41 | 13 | 17 | Yes | Yes | 2011-01-21 |  | 2
FALSE | 4TTR6018B1 | 3489 | 4385349 | TRANE | 4TTR5018E1 | AC | Split System: Air-Cooled Condensing Unit, Coil with Blower | 4TTR5018E1 |  | *AM7A0A24H21 | 13 | 16 | Yes | Yes | 2011-01-21 |  | 2
FALSE | 4TTR6024B1 | 3503 | 4385350 | TRANE | 4TTR5024E1 | AC | Split System: Air-Cooled Condensing Unit, Coil with Blower | 4TTR5024E1 |  | *AM7A0A24H21 | 13 | 16 | Yes | Yes | 2011-01-21 |  | 2
FALSE | 4TTR6024B1 | 3503 | 4385351 | TRANE | 4TTR5024E1 | AC | Split System: Air-Cooled Condensing Unit, Coil with Blower | 4TTR5024E1 |  | *AM7A0B30H21 | 13 | 16 | Yes | Yes | 2011-01-21 |  | 2
FALSE | 4TTR6030B1 | 3522 | 4385352 | TRANE | 4TTR5030E1 | AC | Split System: Air-Cooled Condensing Unit, Coil with Blower | 4TTR5030E1 |  | *AM7A0A24H21 | 13 | 15 | Yes | Yes | 2011-01-21 |  | 1
FALSE | 4TTR6030B1 | 3522 | 4385353 | TRANE | 4TTR5030E1 | AC | Split System: Air-Cooled Condensing Unit, Coil with Blower | 4TTR5030E1 |  | *AM7A0B30H21 | 13 | 16 | Yes | Yes | 2011-01-21 |  | 2
FALSE | 4TTR6030B1 | 3522 | 4385354 | TRANE | 4TTR5030E1 | AC | Split System: Air-Cooled Condensing Unit, Coil with Blower | 4TTR5030E1 |  | *AM7A0C36H31 | 13 | 16 | Yes | Yes | 2011-01-21 |  | 2
FALSE | 4TTR6036B1 | 3674 | 4385355 | TRANE | 4TTR5036E1 | AC | Split System: Air-Cooled Condensing Unit, Coil with Blower | 4TTR5036E1 |  | *AM7A0B30H21 | 13 | 16 | Yes | Yes | 2011-01-21 |  | 2
FALSE | 4TTR6036B1 | 3674 | 4385356 | TRANE | 4TTR5036E1 | AC | Split System: Air-Cooled Condensing Unit, Coil with Blower | 4TTR5036E1 |  | *AM7A0C36H31 | 13 | 16 | Yes | Yes | 2011-01-21 |  | 2
FALSE | 4TTR6036B1 | 3674 | 4385357 | TRANE | 4TTR5036E1 | AC | Split System: Air-Cooled Condensing Unit, Coil with Blower | 4TTR5036E1 |  | *AM7A0C42H31 | 13 | 16 | Yes | Yes | 2011-01-21 |  | 2
FALSE | 4TTX6048H1 | 3702 | 4385380 | TRANE | 4TTX5048A1 | AC | Split System: Air-Cooled Condensing Unit, Coil with Blower | 4TTX5048A1 |  | *AM7A0C42H31 | 13 | 16 | Yes | Yes | 2011-01-21 |  | 2
FALSE | 4TTX6048H1 | 3702 | 4385381 | TRANE | 4TTX5048A1 | AC | Split System: Air-Cooled Condensing Unit, Coil with Blower | 4TTX5048A1 |  | *AM7A0C48H41 | 13 | 16 | Yes | Yes | 2011-01-21 |  | 2
FALSE | 4TTX6049H1 | 3690 | 4385382 | TRANE | 4TTX5049E1 | AC | Split System: Air-Cooled Condensing Unit, Coil with Blower | 4TTX5049E1 |  | *AM7A0C42H31 | 13 | 16 | Yes | Yes | 2011-01-21 |  | 2
FALSE | 4TTX6049H1 | 3690 | 4385383 | TRANE | 4TTX5049E1 | AC | Split System: Air-Cooled Condensing Unit, Coil with Blower | 4TTX5049E1 |  | *AM7A0C48H41 | 13 | 16 | Yes | Yes | 2011-01-21 |  | 2
FALSE | 4TTX6060H1 | 3708 | 4385384 | TRANE | 4TTX5060A1 | AC | Split System: Air-Cooled Condensing Unit, Coil with Blower | 4TTX5060A1 |  | *AM7A0C48H41 | 12 | 14.75 | Yes | Yes | 2011-01-21 |  | 0
FALSE | 4TTX6060H1 | 3708 | 4385385 | TRANE | 4TTX5060A1 | AC | Split System: Air-Cooled Condensing Unit, Coil with Blower | 4TTX5060A1 |  | *AM7A0C60H51 | 12 | 14.75 | Yes | Yes | 2011-01-21 |  | 0
FALSE | XC17-036-230-** | 2261 | 4385551 | LENNOX INDUSTRIES, INC. | XC17-036-230* | AC | Split System: Air-Cooled Condensing Unit, Coil with Blower | XC17-036-230* |  | CX34-43+TDR | 13.5 | 16 | Yes | Yes | 2011-01-21 |  | 2
FALSE | 4TTR6018B1 | 3489 | 4385742 | AMERICAN STANDARD, INC. | 4A7A5018E1 | AC | Split System: Air-Cooled Condensing Unit, Coil with Blower | 4TTR5018E1 |  | *AM7A0A24H21 | 13 | 16 | Yes | Yes | 2011-02-28 |  | 2
FALSE | 4TTR6024B1 | 3503 | 4385743 | AMERICAN STANDARD, INC. | 4A7A5024E1 | AC | Split System: Air-Cooled Condensing Unit, Coil with Blower | 4TTR5024E1 |  | *AM7A0A24H21 | 13 | 16 | Yes | Yes | 2011-02-28 |  | 2
FALSE | 4TTR6024B1 | 3503 | 4385744 | AMERICAN STANDARD, INC. | 4A7A5024E1 | AC | Split System: Air-Cooled Condensing Unit, Coil with Blower | 4TTR5024E1 |  | *AM7A0B30H21 | 13 | 16 | Yes | Yes | 2011-02-28 |  | 2
FALSE | 4TTR6030B1 | 3522 | 4385745 | AMERICAN STANDARD, INC. | 4A7A5030E1 | AC | Split System: Air-Cooled Condensing Unit, Coil with Blower | 4TTR5030E1 |  | *AM7A0A24H21 | 13 | 15 | Yes | Yes | 2011-02-28 |  | 1
FALSE | 4TTR6030B1 | 3522 | 4385746 | AMERICAN STANDARD, INC. | 4A7A5030E1 | AC | Split System: Air-Cooled Condensing Unit, Coil with Blower | 4TTR5030E1 |  | *AM7A0B30H21 | 13 | 16 | Yes | Yes | 2011-02-28 |  | 2
FALSE | 4TTR6030B1 | 3522 | 4385747 | AMERICAN STANDARD, INC. | 4A7A5030E1 | AC | Split System: Air-Cooled Condensing Unit, Coil with Blower | 4TTR5030E1 |  | *AM7A0C36H31 | 13 | 16 | Yes | Yes | 2011-02-28 |  | 2
FALSE | 4TTR6036B1 | 3674 | 4385748 | AMERICAN STANDARD, INC. | 4A7A5036E1 | AC | Split System: Air-Cooled Condensing Unit, Coil with Blower | 4TTR5036E1 |  | *AM7A0B30H21 | 13 | 16 | Yes | Yes | 2011-02-28 |  | 2
FALSE | 4TTR6036B1 | 3674 | 4385749 | AMERICAN STANDARD, INC. | 4A7A5036E1 | AC | Split System: Air-Cooled Condensing Unit, Coil with Blower | 4TTR5036E1 |  | *AM7A0C36H31 | 13 | 16 | Yes | Yes | 2011-02-28 |  | 2
FALSE | 4TTR6036B1 | 3674 | 4385750 | AMERICAN STANDARD, INC. | 4A7A5036E1 | AC | Split System: Air-Cooled Condensing Unit, Coil with Blower | 4TTR5036E1 |  | *AM7A0C42H31 | 13 | 16 | Yes | Yes | 2011-02-28 |  | 2
FALSE | 4TTR6042B1 | 3680 | 4385751 | AMERICAN STANDARD, INC. | 4A7A5042E1 | AC | Split System: Air-Cooled Condensing Unit, Coil with Blower | 4TTR5042E1 |  | *AM7A0C36H31 | 13 | 16 | Yes | Yes | 2011-02-28 |  | 2
FALSE | 4TTR6042B1 | 3680 | 4385752 | AMERICAN STANDARD, INC. | 4A7A5042E1 | AC | Split System: Air-Cooled Condensing Unit, Coil with Blower | 4TTR5042E1 |  | *AM7A0C42H31 | 13 | 16 | Yes | Yes | 2011-02-28 |  | 2
FALSE | 4TTR6042B1 | 3680 | 4385753 | AMERICAN STANDARD, INC. | 4A7A5042E1 | AC | Split System: Air-Cooled Condensing Unit, Coil with Blower | 4TTR5042E1 |  | *AM7A0C48H41 | 13 | 16 | Yes | Yes | 2011-02-28 |  | 2
FALSE | 4TTR6048B1 | 3695 | 4385754 | AMERICAN STANDARD, INC. | 4A7A5048E1 | AC | Split System: Air-Cooled Condensing Unit, Coil with Blower | 4TTR5048E1 |  | *AM7A0C42H31 | 13 | 15.75 | Yes | Yes | 2011-02-28 |  | 1
FALSE | 4TTR6048B1 | 3695 | 4385755 | AMERICAN STANDARD, INC. | 4A7A5048E1 | AC | Split System: Air-Cooled Condensing Unit, Coil with Blower | 4TTR5048E1 |  | *AM7A0C48H41 | 13 | 15.75 | Yes | Yes | 2011-02-28 |  | 1
FALSE | 4TTR6049B1 | 3692 | 4385756 | AMERICAN STANDARD, INC. | 4A7A5049E1 | AC | Split System: Air-Cooled Condensing Unit, Coil with Blower | 4TTR5049E1 |  | *AM7A0C42H31 | 13 | 16 | Yes | Yes | 2011-02-28 |  | 2
FALSE | 4TTR6049B1 | 3692 | 4385757 | AMERICAN STANDARD, INC. | 4A7A5049E1 | AC | Split System: Air-Cooled Condensing Unit, Coil with Blower | 4TTR5049E1 |  | *AM7A0C48H41 | 13 | 16 | Yes | Yes | 2011-02-28 |  | 2
FALSE | 4TTX6018H1 | 3491 | 4385762 | AMERICAN STANDARD, INC. | 4A7A5018A1 | AC | Split System: Air-Cooled Condensing Unit, Coil with Blower | 4TTX5018A1 |  | *AM7A0A24H21 | 13 | 16 | Yes | Yes | 2011-02-28 |  | 2
FALSE | 4TTX6024H1 | 3520 | 4385763 | AMERICAN STANDARD, INC. | 4A7A5024A1 | AC | Split System: Air-Cooled Condensing Unit, Coil with Blower | 4TTX5024A1 |  | *AM7A0A24H21 | 13 | 16 | Yes | Yes | 2011-02-28 |  | 2
FALSE | 4TTX6024H1 | 3520 | 4385764 | AMERICAN STANDARD, INC. | 4A7A5024A1 | AC | Split System: Air-Cooled Condensing Unit, Coil with Blower | 4TTX5024A1 |  | *AM7A0B30H21 | 13 | 16 | Yes | Yes | 2011-02-28 |  | 2
FALSE | 4TTR6030B1 | 3522 | 4393040 | TRANE | 4TTR5030E1 | AC | Split System: Air-Cooled Condensing Unit, Coil with Blower | 4TTR5030E1 |  | 4TXCB004CC3 | 13 | 15 | Yes | Yes | 2011-01-21 |  | 1
FALSE | YCJF24S41S1 | 3872 | 4393671 | YORK BY JOHNSON CONTROLS | YCJF24S41S1 | AC | Split System: Air-Cooled Condensing Unit, Coil with Blower | YCJF24S41S1 |  | AHX36+TXV | 13.25 | 15.75 | Yes | Yes | 2011-01-21 |  | 1
FALSE | YCJF24S41S1 | 3872 | 4395649 | COLEMAN BY JOHNSON CONTROLS | TCJF24S41S3 | AC | Split System: Air-Cooled Condensing Unit, Coil with Blower | YCJF24S41S1 |  | AHX24+TXV | 13.25 | 15.75 | Yes | Yes | 2011-02-28 |  | 1
FALSE | YCJF24S41S1 | 3872 | 4395650 | COLEMAN BY JOHNSON CONTROLS | TCJF24S41S3 | AC | Split System: Air-Cooled Condensing Unit, Coil with Blower | YCJF24S41S1 |  | AHX36+TXV | 13.25 | 15.75 | Yes | Yes | 2011-02-28 |  | 1
FALSE | YCJF24S41S1 | 3872 | 4395651 | LUXAIRE BY JOHNSON CONTROLS | TCJF24S41S3 | AC | Split System: Air-Cooled Condensing Unit, Coil with Blower | YCJF24S41S1 |  | AHX24+TXV | 13.25 | 15.75 | Yes | Yes | 2011-02-28 |  | 1
FALSE | YCJF24S41S1 | 3872 | 4395652 | LUXAIRE BY JOHNSON CONTROLS | TCJF24S41S3 | AC | Split System: Air-Cooled Condensing Unit, Coil with Blower | YCJF24S41S1 |  | AHX36+TXV | 13.25 | 15.75 | Yes | Yes | 2011-02-28 |  | 1
FALSE | YCJF24S41S1 | 3872 | 4395653 | FRASER-JOHNSTON BY JOHNSON CONTROLS | TCJF24S41S3 | AC | Split System: Air-Cooled Condensing Unit, Coil with Blower | YCJF24S41S1 |  | AHX24+TXV | 13.25 | 15.75 | Yes | Yes | 2011-02-28 |  | 1
FALSE | YCJF24S41S1 | 3872 | 4395654 | FRASER-JOHNSTON BY JOHNSON CONTROLS | TCJF24S41S3 | AC | Split System: Air-Cooled Condensing Unit, Coil with Blower | YCJF24S41S1 |  | AHX36+TXV | 13.25 | 15.75 | Yes | Yes | 2011-02-28 |  | 1
FALSE | YCJF24S41S1 | 3872 | 4395655 | YORK BY JOHNSON CONTROLS | TCGF24S41S3 | AC | Split System: Air-Cooled Condensing Unit, Coil with Blower | TCGF24S41S3 |  | AHX24+TXV | 13.25 | 15.75 | Yes | Yes | 2011-01-21 |  | 1
FALSE | YCJF24S41S1 | 3872 | 4395656 | YORK BY JOHNSON CONTROLS | TCGF24S41S3 | AC | Split System: Air-Cooled Condensing Unit, Coil with Blower | TCGF24S41S3 |  | AHX36+TXV | 13.25 | 15.75 | Yes | Yes | 2011-01-21 |  | 1
FALSE | YCJF24S41S1 | 3872 | 4395657 | COLEMAN BY JOHNSON CONTROLS | TCGF24S41S3 | AC | Split System: Air-Cooled Condensing Unit, Coil with Blower | TCGF24S41S3 |  | AHX24+TXV | 13.25 | 15.75 | Yes | Yes | 2011-02-28 |  | 1
FALSE | YCJF24S41S1 | 3872 | 4395658 | COLEMAN BY JOHNSON CONTROLS | TCGF24S41S3 | AC | Split System: Air-Cooled Condensing Unit, Coil with Blower | TCGF24S41S3 |  | AHX36+TXV | 13.25 | 15.75 | Yes | Yes | 2011-02-28 |  | 1
FALSE | YCJF24S41S1 | 3872 | 4395659 | LUXAIRE BY JOHNSON CONTROLS | TCGF24S41S3 | AC | Split System: Air-Cooled Condensing Unit, Coil with Blower | TCGF24S41S3 |  | AHX24+TXV | 13.25 | 15.75 | Yes | Yes | 2011-02-28 |  | 1
FALSE | YCJF24S41S1 | 3872 | 4395660 | LUXAIRE BY JOHNSON CONTROLS | TCGF24S41S3 | AC | Split System: Air-Cooled Condensing Unit, Coil with Blower | TCGF24S41S3 |  | AHX36+TXV | 13.25 | 15.75 | Yes | Yes | 2011-02-28 |  | 1
FALSE | YCJF24S41S1 | 3872 | 4395661 | FRASER-JOHNSTON BY JOHNSON CONTROLS | TCGF24S41S3 | AC | Split System: Air-Cooled Condensing Unit, Coil with Blower | TCGF24S41S3 |  | AHX24+TXV | 13.25 | 15.75 | Yes | Yes | 2011-02-28 |  | 1
FALSE | YCJF24S41S1 | 3872 | 4395662 | FRASER-JOHNSTON BY JOHNSON CONTROLS | TCGF24S41S3 | AC | Split System: Air-Cooled Condensing Unit, Coil with Blower | TCGF24S41S3 |  | AHX36+TXV | 13.25 | 15.75 | Yes | Yes | 2011-02-28 |  | 1
FALSE | S4QD-024KC | 2686 | 4410853 | ELECT-AIRE | JS4BD-024KB | AC | Split System: Air-Cooled Condensing Unit, Coil with Blower | S4BD-024KB |  | C6B(A,H)-X24(C,U)-A | 12.5 | 14.5 | Yes | Yes | 2011-02-08 |  | 0
FALSE | S4QD-024KC | 2686 | 4410854 | ELECT-AIRE | JS4BD-024KB | AC | Split System: Air-Cooled Condensing Unit, Coil with Blower | S4BD-024KB |  | C6B(A,H)-X24(C,U)-B | 12.5 | 14.5 | Yes | Yes | 2011-02-08 |  | 0
FALSE | S4QD-024KC | 2686 | 4410855 | ELECT-AIRE | JS4BD-024KB | AC | Split System: Air-Cooled Condensing Unit, Coil with Blower | S4BD-024KB |  | C6B(A,H)-X24(C,U)-A | 12.5 | 14.5 | Yes | Yes | 2011-02-08 |  | 0
FALSE | S4QD-024KC | 2686 | 4410856 | ELECT-AIRE | JS4BD-024KB | AC | Split System: Air-Cooled Condensing Unit, Coil with Blower | S4BD-024KB |  | C6B(A,H)-X24(C,U)-B | 12.5 | 14.5 | Yes | Yes | 2011-02-08 |  | 0
FALSE | S4QD-030KC | 2692 | 4410888 | ELECT-AIRE | JS4BD-030KB | AC | Split System: Air-Cooled Condensing Unit, Coil with Blower | S4BD-030KB |  | C6B(A,H)-X30(C,U)-A | 12.5 | 14.5 | Yes | Yes | 2011-02-08 |  | 0
FALSE | S4QD-030KC | 2692 | 4410889 | ELECT-AIRE | JS4BD-030KB | AC | Split System: Air-Cooled Condensing Unit, Coil with Blower | S4BD-030KB |  | C6B(A,H)-X30(C,U)-B | 12.5 | 14.5 | Yes | Yes | 2011-02-08 |  | 0
FALSE | S4QD-030KC | 2692 | 4410890 | ELECT-AIRE | JS4BD-030KB | AC | Split System: Air-Cooled Condensing Unit, Coil with Blower | S4BD-030KB |  | C6B(A,H)-X30(C,U)-C | 12.5 | 14.5 | Yes | Yes | 2011-02-08 |  | 0
FALSE | S4QD-030KC | 2692 | 4410891 | ELECT-AIRE | JS4BD-030KB | AC | Split System: Air-Cooled Condensing Unit, Coil with Blower | S4BD-030KB |  | C6B(A,H)-X30(C,U)-A | 12.5 | 14.5 | Yes | Yes | 2011-02-08 |  | 0
FALSE | S4QD-030KC | 2692 | 4410892 | ELECT-AIRE | JS4BD-030KB | AC | Split System: Air-Cooled Condensing Unit, Coil with Blower | S4BD-030KB |  | C6B(A,H)-X30(C,U)-B | 12.5 | 14.5 | Yes | Yes | 2011-02-08 |  | 0
FALSE | S4QD-030KC | 2692 | 4410893 | ELECT-AIRE | JS4BD-030KB | AC | Split System: Air-Cooled Condensing Unit, Coil with Blower | S4BD-030KB |  | C6B(A,H)-X30(C,U)-C | 12.5 | 14.5 | Yes | Yes | 2011-02-08 |  | 0
FALSE | CA16NA018*0**A | 796 | 4608770 | CARRIER AIR CONDITIONING | 24ANB618A**30 | AC | Split System: Air-Cooled Condensing Unit, Coil Alone | 24ANB618A**30 |  | CNPV*1917A**+TDR | 12 | 14.5 | Yes | Yes | 2013-03-26 |  | 0
FALSE | CA16NA060*0**A | 893 | 4611508 | CARRIER AIR CONDITIONING | 24ANB660A**30 | AC | Split System: Air-Cooled Condensing Unit, Coil Alone | 24ANB660A**30 |  | CNPV*6124A**+TDR | 12.5 | 14.5 | Yes | Yes | 2013-03-26 |  | 0
TRUE | 24ANB124A**30 | 919 | 4645818 | CARRIER AIR CONDITIONING | 24ANB124A**30 | AC | Split System: Air-Cooled Condensing Unit, Coil with Blower | 24ANB124A**30 |  | FE5ANB004+UI | 15 | 21 | Yes | Yes | 2012-05-02 |  | 3
TRUE | 24ANB136A**30 | 927 | 4646187 | CARRIER AIR CONDITIONING | 24ANB136A**30 | AC | Split System: Air-Cooled Condensing Unit, Coil with Blower | 24ANB136A**30 |  | FE5ANB004+UI | 14.6 | 20 | Yes | Yes | 2012-05-02 |  | 3
TRUE | 24ANB148A**30 | 934 | 4646842 | CARRIER AIR CONDITIONING | 24ANB148A**30 | AC | Split System: Air-Cooled Condensing Unit, Coil with Blower | 24ANB148A**30 |  | FE4ANB006+UI | 13.5 | 18 | Yes | Yes | 2012-05-02 |  | 3
TRUE | 24ANB160A**30 | 937 | 4647149 | CARRIER AIR CONDITIONING | 24ANB160A**30 | AC | Split System: Air-Cooled Condensing Unit, Coil with Blower | 24ANB160A**30 |  | FE4ANB006+UI | 13.1 | 16.7 | Yes | Yes | 2012-05-02 |  | 2
FALSE | 24ABC618A*031 | 791 | 4757565 | BRYANT HEATING AND COOLING SYSTEMS | 116BNA018****B | AC | Split System: Air-Cooled Condensing Unit, Coil with Blower | 24ABC618A**31 |  | CNPV*1814A** | 12.7 | 15.5 | Yes | Yes | 2013-03-26 |  | 1
FALSE | 24ABC624A*030 | 807 | 4936666 | BRYANT HEATING AND COOLING SYSTEMS | 116BNA024****A* | AC | Split System: Air-Cooled Condensing Unit, Coil Alone | 24ABC624A**30 |  | CNPV*3117A**+TDR | 12 | 14.5 | Yes | Yes | 2013-03-26 |  | 0
TRUE | S4BF-048KB | 2745 | 5189660 | GRANDAIRE | JS4BF-048KB | AC | Split System: Air-Cooled Condensing Unit, Coil with Blower | S4BF-048KB |  | C6B(A,H)-X48(C,U)-C | 13 | 16 | Yes | Yes | 2012-12-21 |  | 2
TRUE | S4BF-024KA | 2737 | 5189662 | PHILCO | JS4BF-024KA | AC | Split System: Air-Cooled Condensing Unit, Coil with Blower | S4BF-024KA |  | C6B(A,H)-X24(C,U)-B | 13.5 | 16 | Yes | Yes | 2012-12-21 |  | 2
TRUE | S4BF-036KA | 2742 | 5189664 | PHILCO | JS4BF-036KA | AC | Split System: Air-Cooled Condensing Unit, Coil with Blower | S4BF-036KA |  | C6B(A,H)-X36(C,U)-B | 12.5 | 16 | Yes | Yes | 2012-12-21 |  | 1
TRUE | S4BF-048KB | 2745 | 5189669 | PHILCO | JS4BF-048KB | AC | Split System: Air-Cooled Condensing Unit, Coil with Blower | S4BF-048KB |  | C6B(A,H)-X48(C,U)-C | 13 | 16 | Yes | Yes | 2012-12-21 |  | 2
TRUE | S4BF-024KA | 2737 | 5189671 | KELVINATOR | JS4BF-024KA | AC | Split System: Air-Cooled Condensing Unit, Coil with Blower | S4BF-024KA |  | C6B(A,H)-X24(C,U)-B | 13.5 | 16 | Yes | Yes | 2012-12-21 |  | 2
TRUE | S4BF-036KA | 2742 | 5189673 | KELVINATOR | JS4BF-036KA | AC | Split System: Air-Cooled Condensing Unit, Coil with Blower | S4BF-036KA |  | C6B(A,H)-X36(C,U)-B | 12.5 | 16 | Yes | Yes | 2012-12-21 |  | 1
TRUE | S4BF-048KB | 2745 | 5189633 | INTERTHERM | DS4BF-048KB | AC | Split System: Air-Cooled Condensing Unit, Coil with Blower | S4BF-048KB |  | C6B(A,H)-X48(C,U)-C | 13 | 16 | Yes | Yes | 2012-12-21 |  | 2
TRUE | S4BF-024KA | 2737 | 5189635 | BROAN | DS4BF-024KA | AC | Split System: Air-Cooled Condensing Unit, Coil with Blower | S4BF-024KA |  | C6B(A,H)-X24(C,U)-B | 13.5 | 16 | Yes | Yes | 2012-12-21 |  | 2
TRUE | S4BF-036KA | 2742 | 5189637 | BROAN | DS4BF-036KA | AC | Split System: Air-Cooled Condensing Unit, Coil with Blower | S4BF-036KA |  | C6B(A,H)-X36(C,U)-B | 12.5 | 16 | Yes | Yes | 2012-12-21 |  | 1
TRUE | S4BF-048KB | 2745 | 5189642 | BROAN | DS4BF-048KB | AC | Split System: Air-Cooled Condensing Unit, Coil with Blower | S4BF-048KB |  | C6B(A,H)-X48(C,U)-C | 13 | 16 | Yes | Yes | 2012-12-21 |  | 2
TRUE | S4BF-024KA | 2737 | 5189644 | GIBSON | JS4BF-024KA | AC | Split System: Air-Cooled Condensing Unit, Coil with Blower | S4BF-024KA |  | C6B(A,H)-X24(C,U)-B | 13.5 | 16 | Yes | Yes | 2012-12-21 |  | 2
TRUE | S4BF-036KA | 2742 | 5189646 | GIBSON | JS4BF-036KA | AC | Split System: Air-Cooled Condensing Unit, Coil with Blower | S4BF-036KA |  | C6B(A,H)-X36(C,U)-B | 12.5 | 16 | Yes | Yes | 2012-12-21 |  | 1
TRUE | S4BF-048KB | 2745 | 5189651 | GIBSON | JS4BF-048KB | AC | Split System: Air-Cooled Condensing Unit, Coil with Blower | S4BF-048KB |  | C6B(A,H)-X48(C,U)-C | 13 | 16 | Yes | Yes | 2012-12-21 |  | 2
TRUE | S4BF-024KA | 2737 | 5189653 | GRANDAIRE | JS4BF-024KA | AC | Split System: Air-Cooled Condensing Unit, Coil with Blower | S4BF-024KA |  | C6B(A,H)-X24(C,U)-B | 13.5 | 16 | Yes | Yes | 2012-12-21 |  | 2
TRUE | S4BF-036KA | 2742 | 5189655 | GRANDAIRE | JS4BF-036KA | AC | Split System: Air-Cooled Condensing Unit, Coil with Blower | S4BF-036KA |  | C6B(A,H)-X36(C,U)-B | 12.5 | 16 | Yes | Yes | 2012-12-21 |  | 1
TRUE | S4BF-048KB | 2745 | 5189678 | KELVINATOR | JS4BF-048KB | AC | Split System: Air-Cooled Condensing Unit, Coil with Blower | S4BF-048KB |  | C6B(A,H)-X48(C,U)-C | 13 | 16 | Yes | Yes | 2012-12-21 |  | 2
TRUE | S4BF-024KA | 2737 | 5189680 | BROAN | JS4BF-024KA | AC | Split System: Air-Cooled Condensing Unit, Coil with Blower | S4BF-024KA |  | C6B(A,H)-X24(C,U)-B | 13.5 | 16 | Yes | Yes | 2012-12-21 |  | 2
TRUE | S4BF-036KA | 2742 | 5189682 | BROAN | JS4BF-036KA | AC | Split System: Air-Cooled Condensing Unit, Coil with Blower | S4BF-036KA |  | C6B(A,H)-X36(C,U)-B | 12.5 | 16 | Yes | Yes | 2012-12-21 |  | 1
TRUE | S4BF-048KB | 2745 | 5189687 | BROAN | JS4BF-048KB | AC | Split System: Air-Cooled Condensing Unit, Coil with Blower | S4BF-048KB |  | C6B(A,H)-X48(C,U)-C | 13 | 16 | Yes | Yes | 2012-12-21 |  | 2
TRUE | S4BF-024KA | 2737 | 5189689 | GARRISON | JS4BF-024KA | AC | Split System: Air-Cooled Condensing Unit, Coil with Blower | S4BF-024KA |  | C6B(A,H)-X24(C,U)-B | 13.5 | 16 | Yes | Yes | 2012-12-21 |  | 2
TRUE | S4BF-036KA | 2742 | 5189691 | GARRISON | JS4BF-036KA | AC | Split System: Air-Cooled Condensing Unit, Coil with Blower | S4BF-036KA |  | C6B(A,H)-X36(C,U)-B | 12.5 | 16 | Yes | Yes | 2012-12-21 |  | 1
TRUE | S4BF-048KB | 2745 | 5189696 | GARRISON | JS4BF-048KB | AC | Split System: Air-Cooled Condensing Unit, Coil with Blower | S4BF-048KB |  | C6B(A,H)-X48(C,U)-C | 13 | 16 | Yes | Yes | 2012-12-21 |  | 2
TRUE | S4BF-024KA | 2737 | 5189698 | NUTONE | JS4BF-024KA | AC | Split System: Air-Cooled Condensing Unit, Coil with Blower | S4BF-024KA |  | C6B(A,H)-X24(C,U)-B | 13.5 | 16 | Yes | Yes | 2012-12-21 |  | 2
TRUE | S4BF-036KA | 2742 | 5189700 | NUTONE | JS4BF-036KA | AC | Split System: Air-Cooled Condensing Unit, Coil with Blower | S4BF-036KA |  | C6B(A,H)-X36(C,U)-B | 12.5 | 16 | Yes | Yes | 2012-12-21 |  | 1
TRUE | S4BF-048KB | 2745 | 5189750 | NUTONE | ES4BF-048KB | AC | Split System: Air-Cooled Condensing Unit, Coil with Blower | S4BF-048KB |  | C6B(A,H)-X48(C,U)-C | 13 | 16 | Yes | Yes | 2012-12-21 |  | 2
TRUE | S4BF-024KA | 2737 | 5189752 | BROAN | ES4BF-024KA | AC | Split System: Air-Cooled Condensing Unit, Coil with Blower | S4BF-024KA |  | C6B(A,H)-X24(C,U)-B | 13.5 | 16 | Yes | Yes | 2012-12-21 |  | 2
TRUE | S4BF-036KA | 2742 | 5189754 | BROAN | ES4BF-036KA | AC | Split System: Air-Cooled Condensing Unit, Coil with Blower | S4BF-036KA |  | C6B(A,H)-X36(C,U)-B | 12.5 | 16 | Yes | Yes | 2012-12-21 |  | 1
TRUE | S4BF-048KB | 2745 | 5189759 | BROAN | ES4BF-048KB | AC | Split System: Air-Cooled Condensing Unit, Coil with Blower | S4BF-048KB |  | C6B(A,H)-X48(C,U)-C | 13 | 16 | Yes | Yes | 2012-12-21 |  | 2
TRUE | S4BF-024KA | 2737 | 5189761 | FRIGIDAIRE | FS4BF-024KA | AC | Split System: Air-Cooled Condensing Unit, Coil with Blower | S4BF-024KA |  | C6B(A,H)-X24(C,U)-B | 13.5 | 16 | Yes | Yes | 2012-12-21 |  | 2
TRUE | S4BF-036KA | 2742 | 5189763 | FRIGIDAIRE | FS4BF-036KA | AC | Split System: Air-Cooled Condensing Unit, Coil with Blower | S4BF-036KA |  | C6B(A,H)-X36(C,U)-B | 12.5 | 16 | Yes | Yes | 2012-12-21 |  | 1
TRUE | S4BF-048KB | 2745 | 5189723 | FRIGIDAIRE | ES4BF-048KB | AC | Split System: Air-Cooled Condensing Unit, Coil with Blower | S4BF-048KB |  | C6B(A,H)-X48(C,U)-C | 13 | 16 | Yes | Yes | 2012-12-21 |  | 2
TRUE | S4BF-024KA | 2737 | 5189725 | TAPPAN | ES4BF-024KA | AC | Split System: Air-Cooled Condensing Unit, Coil with Blower | S4BF-024KA |  | C6B(A,H)-X24(C,U)-B | 13.5 | 16 | Yes | Yes | 2012-12-21 |  | 2
TRUE | S4BF-036KA | 2742 | 5189727 | TAPPAN | ES4BF-036KA | AC | Split System: Air-Cooled Condensing Unit, Coil with Blower | S4BF-036KA |  | C6B(A,H)-X36(C,U)-B | 12.5 | 16 | Yes | Yes | 2012-12-21 |  | 1
TRUE | S4BF-048KB | 2745 | 5189732 | TAPPAN | ES4BF-048KB | AC | Split System: Air-Cooled Condensing Unit, Coil with Blower | S4BF-048KB |  | C6B(A,H)-X48(C,U)-C | 13 | 16 | Yes | Yes | 2012-12-21 |  | 2
TRUE | S4BF-024KA | 2737 | 5189734 | WESTINGHOUSE | ES4BF-024KA | AC | Split System: Air-Cooled Condensing Unit, Coil with Blower | S4BF-024KA |  | C6B(A,H)-X24(C,U)-B | 13.5 | 16 | Yes | Yes | 2012-12-21 |  | 2
TRUE | S4BF-036KA | 2742 | 5189736 | WESTINGHOUSE | ES4BF-036KA | AC | Split System: Air-Cooled Condensing Unit, Coil with Blower | S4BF-036KA |  | C6B(A,H)-X36(C,U)-B | 12.5 | 16 | Yes | Yes | 2012-12-21 |  | 1
TRUE | S4BF-048KB | 2745 | 5189741 | WESTINGHOUSE | ES4BF-048KB | AC | Split System: Air-Cooled Condensing Unit, Coil with Blower | S4BF-048KB |  | C6B(A,H)-X48(C,U)-C | 13 | 16 | Yes | Yes | 2012-12-21 |  | 2
TRUE | S4BF-024KA | 2737 | 5189743 | NUTONE | ES4BF-024KA | AC | Split System: Air-Cooled Condensing Unit, Coil with Blower | S4BF-024KA |  | C6B(A,H)-X24(C,U)-B | 13.5 | 16 | Yes | Yes | 2012-12-21 |  | 2
TRUE | S4BF-036KA | 2742 | 5189745 | NUTONE | ES4BF-036KA | AC | Split System: Air-Cooled Condensing Unit, Coil with Blower | S4BF-036KA |  | C6B(A,H)-X36(C,U)-B | 12.5 | 16 | Yes | Yes | 2012-12-21 |  | 1
TRUE | S4BF-048KB | 2745 | 5189768 | FRIGIDAIRE | FS4BF-048KB | AC | Split System: Air-Cooled Condensing Unit, Coil with Blower | S4BF-048KB |  | C6B(A,H)-X48(C,U)-C | 13 | 16 | Yes | Yes | 2012-12-21 |  | 2
TRUE | S4BF-024KA | 2737 | 5189770 | TAPPAN | FS4BF-024KA | AC | Split System: Air-Cooled Condensing Unit, Coil with Blower | S4BF-024KA |  | C6B(A,H)-X24(C,U)-B | 13.5 | 16 | Yes | Yes | 2012-12-21 |  | 2
TRUE | S4BF-036KA | 2742 | 5189772 | TAPPAN | FS4BF-036KA | AC | Split System: Air-Cooled Condensing Unit, Coil with Blower | S4BF-036KA |  | C6B(A,H)-X36(C,U)-B | 12.5 | 16 | Yes | Yes | 2012-12-21 |  | 1
TRUE | S4BF-048KB | 2745 | 5189777 | TAPPAN | FS4BF-048KB | AC | Split System: Air-Cooled Condensing Unit, Coil with Blower | S4BF-048KB |  | C6B(A,H)-X48(C,U)-C | 13 | 16 | Yes | Yes | 2012-12-21 |  | 2
TRUE | S4BF-024KA | 2737 | 5189779 | WESTINGHOUSE | FS4BF-024KA | AC | Split System: Air-Cooled Condensing Unit, Coil with Blower | S4BF-024KA |  | C6B(A,H)-X24(C,U)-B | 13.5 | 16 | Yes | Yes | 2012-12-21 |  | 2
TRUE | S4BF-036KA | 2742 | 5189781 | WESTINGHOUSE | FS4BF-036KA | AC | Split System: Air-Cooled Condensing Unit, Coil with Blower | S4BF-036KA |  | C6B(A,H)-X36(C,U)-B | 12.5 | 16 | Yes | Yes | 2012-12-21 |  | 1
TRUE | S4BF-048KB | 2745 | 5189786 | WESTINGHOUSE | FS4BF-048KB | AC | Split System: Air-Cooled Condensing Unit, Coil with Blower | S4BF-048KB |  | C6B(A,H)-X48(C,U)-C | 13 | 16 | Yes | Yes | 2012-12-21 |  | 2
TRUE | S4BF-024KA | 2737 | 5189788 | NUTONE | FS4BF-024KA | AC | Split System: Air-Cooled Condensing Unit, Coil with Blower | S4BF-024KA |  | C6B(A,H)-X24(C,U)-B | 13.5 | 16 | Yes | Yes | 2012-12-21 |  | 2
TRUE | S4BF-036KA | 2742 | 5189790 | NUTONE | FS4BF-036KA | AC | Split System: Air-Cooled Condensing Unit, Coil with Blower | S4BF-036KA |  | C6B(A,H)-X36(C,U)-B | 12.5 | 16 | Yes | Yes | 2012-12-21 |  | 1
TRUE | 187BNC036****A | 673 | 5203314 | BRYANT HEATING AND COOLING SYSTEMS | 187BNC036****A | AC | Split System: Air-Cooled Condensing Unit, Coil with Blower | 187BNC036****A |  | FV4CNB006 | 13.7 | 17.7 | Yes | Yes | 2012-05-02 |  | 2
TRUE | 24ANB736C**30 | 926 | 5205458 | CARRIER AIR CONDITIONING | 24ANB736C**30 | AC | Split System: Air-Cooled Condensing Unit, Coil with Blower | 24ANB736C**30 |  | FV4CNB006 | 13.7 | 17.7 | Yes | Yes | 2012-05-02 |  | 2
TRUE | HCA736GKA* | 2010 | 5222435 | HEIL | HCA736GKA* | AC | Split System: Air-Cooled Condensing Unit, Coil with Blower | HCA736GKA* |  | FVM4X60**** | 13.5 | 17.7 | Yes | Yes | 2012-05-02 |  | 2
TRUE | HCA924GKA* | 2003 | 5223245 | HEIL | HCA924GKA* | AC | Split System: Air-Cooled Condensing Unit, Coil with Blower | HCA924GKA* |  | FCM4X48****+WALLCON | 14.2 | 19 | Yes | Yes | 2012-05-02 |  | 3
TRUE | HCA936GKA* | 2011 | 5223588 | HEIL | HCA936GKA* | AC | Split System: Air-Cooled Condensing Unit, Coil with Blower | HCA936GKA* |  | FCM4X60****+WALLCON | 14 | 19 | Yes | Yes | 2012-05-02 |  | 3
TRUE | HCA948GKA* | 2018 | 5224068 | HEIL | HCA948GKA* | AC | Split System: Air-Cooled Condensing Unit, Coil with Blower | HCA948GKA* |  | FCM4X60****+WALLCON | 13.5 | 18 | Yes | Yes | 2012-05-02 |  | 3
TRUE | S4BF-024KA | 2737 | 5189815 | MAYTAG | CSA4BF024KA | AC | Split System: Air-Cooled Condensing Unit, Coil with Blower | S4BF-024KA |  | C6B(A,H)-X24(C,U)-B | 13.5 | 16 | Yes | Yes | 2012-12-21 |  | 2
TRUE | S4BF-036KA | 2742 | 5189817 | MAYTAG | CSA4BF036KA | AC | Split System: Air-Cooled Condensing Unit, Coil with Blower | S4BF-036KA |  | C6B(A,H)-X36(C,U)-B | 12.5 | 16 | Yes | Yes | 2012-12-21 |  | 1
TRUE | S4BF-048KB | 2745 | 5189822 | MAYTAG | CSA4BF048KB | AC | Split System: Air-Cooled Condensing Unit, Coil with Blower | S4BF-048KB |  | C6B(A,H)-X48(C,U)-C | 13 | 16 | Yes | Yes | 2012-12-21 |  | 2
TRUE | S4BF-024KA | 2737 | 5189824 | MAYTAG | PSA4BF024KA | AC | Split System: Air-Cooled Condensing Unit, Coil with Blower | S4BF-024KA |  | C6B(A,H)-X24(C,U)-B | 13.5 | 16 | Yes | Yes | 2012-12-21 |  | 2
TRUE | S4BF-036KA | 2742 | 5189826 | MAYTAG | PSA4BF036KA | AC | Split System: Air-Cooled Condensing Unit, Coil with Blower | S4BF-036KA |  | C6B(A,H)-X36(C,U)-B | 12.5 | 16 | Yes | Yes | 2012-12-21 |  | 1
TRUE | S4BF-048KB | 2745 | 5189831 | MAYTAG | PSA4BF048KB | AC | Split System: Air-Cooled Condensing Unit, Coil with Blower | S4BF-048KB |  | C6B(A,H)-X48(C,U)-C | 13 | 16 | Yes | Yes | 2012-12-21 |  | 2
TRUE | YCJF48S41S2 | 3883 | 5434355 | YORK BY JOHNSON CONTROLS | YCJF48S41S2 | AC | Split System: Air-Cooled Condensing Unit, Coil Alone | YCJF48S41S2 |  | FC/MC62+TXV | 12 | 14.5 | Yes | Yes | 2013-12-18 |  | 0
TRUE | TCGF48S41S4 | 3883 | 5434525 | YORK BY JOHNSON CONTROLS | TCGF48S41S4 | AC | Split System: Air-Cooled Condensing Unit, Coil Alone | TCGF48S41S4 |  | FC/MC62+TXV | 12 | 14.5 | Yes | Yes | 2013-12-18 |  | 0
FALSE | YCJF60S41S2 | 3887 | 5435657 | YORK BY JOHNSON CONTROLS | YCJF60S41S2 | AC | Split System: Air-Cooled Condensing Unit, Coil with Blower | YCJF60S41S2 |  | FC64D+MV20D+TXV | 12.5 | 14.5 | Yes | Yes | 2013-12-18 |  | 0
FALSE | YCJF60S41S2 | 3887 | 5435736 | YORK BY JOHNSON CONTROLS | TCGF60S41S4 | AC | Split System: Air-Cooled Condensing Unit, Coil with Blower | TCGF60S41S4 |  | FC64D+MV20D+TXV | 12.5 | 14.5 | Yes | Yes | 2013-12-18 |  | 0
TRUE | CZF04814 | 3884 | 5437612 | YORK BY JOHNSON CONTROLS | CZF04814 | AC | Split System: Air-Cooled Condensing Unit, Coil Alone | CZF04814 |  | FC64+TXV | 12.75 | 14.5 | Yes | Yes | 2013-12-18 |  | 0
FALSE | S4BE-018KA | 2679 | 5531670 | AIRTEMP | VS4BE-018KA | AC | Split System: Air-Cooled Condensing Unit, Coil with Blower | S4BE-018KA |  | B6EMMX24K-A | 12.5 | 15 | Yes | Yes | 2013-03-14 |  | 1
FALSE | S4BE-018KA | 2679 | 5531671 | AIRTEMP | VS4BE-018KA | AC | Split System: Air-Cooled Condensing Unit, Coil with Blower | S4BE-018KA |  | B6EMMX24K-B | 12.5 | 15 | Yes | Yes | 2013-03-14 |  | 1
FALSE | S4BE-018KA | 2679 | 5531672 | AIRTEMP | VS4BE-018KA | AC | Split System: Air-Cooled Condensing Unit, Coil with Blower | S4BE-018KA |  | B6EW-X18K(*) | 12.5 | 15 | Yes | Yes | 2013-03-14 |  | 1
FALSE | S4BE-018KA | 2679 | 5531673 | AIRTEMP | VS4BE-018KA | AC | Split System: Air-Cooled Condensing Unit, Coil with Blower | S4BE-018KA |  | B6VMAX24K-A | 12.5 | 15 | Yes | Yes | 2013-03-14 |  | 1
FALSE | S4BE-018KA | 2679 | 5531674 | AIRTEMP | VS4BE-018KA | AC | Split System: Air-Cooled Condensing Unit, Coil with Blower | S4BE-018KA |  | B6VMAX24K-B | 12.5 | 15 | Yes | Yes | 2013-03-14 |  | 1
FALSE | S4QE-024KA | 2681 | 5531680 | AIRTEMP | VS4BE-024KA | AC | Split System: Air-Cooled Condensing Unit, Coil with Blower | S4BE-024KA |  | B6EMMX24K-A | 12.5 | 15 | Yes | Yes | 2013-03-14 |  | 1
FALSE | S4QE-024KA | 2681 | 5531681 | AIRTEMP | VS4BE-024KA | AC | Split System: Air-Cooled Condensing Unit, Coil with Blower | S4BE-024KA |  | B6EMMX24K-B | 12.5 | 15 | Yes | Yes | 2013-03-14 |  | 1
FALSE | S4QE-024KA | 2681 | 5531682 | AIRTEMP | VS4BE-024KA | AC | Split System: Air-Cooled Condensing Unit, Coil with Blower | S4BE-024KA |  | B6EW-X25K(*) | 12.5 | 15 | Yes | Yes | 2013-03-14 |  | 1
FALSE | S4QE-024KA | 2681 | 5531683 | AIRTEMP | VS4BE-024KA | AC | Split System: Air-Cooled Condensing Unit, Coil with Blower | S4BE-024KA |  | B6VMAX24K-A | 12.5 | 15 | Yes | Yes | 2013-03-14 |  | 1
FALSE | S4BE-042KA | 2712 | 5531910 | AIRTEMP | VS4BE-042KA | AC | Split System: Air-Cooled Condensing Unit, Coil with Blower | S4BE-042KA |  | C7B(A,H)M03648(C,U)-C+TXV | 12.5 | 15 | Yes | Yes | 2013-03-14 |  | 1
FALSE | S4BE-048KA | 2717 | 5531911 | AIRTEMP | VS4BE-048KA | AC | Split System: Air-Cooled Condensing Unit, Coil with Blower | S4BE-048KA |  | C7B(A,H)M048(C,U)-C+TXV | 12 | 15 | Yes | Yes | 2013-03-14 |  | 0
FALSE | S4BE-048KA | 2717 | 5531912 | AIRTEMP | VS4BE-048KA | AC | Split System: Air-Cooled Condensing Unit, Coil with Blower | S4BE-048KA |  | C7B(A,H)M048(C,U)-C+TXV | 12 | 15 | Yes | Yes | 2013-03-14 |  | 0
FALSE | S4BE-048KA | 2717 | 5531913 | AIRTEMP | VS4BE-048KA | AC | Split System: Air-Cooled Condensing Unit, Coil with Blower | S4BE-048KA |  | C7B(A,H)M048(C,U)-D+TXV | 12 | 15 | Yes | Yes | 2013-03-14 |  | 0
FALSE | CZF03013 | 3874 | 5533923 | YORK BY JOHNSON CONTROLS | CZF03013 | AC | Split System: Air-Cooled Condensing Unit, Coil with Blower | CZF03013 |  | AHV30B+TXV | 12.5 | 15 | Yes | Yes | 2013-12-18 |  | 1
FALSE | S4BE-018KA | 2679 | 5534024 | MILLER | DS4BE-018KA | AC | Split System: Air-Cooled Condensing Unit, Coil with Blower | S4BE-018KA |  | B6EMMX24K-A | 12.5 | 15 | Yes | Yes | 2013-03-14 |  | 1
FALSE | S4BE-018KA | 2679 | 5534025 | MILLER | DS4BE-018KA | AC | Split System: Air-Cooled Condensing Unit, Coil with Blower | S4BE-018KA |  | B6EMMX24K-B | 12.5 | 15 | Yes | Yes | 2013-03-14 |  | 1
FALSE | S4BE-018KA | 2679 | 5534026 | MILLER | DS4BE-018KA | AC | Split System: Air-Cooled Condensing Unit, Coil with Blower | S4BE-018KA |  | B6EW-X18K(*) | 12.5 | 15 | Yes | Yes | 2013-03-14 |  | 1
FALSE | S4BE-018KA | 2679 | 5534027 | MILLER | DS4BE-018KA | AC | Split System: Air-Cooled Condensing Unit, Coil with Blower | S4BE-018KA |  | B6VMAX24K-A | 12.5 | 15 | Yes | Yes | 2013-03-14 |  | 1
FALSE | S4BE-018KA | 2679 | 5534028 | MILLER | DS4BE-018KA | AC | Split System: Air-Cooled Condensing Unit, Coil with Blower | S4BE-018KA |  | B6VMAX24K-B | 12.5 | 15 | Yes | Yes | 2013-03-14 |  | 1
FALSE | S4QE-024KA | 2681 | 5534035 | MILLER | DS4BE-024KA | AC | Split System: Air-Cooled Condensing Unit, Coil with Blower | S4BE-024KA |  | B6EMMX24K-A | 12.5 | 15 | Yes | Yes | 2013-03-14 |  | 1
FALSE | S4QE-024KA | 2681 | 5534036 | MILLER | DS4BE-024KA | AC | Split System: Air-Cooled Condensing Unit, Coil with Blower | S4BE-024KA |  | B6EMMX24K-B | 12.5 | 15 | Yes | Yes | 2013-03-14 |  | 1
FALSE | S4QE-024KA | 2681 | 5534037 | MILLER | DS4BE-024KA | AC | Split System: Air-Cooled Condensing Unit, Coil with Blower | S4BE-024KA |  | B6EW-X25K(*) | 12.5 | 15 | Yes | Yes | 2013-03-14 |  | 1
FALSE | S4QE-024KA | 2681 | 5534038 | MILLER | DS4BE-024KA | AC | Split System: Air-Cooled Condensing Unit, Coil with Blower | S4BE-024KA |  | B6VMAX24K-A | 12.5 | 15 | Yes | Yes | 2013-03-14 |  | 1
FALSE | S4QE-024KA | 2681 | 5534039 | MILLER | DS4BE-024KA | AC | Split System: Air-Cooled Condensing Unit, Coil with Blower | S4BE-024KA |  | B6VMAX24K-B | 12.5 | 15 | Yes | Yes | 2013-03-14 |  | 1
FALSE | S4QE-024KA | 2681 | 5534040 | MILLER | DS4BE-024KA | AC | Split System: Air-Cooled Condensing Unit, Coil with Blower | S4BE-024KA |  | B6VMAX30K-B | 12.5 | 15 | Yes | Yes | 2013-03-14 |  | 1
FALSE | S4QE-030KA | 2694 | 5534047 | MILLER | DS4BE-030KA | AC | Split System: Air-Cooled Condensing Unit, Coil with Blower | S4BE-030KA |  | B6EMMX30K-A | 12.5 | 15 | Yes | Yes | 2013-03-14 |  | 1
FALSE | S4QE-030KA | 2694 | 5534048 | MILLER | DS4BE-030KA | AC | Split System: Air-Cooled Condensing Unit, Coil with Blower | S4BE-030KA |  | B6EMMX30K-B | 12.5 | 15 | Yes | Yes | 2013-03-14 |  | 1
FALSE | S4QE-030KA | 2694 | 5534049 | MILLER | DS4BE-030KA | AC | Split System: Air-Cooled Condensing Unit, Coil with Blower | S4BE-030KA |  | B6EW-X30K(*) | 12.5 | 15 | Yes | Yes | 2013-03-14 |  | 1
FALSE | S4QE-030KA | 2694 | 5531881 | AIRTEMP | VS4BE-030KA | AC | Split System: Air-Cooled Condensing Unit, Coil with Blower | S4BE-030KA |  | C6B(A,H)-X30(C,U)-A | 12.5 | 15 | Yes | Yes | 2013-03-14 |  | 1
FALSE | S4QE-030KA | 2694 | 5531882 | AIRTEMP | VS4BE-030KA | AC | Split System: Air-Cooled Condensing Unit, Coil with Blower | S4BE-030KA |  | C6B(A,H)-X30(C,U)-B | 12.5 | 15 | Yes | Yes | 2013-03-14 |  | 1
FALSE | S4QE-030KA | 2694 | 5531883 | AIRTEMP | VS4BE-030KA | AC | Split System: Air-Cooled Condensing Unit, Coil with Blower | S4BE-030KA |  | C6B(A,H)-X30(C,U)-C | 12.5 | 15 | Yes | Yes | 2013-03-14 |  | 1
FALSE | S4QE-036KA | 2699 | 5531884 | AIRTEMP | VS4BE-036KA | AC | Split System: Air-Cooled Condensing Unit, Coil with Blower | S4BE-036KA |  | C6B(A,H)-X36(C,U)-B | 12.5 | 15 | Yes | Yes | 2013-03-14 |  | 1
FALSE | S4QE-036KA | 2699 | 5531885 | AIRTEMP | VS4BE-036KA | AC | Split System: Air-Cooled Condensing Unit, Coil with Blower | S4BE-036KA |  | C6B(A,H)-X36(C,U)-C | 12.5 | 15 | Yes | Yes | 2013-03-14 |  | 1
FALSE | S4BE-042KA | 2712 | 5531887 | AIRTEMP | VS4BE-042KA | AC | Split System: Air-Cooled Condensing Unit, Coil with Blower | S4BE-042KA |  | C6B(A,H)-X42(C,U)-C | 12.5 | 15 | Yes | Yes | 2013-03-14 |  | 1
FALSE | S4BE-048KA | 2717 | 5531888 | AIRTEMP | VS4BE-048KA | AC | Split System: Air-Cooled Condensing Unit, Coil with Blower | S4BE-048KA |  | C6B(A,H)-X48(C,U)-C | 12 | 15 | Yes | Yes | 2013-03-14 |  | 0
FALSE | S4BE-048KA | 2717 | 5531889 | AIRTEMP | VS4BE-048KA | AC | Split System: Air-Cooled Condensing Unit, Coil with Blower | S4BE-048KA |  | C6B(A,H)-X48(C,U)-D | 12 | 15 | Yes | Yes | 2013-03-14 |  | 0
FALSE | S4BE-018KA | 2679 | 5531890 | AIRTEMP | VS4BE-018KA | AC | Split System: Air-Cooled Condensing Unit, Coil with Blower | S4BE-018KA |  | C7B(A,H)M01824(C,U)-A+TXV | 12.5 | 15 | Yes | Yes | 2013-03-14 |  | 1
FALSE | S4BE-018KA | 2679 | 5531891 | AIRTEMP | VS4BE-018KA | AC | Split System: Air-Cooled Condensing Unit, Coil with Blower | S4BE-018KA |  | C7B(A,H)M01824(C,U)-A+TXV | 12.5 | 15 | Yes | Yes | 2013-03-14 |  | 1
FALSE | S4BE-018KA | 2679 | 5531892 | AIRTEMP | VS4BE-018KA | AC | Split System: Air-Cooled Condensing Unit, Coil with Blower | S4BE-018KA |  | C7B(A,H)M01824(C,U)-B+TXV | 12.5 | 15 | Yes | Yes | 2013-03-14 |  | 1
FALSE | S4BE-018KA | 2679 | 5531893 | AIRTEMP | VS4BE-018KA | AC | Split System: Air-Cooled Condensing Unit, Coil with Blower | S4BE-018KA |  | C7B(A,H)M01824(C,U)-B+TXV | 12.5 | 15 | Yes | Yes | 2013-03-14 |  | 1
FALSE | S4QE-024KA | 2681 | 5531894 | AIRTEMP | VS4BE-024KA | AC | Split System: Air-Cooled Condensing Unit, Coil with Blower | S4BE-024KA |  | C7B(A,H)M01824(C,U)-A+TXV | 12.5 | 15 | Yes | Yes | 2013-03-14 |  | 1
FALSE | S4QE-024KA | 2681 | 5531895 | AIRTEMP | VS4BE-024KA | AC | Split System: Air-Cooled Condensing Unit, Coil with Blower | S4BE-024KA |  | C7B(A,H)M01824(C,U)-B+TXV | 12.5 | 15 | Yes | Yes | 2013-03-14 |  | 1
FALSE | S4QE-024KA | 2681 | 5531896 | AIRTEMP | VS4BE-024KA | AC | Split System: Air-Cooled Condensing Unit, Coil with Blower | S4BE-024KA |  | C7B(A,H)M01824(C,U)-B+TXV | 12.5 | 15 | Yes | Yes | 2013-03-14 |  | 1
FALSE | S4QE-024KA | 2681 | 5531897 | AIRTEMP | VS4BE-024KA | AC | Split System: Air-Cooled Condensing Unit, Coil with Blower | S4BE-024KA |  | C7B(A,H)M030(C,U)-C+TXV | 12.5 | 15 | Yes | Yes | 2013-03-14 |  | 1
FALSE | S4QE-030KA | 2694 | 5531898 | AIRTEMP | VS4BE-030KA | AC | Split System: Air-Cooled Condensing Unit, Coil with Blower | S4BE-030KA |  | C7B(A,H)M030(C,U)-C+TXV | 12.5 | 15 | Yes | Yes | 2013-03-14 |  | 1
FALSE | S4QE-030KA | 2694 | 5531899 | AIRTEMP | VS4BE-030KA | AC | Split System: Air-Cooled Condensing Unit, Coil with Blower | S4BE-030KA |  | C7B(A,H)M030(C,U)-C+TXV | 12.5 | 15 | Yes | Yes | 2013-03-14 |  | 1
FALSE | S4QE-030KA | 2694 | 5531900 | AIRTEMP | VS4BE-030KA | AC | Split System: Air-Cooled Condensing Unit, Coil with Blower | S4BE-030KA |  | C7B(A,H)M03036(C,U)-A+TXV | 12.5 | 15 | Yes | Yes | 2013-03-14 |  | 1
FALSE | S4QE-030KA | 2694 | 5531901 | AIRTEMP | VS4BE-030KA | AC | Split System: Air-Cooled Condensing Unit, Coil with Blower | S4BE-030KA |  | C7B(A,H)M03036(C,U)-B+TXV | 12.5 | 15 | Yes | Yes | 2013-03-14 |  | 1
FALSE | S4QE-030KA | 2694 | 5531902 | AIRTEMP | VS4BE-030KA | AC | Split System: Air-Cooled Condensing Unit, Coil with Blower | S4BE-030KA |  | C7B(A,H)M03036(C,U)-B+TXV | 12.5 | 15 | Yes | Yes | 2013-03-14 |  | 1
FALSE | S4QE-036KA | 2699 | 5531903 | AIRTEMP | VS4BE-036KA | AC | Split System: Air-Cooled Condensing Unit, Coil with Blower | S4BE-036KA |  | C7B(A,H)M03642(C,U)-B+TXV | 12.5 | 15 | Yes | Yes | 2013-03-14 |  | 1
FALSE | S4QE-036KA | 2699 | 5531904 | AIRTEMP | VS4BE-036KA | AC | Split System: Air-Cooled Condensing Unit, Coil with Blower | S4BE-036KA |  | C7B(A,H)M03642(C,U)-B+TXV | 12.5 | 15 | Yes | Yes | 2013-03-14 |  | 1
FALSE | S4QE-036KA | 2699 | 5531905 | AIRTEMP | VS4BE-036KA | AC | Split System: Air-Cooled Condensing Unit, Coil with Blower | S4BE-036KA |  | C7B(A,H)M03648(C,U)-C+TXV | 12.5 | 15 | Yes | Yes | 2013-03-14 |  | 1
FALSE | S4QE-036KA | 2699 | 5531906 | AIRTEMP | VS4BE-036KA | AC | Split System: Air-Cooled Condensing Unit, Coil with Blower | S4BE-036KA |  | C7B(A,H)M03648(C,U)-C+TXV | 12.5 | 15 | Yes | Yes | 2013-03-14 |  | 1
FALSE | S4BE-042KA | 2712 | 5531909 | AIRTEMP | VS4BE-042KA | AC | Split System: Air-Cooled Condensing Unit, Coil with Blower | S4BE-042KA |  | C7B(A,H)M03648(C,U)-C+TXV | 12.5 | 15 | Yes | Yes | 2013-03-14 |  | 1
FALSE | S4QE-030KA | 2694 | 5534050 | MILLER | DS4BE-030KA | AC | Split System: Air-Cooled Condensing Unit, Coil with Blower | S4BE-030KA |  | B6VMAX30K-A | 12.5 | 15 | Yes | Yes | 2013-03-14 |  | 1
FALSE | S4QE-030KA | 2694 | 5534051 | MILLER | DS4BE-030KA | AC | Split System: Air-Cooled Condensing Unit, Coil with Blower | S4BE-030KA |  | B6VMAX30K-B | 12.5 | 15 | Yes | Yes | 2013-03-14 |  | 1
FALSE | S4QE-036KA | 2699 | 5534057 | MILLER | DS4BE-036KA | AC | Split System: Air-Cooled Condensing Unit, Coil with Blower | S4BE-036KA |  | B6EMMX36K-B | 12.5 | 15 | Yes | Yes | 2013-03-14 |  | 1
FALSE | S4QE-036KA | 2699 | 5534058 | MILLER | DS4BE-036KA | AC | Split System: Air-Cooled Condensing Unit, Coil with Blower | S4BE-036KA |  | B6EW-X36K(*) | 12.5 | 15 | Yes | Yes | 2013-03-14 |  | 1
FALSE | S4QE-036KA | 2699 | 5534059 | MILLER | DS4BE-036KA | AC | Split System: Air-Cooled Condensing Unit, Coil with Blower | S4BE-036KA |  | B6VMAX36K-B | 12.5 | 15 | Yes | Yes | 2013-03-14 |  | 1
FALSE | S4BE-042KA | 2712 | 5534064 | MILLER | DS4BE-042KA | AC | Split System: Air-Cooled Condensing Unit, Coil with Blower | S4BE-042KA |  | B6EMMX42K-B | 12.5 | 15 | Yes | Yes | 2013-03-14 |  | 1
FALSE | S4BE-042KA | 2712 | 5534065 | MILLER | DS4BE-042KA | AC | Split System: Air-Cooled Condensing Unit, Coil with Blower | S4BE-042KA |  | B6VMAX42K-B | 12.5 | 15 | Yes | Yes | 2013-03-14 |  | 1
FALSE | S4BE-042KA | 2712 | 5534066 | MILLER | DS4BE-042KA | AC | Split System: Air-Cooled Condensing Unit, Coil with Blower | S4BE-042KA |  | B6VMAX48K-C | 12.5 | 15 | Yes | Yes | 2013-03-14 |  | 1
FALSE | S4BE-048KA | 2717 | 5534071 | MILLER | DS4BE-048KA | AC | Split System: Air-Cooled Condensing Unit, Coil with Blower | S4BE-048KA |  | B6EMMX48K-C | 12 | 15 | Yes | Yes | 2013-03-14 |  | 0
FALSE | S4BE-048KA | 2717 | 5534072 | MILLER | DS4BE-048KA | AC | Split System: Air-Cooled Condensing Unit, Coil with Blower | S4BE-048KA |  | B6VMAX48K-C | 12 | 15 | Yes | Yes | 2013-03-14 |  | 0
FALSE | S4BE-018KA | 2679 | 5534076 | INTERTHERM | DS4BE-018KA | AC | Split System: Air-Cooled Condensing Unit, Coil with Blower | S4BE-018KA |  | B6EMMX24K-A | 12.5 | 15 | Yes | Yes | 2013-03-14 |  | 1
FALSE | S4BE-018KA | 2679 | 5534077 | INTERTHERM | DS4BE-018KA | AC | Split System: Air-Cooled Condensing Unit, Coil with Blower | S4BE-018KA |  | B6EMMX24K-B | 12.5 | 15 | Yes | Yes | 2013-03-14 |  | 1
FALSE | S4BE-018KA | 2679 | 5534078 | INTERTHERM | DS4BE-018KA | AC | Split System: Air-Cooled Condensing Unit, Coil with Blower | S4BE-018KA |  | B6EW-X18K(*) | 12.5 | 15 | Yes | Yes | 2013-03-14 |  | 1
FALSE | S4BE-018KA | 2679 | 5534079 | INTERTHERM | DS4BE-018KA | AC | Split System: Air-Cooled Condensing Unit, Coil with Blower | S4BE-018KA |  | B6VMAX24K-A | 12.5 | 15 | Yes | Yes | 2013-03-14 |  | 1
FALSE | S4BE-018KA | 2679 | 5534080 | INTERTHERM | DS4BE-018KA | AC | Split System: Air-Cooled Condensing Unit, Coil with Blower | S4BE-018KA |  | B6VMAX24K-B | 12.5 | 15 | Yes | Yes | 2013-03-14 |  | 1
FALSE | S4QE-024KA | 2681 | 5534087 | INTERTHERM | DS4BE-024KA | AC | Split System: Air-Cooled Condensing Unit, Coil with Blower | S4BE-024KA |  | B6EMMX24K-A | 12.5 | 15 | Yes | Yes | 2013-03-14 |  | 1
FALSE | S4QE-024KA | 2681 | 5534088 | INTERTHERM | DS4BE-024KA | AC | Split System: Air-Cooled Condensing Unit, Coil with Blower | S4BE-024KA |  | B6EMMX24K-B | 12.5 | 15 | Yes | Yes | 2013-03-14 |  | 1
FALSE | S4QE-024KA | 2681 | 5534089 | INTERTHERM | DS4BE-024KA | AC | Split System: Air-Cooled Condensing Unit, Coil with Blower | S4BE-024KA |  | B6EW-X25K(*) | 12.5 | 15 | Yes | Yes | 2013-03-14 |  | 1
FALSE | S4QE-024KA | 2681 | 5534090 | INTERTHERM | DS4BE-024KA | AC | Split System: Air-Cooled Condensing Unit, Coil with Blower | S4BE-024KA |  | B6VMAX24K-A | 12.5 | 15 | Yes | Yes | 2013-03-14 |  | 1
FALSE | S4QE-024KA | 2681 | 5534091 | INTERTHERM | DS4BE-024KA | AC | Split System: Air-Cooled Condensing Unit, Coil with Blower | S4BE-024KA |  | B6VMAX24K-B | 12.5 | 15 | Yes | Yes | 2013-03-14 |  | 1
FALSE | S4QE-024KA | 2681 | 5534092 | INTERTHERM | DS4BE-024KA | AC | Split System: Air-Cooled Condensing Unit, Coil with Blower | S4BE-024KA |  | B6VMAX30K-B | 12.5 | 15 | Yes | Yes | 2013-03-14 |  | 1
FALSE | S4QE-030KA | 2694 | 5534099 | INTERTHERM | DS4BE-030KA | AC | Split System: Air-Cooled Condensing Unit, Coil with Blower | S4BE-030KA |  | B6EMMX30K-A | 12.5 | 15 | Yes | Yes | 2013-03-14 |  | 1
FALSE | S4QE-030KA | 2694 | 5534100 | INTERTHERM | DS4BE-030KA | AC | Split System: Air-Cooled Condensing Unit, Coil with Blower | S4BE-030KA |  | B6EMMX30K-B | 12.5 | 15 | Yes | Yes | 2013-03-14 |  | 1
FALSE | S4QE-030KA | 2694 | 5534101 | INTERTHERM | DS4BE-030KA | AC | Split System: Air-Cooled Condensing Unit, Coil with Blower | S4BE-030KA |  | B6EW-X30K(*) | 12.5 | 15 | Yes | Yes | 2013-03-14 |  | 1
FALSE | S4QE-030KA | 2694 | 5534102 | INTERTHERM | DS4BE-030KA | AC | Split System: Air-Cooled Condensing Unit, Coil with Blower | S4BE-030KA |  | B6VMAX30K-A | 12.5 | 15 | Yes | Yes | 2013-03-14 |  | 1
FALSE | S4QE-030KA | 2694 | 5534103 | INTERTHERM | DS4BE-030KA | AC | Split System: Air-Cooled Condensing Unit, Coil with Blower | S4BE-030KA |  | B6VMAX30K-B | 12.5 | 15 | Yes | Yes | 2013-03-14 |  | 1
FALSE | S4QE-030KA | 2694 | 5534206 | MAYTAG | DS4BE-030KA | AC | Split System: Air-Cooled Condensing Unit, Coil with Blower | S4BE-030KA |  | B6VMAX30K-A | 12.5 | 15 | Yes | Yes | 2013-03-14 |  | 1
FALSE | S4QE-030KA | 2694 | 5534207 | MAYTAG | DS4BE-030KA | AC | Split System: Air-Cooled Condensing Unit, Coil with Blower | S4BE-030KA |  | B6VMAX30K-B | 12.5 | 15 | Yes | Yes | 2013-03-14 |  | 1
FALSE | S4QE-036KA | 2699 | 5534213 | MAYTAG | DS4BE-036KA | AC | Split System: Air-Cooled Condensing Unit, Coil with Blower | S4BE-036KA |  | B6EMMX36K-B | 12.5 | 15 | Yes | Yes | 2013-03-14 |  | 1
FALSE | S4QE-036KA | 2699 | 5534214 | MAYTAG | DS4BE-036KA | AC | Split System: Air-Cooled Condensing Unit, Coil with Blower | S4BE-036KA |  | B6EW-X36K(*) | 12.5 | 15 | Yes | Yes | 2013-03-14 |  | 1
FALSE | S4QE-036KA | 2699 | 5534215 | MAYTAG | DS4BE-036KA | AC | Split System: Air-Cooled Condensing Unit, Coil with Blower | S4BE-036KA |  | B6VMAX36K-B | 12.5 | 15 | Yes | Yes | 2013-03-14 |  | 1
FALSE | S4BE-042KA | 2712 | 5534220 | MAYTAG | DS4BE-042KA | AC | Split System: Air-Cooled Condensing Unit, Coil with Blower | S4BE-042KA |  | B6EMMX42K-B | 12.5 | 15 | Yes | Yes | 2013-03-14 |  | 1
FALSE | S4BE-042KA | 2712 | 5534221 | MAYTAG | DS4BE-042KA | AC | Split System: Air-Cooled Condensing Unit, Coil with Blower | S4BE-042KA |  | B6VMAX42K-B | 12.5 | 15 | Yes | Yes | 2013-03-14 |  | 1
FALSE | S4BE-042KA | 2712 | 5534222 | MAYTAG | DS4BE-042KA | AC | Split System: Air-Cooled Condensing Unit, Coil with Blower | S4BE-042KA |  | B6VMAX48K-C | 12.5 | 15 | Yes | Yes | 2013-03-14 |  | 1
FALSE | S4BE-048KA | 2717 | 5534227 | MAYTAG | DS4BE-048KA | AC | Split System: Air-Cooled Condensing Unit, Coil with Blower | S4BE-048KA |  | B6EMMX48K-C | 12 | 15 | Yes | Yes | 2013-03-14 |  | 0
FALSE | S4BE-048KA | 2717 | 5534228 | MAYTAG | DS4BE-048KA | AC | Split System: Air-Cooled Condensing Unit, Coil with Blower | S4BE-048KA |  | B6VMAX48K-C | 12 | 15 | Yes | Yes | 2013-03-14 |  | 0
FALSE | S4BE-018KA | 2679 | 5534232 | BROAN | JS4BE-018KA | AC | Split System: Air-Cooled Condensing Unit, Coil with Blower | S4BE-018KA |  | B6EMMX24K-A | 12.5 | 15 | Yes | Yes | 2013-03-14 |  | 1
FALSE | S4BE-018KA | 2679 | 5534233 | BROAN | JS4BE-018KA | AC | Split System: Air-Cooled Condensing Unit, Coil with Blower | S4BE-018KA |  | B6EMMX24K-B | 12.5 | 15 | Yes | Yes | 2013-03-14 |  | 1
FALSE | S4BE-018KA | 2679 | 5534234 | BROAN | JS4BE-018KA | AC | Split System: Air-Cooled Condensing Unit, Coil with Blower | S4BE-018KA |  | B6EW-X18K(*) | 12.5 | 15 | Yes | Yes | 2013-03-14 |  | 1
FALSE | S4BE-018KA | 2679 | 5534235 | BROAN | JS4BE-018KA | AC | Split System: Air-Cooled Condensing Unit, Coil with Blower | S4BE-018KA |  | B6VMAX24K-A | 12.5 | 15 | Yes | Yes | 2013-03-14 |  | 1
FALSE | S4BE-018KA | 2679 | 5534236 | BROAN | JS4BE-018KA | AC | Split System: Air-Cooled Condensing Unit, Coil with Blower | S4BE-018KA |  | B6VMAX24K-B | 12.5 | 15 | Yes | Yes | 2013-03-14 |  | 1
FALSE | S4QE-024KA | 2681 | 5534243 | BROAN | JS4BE-024KA | AC | Split System: Air-Cooled Condensing Unit, Coil with Blower | S4BE-024KA |  | B6EMMX24K-A | 12.5 | 15 | Yes | Yes | 2013-03-14 |  | 1
FALSE | S4QE-024KA | 2681 | 5534244 | BROAN | JS4BE-024KA | AC | Split System: Air-Cooled Condensing Unit, Coil with Blower | S4BE-024KA |  | B6EMMX24K-B | 12.5 | 15 | Yes | Yes | 2013-03-14 |  | 1
FALSE | S4QE-024KA | 2681 | 5534245 | BROAN | JS4BE-024KA | AC | Split System: Air-Cooled Condensing Unit, Coil with Blower | S4BE-024KA |  | B6EW-X25K(*) | 12.5 | 15 | Yes | Yes | 2013-03-14 |  | 1
FALSE | S4QE-024KA | 2681 | 5534246 | BROAN | JS4BE-024KA | AC | Split System: Air-Cooled Condensing Unit, Coil with Blower | S4BE-024KA |  | B6VMAX24K-A | 12.5 | 15 | Yes | Yes | 2013-03-14 |  | 1
FALSE | S4QE-024KA | 2681 | 5534247 | BROAN | JS4BE-024KA | AC | Split System: Air-Cooled Condensing Unit, Coil with Blower | S4BE-024KA |  | B6VMAX24K-B | 12.5 | 15 | Yes | Yes | 2013-03-14 |  | 1
FALSE | S4QE-030KA | 2694 | 5534152 | BROAN | DS4BE-030KA | AC | Split System: Air-Cooled Condensing Unit, Coil with Blower | S4BE-030KA |  | B6EMMX30K-B | 12.5 | 15 | Yes | Yes | 2013-03-14 |  | 1
FALSE | S4QE-030KA | 2694 | 5534153 | BROAN | DS4BE-030KA | AC | Split System: Air-Cooled Condensing Unit, Coil with Blower | S4BE-030KA |  | B6EW-X30K(*) | 12.5 | 15 | Yes | Yes | 2013-03-14 |  | 1
FALSE | S4QE-030KA | 2694 | 5534154 | BROAN | DS4BE-030KA | AC | Split System: Air-Cooled Condensing Unit, Coil with Blower | S4BE-030KA |  | B6VMAX30K-A | 12.5 | 15 | Yes | Yes | 2013-03-14 |  | 1
FALSE | S4QE-030KA | 2694 | 5534155 | BROAN | DS4BE-030KA | AC | Split System: Air-Cooled Condensing Unit, Coil with Blower | S4BE-030KA |  | B6VMAX30K-B | 12.5 | 15 | Yes | Yes | 2013-03-14 |  | 1
FALSE | S4QE-036KA | 2699 | 5534161 | BROAN | DS4BE-036KA | AC | Split System: Air-Cooled Condensing Unit, Coil with Blower | S4BE-036KA |  | B6EMMX36K-B | 12.5 | 15 | Yes | Yes | 2013-03-14 |  | 1
FALSE | S4QE-036KA | 2699 | 5534162 | BROAN | DS4BE-036KA | AC | Split System: Air-Cooled Condensing Unit, Coil with Blower | S4BE-036KA |  | B6EW-X36K(*) | 12.5 | 15 | Yes | Yes | 2013-03-14 |  | 1
FALSE | S4QE-036KA | 2699 | 5534163 | BROAN | DS4BE-036KA | AC | Split System: Air-Cooled Condensing Unit, Coil with Blower | S4BE-036KA |  | B6VMAX36K-B | 12.5 | 15 | Yes | Yes | 2013-03-14 |  | 1
FALSE | S4BE-042KA | 2712 | 5534168 | BROAN | DS4BE-042KA | AC | Split System: Air-Cooled Condensing Unit, Coil with Blower | S4BE-042KA |  | B6EMMX42K-B | 12.5 | 15 | Yes | Yes | 2013-03-14 |  | 1
FALSE | S4BE-042KA | 2712 | 5534169 | BROAN | DS4BE-042KA | AC | Split System: Air-Cooled Condensing Unit, Coil with Blower | S4BE-042KA |  | B6VMAX42K-B | 12.5 | 15 | Yes | Yes | 2013-03-14 |  | 1
FALSE | S4BE-042KA | 2712 | 5534170 | BROAN | DS4BE-042KA | AC | Split System: Air-Cooled Condensing Unit, Coil with Blower | S4BE-042KA |  | B6VMAX48K-C | 12.5 | 15 | Yes | Yes | 2013-03-14 |  | 1
FALSE | S4BE-048KA | 2717 | 5534175 | BROAN | DS4BE-048KA | AC | Split System: Air-Cooled Condensing Unit, Coil with Blower | S4BE-048KA |  | B6EMMX48K-C | 12 | 15 | Yes | Yes | 2013-03-14 |  | 0
FALSE | S4BE-048KA | 2717 | 5534176 | BROAN | DS4BE-048KA | AC | Split System: Air-Cooled Condensing Unit, Coil with Blower | S4BE-048KA |  | B6VMAX48K-C | 12 | 15 | Yes | Yes | 2013-03-14 |  | 0
FALSE | S4BE-018KA | 2679 | 5534180 | MAYTAG | DS4BE-018KA | AC | Split System: Air-Cooled Condensing Unit, Coil with Blower | S4BE-018KA |  | B6EMMX24K-A | 12.5 | 15 | Yes | Yes | 2013-03-14 |  | 1
FALSE | S4BE-018KA | 2679 | 5534181 | MAYTAG | DS4BE-018KA | AC | Split System: Air-Cooled Condensing Unit, Coil with Blower | S4BE-018KA |  | B6EMMX24K-B | 12.5 | 15 | Yes | Yes | 2013-03-14 |  | 1
FALSE | S4BE-018KA | 2679 | 5534182 | MAYTAG | DS4BE-018KA | AC | Split System: Air-Cooled Condensing Unit, Coil with Blower | S4BE-018KA |  | B6EW-X18K(*) | 12.5 | 15 | Yes | Yes | 2013-03-14 |  | 1
FALSE | S4BE-018KA | 2679 | 5534183 | MAYTAG | DS4BE-018KA | AC | Split System: Air-Cooled Condensing Unit, Coil with Blower | S4BE-018KA |  | B6VMAX24K-A | 12.5 | 15 | Yes | Yes | 2013-03-14 |  | 1
FALSE | S4BE-018KA | 2679 | 5534184 | MAYTAG | DS4BE-018KA | AC | Split System: Air-Cooled Condensing Unit, Coil with Blower | S4BE-018KA |  | B6VMAX24K-B | 12.5 | 15 | Yes | Yes | 2013-03-14 |  | 1
FALSE | S4QE-024KA | 2681 | 5534191 | MAYTAG | DS4BE-024KA | AC | Split System: Air-Cooled Condensing Unit, Coil with Blower | S4BE-024KA |  | B6EMMX24K-A | 12.5 | 15 | Yes | Yes | 2013-03-14 |  | 1
FALSE | S4QE-024KA | 2681 | 5534192 | MAYTAG | DS4BE-024KA | AC | Split System: Air-Cooled Condensing Unit, Coil with Blower | S4BE-024KA |  | B6EMMX24K-B | 12.5 | 15 | Yes | Yes | 2013-03-14 |  | 1
FALSE | S4QE-024KA | 2681 | 5534193 | MAYTAG | DS4BE-024KA | AC | Split System: Air-Cooled Condensing Unit, Coil with Blower | S4BE-024KA |  | B6EW-X25K(*) | 12.5 | 15 | Yes | Yes | 2013-03-14 |  | 1
FALSE | S4QE-024KA | 2681 | 5534194 | MAYTAG | DS4BE-024KA | AC | Split System: Air-Cooled Condensing Unit, Coil with Blower | S4BE-024KA |  | B6VMAX24K-A | 12.5 | 15 | Yes | Yes | 2013-03-14 |  | 1
FALSE | S4QE-024KA | 2681 | 5534195 | MAYTAG | DS4BE-024KA | AC | Split System: Air-Cooled Condensing Unit, Coil with Blower | S4BE-024KA |  | B6VMAX24K-B | 12.5 | 15 | Yes | Yes | 2013-03-14 |  | 1
FALSE | S4QE-024KA | 2681 | 5534196 | MAYTAG | DS4BE-024KA | AC | Split System: Air-Cooled Condensing Unit, Coil with Blower | S4BE-024KA |  | B6VMAX30K-B | 12.5 | 15 | Yes | Yes | 2013-03-14 |  | 1
FALSE | S4QE-030KA | 2694 | 5534203 | MAYTAG | DS4BE-030KA | AC | Split System: Air-Cooled Condensing Unit, Coil with Blower | S4BE-030KA |  | B6EMMX30K-A | 12.5 | 15 | Yes | Yes | 2013-03-14 |  | 1
FALSE | S4QE-030KA | 2694 | 5534204 | MAYTAG | DS4BE-030KA | AC | Split System: Air-Cooled Condensing Unit, Coil with Blower | S4BE-030KA |  | B6EMMX30K-B | 12.5 | 15 | Yes | Yes | 2013-03-14 |  | 1
FALSE | S4QE-030KA | 2694 | 5534205 | MAYTAG | DS4BE-030KA | AC | Split System: Air-Cooled Condensing Unit, Coil with Blower | S4BE-030KA |  | B6EW-X30K(*) | 12.5 | 15 | Yes | Yes | 2013-03-14 |  | 1
FALSE | S4QE-024KA | 2681 | 5534248 | BROAN | JS4BE-024KA | AC | Split System: Air-Cooled Condensing Unit, Coil with Blower | S4BE-024KA |  | B6VMAX30K-B | 12.5 | 15 | Yes | Yes | 2013-03-14 |  | 1
FALSE | S4QE-030KA | 2694 | 5534255 | BROAN | JS4BE-030KA | AC | Split System: Air-Cooled Condensing Unit, Coil with Blower | S4BE-030KA |  | B6EMMX30K-A | 12.5 | 15 | Yes | Yes | 2013-03-14 |  | 1
FALSE | S4QE-030KA | 2694 | 5534256 | BROAN | JS4BE-030KA | AC | Split System: Air-Cooled Condensing Unit, Coil with Blower | S4BE-030KA |  | B6EMMX30K-B | 12.5 | 15 | Yes | Yes | 2013-03-14 |  | 1
FALSE | S4QE-030KA | 2694 | 5534257 | BROAN | JS4BE-030KA | AC | Split System: Air-Cooled Condensing Unit, Coil with Blower | S4BE-030KA |  | B6EW-X30K(*) | 12.5 | 15 | Yes | Yes | 2013-03-14 |  | 1
FALSE | S4QE-030KA | 2694 | 5534258 | BROAN | JS4BE-030KA | AC | Split System: Air-Cooled Condensing Unit, Coil with Blower | S4BE-030KA |  | B6VMAX30K-A | 12.5 | 15 | Yes | Yes | 2013-03-14 |  | 1
FALSE | S4QE-030KA | 2694 | 5534259 | BROAN | JS4BE-030KA | AC | Split System: Air-Cooled Condensing Unit, Coil with Blower | S4BE-030KA |  | B6VMAX30K-B | 12.5 | 15 | Yes | Yes | 2013-03-14 |  | 1
FALSE | S4QE-036KA | 2699 | 5534265 | BROAN | JS4BE-036KA | AC | Split System: Air-Cooled Condensing Unit, Coil with Blower | S4BE-036KA |  | B6EMMX36K-B | 12.5 | 15 | Yes | Yes | 2013-03-14 |  | 1
FALSE | S4QE-036KA | 2699 | 5534266 | BROAN | JS4BE-036KA | AC | Split System: Air-Cooled Condensing Unit, Coil with Blower | S4BE-036KA |  | B6EW-X36K(*) | 12.5 | 15 | Yes | Yes | 2013-03-14 |  | 1
FALSE | S4QE-036KA | 2699 | 5534267 | BROAN | JS4BE-036KA | AC | Split System: Air-Cooled Condensing Unit, Coil with Blower | S4BE-036KA |  | B6VMAX36K-B | 12.5 | 15 | Yes | Yes | 2013-03-14 |  | 1
FALSE | S4BE-042KA | 2712 | 5534272 | BROAN | JS4BE-042KA | AC | Split System: Air-Cooled Condensing Unit, Coil with Blower | S4BE-042KA |  | B6EMMX42K-B | 12.5 | 15 | Yes | Yes | 2013-03-14 |  | 1
FALSE | S4BE-042KA | 2712 | 5534273 | BROAN | JS4BE-042KA | AC | Split System: Air-Cooled Condensing Unit, Coil with Blower | S4BE-042KA |  | B6VMAX42K-B | 12.5 | 15 | Yes | Yes | 2013-03-14 |  | 1
FALSE | S4BE-042KA | 2712 | 5534274 | BROAN | JS4BE-042KA | AC | Split System: Air-Cooled Condensing Unit, Coil with Blower | S4BE-042KA |  | B6VMAX48K-C | 12.5 | 15 | Yes | Yes | 2013-03-14 |  | 1
FALSE | S4BE-048KA | 2717 | 5534279 | BROAN | JS4BE-048KA | AC | Split System: Air-Cooled Condensing Unit, Coil with Blower | S4BE-048KA |  | B6EMMX48K-C | 12 | 15 | Yes | Yes | 2013-03-14 |  | 0
FALSE | S4BE-048KA | 2717 | 5534280 | BROAN | JS4BE-048KA | AC | Split System: Air-Cooled Condensing Unit, Coil with Blower | S4BE-048KA |  | B6VMAX48K-C | 12 | 15 | Yes | Yes | 2013-03-14 |  | 0
FALSE | S4BE-018KA | 2679 | 5534284 | GIBSON | JS4BE-018KA | AC | Split System: Air-Cooled Condensing Unit, Coil with Blower | S4BE-018KA |  | B6EMMX24K-A | 12.5 | 15 | Yes | Yes | 2013-03-14 |  | 1
FALSE | S4BE-018KA | 2679 | 5534285 | GIBSON | JS4BE-018KA | AC | Split System: Air-Cooled Condensing Unit, Coil with Blower | S4BE-018KA |  | B6EMMX24K-B | 12.5 | 15 | Yes | Yes | 2013-03-14 |  | 1
FALSE | S4BE-018KA | 2679 | 5534286 | GIBSON | JS4BE-018KA | AC | Split System: Air-Cooled Condensing Unit, Coil with Blower | S4BE-018KA |  | B6EW-X18K(*) | 12.5 | 15 | Yes | Yes | 2013-03-14 |  | 1
FALSE | S4BE-018KA | 2679 | 5534287 | GIBSON | JS4BE-018KA | AC | Split System: Air-Cooled Condensing Unit, Coil with Blower | S4BE-018KA |  | B6VMAX24K-A | 12.5 | 15 | Yes | Yes | 2013-03-14 |  | 1
FALSE | S4BE-018KA | 2679 | 5534288 | GIBSON | JS4BE-018KA | AC | Split System: Air-Cooled Condensing Unit, Coil with Blower | S4BE-018KA |  | B6VMAX24K-B | 12.5 | 15 | Yes | Yes | 2013-03-14 |  | 1
FALSE | S4QE-024KA | 2681 | 5534295 | GIBSON | JS4BE-024KA | AC | Split System: Air-Cooled Condensing Unit, Coil with Blower | S4BE-024KA |  | B6EMMX24K-A | 12.5 | 15 | Yes | Yes | 2013-03-14 |  | 1
FALSE | S4QE-024KA | 2681 | 5534296 | GIBSON | JS4BE-024KA | AC | Split System: Air-Cooled Condensing Unit, Coil with Blower | S4BE-024KA |  | B6EMMX24K-B | 12.5 | 15 | Yes | Yes | 2013-03-14 |  | 1
FALSE | S4QE-024KA | 2681 | 5534297 | GIBSON | JS4BE-024KA | AC | Split System: Air-Cooled Condensing Unit, Coil with Blower | S4BE-024KA |  | B6EW-X25K(*) | 12.5 | 15 | Yes | Yes | 2013-03-14 |  | 1
FALSE | S4QE-024KA | 2681 | 5534298 | GIBSON | JS4BE-024KA | AC | Split System: Air-Cooled Condensing Unit, Coil with Blower | S4BE-024KA |  | B6VMAX24K-A | 12.5 | 15 | Yes | Yes | 2013-03-14 |  | 1
FALSE | S4QE-024KA | 2681 | 5534299 | GIBSON | JS4BE-024KA | AC | Split System: Air-Cooled Condensing Unit, Coil with Blower | S4BE-024KA |  | B6VMAX24K-B | 12.5 | 15 | Yes | Yes | 2013-03-14 |  | 1
FALSE | S4QE-024KA | 2681 | 5534300 | GIBSON | JS4BE-024KA | AC | Split System: Air-Cooled Condensing Unit, Coil with Blower | S4BE-024KA |  | B6VMAX30K-B | 12.5 | 15 | Yes | Yes | 2013-03-14 |  | 1
FALSE | S4QE-030KA | 2694 | 5534307 | GIBSON | JS4BE-030KA | AC | Split System: Air-Cooled Condensing Unit, Coil with Blower | S4BE-030KA |  | B6EMMX30K-A | 12.5 | 15 | Yes | Yes | 2013-03-14 |  | 1
FALSE | S4QE-030KA | 2694 | 5534308 | GIBSON | JS4BE-030KA | AC | Split System: Air-Cooled Condensing Unit, Coil with Blower | S4BE-030KA |  | B6EMMX30K-B | 12.5 | 15 | Yes | Yes | 2013-03-14 |  | 1
FALSE | S4QE-030KA | 2694 | 5534309 | GIBSON | JS4BE-030KA | AC | Split System: Air-Cooled Condensing Unit, Coil with Blower | S4BE-030KA |  | B6EW-X30K(*) | 12.5 | 15 | Yes | Yes | 2013-03-14 |  | 1
FALSE | S4QE-030KA | 2694 | 5534411 | PHILCO | JS4BE-030KA | AC | Split System: Air-Cooled Condensing Unit, Coil with Blower | S4BE-030KA |  | B6EMMX30K-A | 12.5 | 15 | Yes | Yes | 2013-03-14 |  | 1
FALSE | S4QE-030KA | 2694 | 5534412 | PHILCO | JS4BE-030KA | AC | Split System: Air-Cooled Condensing Unit, Coil with Blower | S4BE-030KA |  | B6EMMX30K-B | 12.5 | 15 | Yes | Yes | 2013-03-14 |  | 1
FALSE | S4QE-030KA | 2694 | 5534413 | PHILCO | JS4BE-030KA | AC | Split System: Air-Cooled Condensing Unit, Coil with Blower | S4BE-030KA |  | B6EW-X30K(*) | 12.5 | 15 | Yes | Yes | 2013-03-14 |  | 1
FALSE | S4QE-030KA | 2694 | 5534414 | PHILCO | JS4BE-030KA | AC | Split System: Air-Cooled Condensing Unit, Coil with Blower | S4BE-030KA |  | B6VMAX30K-A | 12.5 | 15 | Yes | Yes | 2013-03-14 |  | 1
FALSE | S4QE-030KA | 2694 | 5534415 | PHILCO | JS4BE-030KA | AC | Split System: Air-Cooled Condensing Unit, Coil with Blower | S4BE-030KA |  | B6VMAX30K-B | 12.5 | 15 | Yes | Yes | 2013-03-14 |  | 1
FALSE | S4QE-036KA | 2699 | 5534421 | PHILCO | JS4BE-036KA | AC | Split System: Air-Cooled Condensing Unit, Coil with Blower | S4BE-036KA |  | B6EMMX36K-B | 12.5 | 15 | Yes | Yes | 2013-03-14 |  | 1
FALSE | S4QE-036KA | 2699 | 5534422 | PHILCO | JS4BE-036KA | AC | Split System: Air-Cooled Condensing Unit, Coil with Blower | S4BE-036KA |  | B6EW-X36K(*) | 12.5 | 15 | Yes | Yes | 2013-03-14 |  | 1
FALSE | S4QE-036KA | 2699 | 5534423 | PHILCO | JS4BE-036KA | AC | Split System: Air-Cooled Condensing Unit, Coil with Blower | S4BE-036KA |  | B6VMAX36K-B | 12.5 | 15 | Yes | Yes | 2013-03-14 |  | 1
FALSE | S4BE-042KA | 2712 | 5534428 | PHILCO | JS4BE-042KA | AC | Split System: Air-Cooled Condensing Unit, Coil with Blower | S4BE-042KA |  | B6EMMX42K-B | 12.5 | 15 | Yes | Yes | 2013-03-14 |  | 1
FALSE | S4BE-042KA | 2712 | 5534429 | PHILCO | JS4BE-042KA | AC | Split System: Air-Cooled Condensing Unit, Coil with Blower | S4BE-042KA |  | B6VMAX42K-B | 12.5 | 15 | Yes | Yes | 2013-03-14 |  | 1
FALSE | S4BE-042KA | 2712 | 5534430 | PHILCO | JS4BE-042KA | AC | Split System: Air-Cooled Condensing Unit, Coil with Blower | S4BE-042KA |  | B6VMAX48K-C | 12.5 | 15 | Yes | Yes | 2013-03-14 |  | 1
FALSE | S4BE-048KA | 2717 | 5534435 | PHILCO | JS4BE-048KA | AC | Split System: Air-Cooled Condensing Unit, Coil with Blower | S4BE-048KA |  | B6EMMX48K-C | 12 | 15 | Yes | Yes | 2013-03-14 |  | 0
FALSE | S4BE-048KA | 2717 | 5534436 | PHILCO | JS4BE-048KA | AC | Split System: Air-Cooled Condensing Unit, Coil with Blower | S4BE-048KA |  | B6VMAX48K-C | 12 | 15 | Yes | Yes | 2013-03-14 |  | 0
FALSE | S4BE-018KA | 2679 | 5534440 | KELVINATOR | JS4BE-018KA | AC | Split System: Air-Cooled Condensing Unit, Coil with Blower | S4BE-018KA |  | B6EMMX24K-A | 12.5 | 15 | Yes | Yes | 2013-03-14 |  | 1
FALSE | S4BE-018KA | 2679 | 5534441 | KELVINATOR | JS4BE-018KA | AC | Split System: Air-Cooled Condensing Unit, Coil with Blower | S4BE-018KA |  | B6EMMX24K-B | 12.5 | 15 | Yes | Yes | 2013-03-14 |  | 1
FALSE | S4BE-018KA | 2679 | 5534442 | KELVINATOR | JS4BE-018KA | AC | Split System: Air-Cooled Condensing Unit, Coil with Blower | S4BE-018KA |  | B6EW-X18K(*) | 12.5 | 15 | Yes | Yes | 2013-03-14 |  | 1
FALSE | S4BE-018KA | 2679 | 5534443 | KELVINATOR | JS4BE-018KA | AC | Split System: Air-Cooled Condensing Unit, Coil with Blower | S4BE-018KA |  | B6VMAX24K-A | 12.5 | 15 | Yes | Yes | 2013-03-14 |  | 1
FALSE | S4BE-018KA | 2679 | 5534444 | KELVINATOR | JS4BE-018KA | AC | Split System: Air-Cooled Condensing Unit, Coil with Blower | S4BE-018KA |  | B6VMAX24K-B | 12.5 | 15 | Yes | Yes | 2013-03-14 |  | 1
FALSE | S4QE-024KA | 2681 | 5534451 | KELVINATOR | JS4BE-024KA | AC | Split System: Air-Cooled Condensing Unit, Coil with Blower | S4BE-024KA |  | B6EMMX24K-A | 12.5 | 15 | Yes | Yes | 2013-03-14 |  | 1
FALSE | S4QE-024KA | 2681 | 5534452 | KELVINATOR | JS4BE-024KA | AC | Split System: Air-Cooled Condensing Unit, Coil with Blower | S4BE-024KA |  | B6EMMX24K-B | 12.5 | 15 | Yes | Yes | 2013-03-14 |  | 1
FALSE | S4QE-024KA | 2681 | 5534352 | GRANDAIRE | JS4BE-024KA | AC | Split System: Air-Cooled Condensing Unit, Coil with Blower | S4BE-024KA |  | B6VMAX30K-B | 12.5 | 15 | Yes | Yes | 2013-03-14 |  | 1
FALSE | S4QE-030KA | 2694 | 5534359 | GRANDAIRE | JS4BE-030KA | AC | Split System: Air-Cooled Condensing Unit, Coil with Blower | S4BE-030KA |  | B6EMMX30K-A | 12.5 | 15 | Yes | Yes | 2013-03-14 |  | 1
FALSE | S4QE-030KA | 2694 | 5534360 | GRANDAIRE | JS4BE-030KA | AC | Split System: Air-Cooled Condensing Unit, Coil with Blower | S4BE-030KA |  | B6EMMX30K-B | 12.5 | 15 | Yes | Yes | 2013-03-14 |  | 1
FALSE | S4QE-030KA | 2694 | 5534361 | GRANDAIRE | JS4BE-030KA | AC | Split System: Air-Cooled Condensing Unit, Coil with Blower | S4BE-030KA |  | B6EW-X30K(*) | 12.5 | 15 | Yes | Yes | 2013-03-14 |  | 1
FALSE | S4QE-030KA | 2694 | 5534362 | GRANDAIRE | JS4BE-030KA | AC | Split System: Air-Cooled Condensing Unit, Coil with Blower | S4BE-030KA |  | B6VMAX30K-A | 12.5 | 15 | Yes | Yes | 2013-03-14 |  | 1
FALSE | S4QE-030KA | 2694 | 5534363 | GRANDAIRE | JS4BE-030KA | AC | Split System: Air-Cooled Condensing Unit, Coil with Blower | S4BE-030KA |  | B6VMAX30K-B | 12.5 | 15 | Yes | Yes | 2013-03-14 |  | 1
FALSE | S4QE-036KA | 2699 | 5534369 | GRANDAIRE | JS4BE-036KA | AC | Split System: Air-Cooled Condensing Unit, Coil with Blower | S4BE-036KA |  | B6EMMX36K-B | 12.5 | 15 | Yes | Yes | 2013-03-14 |  | 1
FALSE | S4QE-036KA | 2699 | 5534370 | GRANDAIRE | JS4BE-036KA | AC | Split System: Air-Cooled Condensing Unit, Coil with Blower | S4BE-036KA |  | B6EW-X36K(*) | 12.5 | 15 | Yes | Yes | 2013-03-14 |  | 1
FALSE | S4QE-036KA | 2699 | 5534371 | GRANDAIRE | JS4BE-036KA | AC | Split System: Air-Cooled Condensing Unit, Coil with Blower | S4BE-036KA |  | B6VMAX36K-B | 12.5 | 15 | Yes | Yes | 2013-03-14 |  | 1
FALSE | S4BE-042KA | 2712 | 5534376 | GRANDAIRE | JS4BE-042KA | AC | Split System: Air-Cooled Condensing Unit, Coil with Blower | S4BE-042KA |  | B6EMMX42K-B | 12.5 | 15 | Yes | Yes | 2013-03-14 |  | 1
FALSE | S4BE-042KA | 2712 | 5534377 | GRANDAIRE | JS4BE-042KA | AC | Split System: Air-Cooled Condensing Unit, Coil with Blower | S4BE-042KA |  | B6VMAX42K-B | 12.5 | 15 | Yes | Yes | 2013-03-14 |  | 1
FALSE | S4BE-042KA | 2712 | 5534378 | GRANDAIRE | JS4BE-042KA | AC | Split System: Air-Cooled Condensing Unit, Coil with Blower | S4BE-042KA |  | B6VMAX48K-C | 12.5 | 15 | Yes | Yes | 2013-03-14 |  | 1
FALSE | S4BE-048KA | 2717 | 5534383 | GRANDAIRE | JS4BE-048KA | AC | Split System: Air-Cooled Condensing Unit, Coil with Blower | S4BE-048KA |  | B6EMMX48K-C | 12 | 15 | Yes | Yes | 2013-03-14 |  | 0
FALSE | S4BE-048KA | 2717 | 5534384 | GRANDAIRE | JS4BE-048KA | AC | Split System: Air-Cooled Condensing Unit, Coil with Blower | S4BE-048KA |  | B6VMAX48K-C | 12 | 15 | Yes | Yes | 2013-03-14 |  | 0
FALSE | S4BE-018KA | 2679 | 5534388 | PHILCO | JS4BE-018KA | AC | Split System: Air-Cooled Condensing Unit, Coil with Blower | S4BE-018KA |  | B6EMMX24K-A | 12.5 | 15 | Yes | Yes | 2013-03-14 |  | 1
FALSE | S4BE-018KA | 2679 | 5534389 | PHILCO | JS4BE-018KA | AC | Split System: Air-Cooled Condensing Unit, Coil with Blower | S4BE-018KA |  | B6EMMX24K-B | 12.5 | 15 | Yes | Yes | 2013-03-14 |  | 1
FALSE | S4BE-018KA | 2679 | 5534390 | PHILCO | JS4BE-018KA | AC | Split System: Air-Cooled Condensing Unit, Coil with Blower | S4BE-018KA |  | B6EW-X18K(*) | 12.5 | 15 | Yes | Yes | 2013-03-14 |  | 1
FALSE | S4BE-018KA | 2679 | 5534391 | PHILCO | JS4BE-018KA | AC | Split System: Air-Cooled Condensing Unit, Coil with Blower | S4BE-018KA |  | B6VMAX24K-A | 12.5 | 15 | Yes | Yes | 2013-03-14 |  | 1
FALSE | S4BE-018KA | 2679 | 5534392 | PHILCO | JS4BE-018KA | AC | Split System: Air-Cooled Condensing Unit, Coil with Blower | S4BE-018KA |  | B6VMAX24K-B | 12.5 | 15 | Yes | Yes | 2013-03-14 |  | 1
FALSE | S4QE-024KA | 2681 | 5534399 | PHILCO | JS4BE-024KA | AC | Split System: Air-Cooled Condensing Unit, Coil with Blower | S4BE-024KA |  | B6EMMX24K-A | 12.5 | 15 | Yes | Yes | 2013-03-14 |  | 1
FALSE | S4QE-024KA | 2681 | 5534400 | PHILCO | JS4BE-024KA | AC | Split System: Air-Cooled Condensing Unit, Coil with Blower | S4BE-024KA |  | B6EMMX24K-B | 12.5 | 15 | Yes | Yes | 2013-03-14 |  | 1
FALSE | S4QE-024KA | 2681 | 5534401 | PHILCO | JS4BE-024KA | AC | Split System: Air-Cooled Condensing Unit, Coil with Blower | S4BE-024KA |  | B6EW-X25K(*) | 12.5 | 15 | Yes | Yes | 2013-03-14 |  | 1
FALSE | S4QE-024KA | 2681 | 5534402 | PHILCO | JS4BE-024KA | AC | Split System: Air-Cooled Condensing Unit, Coil with Blower | S4BE-024KA |  | B6VMAX24K-A | 12.5 | 15 | Yes | Yes | 2013-03-14 |  | 1
FALSE | S4QE-024KA | 2681 | 5534403 | PHILCO | JS4BE-024KA | AC | Split System: Air-Cooled Condensing Unit, Coil with Blower | S4BE-024KA |  | B6VMAX24K-B | 12.5 | 15 | Yes | Yes | 2013-03-14 |  | 1
FALSE | S4QE-024KA | 2681 | 5534404 | PHILCO | JS4BE-024KA | AC | Split System: Air-Cooled Condensing Unit, Coil with Blower | S4BE-024KA |  | B6VMAX30K-B | 12.5 | 15 | Yes | Yes | 2013-03-14 |  | 1
FALSE | S4QE-024KA | 2681 | 5534453 | KELVINATOR | JS4BE-024KA | AC | Split System: Air-Cooled Condensing Unit, Coil with Blower | S4BE-024KA |  | B6EW-X25K(*) | 12.5 | 15 | Yes | Yes | 2013-03-14 |  | 1
FALSE | S4QE-024KA | 2681 | 5534454 | KELVINATOR | JS4BE-024KA | AC | Split System: Air-Cooled Condensing Unit, Coil with Blower | S4BE-024KA |  | B6VMAX24K-A | 12.5 | 15 | Yes | Yes | 2013-03-14 |  | 1
FALSE | S4QE-024KA | 2681 | 5534455 | KELVINATOR | JS4BE-024KA | AC | Split System: Air-Cooled Condensing Unit, Coil with Blower | S4BE-024KA |  | B6VMAX24K-B | 12.5 | 15 | Yes | Yes | 2013-03-14 |  | 1
FALSE | S4QE-024KA | 2681 | 5534456 | KELVINATOR | JS4BE-024KA | AC | Split System: Air-Cooled Condensing Unit, Coil with Blower | S4BE-024KA |  | B6VMAX30K-B | 12.5 | 15 | Yes | Yes | 2013-03-14 |  | 1
FALSE | S4QE-030KA | 2694 | 5534463 | KELVINATOR | JS4BE-030KA | AC | Split System: Air-Cooled Condensing Unit, Coil with Blower | S4BE-030KA |  | B6EMMX30K-A | 12.5 | 15 | Yes | Yes | 2013-03-14 |  | 1
FALSE | S4QE-030KA | 2694 | 5534464 | KELVINATOR | JS4BE-030KA | AC | Split System: Air-Cooled Condensing Unit, Coil with Blower | S4BE-030KA |  | B6EMMX30K-B | 12.5 | 15 | Yes | Yes | 2013-03-14 |  | 1
FALSE | S4QE-030KA | 2694 | 5534465 | KELVINATOR | JS4BE-030KA | AC | Split System: Air-Cooled Condensing Unit, Coil with Blower | S4BE-030KA |  | B6EW-X30K(*) | 12.5 | 15 | Yes | Yes | 2013-03-14 |  | 1
FALSE | S4QE-030KA | 2694 | 5534466 | KELVINATOR | JS4BE-030KA | AC | Split System: Air-Cooled Condensing Unit, Coil with Blower | S4BE-030KA |  | B6VMAX30K-A | 12.5 | 15 | Yes | Yes | 2013-03-14 |  | 1
FALSE | S4QE-030KA | 2694 | 5534467 | KELVINATOR | JS4BE-030KA | AC | Split System: Air-Cooled Condensing Unit, Coil with Blower | S4BE-030KA |  | B6VMAX30K-B | 12.5 | 15 | Yes | Yes | 2013-03-14 |  | 1
FALSE | S4QE-036KA | 2699 | 5534473 | KELVINATOR | JS4BE-036KA | AC | Split System: Air-Cooled Condensing Unit, Coil with Blower | S4BE-036KA |  | B6EMMX36K-B | 12.5 | 15 | Yes | Yes | 2013-03-14 |  | 1
FALSE | S4QE-036KA | 2699 | 5534474 | KELVINATOR | JS4BE-036KA | AC | Split System: Air-Cooled Condensing Unit, Coil with Blower | S4BE-036KA |  | B6EW-X36K(*) | 12.5 | 15 | Yes | Yes | 2013-03-14 |  | 1
FALSE | S4QE-036KA | 2699 | 5534475 | KELVINATOR | JS4BE-036KA | AC | Split System: Air-Cooled Condensing Unit, Coil with Blower | S4BE-036KA |  | B6VMAX36K-B | 12.5 | 15 | Yes | Yes | 2013-03-14 |  | 1
FALSE | S4BE-042KA | 2712 | 5534480 | KELVINATOR | JS4BE-042KA | AC | Split System: Air-Cooled Condensing Unit, Coil with Blower | S4BE-042KA |  | B6EMMX42K-B | 12.5 | 15 | Yes | Yes | 2013-03-14 |  | 1
FALSE | S4BE-042KA | 2712 | 5534481 | KELVINATOR | JS4BE-042KA | AC | Split System: Air-Cooled Condensing Unit, Coil with Blower | S4BE-042KA |  | B6VMAX42K-B | 12.5 | 15 | Yes | Yes | 2013-03-14 |  | 1
FALSE | S4BE-042KA | 2712 | 5534482 | KELVINATOR | JS4BE-042KA | AC | Split System: Air-Cooled Condensing Unit, Coil with Blower | S4BE-042KA |  | B6VMAX48K-C | 12.5 | 15 | Yes | Yes | 2013-03-14 |  | 1
FALSE | S4BE-048KA | 2717 | 5534487 | KELVINATOR | JS4BE-048KA | AC | Split System: Air-Cooled Condensing Unit, Coil with Blower | S4BE-048KA |  | B6EMMX48K-C | 12 | 15 | Yes | Yes | 2013-03-14 |  | 0
FALSE | S4BE-048KA | 2717 | 5534488 | KELVINATOR | JS4BE-048KA | AC | Split System: Air-Cooled Condensing Unit, Coil with Blower | S4BE-048KA |  | B6VMAX48K-C | 12 | 15 | Yes | Yes | 2013-03-14 |  | 0
FALSE | S4BE-018KA | 2679 | 5534492 | GARRISON | JS4BE-018KA | AC | Split System: Air-Cooled Condensing Unit, Coil with Blower | S4BE-018KA |  | B6EMMX24K-A | 12.5 | 15 | Yes | Yes | 2013-03-14 |  | 1
FALSE | S4BE-018KA | 2679 | 5534493 | GARRISON | JS4BE-018KA | AC | Split System: Air-Cooled Condensing Unit, Coil with Blower | S4BE-018KA |  | B6EMMX24K-B | 12.5 | 15 | Yes | Yes | 2013-03-14 |  | 1
FALSE | S4BE-018KA | 2679 | 5534494 | GARRISON | JS4BE-018KA | AC | Split System: Air-Cooled Condensing Unit, Coil with Blower | S4BE-018KA |  | B6EW-X18K(*) | 12.5 | 15 | Yes | Yes | 2013-03-14 |  | 1
FALSE | S4BE-018KA | 2679 | 5534495 | GARRISON | JS4BE-018KA | AC | Split System: Air-Cooled Condensing Unit, Coil with Blower | S4BE-018KA |  | B6VMAX24K-A | 12.5 | 15 | Yes | Yes | 2013-03-14 |  | 1
FALSE | S4BE-018KA | 2679 | 5534496 | GARRISON | JS4BE-018KA | AC | Split System: Air-Cooled Condensing Unit, Coil with Blower | S4BE-018KA |  | B6VMAX24K-B | 12.5 | 15 | Yes | Yes | 2013-03-14 |  | 1
FALSE | S4QE-024KA | 2681 | 5534503 | GARRISON | JS4BE-024KA | AC | Split System: Air-Cooled Condensing Unit, Coil with Blower | S4BE-024KA |  | B6EMMX24K-A | 12.5 | 15 | Yes | Yes | 2013-03-14 |  | 1
FALSE | S4QE-024KA | 2681 | 5534504 | GARRISON | JS4BE-024KA | AC | Split System: Air-Cooled Condensing Unit, Coil with Blower | S4BE-024KA |  | B6EMMX24K-B | 12.5 | 15 | Yes | Yes | 2013-03-14 |  | 1
FALSE | S4QE-024KA | 2681 | 5534505 | GARRISON | JS4BE-024KA | AC | Split System: Air-Cooled Condensing Unit, Coil with Blower | S4BE-024KA |  | B6EW-X25K(*) | 12.5 | 15 | Yes | Yes | 2013-03-14 |  | 1
FALSE | S4QE-024KA | 2681 | 5534506 | GARRISON | JS4BE-024KA | AC | Split System: Air-Cooled Condensing Unit, Coil with Blower | S4BE-024KA |  | B6VMAX24K-A | 12.5 | 15 | Yes | Yes | 2013-03-14 |  | 1
FALSE | S4QE-024KA | 2681 | 5534609 | ELECT-AIRE | JS4BE-024KA | AC | Split System: Air-Cooled Condensing Unit, Coil with Blower | S4BE-024KA |  | B6EW-X25K(*) | 12.5 | 15 | Yes | Yes | 2013-03-14 |  | 1
FALSE | S4QE-024KA | 2681 | 5534610 | ELECT-AIRE | JS4BE-024KA | AC | Split System: Air-Cooled Condensing Unit, Coil with Blower | S4BE-024KA |  | B6VMAX24K-A | 12.5 | 15 | Yes | Yes | 2013-03-14 |  | 1
FALSE | S4QE-024KA | 2681 | 5534611 | ELECT-AIRE | JS4BE-024KA | AC | Split System: Air-Cooled Condensing Unit, Coil with Blower | S4BE-024KA |  | B6VMAX24K-B | 12.5 | 15 | Yes | Yes | 2013-03-14 |  | 1
FALSE | S4QE-024KA | 2681 | 5534612 | ELECT-AIRE | JS4BE-024KA | AC | Split System: Air-Cooled Condensing Unit, Coil with Blower | S4BE-024KA |  | B6VMAX30K-B | 12.5 | 15 | Yes | Yes | 2013-03-14 |  | 1
FALSE | S4QE-030KA | 2694 | 5534619 | ELECT-AIRE | JS4BE-030KA | AC | Split System: Air-Cooled Condensing Unit, Coil with Blower | S4BE-030KA |  | B6EMMX30K-A | 12.5 | 15 | Yes | Yes | 2013-03-14 |  | 1
FALSE | S4QE-030KA | 2694 | 5534620 | ELECT-AIRE | JS4BE-030KA | AC | Split System: Air-Cooled Condensing Unit, Coil with Blower | S4BE-030KA |  | B6EMMX30K-B | 12.5 | 15 | Yes | Yes | 2013-03-14 |  | 1
FALSE | S4QE-030KA | 2694 | 5534621 | ELECT-AIRE | JS4BE-030KA | AC | Split System: Air-Cooled Condensing Unit, Coil with Blower | S4BE-030KA |  | B6EW-X30K(*) | 12.5 | 15 | Yes | Yes | 2013-03-14 |  | 1
FALSE | S4QE-030KA | 2694 | 5534622 | ELECT-AIRE | JS4BE-030KA | AC | Split System: Air-Cooled Condensing Unit, Coil with Blower | S4BE-030KA |  | B6VMAX30K-A | 12.5 | 15 | Yes | Yes | 2013-03-14 |  | 1
FALSE | S4QE-030KA | 2694 | 5534623 | ELECT-AIRE | JS4BE-030KA | AC | Split System: Air-Cooled Condensing Unit, Coil with Blower | S4BE-030KA |  | B6VMAX30K-B | 12.5 | 15 | Yes | Yes | 2013-03-14 |  | 1
FALSE | S4QE-036KA | 2699 | 5534629 | ELECT-AIRE | JS4BE-036KA | AC | Split System: Air-Cooled Condensing Unit, Coil with Blower | S4BE-036KA |  | B6EMMX36K-B | 12.5 | 15 | Yes | Yes | 2013-03-14 |  | 1
FALSE | S4QE-036KA | 2699 | 5534630 | ELECT-AIRE | JS4BE-036KA | AC | Split System: Air-Cooled Condensing Unit, Coil with Blower | S4BE-036KA |  | B6EW-X36K(*) | 12.5 | 15 | Yes | Yes | 2013-03-14 |  | 1
FALSE | S4QE-036KA | 2699 | 5534631 | ELECT-AIRE | JS4BE-036KA | AC | Split System: Air-Cooled Condensing Unit, Coil with Blower | S4BE-036KA |  | B6VMAX36K-B | 12.5 | 15 | Yes | Yes | 2013-03-14 |  | 1
FALSE | S4BE-042KA | 2712 | 5534636 | ELECT-AIRE | JS4BE-042KA | AC | Split System: Air-Cooled Condensing Unit, Coil with Blower | S4BE-042KA |  | B6EMMX42K-B | 12.5 | 15 | Yes | Yes | 2013-03-14 |  | 1
FALSE | S4BE-042KA | 2712 | 5534637 | ELECT-AIRE | JS4BE-042KA | AC | Split System: Air-Cooled Condensing Unit, Coil with Blower | S4BE-042KA |  | B6VMAX42K-B | 12.5 | 15 | Yes | Yes | 2013-03-14 |  | 1
FALSE | S4BE-042KA | 2712 | 5534638 | ELECT-AIRE | JS4BE-042KA | AC | Split System: Air-Cooled Condensing Unit, Coil with Blower | S4BE-042KA |  | B6VMAX48K-C | 12.5 | 15 | Yes | Yes | 2013-03-14 |  | 1
FALSE | S4BE-048KA | 2717 | 5534643 | ELECT-AIRE | JS4BE-048KA | AC | Split System: Air-Cooled Condensing Unit, Coil with Blower | S4BE-048KA |  | B6EMMX48K-C | 12 | 15 | Yes | Yes | 2013-03-14 |  | 0
FALSE | S4BE-048KA | 2717 | 5534644 | ELECT-AIRE | JS4BE-048KA | AC | Split System: Air-Cooled Condensing Unit, Coil with Blower | S4BE-048KA |  | B6VMAX48K-C | 12 | 15 | Yes | Yes | 2013-03-14 |  | 0
FALSE | S4BE-018KA | 2679 | 5534648 | FRIGIDAIRE | ES4BE-018KA | AC | Split System: Air-Cooled Condensing Unit, Coil with Blower | S4BE-018KA |  | B6EMMX24K-A | 12.5 | 15 | Yes | Yes | 2013-03-14 |  | 1
FALSE | S4BE-018KA | 2679 | 5534649 | FRIGIDAIRE | ES4BE-018KA | AC | Split System: Air-Cooled Condensing Unit, Coil with Blower | S4BE-018KA |  | B6EMMX24K-B | 12.5 | 15 | Yes | Yes | 2013-03-14 |  | 1
FALSE | S4QE-024KA | 2681 | 5534555 | NUTONE | JS4BE-024KA | AC | Split System: Air-Cooled Condensing Unit, Coil with Blower | S4BE-024KA |  | B6EMMX24K-A | 12.5 | 15 | Yes | Yes | 2013-03-14 |  | 1
FALSE | S4QE-024KA | 2681 | 5534556 | NUTONE | JS4BE-024KA | AC | Split System: Air-Cooled Condensing Unit, Coil with Blower | S4BE-024KA |  | B6EMMX24K-B | 12.5 | 15 | Yes | Yes | 2013-03-14 |  | 1
FALSE | S4QE-024KA | 2681 | 5534557 | NUTONE | JS4BE-024KA | AC | Split System: Air-Cooled Condensing Unit, Coil with Blower | S4BE-024KA |  | B6EW-X25K(*) | 12.5 | 15 | Yes | Yes | 2013-03-14 |  | 1
FALSE | S4QE-024KA | 2681 | 5534558 | NUTONE | JS4BE-024KA | AC | Split System: Air-Cooled Condensing Unit, Coil with Blower | S4BE-024KA |  | B6VMAX24K-A | 12.5 | 15 | Yes | Yes | 2013-03-14 |  | 1
FALSE | S4QE-024KA | 2681 | 5534559 | NUTONE | JS4BE-024KA | AC | Split System: Air-Cooled Condensing Unit, Coil with Blower | S4BE-024KA |  | B6VMAX24K-B | 12.5 | 15 | Yes | Yes | 2013-03-14 |  | 1
FALSE | S4QE-024KA | 2681 | 5534560 | NUTONE | JS4BE-024KA | AC | Split System: Air-Cooled Condensing Unit, Coil with Blower | S4BE-024KA |  | B6VMAX30K-B | 12.5 | 15 | Yes | Yes | 2013-03-14 |  | 1
FALSE | S4QE-030KA | 2694 | 5534567 | NUTONE | JS4BE-030KA | AC | Split System: Air-Cooled Condensing Unit, Coil with Blower | S4BE-030KA |  | B6EMMX30K-A | 12.5 | 15 | Yes | Yes | 2013-03-14 |  | 1
FALSE | S4QE-030KA | 2694 | 5534568 | NUTONE | JS4BE-030KA | AC | Split System: Air-Cooled Condensing Unit, Coil with Blower | S4BE-030KA |  | B6EMMX30K-B | 12.5 | 15 | Yes | Yes | 2013-03-14 |  | 1
FALSE | S4QE-030KA | 2694 | 5534569 | NUTONE | JS4BE-030KA | AC | Split System: Air-Cooled Condensing Unit, Coil with Blower | S4BE-030KA |  | B6EW-X30K(*) | 12.5 | 15 | Yes | Yes | 2013-03-14 |  | 1
FALSE | S4QE-030KA | 2694 | 5534570 | NUTONE | JS4BE-030KA | AC | Split System: Air-Cooled Condensing Unit, Coil with Blower | S4BE-030KA |  | B6VMAX30K-A | 12.5 | 15 | Yes | Yes | 2013-03-14 |  | 1
FALSE | S4QE-030KA | 2694 | 5534571 | NUTONE | JS4BE-030KA | AC | Split System: Air-Cooled Condensing Unit, Coil with Blower | S4BE-030KA |  | B6VMAX30K-B | 12.5 | 15 | Yes | Yes | 2013-03-14 |  | 1
FALSE | S4QE-036KA | 2699 | 5534577 | NUTONE | JS4BE-036KA | AC | Split System: Air-Cooled Condensing Unit, Coil with Blower | S4BE-036KA |  | B6EMMX36K-B | 12.5 | 15 | Yes | Yes | 2013-03-14 |  | 1
FALSE | S4QE-036KA | 2699 | 5534578 | NUTONE | JS4BE-036KA | AC | Split System: Air-Cooled Condensing Unit, Coil with Blower | S4BE-036KA |  | B6EW-X36K(*) | 12.5 | 15 | Yes | Yes | 2013-03-14 |  | 1
FALSE | S4QE-036KA | 2699 | 5534579 | NUTONE | JS4BE-036KA | AC | Split System: Air-Cooled Condensing Unit, Coil with Blower | S4BE-036KA |  | B6VMAX36K-B | 12.5 | 15 | Yes | Yes | 2013-03-14 |  | 1
FALSE | S4BE-042KA | 2712 | 5534584 | NUTONE | JS4BE-042KA | AC | Split System: Air-Cooled Condensing Unit, Coil with Blower | S4BE-042KA |  | B6EMMX42K-B | 12.5 | 15 | Yes | Yes | 2013-03-14 |  | 1
FALSE | S4BE-042KA | 2712 | 5534585 | NUTONE | JS4BE-042KA | AC | Split System: Air-Cooled Condensing Unit, Coil with Blower | S4BE-042KA |  | B6VMAX42K-B | 12.5 | 15 | Yes | Yes | 2013-03-14 |  | 1
FALSE | S4BE-042KA | 2712 | 5534586 | NUTONE | JS4BE-042KA | AC | Split System: Air-Cooled Condensing Unit, Coil with Blower | S4BE-042KA |  | B6VMAX48K-C | 12.5 | 15 | Yes | Yes | 2013-03-14 |  | 1
FALSE | S4BE-048KA | 2717 | 5534591 | NUTONE | JS4BE-048KA | AC | Split System: Air-Cooled Condensing Unit, Coil with Blower | S4BE-048KA |  | B6EMMX48K-C | 12 | 15 | Yes | Yes | 2013-03-14 |  | 0
FALSE | S4BE-048KA | 2717 | 5534592 | NUTONE | JS4BE-048KA | AC | Split System: Air-Cooled Condensing Unit, Coil with Blower | S4BE-048KA |  | B6VMAX48K-C | 12 | 15 | Yes | Yes | 2013-03-14 |  | 0
FALSE | S4BE-018KA | 2679 | 5534596 | ELECT-AIRE | JS4BE-018KA | AC | Split System: Air-Cooled Condensing Unit, Coil with Blower | S4BE-018KA |  | B6EMMX24K-A | 12.5 | 15 | Yes | Yes | 2013-03-14 |  | 1
FALSE | S4BE-018KA | 2679 | 5534597 | ELECT-AIRE | JS4BE-018KA | AC | Split System: Air-Cooled Condensing Unit, Coil with Blower | S4BE-018KA |  | B6EMMX24K-B | 12.5 | 15 | Yes | Yes | 2013-03-14 |  | 1
FALSE | S4BE-018KA | 2679 | 5534598 | ELECT-AIRE | JS4BE-018KA | AC | Split System: Air-Cooled Condensing Unit, Coil with Blower | S4BE-018KA |  | B6EW-X18K(*) | 12.5 | 15 | Yes | Yes | 2013-03-14 |  | 1
FALSE | S4BE-018KA | 2679 | 5534599 | ELECT-AIRE | JS4BE-018KA | AC | Split System: Air-Cooled Condensing Unit, Coil with Blower | S4BE-018KA |  | B6VMAX24K-A | 12.5 | 15 | Yes | Yes | 2013-03-14 |  | 1
FALSE | S4BE-018KA | 2679 | 5534600 | ELECT-AIRE | JS4BE-018KA | AC | Split System: Air-Cooled Condensing Unit, Coil with Blower | S4BE-018KA |  | B6VMAX24K-B | 12.5 | 15 | Yes | Yes | 2013-03-14 |  | 1
FALSE | S4QE-024KA | 2681 | 5534607 | ELECT-AIRE | JS4BE-024KA | AC | Split System: Air-Cooled Condensing Unit, Coil with Blower | S4BE-024KA |  | B6EMMX24K-A | 12.5 | 15 | Yes | Yes | 2013-03-14 |  | 1
FALSE | S4QE-024KA | 2681 | 5534608 | ELECT-AIRE | JS4BE-024KA | AC | Split System: Air-Cooled Condensing Unit, Coil with Blower | S4BE-024KA |  | B6EMMX24K-B | 12.5 | 15 | Yes | Yes | 2013-03-14 |  | 1
FALSE | S4BE-018KA | 2679 | 5534650 | FRIGIDAIRE | ES4BE-018KA | AC | Split System: Air-Cooled Condensing Unit, Coil with Blower | S4BE-018KA |  | B6EW-X18K(*) | 12.5 | 15 | Yes | Yes | 2013-03-14 |  | 1
FALSE | S4BE-018KA | 2679 | 5534651 | FRIGIDAIRE | ES4BE-018KA | AC | Split System: Air-Cooled Condensing Unit, Coil with Blower | S4BE-018KA |  | B6VMAX24K-A | 12.5 | 15 | Yes | Yes | 2013-03-14 |  | 1
FALSE | S4BE-018KA | 2679 | 5534652 | FRIGIDAIRE | ES4BE-018KA | AC | Split System: Air-Cooled Condensing Unit, Coil with Blower | S4BE-018KA |  | B6VMAX24K-B | 12.5 | 15 | Yes | Yes | 2013-03-14 |  | 1
FALSE | S4QE-024KA | 2681 | 5534659 | FRIGIDAIRE | ES4BE-024KA | AC | Split System: Air-Cooled Condensing Unit, Coil with Blower | S4BE-024KA |  | B6EMMX24K-A | 12.5 | 15 | Yes | Yes | 2013-03-14 |  | 1
FALSE | S4QE-024KA | 2681 | 5534660 | FRIGIDAIRE | ES4BE-024KA | AC | Split System: Air-Cooled Condensing Unit, Coil with Blower | S4BE-024KA |  | B6EMMX24K-B | 12.5 | 15 | Yes | Yes | 2013-03-14 |  | 1
FALSE | S4QE-024KA | 2681 | 5534661 | FRIGIDAIRE | ES4BE-024KA | AC | Split System: Air-Cooled Condensing Unit, Coil with Blower | S4BE-024KA |  | B6EW-X25K(*) | 12.5 | 15 | Yes | Yes | 2013-03-14 |  | 1
FALSE | S4QE-024KA | 2681 | 5534662 | FRIGIDAIRE | ES4BE-024KA | AC | Split System: Air-Cooled Condensing Unit, Coil with Blower | S4BE-024KA |  | B6VMAX24K-A | 12.5 | 15 | Yes | Yes | 2013-03-14 |  | 1
FALSE | S4QE-024KA | 2681 | 5534663 | FRIGIDAIRE | ES4BE-024KA | AC | Split System: Air-Cooled Condensing Unit, Coil with Blower | S4BE-024KA |  | B6VMAX24K-B | 12.5 | 15 | Yes | Yes | 2013-03-14 |  | 1
FALSE | S4QE-024KA | 2681 | 5534664 | FRIGIDAIRE | ES4BE-024KA | AC | Split System: Air-Cooled Condensing Unit, Coil with Blower | S4BE-024KA |  | B6VMAX30K-B | 12.5 | 15 | Yes | Yes | 2013-03-14 |  | 1
FALSE | S4QE-030KA | 2694 | 5534671 | FRIGIDAIRE | ES4BE-030KA | AC | Split System: Air-Cooled Condensing Unit, Coil with Blower | S4BE-030KA |  | B6EMMX30K-A | 12.5 | 15 | Yes | Yes | 2013-03-14 |  | 1
FALSE | S4QE-030KA | 2694 | 5534672 | FRIGIDAIRE | ES4BE-030KA | AC | Split System: Air-Cooled Condensing Unit, Coil with Blower | S4BE-030KA |  | B6EMMX30K-B | 12.5 | 15 | Yes | Yes | 2013-03-14 |  | 1
FALSE | S4QE-030KA | 2694 | 5534673 | FRIGIDAIRE | ES4BE-030KA | AC | Split System: Air-Cooled Condensing Unit, Coil with Blower | S4BE-030KA |  | B6EW-X30K(*) | 12.5 | 15 | Yes | Yes | 2013-03-14 |  | 1
FALSE | S4QE-030KA | 2694 | 5534674 | FRIGIDAIRE | ES4BE-030KA | AC | Split System: Air-Cooled Condensing Unit, Coil with Blower | S4BE-030KA |  | B6VMAX30K-A | 12.5 | 15 | Yes | Yes | 2013-03-14 |  | 1
FALSE | S4QE-030KA | 2694 | 5534675 | FRIGIDAIRE | ES4BE-030KA | AC | Split System: Air-Cooled Condensing Unit, Coil with Blower | S4BE-030KA |  | B6VMAX30K-B | 12.5 | 15 | Yes | Yes | 2013-03-14 |  | 1
FALSE | S4QE-036KA | 2699 | 5534681 | FRIGIDAIRE | ES4BE-036KA | AC | Split System: Air-Cooled Condensing Unit, Coil with Blower | S4BE-036KA |  | B6EMMX36K-B | 12.5 | 15 | Yes | Yes | 2013-03-14 |  | 1
FALSE | S4QE-036KA | 2699 | 5534682 | FRIGIDAIRE | ES4BE-036KA | AC | Split System: Air-Cooled Condensing Unit, Coil with Blower | S4BE-036KA |  | B6EW-X36K(*) | 12.5 | 15 | Yes | Yes | 2013-03-14 |  | 1
FALSE | S4QE-036KA | 2699 | 5534683 | FRIGIDAIRE | ES4BE-036KA | AC | Split System: Air-Cooled Condensing Unit, Coil with Blower | S4BE-036KA |  | B6VMAX36K-B | 12.5 | 15 | Yes | Yes | 2013-03-14 |  | 1
FALSE | S4BE-042KA | 2712 | 5534688 | FRIGIDAIRE | ES4BE-042KA | AC | Split System: Air-Cooled Condensing Unit, Coil with Blower | S4BE-042KA |  | B6EMMX42K-B | 12.5 | 15 | Yes | Yes | 2013-03-14 |  | 1
FALSE | S4BE-042KA | 2712 | 5534689 | FRIGIDAIRE | ES4BE-042KA | AC | Split System: Air-Cooled Condensing Unit, Coil with Blower | S4BE-042KA |  | B6VMAX42K-B | 12.5 | 15 | Yes | Yes | 2013-03-14 |  | 1
FALSE | S4BE-042KA | 2712 | 5534690 | FRIGIDAIRE | ES4BE-042KA | AC | Split System: Air-Cooled Condensing Unit, Coil with Blower | S4BE-042KA |  | B6VMAX48K-C | 12.5 | 15 | Yes | Yes | 2013-03-14 |  | 1
FALSE | S4BE-048KA | 2717 | 5534695 | FRIGIDAIRE | ES4BE-048KA | AC | Split System: Air-Cooled Condensing Unit, Coil with Blower | S4BE-048KA |  | B6EMMX48K-C | 12 | 15 | Yes | Yes | 2013-03-14 |  | 0
FALSE | S4BE-048KA | 2717 | 5534696 | FRIGIDAIRE | ES4BE-048KA | AC | Split System: Air-Cooled Condensing Unit, Coil with Blower | S4BE-048KA |  | B6VMAX48K-C | 12 | 15 | Yes | Yes | 2013-03-14 |  | 0
FALSE | S4BE-018KA | 2679 | 5534700 | TAPPAN | ES4BE-018KA | AC | Split System: Air-Cooled Condensing Unit, Coil with Blower | S4BE-018KA |  | B6EMMX24K-A | 12.5 | 15 | Yes | Yes | 2013-03-14 |  | 1
FALSE | S4BE-018KA | 2679 | 5534701 | TAPPAN | ES4BE-018KA | AC | Split System: Air-Cooled Condensing Unit, Coil with Blower | S4BE-018KA |  | B6EMMX24K-B | 12.5 | 15 | Yes | Yes | 2013-03-14 |  | 1
FALSE | S4BE-018KA | 2679 | 5534702 | TAPPAN | ES4BE-018KA | AC | Split System: Air-Cooled Condensing Unit, Coil with Blower | S4BE-018KA |  | B6EW-X18K(*) | 12.5 | 15 | Yes | Yes | 2013-03-14 |  | 1
FALSE | S4BE-018KA | 2679 | 5534703 | TAPPAN | ES4BE-018KA | AC | Split System: Air-Cooled Condensing Unit, Coil with Blower | S4BE-018KA |  | B6VMAX24K-A | 12.5 | 15 | Yes | Yes | 2013-03-14 |  | 1
FALSE | S4BE-018KA | 2679 | 5534805 | NUTONE | ES4BE-018KA | AC | Split System: Air-Cooled Condensing Unit, Coil with Blower | S4BE-018KA |  | B6EMMX24K-B | 12.5 | 15 | Yes | Yes | 2013-03-14 |  | 1
FALSE | S4BE-018KA | 2679 | 5534806 | NUTONE | ES4BE-018KA | AC | Split System: Air-Cooled Condensing Unit, Coil with Blower | S4BE-018KA |  | B6EW-X18K(*) | 12.5 | 15 | Yes | Yes | 2013-03-14 |  | 1
FALSE | S4BE-018KA | 2679 | 5534807 | NUTONE | ES4BE-018KA | AC | Split System: Air-Cooled Condensing Unit, Coil with Blower | S4BE-018KA |  | B6VMAX24K-A | 12.5 | 15 | Yes | Yes | 2013-03-14 |  | 1
FALSE | S4BE-018KA | 2679 | 5534808 | NUTONE | ES4BE-018KA | AC | Split System: Air-Cooled Condensing Unit, Coil with Blower | S4BE-018KA |  | B6VMAX24K-B | 12.5 | 15 | Yes | Yes | 2013-03-14 |  | 1
FALSE | S4QE-024KA | 2681 | 5534815 | NUTONE | ES4BE-024KA | AC | Split System: Air-Cooled Condensing Unit, Coil with Blower | S4BE-024KA |  | B6EMMX24K-A | 12.5 | 15 | Yes | Yes | 2013-03-14 |  | 1
FALSE | S4QE-024KA | 2681 | 5534816 | NUTONE | ES4BE-024KA | AC | Split System: Air-Cooled Condensing Unit, Coil with Blower | S4BE-024KA |  | B6EMMX24K-B | 12.5 | 15 | Yes | Yes | 2013-03-14 |  | 1
FALSE | S4QE-024KA | 2681 | 5534817 | NUTONE | ES4BE-024KA | AC | Split System: Air-Cooled Condensing Unit, Coil with Blower | S4BE-024KA |  | B6EW-X25K(*) | 12.5 | 15 | Yes | Yes | 2013-03-14 |  | 1
FALSE | S4QE-024KA | 2681 | 5534818 | NUTONE | ES4BE-024KA | AC | Split System: Air-Cooled Condensing Unit, Coil with Blower | S4BE-024KA |  | B6VMAX24K-A | 12.5 | 15 | Yes | Yes | 2013-03-14 |  | 1
FALSE | S4QE-024KA | 2681 | 5534819 | NUTONE | ES4BE-024KA | AC | Split System: Air-Cooled Condensing Unit, Coil with Blower | S4BE-024KA |  | B6VMAX24K-B | 12.5 | 15 | Yes | Yes | 2013-03-14 |  | 1
FALSE | S4QE-024KA | 2681 | 5534820 | NUTONE | ES4BE-024KA | AC | Split System: Air-Cooled Condensing Unit, Coil with Blower | S4BE-024KA |  | B6VMAX30K-B | 12.5 | 15 | Yes | Yes | 2013-03-14 |  | 1
FALSE | S4QE-030KA | 2694 | 5534827 | NUTONE | ES4BE-030KA | AC | Split System: Air-Cooled Condensing Unit, Coil with Blower | S4BE-030KA |  | B6EMMX30K-A | 12.5 | 15 | Yes | Yes | 2013-03-14 |  | 1
FALSE | S4QE-030KA | 2694 | 5534828 | NUTONE | ES4BE-030KA | AC | Split System: Air-Cooled Condensing Unit, Coil with Blower | S4BE-030KA |  | B6EMMX30K-B | 12.5 | 15 | Yes | Yes | 2013-03-14 |  | 1
FALSE | S4QE-030KA | 2694 | 5534829 | NUTONE | ES4BE-030KA | AC | Split System: Air-Cooled Condensing Unit, Coil with Blower | S4BE-030KA |  | B6EW-X30K(*) | 12.5 | 15 | Yes | Yes | 2013-03-14 |  | 1
FALSE | S4QE-030KA | 2694 | 5534830 | NUTONE | ES4BE-030KA | AC | Split System: Air-Cooled Condensing Unit, Coil with Blower | S4BE-030KA |  | B6VMAX30K-A | 12.5 | 15 | Yes | Yes | 2013-03-14 |  | 1
FALSE | S4QE-030KA | 2694 | 5534831 | NUTONE | ES4BE-030KA | AC | Split System: Air-Cooled Condensing Unit, Coil with Blower | S4BE-030KA |  | B6VMAX30K-B | 12.5 | 15 | Yes | Yes | 2013-03-14 |  | 1
FALSE | S4QE-036KA | 2699 | 5534837 | NUTONE | ES4BE-036KA | AC | Split System: Air-Cooled Condensing Unit, Coil with Blower | S4BE-036KA |  | B6EMMX36K-B | 12.5 | 15 | Yes | Yes | 2013-03-14 |  | 1
FALSE | S4QE-036KA | 2699 | 5534838 | NUTONE | ES4BE-036KA | AC | Split System: Air-Cooled Condensing Unit, Coil with Blower | S4BE-036KA |  | B6EW-X36K(*) | 12.5 | 15 | Yes | Yes | 2013-03-14 |  | 1
FALSE | S4QE-036KA | 2699 | 5534839 | NUTONE | ES4BE-036KA | AC | Split System: Air-Cooled Condensing Unit, Coil with Blower | S4BE-036KA |  | B6VMAX36K-B | 12.5 | 15 | Yes | Yes | 2013-03-14 |  | 1
FALSE | S4BE-042KA | 2712 | 5534844 | NUTONE | ES4BE-042KA | AC | Split System: Air-Cooled Condensing Unit, Coil with Blower | S4BE-042KA |  | B6EMMX42K-B | 12.5 | 15 | Yes | Yes | 2013-03-14 |  | 1
FALSE | S4BE-042KA | 2712 | 5534845 | NUTONE | ES4BE-042KA | AC | Split System: Air-Cooled Condensing Unit, Coil with Blower | S4BE-042KA |  | B6VMAX42K-B | 12.5 | 15 | Yes | Yes | 2013-03-14 |  | 1
FALSE | S4BE-018KA | 2679 | 5534752 | WESTINGHOUSE | ES4BE-018KA | AC | Split System: Air-Cooled Condensing Unit, Coil with Blower | S4BE-018KA |  | B6EMMX24K-A | 12.5 | 15 | Yes | Yes | 2013-03-14 |  | 1
FALSE | S4BE-018KA | 2679 | 5534753 | WESTINGHOUSE | ES4BE-018KA | AC | Split System: Air-Cooled Condensing Unit, Coil with Blower | S4BE-018KA |  | B6EMMX24K-B | 12.5 | 15 | Yes | Yes | 2013-03-14 |  | 1
FALSE | S4BE-018KA | 2679 | 5534754 | WESTINGHOUSE | ES4BE-018KA | AC | Split System: Air-Cooled Condensing Unit, Coil with Blower | S4BE-018KA |  | B6EW-X18K(*) | 12.5 | 15 | Yes | Yes | 2013-03-14 |  | 1
FALSE | S4BE-018KA | 2679 | 5534755 | WESTINGHOUSE | ES4BE-018KA | AC | Split System: Air-Cooled Condensing Unit, Coil with Blower | S4BE-018KA |  | B6VMAX24K-A | 12.5 | 15 | Yes | Yes | 2013-03-14 |  | 1
FALSE | S4BE-018KA | 2679 | 5534756 | WESTINGHOUSE | ES4BE-018KA | AC | Split System: Air-Cooled Condensing Unit, Coil with Blower | S4BE-018KA |  | B6VMAX24K-B | 12.5 | 15 | Yes | Yes | 2013-03-14 |  | 1
FALSE | S4QE-024KA | 2681 | 5534763 | WESTINGHOUSE | ES4BE-024KA | AC | Split System: Air-Cooled Condensing Unit, Coil with Blower | S4BE-024KA |  | B6EMMX24K-A | 12.5 | 15 | Yes | Yes | 2013-03-14 |  | 1
FALSE | S4QE-024KA | 2681 | 5534764 | WESTINGHOUSE | ES4BE-024KA | AC | Split System: Air-Cooled Condensing Unit, Coil with Blower | S4BE-024KA |  | B6EMMX24K-B | 12.5 | 15 | Yes | Yes | 2013-03-14 |  | 1
FALSE | S4QE-024KA | 2681 | 5534765 | WESTINGHOUSE | ES4BE-024KA | AC | Split System: Air-Cooled Condensing Unit, Coil with Blower | S4BE-024KA |  | B6EW-X25K(*) | 12.5 | 15 | Yes | Yes | 2013-03-14 |  | 1
FALSE | S4QE-024KA | 2681 | 5534766 | WESTINGHOUSE | ES4BE-024KA | AC | Split System: Air-Cooled Condensing Unit, Coil with Blower | S4BE-024KA |  | B6VMAX24K-A | 12.5 | 15 | Yes | Yes | 2013-03-14 |  | 1
FALSE | S4QE-024KA | 2681 | 5534767 | WESTINGHOUSE | ES4BE-024KA | AC | Split System: Air-Cooled Condensing Unit, Coil with Blower | S4BE-024KA |  | B6VMAX24K-B | 12.5 | 15 | Yes | Yes | 2013-03-14 |  | 1
FALSE | S4QE-024KA | 2681 | 5534768 | WESTINGHOUSE | ES4BE-024KA | AC | Split System: Air-Cooled Condensing Unit, Coil with Blower | S4BE-024KA |  | B6VMAX30K-B | 12.5 | 15 | Yes | Yes | 2013-03-14 |  | 1
FALSE | S4QE-030KA | 2694 | 5534775 | WESTINGHOUSE | ES4BE-030KA | AC | Split System: Air-Cooled Condensing Unit, Coil with Blower | S4BE-030KA |  | B6EMMX30K-A | 12.5 | 15 | Yes | Yes | 2013-03-14 |  | 1
FALSE | S4QE-030KA | 2694 | 5534776 | WESTINGHOUSE | ES4BE-030KA | AC | Split System: Air-Cooled Condensing Unit, Coil with Blower | S4BE-030KA |  | B6EMMX30K-B | 12.5 | 15 | Yes | Yes | 2013-03-14 |  | 1
FALSE | S4QE-030KA | 2694 | 5534777 | WESTINGHOUSE | ES4BE-030KA | AC | Split System: Air-Cooled Condensing Unit, Coil with Blower | S4BE-030KA |  | B6EW-X30K(*) | 12.5 | 15 | Yes | Yes | 2013-03-14 |  | 1
FALSE | S4QE-030KA | 2694 | 5534778 | WESTINGHOUSE | ES4BE-030KA | AC | Split System: Air-Cooled Condensing Unit, Coil with Blower | S4BE-030KA |  | B6VMAX30K-A | 12.5 | 15 | Yes | Yes | 2013-03-14 |  | 1
FALSE | S4QE-030KA | 2694 | 5534779 | WESTINGHOUSE | ES4BE-030KA | AC | Split System: Air-Cooled Condensing Unit, Coil with Blower | S4BE-030KA |  | B6VMAX30K-B | 12.5 | 15 | Yes | Yes | 2013-03-14 |  | 1
FALSE | S4QE-036KA | 2699 | 5534785 | WESTINGHOUSE | ES4BE-036KA | AC | Split System: Air-Cooled Condensing Unit, Coil with Blower | S4BE-036KA |  | B6EMMX36K-B | 12.5 | 15 | Yes | Yes | 2013-03-14 |  | 1
FALSE | S4QE-036KA | 2699 | 5534786 | WESTINGHOUSE | ES4BE-036KA | AC | Split System: Air-Cooled Condensing Unit, Coil with Blower | S4BE-036KA |  | B6EW-X36K(*) | 12.5 | 15 | Yes | Yes | 2013-03-14 |  | 1
FALSE | S4QE-036KA | 2699 | 5534787 | WESTINGHOUSE | ES4BE-036KA | AC | Split System: Air-Cooled Condensing Unit, Coil with Blower | S4BE-036KA |  | B6VMAX36K-B | 12.5 | 15 | Yes | Yes | 2013-03-14 |  | 1
FALSE | S4BE-042KA | 2712 | 5534792 | WESTINGHOUSE | ES4BE-042KA | AC | Split System: Air-Cooled Condensing Unit, Coil with Blower | S4BE-042KA |  | B6EMMX42K-B | 12.5 | 15 | Yes | Yes | 2013-03-14 |  | 1
FALSE | S4BE-042KA | 2712 | 5534793 | WESTINGHOUSE | ES4BE-042KA | AC | Split System: Air-Cooled Condensing Unit, Coil with Blower | S4BE-042KA |  | B6VMAX42K-B | 12.5 | 15 | Yes | Yes | 2013-03-14 |  | 1
FALSE | S4BE-042KA | 2712 | 5534794 | WESTINGHOUSE | ES4BE-042KA | AC | Split System: Air-Cooled Condensing Unit, Coil with Blower | S4BE-042KA |  | B6VMAX48K-C | 12.5 | 15 | Yes | Yes | 2013-03-14 |  | 1
FALSE | S4BE-048KA | 2717 | 5534799 | WESTINGHOUSE | ES4BE-048KA | AC | Split System: Air-Cooled Condensing Unit, Coil with Blower | S4BE-048KA |  | B6EMMX48K-C | 12 | 15 | Yes | Yes | 2013-03-14 |  | 0
FALSE | S4BE-048KA | 2717 | 5534800 | WESTINGHOUSE | ES4BE-048KA | AC | Split System: Air-Cooled Condensing Unit, Coil with Blower | S4BE-048KA |  | B6VMAX48K-C | 12 | 15 | Yes | Yes | 2013-03-14 |  | 0
FALSE | S4BE-018KA | 2679 | 5534804 | NUTONE | ES4BE-018KA | AC | Split System: Air-Cooled Condensing Unit, Coil with Blower | S4BE-018KA |  | B6EMMX24K-A | 12.5 | 15 | Yes | Yes | 2013-03-14 |  | 1
FALSE | S4BE-042KA | 2712 | 5534846 | NUTONE | ES4BE-042KA | AC | Split System: Air-Cooled Condensing Unit, Coil with Blower | S4BE-042KA |  | B6VMAX48K-C | 12.5 | 15 | Yes | Yes | 2013-03-14 |  | 1
FALSE | S4BE-048KA | 2717 | 5534851 | NUTONE | ES4BE-048KA | AC | Split System: Air-Cooled Condensing Unit, Coil with Blower | S4BE-048KA |  | B6EMMX48K-C | 12 | 15 | Yes | Yes | 2013-03-14 |  | 0
FALSE | S4BE-048KA | 2717 | 5534852 | NUTONE | ES4BE-048KA | AC | Split System: Air-Cooled Condensing Unit, Coil with Blower | S4BE-048KA |  | B6VMAX48K-C | 12 | 15 | Yes | Yes | 2013-03-14 |  | 0
FALSE | S4BE-018KA | 2679 | 5534856 | BROAN | ES4BE-018KA | AC | Split System: Air-Cooled Condensing Unit, Coil with Blower | S4BE-018KA |  | B6EMMX24K-A | 12.5 | 15 | Yes | Yes | 2013-03-14 |  | 1
FALSE | S4BE-018KA | 2679 | 5534857 | BROAN | ES4BE-018KA | AC | Split System: Air-Cooled Condensing Unit, Coil with Blower | S4BE-018KA |  | B6EMMX24K-B | 12.5 | 15 | Yes | Yes | 2013-03-14 |  | 1
FALSE | S4BE-018KA | 2679 | 5534858 | BROAN | ES4BE-018KA | AC | Split System: Air-Cooled Condensing Unit, Coil with Blower | S4BE-018KA |  | B6EW-X18K(*) | 12.5 | 15 | Yes | Yes | 2013-03-14 |  | 1
FALSE | S4BE-018KA | 2679 | 5534859 | BROAN | ES4BE-018KA | AC | Split System: Air-Cooled Condensing Unit, Coil with Blower | S4BE-018KA |  | B6VMAX24K-A | 12.5 | 15 | Yes | Yes | 2013-03-14 |  | 1
FALSE | S4BE-018KA | 2679 | 5534860 | BROAN | ES4BE-018KA | AC | Split System: Air-Cooled Condensing Unit, Coil with Blower | S4BE-018KA |  | B6VMAX24K-B | 12.5 | 15 | Yes | Yes | 2013-03-14 |  | 1
FALSE | S4QE-024KA | 2681 | 5534867 | BROAN | ES4BE-024KA | AC | Split System: Air-Cooled Condensing Unit, Coil with Blower | S4BE-024KA |  | B6EMMX24K-A | 12.5 | 15 | Yes | Yes | 2013-03-14 |  | 1
FALSE | S4QE-024KA | 2681 | 5534868 | BROAN | ES4BE-024KA | AC | Split System: Air-Cooled Condensing Unit, Coil with Blower | S4BE-024KA |  | B6EMMX24K-B | 12.5 | 15 | Yes | Yes | 2013-03-14 |  | 1
FALSE | S4QE-024KA | 2681 | 5534869 | BROAN | ES4BE-024KA | AC | Split System: Air-Cooled Condensing Unit, Coil with Blower | S4BE-024KA |  | B6EW-X25K(*) | 12.5 | 15 | Yes | Yes | 2013-03-14 |  | 1
FALSE | S4QE-024KA | 2681 | 5534870 | BROAN | ES4BE-024KA | AC | Split System: Air-Cooled Condensing Unit, Coil with Blower | S4BE-024KA |  | B6VMAX24K-A | 12.5 | 15 | Yes | Yes | 2013-03-14 |  | 1
FALSE | S4QE-024KA | 2681 | 5534871 | BROAN | ES4BE-024KA | AC | Split System: Air-Cooled Condensing Unit, Coil with Blower | S4BE-024KA |  | B6VMAX24K-B | 12.5 | 15 | Yes | Yes | 2013-03-14 |  | 1
FALSE | S4QE-024KA | 2681 | 5534872 | BROAN | ES4BE-024KA | AC | Split System: Air-Cooled Condensing Unit, Coil with Blower | S4BE-024KA |  | B6VMAX30K-B | 12.5 | 15 | Yes | Yes | 2013-03-14 |  | 1
FALSE | S4QE-030KA | 2694 | 5534879 | BROAN | ES4BE-030KA | AC | Split System: Air-Cooled Condensing Unit, Coil with Blower | S4BE-030KA |  | B6EMMX30K-A | 12.5 | 15 | Yes | Yes | 2013-03-14 |  | 1
FALSE | S4QE-030KA | 2694 | 5534880 | BROAN | ES4BE-030KA | AC | Split System: Air-Cooled Condensing Unit, Coil with Blower | S4BE-030KA |  | B6EMMX30K-B | 12.5 | 15 | Yes | Yes | 2013-03-14 |  | 1
FALSE | S4QE-030KA | 2694 | 5534881 | BROAN | ES4BE-030KA | AC | Split System: Air-Cooled Condensing Unit, Coil with Blower | S4BE-030KA |  | B6EW-X30K(*) | 12.5 | 15 | Yes | Yes | 2013-03-14 |  | 1
FALSE | S4QE-030KA | 2694 | 5534882 | BROAN | ES4BE-030KA | AC | Split System: Air-Cooled Condensing Unit, Coil with Blower | S4BE-030KA |  | B6VMAX30K-A | 12.5 | 15 | Yes | Yes | 2013-03-14 |  | 1
FALSE | S4QE-030KA | 2694 | 5534883 | BROAN | ES4BE-030KA | AC | Split System: Air-Cooled Condensing Unit, Coil with Blower | S4BE-030KA |  | B6VMAX30K-B | 12.5 | 15 | Yes | Yes | 2013-03-14 |  | 1
FALSE | S4QE-036KA | 2699 | 5534889 | BROAN | ES4BE-036KA | AC | Split System: Air-Cooled Condensing Unit, Coil with Blower | S4BE-036KA |  | B6EMMX36K-B | 12.5 | 15 | Yes | Yes | 2013-03-14 |  | 1
FALSE | S4QE-036KA | 2699 | 5534890 | BROAN | ES4BE-036KA | AC | Split System: Air-Cooled Condensing Unit, Coil with Blower | S4BE-036KA |  | B6EW-X36K(*) | 12.5 | 15 | Yes | Yes | 2013-03-14 |  | 1
FALSE | S4QE-036KA | 2699 | 5534891 | BROAN | ES4BE-036KA | AC | Split System: Air-Cooled Condensing Unit, Coil with Blower | S4BE-036KA |  | B6VMAX36K-B | 12.5 | 15 | Yes | Yes | 2013-03-14 |  | 1
FALSE | S4BE-042KA | 2712 | 5534896 | BROAN | ES4BE-042KA | AC | Split System: Air-Cooled Condensing Unit, Coil with Blower | S4BE-042KA |  | B6EMMX42K-B | 12.5 | 15 | Yes | Yes | 2013-03-14 |  | 1
FALSE | S4BE-042KA | 2712 | 5534897 | BROAN | ES4BE-042KA | AC | Split System: Air-Cooled Condensing Unit, Coil with Blower | S4BE-042KA |  | B6VMAX42K-B | 12.5 | 15 | Yes | Yes | 2013-03-14 |  | 1
FALSE | S4BE-042KA | 2712 | 5534898 | BROAN | ES4BE-042KA | AC | Split System: Air-Cooled Condensing Unit, Coil with Blower | S4BE-042KA |  | B6VMAX48K-C | 12.5 | 15 | Yes | Yes | 2013-03-14 |  | 1
FALSE | S4BE-048KA | 2717 | 5534903 | BROAN | ES4BE-048KA | AC | Split System: Air-Cooled Condensing Unit, Coil with Blower | S4BE-048KA |  | B6EMMX48K-C | 12 | 15 | Yes | Yes | 2013-03-14 |  | 0
FALSE | S4BE-048KA | 2717 | 5534904 | BROAN | ES4BE-048KA | AC | Split System: Air-Cooled Condensing Unit, Coil with Blower | S4BE-048KA |  | B6VMAX48K-C | 12 | 15 | Yes | Yes | 2013-03-14 |  | 0
FALSE | S4BE-042KA | 2712 | 5535002 | TAPPAN | FS4BE-042KA | AC | Split System: Air-Cooled Condensing Unit, Coil with Blower | S4BE-042KA |  | B6VMAX48K-C | 12.5 | 15 | Yes | Yes | 2013-03-14 |  | 1
FALSE | S4BE-048KA | 2717 | 5535007 | TAPPAN | FS4BE-048KA | AC | Split System: Air-Cooled Condensing Unit, Coil with Blower | S4BE-048KA |  | B6EMMX48K-C | 12 | 15 | Yes | Yes | 2013-03-14 |  | 0
FALSE | S4BE-048KA | 2717 | 5535008 | TAPPAN | FS4BE-048KA | AC | Split System: Air-Cooled Condensing Unit, Coil with Blower | S4BE-048KA |  | B6VMAX48K-C | 12 | 15 | Yes | Yes | 2013-03-14 |  | 0
FALSE | S4BE-018KA | 2679 | 5535012 | WESTINGHOUSE | FS4BE-018KA | AC | Split System: Air-Cooled Condensing Unit, Coil with Blower | S4BE-018KA |  | B6EMMX24K-A | 12.5 | 15 | Yes | Yes | 2013-03-14 |  | 1
FALSE | S4BE-018KA | 2679 | 5535013 | WESTINGHOUSE | FS4BE-018KA | AC | Split System: Air-Cooled Condensing Unit, Coil with Blower | S4BE-018KA |  | B6EMMX24K-B | 12.5 | 15 | Yes | Yes | 2013-03-14 |  | 1
FALSE | S4BE-018KA | 2679 | 5535014 | WESTINGHOUSE | FS4BE-018KA | AC | Split System: Air-Cooled Condensing Unit, Coil with Blower | S4BE-018KA |  | B6EW-X18K(*) | 12.5 | 15 | Yes | Yes | 2013-03-14 |  | 1
FALSE | S4BE-018KA | 2679 | 5535015 | WESTINGHOUSE | FS4BE-018KA | AC | Split System: Air-Cooled Condensing Unit, Coil with Blower | S4BE-018KA |  | B6VMAX24K-A | 12.5 | 15 | Yes | Yes | 2013-03-14 |  | 1
FALSE | S4BE-018KA | 2679 | 5535016 | WESTINGHOUSE | FS4BE-018KA | AC | Split System: Air-Cooled Condensing Unit, Coil with Blower | S4BE-018KA |  | B6VMAX24K-B | 12.5 | 15 | Yes | Yes | 2013-03-14 |  | 1
FALSE | S4QE-024KA | 2681 | 5535023 | WESTINGHOUSE | FS4BE-024KA | AC | Split System: Air-Cooled Condensing Unit, Coil with Blower | S4BE-024KA |  | B6EMMX24K-A | 12.5 | 15 | Yes | Yes | 2013-03-14 |  | 1
FALSE | S4QE-024KA | 2681 | 5535024 | WESTINGHOUSE | FS4BE-024KA | AC | Split System: Air-Cooled Condensing Unit, Coil with Blower | S4BE-024KA |  | B6EMMX24K-B | 12.5 | 15 | Yes | Yes | 2013-03-14 |  | 1
FALSE | S4QE-024KA | 2681 | 5535025 | WESTINGHOUSE | FS4BE-024KA | AC | Split System: Air-Cooled Condensing Unit, Coil with Blower | S4BE-024KA |  | B6EW-X25K(*) | 12.5 | 15 | Yes | Yes | 2013-03-14 |  | 1
FALSE | S4QE-024KA | 2681 | 5535026 | WESTINGHOUSE | FS4BE-024KA | AC | Split System: Air-Cooled Condensing Unit, Coil with Blower | S4BE-024KA |  | B6VMAX24K-A | 12.5 | 15 | Yes | Yes | 2013-03-14 |  | 1
FALSE | S4QE-024KA | 2681 | 5535027 | WESTINGHOUSE | FS4BE-024KA | AC | Split System: Air-Cooled Condensing Unit, Coil with Blower | S4BE-024KA |  | B6VMAX24K-B | 12.5 | 15 | Yes | Yes | 2013-03-14 |  | 1
FALSE | S4QE-024KA | 2681 | 5535028 | WESTINGHOUSE | FS4BE-024KA | AC | Split System: Air-Cooled Condensing Unit, Coil with Blower | S4BE-024KA |  | B6VMAX30K-B | 12.5 | 15 | Yes | Yes | 2013-03-14 |  | 1
FALSE | S4QE-030KA | 2694 | 5535035 | WESTINGHOUSE | FS4BE-030KA | AC | Split System: Air-Cooled Condensing Unit, Coil with Blower | S4BE-030KA |  | B6EMMX30K-A | 12.5 | 15 | Yes | Yes | 2013-03-14 |  | 1
FALSE | S4QE-030KA | 2694 | 5535036 | WESTINGHOUSE | FS4BE-030KA | AC | Split System: Air-Cooled Condensing Unit, Coil with Blower | S4BE-030KA |  | B6EMMX30K-B | 12.5 | 15 | Yes | Yes | 2013-03-14 |  | 1
FALSE | S4QE-030KA | 2694 | 5535037 | WESTINGHOUSE | FS4BE-030KA | AC | Split System: Air-Cooled Condensing Unit, Coil with Blower | S4BE-030KA |  | B6EW-X30K(*) | 12.5 | 15 | Yes | Yes | 2013-03-14 |  | 1
FALSE | S4QE-030KA | 2694 | 5535038 | WESTINGHOUSE | FS4BE-030KA | AC | Split System: Air-Cooled Condensing Unit, Coil with Blower | S4BE-030KA |  | B6VMAX30K-A | 12.5 | 15 | Yes | Yes | 2013-03-14 |  | 1
FALSE | S4QE-030KA | 2694 | 5535039 | WESTINGHOUSE | FS4BE-030KA | AC | Split System: Air-Cooled Condensing Unit, Coil with Blower | S4BE-030KA |  | B6VMAX30K-B | 12.5 | 15 | Yes | Yes | 2013-03-14 |  | 1
FALSE | S4BE-042KA | 2712 | 5534949 | FRIGIDAIRE | FS4BE-042KA | AC | Split System: Air-Cooled Condensing Unit, Coil with Blower | S4BE-042KA |  | B6VMAX42K-B | 12.5 | 15 | Yes | Yes | 2013-03-14 |  | 1
FALSE | S4BE-042KA | 2712 | 5534950 | FRIGIDAIRE | FS4BE-042KA | AC | Split System: Air-Cooled Condensing Unit, Coil with Blower | S4BE-042KA |  | B6VMAX48K-C | 12.5 | 15 | Yes | Yes | 2013-03-14 |  | 1
FALSE | S4BE-048KA | 2717 | 5534955 | FRIGIDAIRE | FS4BE-048KA | AC | Split System: Air-Cooled Condensing Unit, Coil with Blower | S4BE-048KA |  | B6EMMX48K-C | 12 | 15 | Yes | Yes | 2013-03-14 |  | 0
FALSE | S4BE-048KA | 2717 | 5534956 | FRIGIDAIRE | FS4BE-048KA | AC | Split System: Air-Cooled Condensing Unit, Coil with Blower | S4BE-048KA |  | B6VMAX48K-C | 12 | 15 | Yes | Yes | 2013-03-14 |  | 0
FALSE | S4BE-018KA | 2679 | 5534960 | TAPPAN | FS4BE-018KA | AC | Split System: Air-Cooled Condensing Unit, Coil with Blower | S4BE-018KA |  | B6EMMX24K-A | 12.5 | 15 | Yes | Yes | 2013-03-14 |  | 1
FALSE | S4BE-018KA | 2679 | 5534961 | TAPPAN | FS4BE-018KA | AC | Split System: Air-Cooled Condensing Unit, Coil with Blower | S4BE-018KA |  | B6EMMX24K-B | 12.5 | 15 | Yes | Yes | 2013-03-14 |  | 1
FALSE | S4BE-018KA | 2679 | 5534962 | TAPPAN | FS4BE-018KA | AC | Split System: Air-Cooled Condensing Unit, Coil with Blower | S4BE-018KA |  | B6EW-X18K(*) | 12.5 | 15 | Yes | Yes | 2013-03-14 |  | 1
FALSE | S4BE-018KA | 2679 | 5534963 | TAPPAN | FS4BE-018KA | AC | Split System: Air-Cooled Condensing Unit, Coil with Blower | S4BE-018KA |  | B6VMAX24K-A | 12.5 | 15 | Yes | Yes | 2013-03-14 |  | 1
FALSE | S4BE-018KA | 2679 | 5534964 | TAPPAN | FS4BE-018KA | AC | Split System: Air-Cooled Condensing Unit, Coil with Blower | S4BE-018KA |  | B6VMAX24K-B | 12.5 | 15 | Yes | Yes | 2013-03-14 |  | 1
FALSE | S4QE-024KA | 2681 | 5534971 | TAPPAN | FS4BE-024KA | AC | Split System: Air-Cooled Condensing Unit, Coil with Blower | S4BE-024KA |  | B6EMMX24K-A | 12.5 | 15 | Yes | Yes | 2013-03-14 |  | 1
FALSE | S4QE-024KA | 2681 | 5534972 | TAPPAN | FS4BE-024KA | AC | Split System: Air-Cooled Condensing Unit, Coil with Blower | S4BE-024KA |  | B6EMMX24K-B | 12.5 | 15 | Yes | Yes | 2013-03-14 |  | 1
FALSE | S4QE-024KA | 2681 | 5534973 | TAPPAN | FS4BE-024KA | AC | Split System: Air-Cooled Condensing Unit, Coil with Blower | S4BE-024KA |  | B6EW-X25K(*) | 12.5 | 15 | Yes | Yes | 2013-03-14 |  | 1
FALSE | S4QE-024KA | 2681 | 5534974 | TAPPAN | FS4BE-024KA | AC | Split System: Air-Cooled Condensing Unit, Coil with Blower | S4BE-024KA |  | B6VMAX24K-A | 12.5 | 15 | Yes | Yes | 2013-03-14 |  | 1
FALSE | S4QE-024KA | 2681 | 5534975 | TAPPAN | FS4BE-024KA | AC | Split System: Air-Cooled Condensing Unit, Coil with Blower | S4BE-024KA |  | B6VMAX24K-B | 12.5 | 15 | Yes | Yes | 2013-03-14 |  | 1
FALSE | S4QE-024KA | 2681 | 5534976 | TAPPAN | FS4BE-024KA | AC | Split System: Air-Cooled Condensing Unit, Coil with Blower | S4BE-024KA |  | B6VMAX30K-B | 12.5 | 15 | Yes | Yes | 2013-03-14 |  | 1
FALSE | S4QE-030KA | 2694 | 5534983 | TAPPAN | FS4BE-030KA | AC | Split System: Air-Cooled Condensing Unit, Coil with Blower | S4BE-030KA |  | B6EMMX30K-A | 12.5 | 15 | Yes | Yes | 2013-03-14 |  | 1
FALSE | S4QE-030KA | 2694 | 5534984 | TAPPAN | FS4BE-030KA | AC | Split System: Air-Cooled Condensing Unit, Coil with Blower | S4BE-030KA |  | B6EMMX30K-B | 12.5 | 15 | Yes | Yes | 2013-03-14 |  | 1
FALSE | S4QE-030KA | 2694 | 5534985 | TAPPAN | FS4BE-030KA | AC | Split System: Air-Cooled Condensing Unit, Coil with Blower | S4BE-030KA |  | B6EW-X30K(*) | 12.5 | 15 | Yes | Yes | 2013-03-14 |  | 1
FALSE | S4QE-030KA | 2694 | 5534986 | TAPPAN | FS4BE-030KA | AC | Split System: Air-Cooled Condensing Unit, Coil with Blower | S4BE-030KA |  | B6VMAX30K-A | 12.5 | 15 | Yes | Yes | 2013-03-14 |  | 1
FALSE | S4QE-030KA | 2694 | 5534987 | TAPPAN | FS4BE-030KA | AC | Split System: Air-Cooled Condensing Unit, Coil with Blower | S4BE-030KA |  | B6VMAX30K-B | 12.5 | 15 | Yes | Yes | 2013-03-14 |  | 1
FALSE | S4QE-036KA | 2699 | 5534993 | TAPPAN | FS4BE-036KA | AC | Split System: Air-Cooled Condensing Unit, Coil with Blower | S4BE-036KA |  | B6EMMX36K-B | 12.5 | 15 | Yes | Yes | 2013-03-14 |  | 1
FALSE | S4QE-036KA | 2699 | 5534994 | TAPPAN | FS4BE-036KA | AC | Split System: Air-Cooled Condensing Unit, Coil with Blower | S4BE-036KA |  | B6EW-X36K(*) | 12.5 | 15 | Yes | Yes | 2013-03-14 |  | 1
FALSE | S4QE-036KA | 2699 | 5534995 | TAPPAN | FS4BE-036KA | AC | Split System: Air-Cooled Condensing Unit, Coil with Blower | S4BE-036KA |  | B6VMAX36K-B | 12.5 | 15 | Yes | Yes | 2013-03-14 |  | 1
FALSE | S4BE-042KA | 2712 | 5535000 | TAPPAN | FS4BE-042KA | AC | Split System: Air-Cooled Condensing Unit, Coil with Blower | S4BE-042KA |  | B6EMMX42K-B | 12.5 | 15 | Yes | Yes | 2013-03-14 |  | 1
FALSE | S4BE-042KA | 2712 | 5535001 | TAPPAN | FS4BE-042KA | AC | Split System: Air-Cooled Condensing Unit, Coil with Blower | S4BE-042KA |  | B6VMAX42K-B | 12.5 | 15 | Yes | Yes | 2013-03-14 |  | 1
FALSE | S4QE-036KA | 2699 | 5535045 | WESTINGHOUSE | FS4BE-036KA | AC | Split System: Air-Cooled Condensing Unit, Coil with Blower | S4BE-036KA |  | B6EMMX36K-B | 12.5 | 15 | Yes | Yes | 2013-03-14 |  | 1
FALSE | S4QE-036KA | 2699 | 5535046 | WESTINGHOUSE | FS4BE-036KA | AC | Split System: Air-Cooled Condensing Unit, Coil with Blower | S4BE-036KA |  | B6EW-X36K(*) | 12.5 | 15 | Yes | Yes | 2013-03-14 |  | 1
FALSE | S4QE-036KA | 2699 | 5535047 | WESTINGHOUSE | FS4BE-036KA | AC | Split System: Air-Cooled Condensing Unit, Coil with Blower | S4BE-036KA |  | B6VMAX36K-B | 12.5 | 15 | Yes | Yes | 2013-03-14 |  | 1
FALSE | S4BE-042KA | 2712 | 5535052 | WESTINGHOUSE | FS4BE-042KA | AC | Split System: Air-Cooled Condensing Unit, Coil with Blower | S4BE-042KA |  | B6EMMX42K-B | 12.5 | 15 | Yes | Yes | 2013-03-14 |  | 1
FALSE | S4BE-042KA | 2712 | 5535053 | WESTINGHOUSE | FS4BE-042KA | AC | Split System: Air-Cooled Condensing Unit, Coil with Blower | S4BE-042KA |  | B6VMAX42K-B | 12.5 | 15 | Yes | Yes | 2013-03-14 |  | 1
FALSE | S4BE-042KA | 2712 | 5535054 | WESTINGHOUSE | FS4BE-042KA | AC | Split System: Air-Cooled Condensing Unit, Coil with Blower | S4BE-042KA |  | B6VMAX48K-C | 12.5 | 15 | Yes | Yes | 2013-03-14 |  | 1
FALSE | S4BE-048KA | 2717 | 5535059 | WESTINGHOUSE | FS4BE-048KA | AC | Split System: Air-Cooled Condensing Unit, Coil with Blower | S4BE-048KA |  | B6EMMX48K-C | 12 | 15 | Yes | Yes | 2013-03-14 |  | 0
FALSE | S4BE-048KA | 2717 | 5535060 | WESTINGHOUSE | FS4BE-048KA | AC | Split System: Air-Cooled Condensing Unit, Coil with Blower | S4BE-048KA |  | B6VMAX48K-C | 12 | 15 | Yes | Yes | 2013-03-14 |  | 0
FALSE | S4BE-018KA | 2679 | 5535064 | NUTONE | FS4BE-018KA | AC | Split System: Air-Cooled Condensing Unit, Coil with Blower | S4BE-018KA |  | B6EMMX24K-A | 12.5 | 15 | Yes | Yes | 2013-03-14 |  | 1
FALSE | S4BE-018KA | 2679 | 5535065 | NUTONE | FS4BE-018KA | AC | Split System: Air-Cooled Condensing Unit, Coil with Blower | S4BE-018KA |  | B6EMMX24K-B | 12.5 | 15 | Yes | Yes | 2013-03-14 |  | 1
FALSE | S4BE-018KA | 2679 | 5535066 | NUTONE | FS4BE-018KA | AC | Split System: Air-Cooled Condensing Unit, Coil with Blower | S4BE-018KA |  | B6EW-X18K(*) | 12.5 | 15 | Yes | Yes | 2013-03-14 |  | 1
FALSE | S4BE-018KA | 2679 | 5535067 | NUTONE | FS4BE-018KA | AC | Split System: Air-Cooled Condensing Unit, Coil with Blower | S4BE-018KA |  | B6VMAX24K-A | 12.5 | 15 | Yes | Yes | 2013-03-14 |  | 1
FALSE | S4BE-018KA | 2679 | 5535068 | NUTONE | FS4BE-018KA | AC | Split System: Air-Cooled Condensing Unit, Coil with Blower | S4BE-018KA |  | B6VMAX24K-B | 12.5 | 15 | Yes | Yes | 2013-03-14 |  | 1
FALSE | S4QE-024KA | 2681 | 5535075 | NUTONE | FS4BE-024KA | AC | Split System: Air-Cooled Condensing Unit, Coil with Blower | S4BE-024KA |  | B6EMMX24K-A | 12.5 | 15 | Yes | Yes | 2013-03-14 |  | 1
FALSE | S4QE-024KA | 2681 | 5535076 | NUTONE | FS4BE-024KA | AC | Split System: Air-Cooled Condensing Unit, Coil with Blower | S4BE-024KA |  | B6EMMX24K-B | 12.5 | 15 | Yes | Yes | 2013-03-14 |  | 1
FALSE | S4QE-024KA | 2681 | 5535077 | NUTONE | FS4BE-024KA | AC | Split System: Air-Cooled Condensing Unit, Coil with Blower | S4BE-024KA |  | B6EW-X25K(*) | 12.5 | 15 | Yes | Yes | 2013-03-14 |  | 1
FALSE | S4QE-024KA | 2681 | 5535078 | NUTONE | FS4BE-024KA | AC | Split System: Air-Cooled Condensing Unit, Coil with Blower | S4BE-024KA |  | B6VMAX24K-A | 12.5 | 15 | Yes | Yes | 2013-03-14 |  | 1
FALSE | S4QE-024KA | 2681 | 5535079 | NUTONE | FS4BE-024KA | AC | Split System: Air-Cooled Condensing Unit, Coil with Blower | S4BE-024KA |  | B6VMAX24K-B | 12.5 | 15 | Yes | Yes | 2013-03-14 |  | 1
FALSE | S4QE-024KA | 2681 | 5535080 | NUTONE | FS4BE-024KA | AC | Split System: Air-Cooled Condensing Unit, Coil with Blower | S4BE-024KA |  | B6VMAX30K-B | 12.5 | 15 | Yes | Yes | 2013-03-14 |  | 1
FALSE | S4QE-030KA | 2694 | 5535087 | NUTONE | FS4BE-030KA | AC | Split System: Air-Cooled Condensing Unit, Coil with Blower | S4BE-030KA |  | B6EMMX30K-A | 12.5 | 15 | Yes | Yes | 2013-03-14 |  | 1
FALSE | S4QE-030KA | 2694 | 5535088 | NUTONE | FS4BE-030KA | AC | Split System: Air-Cooled Condensing Unit, Coil with Blower | S4BE-030KA |  | B6EMMX30K-B | 12.5 | 15 | Yes | Yes | 2013-03-14 |  | 1
FALSE | S4QE-030KA | 2694 | 5535089 | NUTONE | FS4BE-030KA | AC | Split System: Air-Cooled Condensing Unit, Coil with Blower | S4BE-030KA |  | B6EW-X30K(*) | 12.5 | 15 | Yes | Yes | 2013-03-14 |  | 1
FALSE | S4QE-030KA | 2694 | 5535090 | NUTONE | FS4BE-030KA | AC | Split System: Air-Cooled Condensing Unit, Coil with Blower | S4BE-030KA |  | B6VMAX30K-A | 12.5 | 15 | Yes | Yes | 2013-03-14 |  | 1
FALSE | S4QE-030KA | 2694 | 5535091 | NUTONE | FS4BE-030KA | AC | Split System: Air-Cooled Condensing Unit, Coil with Blower | S4BE-030KA |  | B6VMAX30K-B | 12.5 | 15 | Yes | Yes | 2013-03-14 |  | 1
FALSE | S4QE-036KA | 2699 | 5535097 | NUTONE | FS4BE-036KA | AC | Split System: Air-Cooled Condensing Unit, Coil with Blower | S4BE-036KA |  | B6EMMX36K-B | 12.5 | 15 | Yes | Yes | 2013-03-14 |  | 1
FALSE | S4QE-036KA | 2699 | 5535098 | NUTONE | FS4BE-036KA | AC | Split System: Air-Cooled Condensing Unit, Coil with Blower | S4BE-036KA |  | B6EW-X36K(*) | 12.5 | 15 | Yes | Yes | 2013-03-14 |  | 1
FALSE | S4QE-036KA | 2699 | 5535099 | NUTONE | FS4BE-036KA | AC | Split System: Air-Cooled Condensing Unit, Coil with Blower | S4BE-036KA |  | B6VMAX36K-B | 12.5 | 15 | Yes | Yes | 2013-03-14 |  | 1
FALSE | S4QE-036KA | 2699 | 5535203 | MAYTAG | MSA4BE036KA | AC | Split System: Air-Cooled Condensing Unit, Coil with Blower | S4BE-036KA |  | B6VMAX36K-B | 12.5 | 15 | Yes | Yes | 2013-03-14 |  | 1
FALSE | S4BE-042KA | 2712 | 5535208 | MAYTAG | MSA4BE042KA | AC | Split System: Air-Cooled Condensing Unit, Coil with Blower | S4BE-042KA |  | B6EMMX42K-B | 12.5 | 15 | Yes | Yes | 2013-03-14 |  | 1
FALSE | S4BE-042KA | 2712 | 5535209 | MAYTAG | MSA4BE042KA | AC | Split System: Air-Cooled Condensing Unit, Coil with Blower | S4BE-042KA |  | B6VMAX42K-B | 12.5 | 15 | Yes | Yes | 2013-03-14 |  | 1
FALSE | S4BE-042KA | 2712 | 5535210 | MAYTAG | MSA4BE042KA | AC | Split System: Air-Cooled Condensing Unit, Coil with Blower | S4BE-042KA |  | B6VMAX48K-C | 12.5 | 15 | Yes | Yes | 2013-03-14 |  | 1
FALSE | S4BE-048KA | 2717 | 5535215 | MAYTAG | MSA4BE048KA | AC | Split System: Air-Cooled Condensing Unit, Coil with Blower | S4BE-048KA |  | B6EMMX48K-C | 12 | 15 | Yes | Yes | 2013-03-14 |  | 0
FALSE | S4BE-048KA | 2717 | 5535216 | MAYTAG | MSA4BE048KA | AC | Split System: Air-Cooled Condensing Unit, Coil with Blower | S4BE-048KA |  | B6VMAX48K-C | 12 | 15 | Yes | Yes | 2013-03-14 |  | 0
FALSE | S4BE-018KA | 2679 | 5535220 | MAYTAG | CSA4BE018KA | AC | Split System: Air-Cooled Condensing Unit, Coil with Blower | S4BE-018KA |  | B6EMMX24K-A | 12.5 | 15 | Yes | Yes | 2013-03-14 |  | 1
FALSE | S4BE-018KA | 2679 | 5535221 | MAYTAG | CSA4BE018KA | AC | Split System: Air-Cooled Condensing Unit, Coil with Blower | S4BE-018KA |  | B6EMMX24K-B | 12.5 | 15 | Yes | Yes | 2013-03-14 |  | 1
FALSE | S4BE-018KA | 2679 | 5535222 | MAYTAG | CSA4BE018KA | AC | Split System: Air-Cooled Condensing Unit, Coil with Blower | S4BE-018KA |  | B6EW-X18K(*) | 12.5 | 15 | Yes | Yes | 2013-03-14 |  | 1
FALSE | S4BE-018KA | 2679 | 5535223 | MAYTAG | CSA4BE018KA | AC | Split System: Air-Cooled Condensing Unit, Coil with Blower | S4BE-018KA |  | B6VMAX24K-A | 12.5 | 15 | Yes | Yes | 2013-03-14 |  | 1
FALSE | S4BE-018KA | 2679 | 5535224 | MAYTAG | CSA4BE018KA | AC | Split System: Air-Cooled Condensing Unit, Coil with Blower | S4BE-018KA |  | B6VMAX24K-B | 12.5 | 15 | Yes | Yes | 2013-03-14 |  | 1
FALSE | S4QE-024KA | 2681 | 5535231 | MAYTAG | CSA4BE024KA | AC | Split System: Air-Cooled Condensing Unit, Coil with Blower | S4BE-024KA |  | B6EMMX24K-A | 12.5 | 15 | Yes | Yes | 2013-03-14 |  | 1
FALSE | S4QE-024KA | 2681 | 5535232 | MAYTAG | CSA4BE024KA | AC | Split System: Air-Cooled Condensing Unit, Coil with Blower | S4BE-024KA |  | B6EMMX24K-B | 12.5 | 15 | Yes | Yes | 2013-03-14 |  | 1
FALSE | S4QE-024KA | 2681 | 5535233 | MAYTAG | CSA4BE024KA | AC | Split System: Air-Cooled Condensing Unit, Coil with Blower | S4BE-024KA |  | B6EW-X25K(*) | 12.5 | 15 | Yes | Yes | 2013-03-14 |  | 1
FALSE | S4QE-024KA | 2681 | 5535234 | MAYTAG | CSA4BE024KA | AC | Split System: Air-Cooled Condensing Unit, Coil with Blower | S4BE-024KA |  | B6VMAX24K-A | 12.5 | 15 | Yes | Yes | 2013-03-14 |  | 1
FALSE | S4QE-024KA | 2681 | 5535235 | MAYTAG | CSA4BE024KA | AC | Split System: Air-Cooled Condensing Unit, Coil with Blower | S4BE-024KA |  | B6VMAX24K-B | 12.5 | 15 | Yes | Yes | 2013-03-14 |  | 1
FALSE | S4QE-024KA | 2681 | 5535236 | MAYTAG | CSA4BE024KA | AC | Split System: Air-Cooled Condensing Unit, Coil with Blower | S4BE-024KA |  | B6VMAX30K-B | 12.5 | 15 | Yes | Yes | 2013-03-14 |  | 1
FALSE | S4QE-030KA | 2694 | 5535243 | MAYTAG | CSA4BE030KA | AC | Split System: Air-Cooled Condensing Unit, Coil with Blower | S4BE-030KA |  | B6EMMX30K-A | 12.5 | 15 | Yes | Yes | 2013-03-14 |  | 1
FALSE | S4QE-030KA | 2694 | 5535244 | MAYTAG | CSA4BE030KA | AC | Split System: Air-Cooled Condensing Unit, Coil with Blower | S4BE-030KA |  | B6EMMX30K-B | 12.5 | 15 | Yes | Yes | 2013-03-14 |  | 1
FALSE | S4QE-030KA | 2694 | 5535245 | MAYTAG | CSA4BE030KA | AC | Split System: Air-Cooled Condensing Unit, Coil with Blower | S4BE-030KA |  | B6EW-X30K(*) | 12.5 | 15 | Yes | Yes | 2013-03-14 |  | 1
FALSE | S4QE-030KA | 2694 | 5535143 | BROAN | FS4BE-030KA | AC | Split System: Air-Cooled Condensing Unit, Coil with Blower | S4BE-030KA |  | B6VMAX30K-B | 12.5 | 15 | Yes | Yes | 2013-03-14 |  | 1
FALSE | S4QE-036KA | 2699 | 5535149 | BROAN | FS4BE-036KA | AC | Split System: Air-Cooled Condensing Unit, Coil with Blower | S4BE-036KA |  | B6EMMX36K-B | 12.5 | 15 | Yes | Yes | 2013-03-14 |  | 1
FALSE | S4QE-036KA | 2699 | 5535150 | BROAN | FS4BE-036KA | AC | Split System: Air-Cooled Condensing Unit, Coil with Blower | S4BE-036KA |  | B6EW-X36K(*) | 12.5 | 15 | Yes | Yes | 2013-03-14 |  | 1
FALSE | S4QE-036KA | 2699 | 5535151 | BROAN | FS4BE-036KA | AC | Split System: Air-Cooled Condensing Unit, Coil with Blower | S4BE-036KA |  | B6VMAX36K-B | 12.5 | 15 | Yes | Yes | 2013-03-14 |  | 1
FALSE | S4BE-042KA | 2712 | 5535156 | BROAN | FS4BE-042KA | AC | Split System: Air-Cooled Condensing Unit, Coil with Blower | S4BE-042KA |  | B6EMMX42K-B | 12.5 | 15 | Yes | Yes | 2013-03-14 |  | 1
FALSE | S4BE-042KA | 2712 | 5535157 | BROAN | FS4BE-042KA | AC | Split System: Air-Cooled Condensing Unit, Coil with Blower | S4BE-042KA |  | B6VMAX42K-B | 12.5 | 15 | Yes | Yes | 2013-03-14 |  | 1
FALSE | S4BE-042KA | 2712 | 5535158 | BROAN | FS4BE-042KA | AC | Split System: Air-Cooled Condensing Unit, Coil with Blower | S4BE-042KA |  | B6VMAX48K-C | 12.5 | 15 | Yes | Yes | 2013-03-14 |  | 1
FALSE | S4BE-048KA | 2717 | 5535163 | BROAN | FS4BE-048KA | AC | Split System: Air-Cooled Condensing Unit, Coil with Blower | S4BE-048KA |  | B6EMMX48K-C | 12 | 15 | Yes | Yes | 2013-03-14 |  | 0
FALSE | S4BE-048KA | 2717 | 5535164 | BROAN | FS4BE-048KA | AC | Split System: Air-Cooled Condensing Unit, Coil with Blower | S4BE-048KA |  | B6VMAX48K-C | 12 | 15 | Yes | Yes | 2013-03-14 |  | 0
FALSE | S4BE-018KA | 2679 | 5535168 | MAYTAG | MSA4BE018KA | AC | Split System: Air-Cooled Condensing Unit, Coil with Blower | S4BE-018KA |  | B6EMMX24K-A | 12.5 | 15 | Yes | Yes | 2013-03-14 |  | 1
FALSE | S4BE-018KA | 2679 | 5535169 | MAYTAG | MSA4BE018KA | AC | Split System: Air-Cooled Condensing Unit, Coil with Blower | S4BE-018KA |  | B6EMMX24K-B | 12.5 | 15 | Yes | Yes | 2013-03-14 |  | 1
FALSE | S4BE-018KA | 2679 | 5535170 | MAYTAG | MSA4BE018KA | AC | Split System: Air-Cooled Condensing Unit, Coil with Blower | S4BE-018KA |  | B6EW-X18K(*) | 12.5 | 15 | Yes | Yes | 2013-03-14 |  | 1
FALSE | S4BE-018KA | 2679 | 5535171 | MAYTAG | MSA4BE018KA | AC | Split System: Air-Cooled Condensing Unit, Coil with Blower | S4BE-018KA |  | B6VMAX24K-A | 12.5 | 15 | Yes | Yes | 2013-03-14 |  | 1
FALSE | S4BE-018KA | 2679 | 5535172 | MAYTAG | MSA4BE018KA | AC | Split System: Air-Cooled Condensing Unit, Coil with Blower | S4BE-018KA |  | B6VMAX24K-B | 12.5 | 15 | Yes | Yes | 2013-03-14 |  | 1
FALSE | S4QE-024KA | 2681 | 5535179 | MAYTAG | MSA4BE024KA | AC | Split System: Air-Cooled Condensing Unit, Coil with Blower | S4BE-024KA |  | B6EMMX24K-A | 12.5 | 15 | Yes | Yes | 2013-03-14 |  | 1
FALSE | S4QE-024KA | 2681 | 5535180 | MAYTAG | MSA4BE024KA | AC | Split System: Air-Cooled Condensing Unit, Coil with Blower | S4BE-024KA |  | B6EMMX24K-B | 12.5 | 15 | Yes | Yes | 2013-03-14 |  | 1
FALSE | S4QE-024KA | 2681 | 5535181 | MAYTAG | MSA4BE024KA | AC | Split System: Air-Cooled Condensing Unit, Coil with Blower | S4BE-024KA |  | B6EW-X25K(*) | 12.5 | 15 | Yes | Yes | 2013-03-14 |  | 1
FALSE | S4QE-024KA | 2681 | 5535182 | MAYTAG | MSA4BE024KA | AC | Split System: Air-Cooled Condensing Unit, Coil with Blower | S4BE-024KA |  | B6VMAX24K-A | 12.5 | 15 | Yes | Yes | 2013-03-14 |  | 1
FALSE | S4QE-024KA | 2681 | 5535183 | MAYTAG | MSA4BE024KA | AC | Split System: Air-Cooled Condensing Unit, Coil with Blower | S4BE-024KA |  | B6VMAX24K-B | 12.5 | 15 | Yes | Yes | 2013-03-14 |  | 1
FALSE | S4QE-024KA | 2681 | 5535184 | MAYTAG | MSA4BE024KA | AC | Split System: Air-Cooled Condensing Unit, Coil with Blower | S4BE-024KA |  | B6VMAX30K-B | 12.5 | 15 | Yes | Yes | 2013-03-14 |  | 1
FALSE | S4QE-030KA | 2694 | 5535191 | MAYTAG | MSA4BE030KA | AC | Split System: Air-Cooled Condensing Unit, Coil with Blower | S4BE-030KA |  | B6EMMX30K-A | 12.5 | 15 | Yes | Yes | 2013-03-14 |  | 1
FALSE | S4QE-030KA | 2694 | 5535192 | MAYTAG | MSA4BE030KA | AC | Split System: Air-Cooled Condensing Unit, Coil with Blower | S4BE-030KA |  | B6EMMX30K-B | 12.5 | 15 | Yes | Yes | 2013-03-14 |  | 1
FALSE | S4QE-030KA | 2694 | 5535193 | MAYTAG | MSA4BE030KA | AC | Split System: Air-Cooled Condensing Unit, Coil with Blower | S4BE-030KA |  | B6EW-X30K(*) | 12.5 | 15 | Yes | Yes | 2013-03-14 |  | 1
FALSE | S4QE-030KA | 2694 | 5535194 | MAYTAG | MSA4BE030KA | AC | Split System: Air-Cooled Condensing Unit, Coil with Blower | S4BE-030KA |  | B6VMAX30K-A | 12.5 | 15 | Yes | Yes | 2013-03-14 |  | 1
FALSE | S4QE-030KA | 2694 | 5535195 | MAYTAG | MSA4BE030KA | AC | Split System: Air-Cooled Condensing Unit, Coil with Blower | S4BE-030KA |  | B6VMAX30K-B | 12.5 | 15 | Yes | Yes | 2013-03-14 |  | 1
FALSE | S4QE-036KA | 2699 | 5535201 | MAYTAG | MSA4BE036KA | AC | Split System: Air-Cooled Condensing Unit, Coil with Blower | S4BE-036KA |  | B6EMMX36K-B | 12.5 | 15 | Yes | Yes | 2013-03-14 |  | 1
FALSE | S4QE-036KA | 2699 | 5535202 | MAYTAG | MSA4BE036KA | AC | Split System: Air-Cooled Condensing Unit, Coil with Blower | S4BE-036KA |  | B6EW-X36K(*) | 12.5 | 15 | Yes | Yes | 2013-03-14 |  | 1
FALSE | S4QE-030KA | 2694 | 5535246 | MAYTAG | CSA4BE030KA | AC | Split System: Air-Cooled Condensing Unit, Coil with Blower | S4BE-030KA |  | B6VMAX30K-A | 12.5 | 15 | Yes | Yes | 2013-03-14 |  | 1
FALSE | S4QE-030KA | 2694 | 5535247 | MAYTAG | CSA4BE030KA | AC | Split System: Air-Cooled Condensing Unit, Coil with Blower | S4BE-030KA |  | B6VMAX30K-B | 12.5 | 15 | Yes | Yes | 2013-03-14 |  | 1
FALSE | S4QE-036KA | 2699 | 5535253 | MAYTAG | CSA4BE036KA | AC | Split System: Air-Cooled Condensing Unit, Coil with Blower | S4BE-036KA |  | B6EMMX36K-B | 12.5 | 15 | Yes | Yes | 2013-03-14 |  | 1
FALSE | S4QE-036KA | 2699 | 5535254 | MAYTAG | CSA4BE036KA | AC | Split System: Air-Cooled Condensing Unit, Coil with Blower | S4BE-036KA |  | B6EW-X36K(*) | 12.5 | 15 | Yes | Yes | 2013-03-14 |  | 1
FALSE | S4QE-036KA | 2699 | 5535255 | MAYTAG | CSA4BE036KA | AC | Split System: Air-Cooled Condensing Unit, Coil with Blower | S4BE-036KA |  | B6VMAX36K-B | 12.5 | 15 | Yes | Yes | 2013-03-14 |  | 1
FALSE | S4BE-042KA | 2712 | 5535260 | MAYTAG | CSA4BE042KA | AC | Split System: Air-Cooled Condensing Unit, Coil with Blower | S4BE-042KA |  | B6EMMX42K-B | 12.5 | 15 | Yes | Yes | 2013-03-14 |  | 1
FALSE | S4BE-042KA | 2712 | 5535261 | MAYTAG | CSA4BE042KA | AC | Split System: Air-Cooled Condensing Unit, Coil with Blower | S4BE-042KA |  | B6VMAX42K-B | 12.5 | 15 | Yes | Yes | 2013-03-14 |  | 1
FALSE | S4BE-042KA | 2712 | 5535262 | MAYTAG | CSA4BE042KA | AC | Split System: Air-Cooled Condensing Unit, Coil with Blower | S4BE-042KA |  | B6VMAX48K-C | 12.5 | 15 | Yes | Yes | 2013-03-14 |  | 1
FALSE | S4BE-048KA | 2717 | 5535267 | MAYTAG | CSA4BE048KA | AC | Split System: Air-Cooled Condensing Unit, Coil with Blower | S4BE-048KA |  | B6EMMX48K-C | 12 | 15 | Yes | Yes | 2013-03-14 |  | 0
FALSE | S4BE-048KA | 2717 | 5535268 | MAYTAG | CSA4BE048KA | AC | Split System: Air-Cooled Condensing Unit, Coil with Blower | S4BE-048KA |  | B6VMAX48K-C | 12 | 15 | Yes | Yes | 2013-03-14 |  | 0
FALSE | S4BE-018KA | 2679 | 5535272 | MAYTAG | PSA4BE018KA | AC | Split System: Air-Cooled Condensing Unit, Coil with Blower | S4BE-018KA |  | B6EMMX24K-A | 12.5 | 15 | Yes | Yes | 2013-03-14 |  | 1
FALSE | S4BE-018KA | 2679 | 5535273 | MAYTAG | PSA4BE018KA | AC | Split System: Air-Cooled Condensing Unit, Coil with Blower | S4BE-018KA |  | B6EMMX24K-B | 12.5 | 15 | Yes | Yes | 2013-03-14 |  | 1
FALSE | S4BE-018KA | 2679 | 5535274 | MAYTAG | PSA4BE018KA | AC | Split System: Air-Cooled Condensing Unit, Coil with Blower | S4BE-018KA |  | B6EW-X18K(*) | 12.5 | 15 | Yes | Yes | 2013-03-14 |  | 1
FALSE | S4BE-018KA | 2679 | 5535275 | MAYTAG | PSA4BE018KA | AC | Split System: Air-Cooled Condensing Unit, Coil with Blower | S4BE-018KA |  | B6VMAX24K-A | 12.5 | 15 | Yes | Yes | 2013-03-14 |  | 1
FALSE | S4BE-018KA | 2679 | 5535276 | MAYTAG | PSA4BE018KA | AC | Split System: Air-Cooled Condensing Unit, Coil with Blower | S4BE-018KA |  | B6VMAX24K-B | 12.5 | 15 | Yes | Yes | 2013-03-14 |  | 1
FALSE | S4QE-024KA | 2681 | 5535283 | MAYTAG | PSA4BE024KA | AC | Split System: Air-Cooled Condensing Unit, Coil with Blower | S4BE-024KA |  | B6EMMX24K-A | 12.5 | 15 | Yes | Yes | 2013-03-14 |  | 1
FALSE | S4QE-024KA | 2681 | 5535284 | MAYTAG | PSA4BE024KA | AC | Split System: Air-Cooled Condensing Unit, Coil with Blower | S4BE-024KA |  | B6EMMX24K-B | 12.5 | 15 | Yes | Yes | 2013-03-14 |  | 1
FALSE | S4QE-024KA | 2681 | 5535285 | MAYTAG | PSA4BE024KA | AC | Split System: Air-Cooled Condensing Unit, Coil with Blower | S4BE-024KA |  | B6EW-X25K(*) | 12.5 | 15 | Yes | Yes | 2013-03-14 |  | 1
FALSE | S4QE-024KA | 2681 | 5535286 | MAYTAG | PSA4BE024KA | AC | Split System: Air-Cooled Condensing Unit, Coil with Blower | S4BE-024KA |  | B6VMAX24K-A | 12.5 | 15 | Yes | Yes | 2013-03-14 |  | 1
FALSE | S4QE-024KA | 2681 | 5535287 | MAYTAG | PSA4BE024KA | AC | Split System: Air-Cooled Condensing Unit, Coil with Blower | S4BE-024KA |  | B6VMAX24K-B | 12.5 | 15 | Yes | Yes | 2013-03-14 |  | 1
FALSE | S4QE-024KA | 2681 | 5535288 | MAYTAG | PSA4BE024KA | AC | Split System: Air-Cooled Condensing Unit, Coil with Blower | S4BE-024KA |  | B6VMAX30K-B | 12.5 | 15 | Yes | Yes | 2013-03-14 |  | 1
FALSE | S4QE-030KA | 2694 | 5535295 | MAYTAG | PSA4BE030KA | AC | Split System: Air-Cooled Condensing Unit, Coil with Blower | S4BE-030KA |  | B6EMMX30K-A | 12.5 | 15 | Yes | Yes | 2013-03-14 |  | 1
FALSE | S4QE-030KA | 2694 | 5535296 | MAYTAG | PSA4BE030KA | AC | Split System: Air-Cooled Condensing Unit, Coil with Blower | S4BE-030KA |  | B6EMMX30K-B | 12.5 | 15 | Yes | Yes | 2013-03-14 |  | 1
FALSE | S4QE-030KA | 2694 | 5535297 | MAYTAG | PSA4BE030KA | AC | Split System: Air-Cooled Condensing Unit, Coil with Blower | S4BE-030KA |  | B6EW-X30K(*) | 12.5 | 15 | Yes | Yes | 2013-03-14 |  | 1
FALSE | S4QE-030KA | 2694 | 5535298 | MAYTAG | PSA4BE030KA | AC | Split System: Air-Cooled Condensing Unit, Coil with Blower | S4BE-030KA |  | B6VMAX30K-A | 12.5 | 15 | Yes | Yes | 2013-03-14 |  | 1
FALSE | S4QE-030KA | 2694 | 5535299 | MAYTAG | PSA4BE030KA | AC | Split System: Air-Cooled Condensing Unit, Coil with Blower | S4BE-030KA |  | B6VMAX30K-B | 12.5 | 15 | Yes | Yes | 2013-03-14 |  | 1
FALSE | S4QE-036KA | 2699 | 5535305 | MAYTAG | PSA4BE036KA | AC | Split System: Air-Cooled Condensing Unit, Coil with Blower | S4BE-036KA |  | B6EMMX36K-B | 12.5 | 15 | Yes | Yes | 2013-03-14 |  | 1
FALSE | S4QE-030KA | 2694 | 5535400 | NORDYNE, LLC. | FS4BE-030KA | AC | Split System: Air-Cooled Condensing Unit, Coil with Blower | S4BE-030KA |  | B6EMMX30K-B | 12.5 | 15 | Yes | Yes | 2013-03-14 |  | 1
FALSE | S4QE-030KA | 2694 | 5535401 | NORDYNE, LLC. | FS4BE-030KA | AC | Split System: Air-Cooled Condensing Unit, Coil with Blower | S4BE-030KA |  | B6EW-X30K(*) | 12.5 | 15 | Yes | Yes | 2013-03-14 |  | 1
FALSE | S4QE-030KA | 2694 | 5535402 | NORDYNE, LLC. | FS4BE-030KA | AC | Split System: Air-Cooled Condensing Unit, Coil with Blower | S4BE-030KA |  | B6VMAX30K-A | 12.5 | 15 | Yes | Yes | 2013-03-14 |  | 1
FALSE | S4QE-030KA | 2694 | 5535403 | NORDYNE, LLC. | FS4BE-030KA | AC | Split System: Air-Cooled Condensing Unit, Coil with Blower | S4BE-030KA |  | B6VMAX30K-B | 12.5 | 15 | Yes | Yes | 2013-03-14 |  | 1
FALSE | S4QE-036KA | 2699 | 5535409 | NORDYNE, LLC. | FS4BE-036KA | AC | Split System: Air-Cooled Condensing Unit, Coil with Blower | S4BE-036KA |  | B6EMMX36K-B | 12.5 | 15 | Yes | Yes | 2013-03-14 |  | 1
FALSE | S4QE-036KA | 2699 | 5535410 | NORDYNE, LLC. | FS4BE-036KA | AC | Split System: Air-Cooled Condensing Unit, Coil with Blower | S4BE-036KA |  | B6EW-X36K(*) | 12.5 | 15 | Yes | Yes | 2013-03-14 |  | 1
FALSE | S4QE-036KA | 2699 | 5535411 | NORDYNE, LLC. | FS4BE-036KA | AC | Split System: Air-Cooled Condensing Unit, Coil with Blower | S4BE-036KA |  | B6VMAX36K-B | 12.5 | 15 | Yes | Yes | 2013-03-14 |  | 1
FALSE | S4BE-042KA | 2712 | 5535416 | NORDYNE, LLC. | FS4BE-042KA | AC | Split System: Air-Cooled Condensing Unit, Coil with Blower | S4BE-042KA |  | B6EMMX42K-B | 12.5 | 15 | Yes | Yes | 2013-03-14 |  | 1
FALSE | S4BE-042KA | 2712 | 5535417 | NORDYNE, LLC. | FS4BE-042KA | AC | Split System: Air-Cooled Condensing Unit, Coil with Blower | S4BE-042KA |  | B6VMAX42K-B | 12.5 | 15 | Yes | Yes | 2013-03-14 |  | 1
FALSE | S4BE-042KA | 2712 | 5535418 | NORDYNE, LLC. | FS4BE-042KA | AC | Split System: Air-Cooled Condensing Unit, Coil with Blower | S4BE-042KA |  | B6VMAX48K-C | 12.5 | 15 | Yes | Yes | 2013-03-14 |  | 1
FALSE | S4BE-048KA | 2717 | 5535423 | NORDYNE, LLC. | FS4BE-048KA | AC | Split System: Air-Cooled Condensing Unit, Coil with Blower | S4BE-048KA |  | B6EMMX48K-C | 12 | 15 | Yes | Yes | 2013-03-14 |  | 0
FALSE | S4BE-048KA | 2717 | 5535424 | NORDYNE, LLC. | FS4BE-048KA | AC | Split System: Air-Cooled Condensing Unit, Coil with Blower | S4BE-048KA |  | B6VMAX48K-C | 12 | 15 | Yes | Yes | 2013-03-14 |  | 0
FALSE | S4BE-018KA | 2679 | 5535428 | NORDYNE, LLC. | JS4BE-018KA | AC | Split System: Air-Cooled Condensing Unit, Coil with Blower | S4BE-018KA |  | B6EMMX24K-A | 12.5 | 15 | Yes | Yes | 2013-03-14 |  | 1
FALSE | S4BE-018KA | 2679 | 5535429 | NORDYNE, LLC. | JS4BE-018KA | AC | Split System: Air-Cooled Condensing Unit, Coil with Blower | S4BE-018KA |  | B6EMMX24K-B | 12.5 | 15 | Yes | Yes | 2013-03-14 |  | 1
FALSE | S4BE-018KA | 2679 | 5535430 | NORDYNE, LLC. | JS4BE-018KA | AC | Split System: Air-Cooled Condensing Unit, Coil with Blower | S4BE-018KA |  | B6EW-X18K(*) | 12.5 | 15 | Yes | Yes | 2013-03-14 |  | 1
FALSE | S4BE-018KA | 2679 | 5535431 | NORDYNE, LLC. | JS4BE-018KA | AC | Split System: Air-Cooled Condensing Unit, Coil with Blower | S4BE-018KA |  | B6VMAX24K-A | 12.5 | 15 | Yes | Yes | 2013-03-14 |  | 1
FALSE | S4BE-018KA | 2679 | 5535432 | NORDYNE, LLC. | JS4BE-018KA | AC | Split System: Air-Cooled Condensing Unit, Coil with Blower | S4BE-018KA |  | B6VMAX24K-B | 12.5 | 15 | Yes | Yes | 2013-03-14 |  | 1
FALSE | S4QE-024KA | 2681 | 5535439 | NORDYNE, LLC. | JS4BE-024KA | AC | Split System: Air-Cooled Condensing Unit, Coil with Blower | S4BE-024KA |  | B6EMMX24K-A | 12.5 | 15 | Yes | Yes | 2013-03-14 |  | 1
FALSE | S4QE-024KA | 2681 | 5535440 | NORDYNE, LLC. | JS4BE-024KA | AC | Split System: Air-Cooled Condensing Unit, Coil with Blower | S4BE-024KA |  | B6EMMX24K-B | 12.5 | 15 | Yes | Yes | 2013-03-14 |  | 1
FALSE | S4QE-030KA | 2694 | 5535348 | NORDYNE, LLC. | ES4BE-030KA | AC | Split System: Air-Cooled Condensing Unit, Coil with Blower | S4BE-030KA |  | B6EMMX30K-B | 12.5 | 15 | Yes | Yes | 2013-03-14 |  | 1
FALSE | S4QE-030KA | 2694 | 5535349 | NORDYNE, LLC. | ES4BE-030KA | AC | Split System: Air-Cooled Condensing Unit, Coil with Blower | S4BE-030KA |  | B6EW-X30K(*) | 12.5 | 15 | Yes | Yes | 2013-03-14 |  | 1
FALSE | S4QE-030KA | 2694 | 5535350 | NORDYNE, LLC. | ES4BE-030KA | AC | Split System: Air-Cooled Condensing Unit, Coil with Blower | S4BE-030KA |  | B6VMAX30K-A | 12.5 | 15 | Yes | Yes | 2013-03-14 |  | 1
FALSE | S4QE-030KA | 2694 | 5535351 | NORDYNE, LLC. | ES4BE-030KA | AC | Split System: Air-Cooled Condensing Unit, Coil with Blower | S4BE-030KA |  | B6VMAX30K-B | 12.5 | 15 | Yes | Yes | 2013-03-14 |  | 1
FALSE | S4QE-036KA | 2699 | 5535357 | NORDYNE, LLC. | ES4BE-036KA | AC | Split System: Air-Cooled Condensing Unit, Coil with Blower | S4BE-036KA |  | B6EMMX36K-B | 12.5 | 15 | Yes | Yes | 2013-03-14 |  | 1
FALSE | S4QE-036KA | 2699 | 5535358 | NORDYNE, LLC. | ES4BE-036KA | AC | Split System: Air-Cooled Condensing Unit, Coil with Blower | S4BE-036KA |  | B6EW-X36K(*) | 12.5 | 15 | Yes | Yes | 2013-03-14 |  | 1
FALSE | S4QE-036KA | 2699 | 5535359 | NORDYNE, LLC. | ES4BE-036KA | AC | Split System: Air-Cooled Condensing Unit, Coil with Blower | S4BE-036KA |  | B6VMAX36K-B | 12.5 | 15 | Yes | Yes | 2013-03-14 |  | 1
FALSE | S4BE-042KA | 2712 | 5535364 | NORDYNE, LLC. | ES4BE-042KA | AC | Split System: Air-Cooled Condensing Unit, Coil with Blower | S4BE-042KA |  | B6EMMX42K-B | 12.5 | 15 | Yes | Yes | 2013-03-14 |  | 1
FALSE | S4BE-042KA | 2712 | 5535365 | NORDYNE, LLC. | ES4BE-042KA | AC | Split System: Air-Cooled Condensing Unit, Coil with Blower | S4BE-042KA |  | B6VMAX42K-B | 12.5 | 15 | Yes | Yes | 2013-03-14 |  | 1
FALSE | S4BE-042KA | 2712 | 5535366 | NORDYNE, LLC. | ES4BE-042KA | AC | Split System: Air-Cooled Condensing Unit, Coil with Blower | S4BE-042KA |  | B6VMAX48K-C | 12.5 | 15 | Yes | Yes | 2013-03-14 |  | 1
FALSE | S4BE-048KA | 2717 | 5535371 | NORDYNE, LLC. | ES4BE-048KA | AC | Split System: Air-Cooled Condensing Unit, Coil with Blower | S4BE-048KA |  | B6EMMX48K-C | 12 | 15 | Yes | Yes | 2013-03-14 |  | 0
FALSE | S4BE-048KA | 2717 | 5535372 | NORDYNE, LLC. | ES4BE-048KA | AC | Split System: Air-Cooled Condensing Unit, Coil with Blower | S4BE-048KA |  | B6VMAX48K-C | 12 | 15 | Yes | Yes | 2013-03-14 |  | 0
FALSE | S4BE-018KA | 2679 | 5535376 | NORDYNE, LLC. | FS4BE-018KA | AC | Split System: Air-Cooled Condensing Unit, Coil with Blower | S4BE-018KA |  | B6EMMX24K-A | 12.5 | 15 | Yes | Yes | 2013-03-14 |  | 1
FALSE | S4BE-018KA | 2679 | 5535377 | NORDYNE, LLC. | FS4BE-018KA | AC | Split System: Air-Cooled Condensing Unit, Coil with Blower | S4BE-018KA |  | B6EMMX24K-B | 12.5 | 15 | Yes | Yes | 2013-03-14 |  | 1
FALSE | S4BE-018KA | 2679 | 5535378 | NORDYNE, LLC. | FS4BE-018KA | AC | Split System: Air-Cooled Condensing Unit, Coil with Blower | S4BE-018KA |  | B6EW-X18K(*) | 12.5 | 15 | Yes | Yes | 2013-03-14 |  | 1
FALSE | S4BE-018KA | 2679 | 5535379 | NORDYNE, LLC. | FS4BE-018KA | AC | Split System: Air-Cooled Condensing Unit, Coil with Blower | S4BE-018KA |  | B6VMAX24K-A | 12.5 | 15 | Yes | Yes | 2013-03-14 |  | 1
FALSE | S4BE-018KA | 2679 | 5535380 | NORDYNE, LLC. | FS4BE-018KA | AC | Split System: Air-Cooled Condensing Unit, Coil with Blower | S4BE-018KA |  | B6VMAX24K-B | 12.5 | 15 | Yes | Yes | 2013-03-14 |  | 1
FALSE | S4QE-024KA | 2681 | 5535387 | NORDYNE, LLC. | FS4BE-024KA | AC | Split System: Air-Cooled Condensing Unit, Coil with Blower | S4BE-024KA |  | B6EMMX24K-A | 12.5 | 15 | Yes | Yes | 2013-03-14 |  | 1
FALSE | S4QE-024KA | 2681 | 5535388 | NORDYNE, LLC. | FS4BE-024KA | AC | Split System: Air-Cooled Condensing Unit, Coil with Blower | S4BE-024KA |  | B6EMMX24K-B | 12.5 | 15 | Yes | Yes | 2013-03-14 |  | 1
FALSE | S4QE-024KA | 2681 | 5535389 | NORDYNE, LLC. | FS4BE-024KA | AC | Split System: Air-Cooled Condensing Unit, Coil with Blower | S4BE-024KA |  | B6EW-X25K(*) | 12.5 | 15 | Yes | Yes | 2013-03-14 |  | 1
FALSE | S4QE-024KA | 2681 | 5535390 | NORDYNE, LLC. | FS4BE-024KA | AC | Split System: Air-Cooled Condensing Unit, Coil with Blower | S4BE-024KA |  | B6VMAX24K-A | 12.5 | 15 | Yes | Yes | 2013-03-14 |  | 1
FALSE | S4QE-024KA | 2681 | 5535391 | NORDYNE, LLC. | FS4BE-024KA | AC | Split System: Air-Cooled Condensing Unit, Coil with Blower | S4BE-024KA |  | B6VMAX24K-B | 12.5 | 15 | Yes | Yes | 2013-03-14 |  | 1
FALSE | S4QE-024KA | 2681 | 5535392 | NORDYNE, LLC. | FS4BE-024KA | AC | Split System: Air-Cooled Condensing Unit, Coil with Blower | S4BE-024KA |  | B6VMAX30K-B | 12.5 | 15 | Yes | Yes | 2013-03-14 |  | 1
FALSE | S4QE-030KA | 2694 | 5535399 | NORDYNE, LLC. | FS4BE-030KA | AC | Split System: Air-Cooled Condensing Unit, Coil with Blower | S4BE-030KA |  | B6EMMX30K-A | 12.5 | 15 | Yes | Yes | 2013-03-14 |  | 1
FALSE | S4QE-024KA | 2681 | 5535441 | NORDYNE, LLC. | JS4BE-024KA | AC | Split System: Air-Cooled Condensing Unit, Coil with Blower | S4BE-024KA |  | B6EW-X25K(*) | 12.5 | 15 | Yes | Yes | 2013-03-14 |  | 1
FALSE | S4QE-024KA | 2681 | 5535442 | NORDYNE, LLC. | JS4BE-024KA | AC | Split System: Air-Cooled Condensing Unit, Coil with Blower | S4BE-024KA |  | B6VMAX24K-A | 12.5 | 15 | Yes | Yes | 2013-03-14 |  | 1
FALSE | S4QE-024KA | 2681 | 5535443 | NORDYNE, LLC. | JS4BE-024KA | AC | Split System: Air-Cooled Condensing Unit, Coil with Blower | S4BE-024KA |  | B6VMAX24K-B | 12.5 | 15 | Yes | Yes | 2013-03-14 |  | 1
FALSE | S4QE-024KA | 2681 | 5535444 | NORDYNE, LLC. | JS4BE-024KA | AC | Split System: Air-Cooled Condensing Unit, Coil with Blower | S4BE-024KA |  | B6VMAX30K-B | 12.5 | 15 | Yes | Yes | 2013-03-14 |  | 1
FALSE | S4QE-030KA | 2694 | 5535451 | NORDYNE, LLC. | JS4BE-030KA | AC | Split System: Air-Cooled Condensing Unit, Coil with Blower | S4BE-030KA |  | B6EMMX30K-A | 12.5 | 15 | Yes | Yes | 2013-03-14 |  | 1
FALSE | S4QE-030KA | 2694 | 5535452 | NORDYNE, LLC. | JS4BE-030KA | AC | Split System: Air-Cooled Condensing Unit, Coil with Blower | S4BE-030KA |  | B6EMMX30K-B | 12.5 | 15 | Yes | Yes | 2013-03-14 |  | 1
FALSE | S4QE-030KA | 2694 | 5535453 | NORDYNE, LLC. | JS4BE-030KA | AC | Split System: Air-Cooled Condensing Unit, Coil with Blower | S4BE-030KA |  | B6EW-X30K(*) | 12.5 | 15 | Yes | Yes | 2013-03-14 |  | 1
FALSE | S4QE-030KA | 2694 | 5535454 | NORDYNE, LLC. | JS4BE-030KA | AC | Split System: Air-Cooled Condensing Unit, Coil with Blower | S4BE-030KA |  | B6VMAX30K-A | 12.5 | 15 | Yes | Yes | 2013-03-14 |  | 1
FALSE | S4QE-030KA | 2694 | 5535455 | NORDYNE, LLC. | JS4BE-030KA | AC | Split System: Air-Cooled Condensing Unit, Coil with Blower | S4BE-030KA |  | B6VMAX30K-B | 12.5 | 15 | Yes | Yes | 2013-03-14 |  | 1
FALSE | S4QE-036KA | 2699 | 5535461 | NORDYNE, LLC. | JS4BE-036KA | AC | Split System: Air-Cooled Condensing Unit, Coil with Blower | S4BE-036KA |  | B6EMMX36K-B | 12.5 | 15 | Yes | Yes | 2013-03-14 |  | 1
FALSE | S4QE-036KA | 2699 | 5535462 | NORDYNE, LLC. | JS4BE-036KA | AC | Split System: Air-Cooled Condensing Unit, Coil with Blower | S4BE-036KA |  | B6EW-X36K(*) | 12.5 | 15 | Yes | Yes | 2013-03-14 |  | 1
FALSE | S4QE-036KA | 2699 | 5535463 | NORDYNE, LLC. | JS4BE-036KA | AC | Split System: Air-Cooled Condensing Unit, Coil with Blower | S4BE-036KA |  | B6VMAX36K-B | 12.5 | 15 | Yes | Yes | 2013-03-14 |  | 1
FALSE | S4BE-042KA | 2712 | 5535468 | NORDYNE, LLC. | JS4BE-042KA | AC | Split System: Air-Cooled Condensing Unit, Coil with Blower | S4BE-042KA |  | B6EMMX42K-B | 12.5 | 15 | Yes | Yes | 2013-03-14 |  | 1
FALSE | S4BE-042KA | 2712 | 5535469 | NORDYNE, LLC. | JS4BE-042KA | AC | Split System: Air-Cooled Condensing Unit, Coil with Blower | S4BE-042KA |  | B6VMAX42K-B | 12.5 | 15 | Yes | Yes | 2013-03-14 |  | 1
FALSE | S4BE-042KA | 2712 | 5535470 | NORDYNE, LLC. | JS4BE-042KA | AC | Split System: Air-Cooled Condensing Unit, Coil with Blower | S4BE-042KA |  | B6VMAX48K-C | 12.5 | 15 | Yes | Yes | 2013-03-14 |  | 1
FALSE | S4BE-048KA | 2717 | 5535475 | NORDYNE, LLC. | JS4BE-048KA | AC | Split System: Air-Cooled Condensing Unit, Coil with Blower | S4BE-048KA |  | B6EMMX48K-C | 12 | 15 | Yes | Yes | 2013-03-14 |  | 0
FALSE | S4BE-048KA | 2717 | 5535476 | NORDYNE, LLC. | JS4BE-048KA | AC | Split System: Air-Cooled Condensing Unit, Coil with Blower | S4BE-048KA |  | B6VMAX48K-C | 12 | 15 | Yes | Yes | 2013-03-14 |  | 0
FALSE | S4BF-024KB | 2733 | 5554401 | MILLER | DS4BF-024KB | AC | Split System: Air-Cooled Condensing Unit, Coil with Blower | S4BF-024KB |  | C6B(A,H)-F24(C,U)-B+TXV-X2.0 | 12.5 | 15.5 | Yes | Yes | 2013-03-14 |  | 1
FALSE | S4BF-024KB | 2733 | 5554402 | MILLER | DS4BF-024KB | AC | Split System: Air-Cooled Condensing Unit, Coil with Blower | S4BF-024KB |  | C6B(A,H)-X24(C,U)-B | 12.5 | 15.5 | Yes | Yes | 2013-03-14 |  | 1
FALSE | S4BF-024KB | 2733 | 5554403 | MILLER | DS4BF-024KB | AC | Split System: Air-Cooled Condensing Unit, Coil with Blower | S4BF-024KB |  | C6B(A,H)-X26(C,U)-B | 13 | 16 | Yes | Yes | 2013-03-14 |  | 2
FALSE | S4BF-024KB | 2733 | 5554404 | MILLER | DS4BF-024KB | AC | Split System: Air-Cooled Condensing Unit, Coil with Blower | S4BF-024KB |  | C6B(A,H)-F24(C,U)-B+TXV-X2.0 | 12.5 | 15.5 | Yes | Yes | 2013-03-14 |  | 1
FALSE | S4BF-024KB | 2733 | 5554405 | MILLER | DS4BF-024KB | AC | Split System: Air-Cooled Condensing Unit, Coil with Blower | S4BF-024KB |  | C6B(A,H)-F24(C,U)-B+TXV-X2.0 | 12.5 | 15.5 | Yes | Yes | 2013-03-14 |  | 1
FALSE | S4BF-024KB | 2733 | 5554406 | MILLER | DS4BF-024KB | AC | Split System: Air-Cooled Condensing Unit, Coil with Blower | S4BF-024KB |  | C6B(A,H)-F24(C,U)-B+TXV-X2.0 | 12.5 | 15.5 | Yes | Yes | 2013-03-14 |  | 1
FALSE | S4BF-024KB | 2733 | 5554407 | MILLER | DS4BF-024KB | AC | Split System: Air-Cooled Condensing Unit, Coil with Blower | S4BF-024KB |  | C6B(A,H)-X24(C,U)-B | 12.5 | 15.5 | Yes | Yes | 2013-03-14 |  | 1
FALSE | S4BF-024KB | 2733 | 5554408 | MILLER | DS4BF-024KB | AC | Split System: Air-Cooled Condensing Unit, Coil with Blower | S4BF-024KB |  | C6B(A,H)-X26(C,U)-B | 13 | 16 | Yes | Yes | 2013-03-14 |  | 2
FALSE | S4BF-024KB | 2733 | 5554409 | MILLER | DS4BF-024KB | AC | Split System: Air-Cooled Condensing Unit, Coil with Blower | S4BF-024KB |  | C6B(A,H)-F24(C,U)-B+TXV-X2.0 | 12.5 | 15.5 | Yes | Yes | 2013-03-14 |  | 1
FALSE | S4BF-036KB | 2740 | 5554456 | MILLER | DS4BF-036KB | AC | Split System: Air-Cooled Condensing Unit, Coil with Blower | S4BF-036KB |  | C6B(A,H)-X36(C,U)-B | 12.5 | 15 | Yes | Yes | 2013-03-14 |  | 1
FALSE | S4BF-036KB | 2740 | 5554457 | MILLER | DS4BF-036KB | AC | Split System: Air-Cooled Condensing Unit, Coil with Blower | S4BF-036KB |  | C6B(A,H)-X36(C,U)-C | 13 | 16 | Yes | Yes | 2013-03-14 |  | 2
TRUE | S4BF-036KB | 2740 | 5554458 | MILLER | DS4BF-036KB | AC | Split System: Air-Cooled Condensing Unit, Coil with Blower | S4BF-036KB |  | B6VMAX36K-B | 13 | 16 | Yes | Yes | 2013-03-14 |  | 2
FALSE | S4BF-036KB | 2740 | 5554459 | MILLER | DS4BF-036KB | AC | Split System: Air-Cooled Condensing Unit, Coil with Blower | S4BF-036KB |  | C6B(A,H)-F42(C,U)-B+TXV-X3.0 | 13 | 16 | Yes | Yes | 2013-03-14 |  | 2
FALSE | S4BF-036KB | 2740 | 5554460 | MILLER | DS4BF-036KB | AC | Split System: Air-Cooled Condensing Unit, Coil with Blower | S4BF-036KB |  | C6B(A,H)-X36(C,U)-B | 13 | 16 | Yes | Yes | 2013-03-14 |  | 2
FALSE | S4BF-036KB | 2740 | 5554461 | MILLER | DS4BF-036KB | AC | Split System: Air-Cooled Condensing Unit, Coil with Blower | S4BF-036KB |  | C6B(A,H)-F48(C,U)-C+TXV-X3.0 | 13 | 16 | Yes | Yes | 2013-03-14 |  | 2
FALSE | S4BF-036KB | 2740 | 5554462 | MILLER | DS4BF-036KB | AC | Split System: Air-Cooled Condensing Unit, Coil with Blower | S4BF-036KB |  | C6B(A,H)-X36(C,U)-C | 13 | 16 | Yes | Yes | 2013-03-14 |  | 2
FALSE | S4BF-036KB | 2740 | 5554463 | MILLER | DS4BF-036KB | AC | Split System: Air-Cooled Condensing Unit, Coil with Blower | S4BF-036KB |  | C6B(A,H)-X37(C,U)-C | 13 | 16 | Yes | Yes | 2013-03-14 |  | 2
FALSE | S4BF-048KC | 2750 | 5554464 | MILLER | DS4BF-048KC | AC | Split System: Air-Cooled Condensing Unit, Coil with Blower | S4BF-048KC |  | C6B(A,H)-F60(C,U)-D+TXV-X4.0 | 12 | 15 | Yes | Yes | 2013-03-14 |  | 0
FALSE | S4BF-048KC | 2750 | 5554465 | MILLER | DS4BF-048KC | AC | Split System: Air-Cooled Condensing Unit, Coil with Blower | S4BF-048KC |  | C6B(A,H)-X48(C,U)-C | 12.5 | 16 | Yes | Yes | 2013-03-14 |  | 1
FALSE | S4BF-048KC | 2750 | 5554466 | MILLER | DS4BF-048KC | AC | Split System: Air-Cooled Condensing Unit, Coil with Blower | S4BF-048KC |  | C6B(A,H)-X48(C,U)-C | 12.5 | 16 | Yes | Yes | 2013-03-14 |  | 1
FALSE | S4BF-048KC | 2750 | 5554467 | MILLER | DS4BF-048KC | AC | Split System: Air-Cooled Condensing Unit, Coil with Blower | S4BF-048KC |  | C6B(A,H)-F60(C,U)-C+TXV-X4.0 | 12.5 | 16 | Yes | Yes | 2013-03-14 |  | 1
FALSE | S4BF-048KC | 2750 | 5554468 | MILLER | DS4BF-048KC | AC | Split System: Air-Cooled Condensing Unit, Coil with Blower | S4BF-048KC |  | C6B(A,H)-F60(C,U)-D+TXV-X4.0 | 12 | 15 | Yes | Yes | 2013-03-14 |  | 0
FALSE | S4BF-048KC | 2750 | 5554469 | MILLER | DS4BF-048KC | AC | Split System: Air-Cooled Condensing Unit, Coil with Blower | S4BF-048KC |  | C6B(A,H)-X48(C,U)-C | 12.5 | 16 | Yes | Yes | 2013-03-14 |  | 1
FALSE | S4BF-048KC | 2750 | 5554470 | MILLER | DS4BF-048KC | AC | Split System: Air-Cooled Condensing Unit, Coil with Blower | S4BF-048KC |  | C6B(A,H)-X48(C,U)-D | 12 | 15 | Yes | Yes | 2013-03-14 |  | 0
FALSE | S4BF-048KC | 2750 | 5554471 | MILLER | DS4BF-048KC | AC | Split System: Air-Cooled Condensing Unit, Coil with Blower | S4BF-048KC |  | C6B(A,H)-F60(C,U)-C+TXV-X4.0 | 12.5 | 16 | Yes | Yes | 2013-03-14 |  | 1
FALSE | S4BF-048KC | 2750 | 5554472 | MILLER | DS4BF-048KC | AC | Split System: Air-Cooled Condensing Unit, Coil with Blower | S4BF-048KC |  | C6B(A,H)-F60(C,U)-C+TXV-X4.0 | 12.5 | 16 | Yes | Yes | 2013-03-14 |  | 1
FALSE | S4BF-048KC | 2750 | 5554473 | MILLER | DS4BF-048KC | AC | Split System: Air-Cooled Condensing Unit, Coil with Blower | S4BF-048KC |  | C6B(A,H)-X48(C,U)-D | 12 | 15 | Yes | Yes | 2013-03-14 |  | 0
FALSE | S4BF-048KC | 2750 | 5554474 | MILLER | DS4BF-048KC | AC | Split System: Air-Cooled Condensing Unit, Coil with Blower | S4BF-048KC |  | C6B(A,H)-F60(C,U)-C+TXV-X4.0 | 12.5 | 16 | Yes | Yes | 2013-03-14 |  | 1
FALSE | S4BF-036KB | 2740 | 5554429 | MILLER | DS4BF-036KB | AC | Split System: Air-Cooled Condensing Unit, Coil with Blower | S4BF-036KB |  | C6B(A,H)-F42(C,U)-B+TXV-X3.0 | 12.5 | 15 | Yes | Yes | 2013-03-14 |  | 1
FALSE | S4BF-036KB | 2740 | 5554430 | MILLER | DS4BF-036KB | AC | Split System: Air-Cooled Condensing Unit, Coil with Blower | S4BF-036KB |  | C6B(A,H)-F48(C,U)-C+TXV-X3.0 | 13 | 16 | Yes | Yes | 2013-03-14 |  | 2
FALSE | S4BF-036KB | 2740 | 5554431 | MILLER | DS4BF-036KB | AC | Split System: Air-Cooled Condensing Unit, Coil with Blower | S4BF-036KB |  | C6B(A,H)-X36(C,U)-B | 12.5 | 15 | Yes | Yes | 2013-03-14 |  | 1
FALSE | S4BF-036KB | 2740 | 5554432 | MILLER | DS4BF-036KB | AC | Split System: Air-Cooled Condensing Unit, Coil with Blower | S4BF-036KB |  | C6B(A,H)-X37(C,U)-C | 13 | 16 | Yes | Yes | 2013-03-14 |  | 2
FALSE | S4BF-036KB | 2740 | 5554433 | MILLER | DS4BF-036KB | AC | Split System: Air-Cooled Condensing Unit, Coil with Blower | S4BF-036KB |  | C6B(A,H)-X36(C,U)-C | 13 | 16 | Yes | Yes | 2013-03-14 |  | 2
FALSE | S4BF-036KB | 2740 | 5554434 | MILLER | DS4BF-036KB | AC | Split System: Air-Cooled Condensing Unit, Coil with Blower | S4BF-036KB |  | C6B(A,H)-X36(C,U)-C | 13 | 16 | Yes | Yes | 2013-03-14 |  | 2
FALSE | S4BF-036KB | 2740 | 5554435 | MILLER | DS4BF-036KB | AC | Split System: Air-Cooled Condensing Unit, Coil with Blower | S4BF-036KB |  | C6B(A,H)-F42(C,U)-B+TXV-X3.0 | 12.5 | 15 | Yes | Yes | 2013-03-14 |  | 1
FALSE | S4BF-036KB | 2740 | 5554436 | MILLER | DS4BF-036KB | AC | Split System: Air-Cooled Condensing Unit, Coil with Blower | S4BF-036KB |  | C6B(A,H)-X37(C,U)-C | 13 | 16 | Yes | Yes | 2013-03-14 |  | 2
FALSE | S4BF-036KB | 2740 | 5554437 | MILLER | DS4BF-036KB | AC | Split System: Air-Cooled Condensing Unit, Coil with Blower | S4BF-036KB |  | C6B(A,H)-X37(C,U)-C | 13 | 16 | Yes | Yes | 2013-03-14 |  | 2
FALSE | S4BF-036KB | 2740 | 5554438 | MILLER | DS4BF-036KB | AC | Split System: Air-Cooled Condensing Unit, Coil with Blower | S4BF-036KB |  | C6B(A,H)-F42(C,U)-B+TXV-X3.0 | 12.5 | 15 | Yes | Yes | 2013-03-14 |  | 1
FALSE | S4BF-036KB | 2740 | 5554439 | MILLER | DS4BF-036KB | AC | Split System: Air-Cooled Condensing Unit, Coil with Blower | S4BF-036KB |  | C6B(A,H)-X37(C,U)-C | 13 | 16 | Yes | Yes | 2013-03-14 |  | 2
FALSE | S4BF-036KB | 2740 | 5554440 | MILLER | DS4BF-036KB | AC | Split System: Air-Cooled Condensing Unit, Coil with Blower | S4BF-036KB |  | C6B(A,H)-F48(C,U)-C+TXV-X3.0 | 13 | 16 | Yes | Yes | 2013-03-14 |  | 2
FALSE | S4BF-036KB | 2740 | 5554441 | MILLER | DS4BF-036KB | AC | Split System: Air-Cooled Condensing Unit, Coil with Blower | S4BF-036KB |  | C6B(A,H)-F48(C,U)-C+TXV-X3.0 | 13 | 16 | Yes | Yes | 2013-03-14 |  | 2
FALSE | S4BF-036KB | 2740 | 5554442 | MILLER | DS4BF-036KB | AC | Split System: Air-Cooled Condensing Unit, Coil with Blower | S4BF-036KB |  | C6B(A,H)-F48(C,U)-C+TXV-X3.0 | 13 | 16 | Yes | Yes | 2013-03-14 |  | 2
FALSE | S4BF-036KB | 2740 | 5554443 | MILLER | DS4BF-036KB | AC | Split System: Air-Cooled Condensing Unit, Coil with Blower | S4BF-036KB |  | C6B(A,H)-X36(C,U)-B | 12.5 | 15 | Yes | Yes | 2013-03-14 |  | 1
FALSE | S4BF-036KB | 2740 | 5554444 | MILLER | DS4BF-036KB | AC | Split System: Air-Cooled Condensing Unit, Coil with Blower | S4BF-036KB |  | C6B(A,H)-X36(C,U)-C | 13 | 16 | Yes | Yes | 2013-03-14 |  | 2
FALSE | S4BF-036KB | 2740 | 5554445 | MILLER | DS4BF-036KB | AC | Split System: Air-Cooled Condensing Unit, Coil with Blower | S4BF-036KB |  | C6B(A,H)-X37(C,U)-C | 13 | 16 | Yes | Yes | 2013-03-14 |  | 2
FALSE | S4BF-036KB | 2740 | 5554446 | MILLER | DS4BF-036KB | AC | Split System: Air-Cooled Condensing Unit, Coil with Blower | S4BF-036KB |  | C6B(A,H)-F42(C,U)-B+TXV-X3.0 | 12.5 | 15 | Yes | Yes | 2013-03-14 |  | 1
FALSE | S4BF-036KB | 2740 | 5554447 | MILLER | DS4BF-036KB | AC | Split System: Air-Cooled Condensing Unit, Coil with Blower | S4BF-036KB |  | C6B(A,H)-X36(C,U)-C | 13 | 16 | Yes | Yes | 2013-03-14 |  | 2
FALSE | S4BF-036KB | 2740 | 5554448 | MILLER | DS4BF-036KB | AC | Split System: Air-Cooled Condensing Unit, Coil with Blower | S4BF-036KB |  | C6B(A,H)-F42(C,U)-B+TXV-X3.0 | 12.5 | 15 | Yes | Yes | 2013-03-14 |  | 1
FALSE | S4BF-036KB | 2740 | 5554449 | MILLER | DS4BF-036KB | AC | Split System: Air-Cooled Condensing Unit, Coil with Blower | S4BF-036KB |  | C6B(A,H)-X36(C,U)-B | 12.5 | 15 | Yes | Yes | 2013-03-14 |  | 1
FALSE | S4BF-036KB | 2740 | 5554450 | MILLER | DS4BF-036KB | AC | Split System: Air-Cooled Condensing Unit, Coil with Blower | S4BF-036KB |  | C6B(A,H)-X36(C,U)-B | 12.5 | 15 | Yes | Yes | 2013-03-14 |  | 1
FALSE | S4BF-036KB | 2740 | 5554451 | MILLER | DS4BF-036KB | AC | Split System: Air-Cooled Condensing Unit, Coil with Blower | S4BF-036KB |  | C6B(A,H)-X36(C,U)-C | 13 | 16 | Yes | Yes | 2013-03-14 |  | 2
FALSE | S4BF-036KB | 2740 | 5554452 | MILLER | DS4BF-036KB | AC | Split System: Air-Cooled Condensing Unit, Coil with Blower | S4BF-036KB |  | C6B(A,H)-F42(C,U)-B+TXV-X3.0 | 12.5 | 15 | Yes | Yes | 2013-03-14 |  | 1
FALSE | S4BF-036KB | 2740 | 5554453 | MILLER | DS4BF-036KB | AC | Split System: Air-Cooled Condensing Unit, Coil with Blower | S4BF-036KB |  | C6B(A,H)-F48(C,U)-C+TXV-X3.0 | 13 | 16 | Yes | Yes | 2013-03-14 |  | 2
FALSE | S4BF-036KB | 2740 | 5554454 | MILLER | DS4BF-036KB | AC | Split System: Air-Cooled Condensing Unit, Coil with Blower | S4BF-036KB |  | C6B(A,H)-F48(C,U)-C+TXV-X3.0 | 13 | 16 | Yes | Yes | 2013-03-14 |  | 2
FALSE | S4BF-036KB | 2740 | 5554455 | MILLER | DS4BF-036KB | AC | Split System: Air-Cooled Condensing Unit, Coil with Blower | S4BF-036KB |  | C6B(A,H)-X36(C,U)-B | 12.5 | 15 | Yes | Yes | 2013-03-14 |  | 1
FALSE | S4BF-048KC | 2750 | 5554475 | MILLER | DS4BF-048KC | AC | Split System: Air-Cooled Condensing Unit, Coil with Blower | S4BF-048KC |  | C6B(A,H)-F60(C,U)-D+TXV-X4.0 | 12 | 15 | Yes | Yes | 2013-03-14 |  | 0
FALSE | S4BF-048KC | 2750 | 5554476 | MILLER | DS4BF-048KC | AC | Split System: Air-Cooled Condensing Unit, Coil with Blower | S4BF-048KC |  | C6B(A,H)-F60(C,U)-C+TXV-X4.0 | 12.5 | 16 | Yes | Yes | 2013-03-14 |  | 1
FALSE | S4BF-048KC | 2750 | 5554477 | MILLER | DS4BF-048KC | AC | Split System: Air-Cooled Condensing Unit, Coil with Blower | S4BF-048KC |  | C6B(A,H)-F60(C,U)-D+TXV-X4.0 | 12 | 15 | Yes | Yes | 2013-03-14 |  | 0
FALSE | S4BF-048KC | 2750 | 5554478 | MILLER | DS4BF-048KC | AC | Split System: Air-Cooled Condensing Unit, Coil with Blower | S4BF-048KC |  | C6B(A,H)-X48(C,U)-C | 12.5 | 16 | Yes | Yes | 2013-03-14 |  | 1
FALSE | S4BF-048KC | 2750 | 5554479 | MILLER | DS4BF-048KC | AC | Split System: Air-Cooled Condensing Unit, Coil with Blower | S4BF-048KC |  | C6B(A,H)-X48(C,U)-C | 12.5 | 16 | Yes | Yes | 2013-03-14 |  | 1
FALSE | S4BF-048KC | 2750 | 5554480 | MILLER | DS4BF-048KC | AC | Split System: Air-Cooled Condensing Unit, Coil with Blower | S4BF-048KC |  | C6B(A,H)-X48(C,U)-D | 12 | 15 | Yes | Yes | 2013-03-14 |  | 0
FALSE | S4BF-048KC | 2750 | 5554481 | MILLER | DS4BF-048KC | AC | Split System: Air-Cooled Condensing Unit, Coil with Blower | S4BF-048KC |  | C6B(A,H)-X48(C,U)-D | 12 | 15 | Yes | Yes | 2013-03-14 |  | 0
FALSE | S4BF-048KC | 2750 | 5554482 | MILLER | DS4BF-048KC | AC | Split System: Air-Cooled Condensing Unit, Coil with Blower | S4BF-048KC |  | C6B(A,H)-X48(C,U)-D | 12 | 15 | Yes | Yes | 2013-03-14 |  | 0
FALSE | S4BF-048KC | 2750 | 5554483 | MILLER | DS4BF-048KC | AC | Split System: Air-Cooled Condensing Unit, Coil with Blower | S4BF-048KC |  | C6B(A,H)-F60(C,U)-C+TXV-X4.0 | 13 | 16 | Yes | Yes | 2013-03-14 |  | 2
TRUE | S4BF-048KC | 2750 | 5554484 | MILLER | DS4BF-048KC | AC | Split System: Air-Cooled Condensing Unit, Coil with Blower | S4BF-048KC |  | B6VMAX48K-C | 13 | 16 | Yes | Yes | 2013-03-14 |  | 2
FALSE | S4BF-048KC | 2750 | 5554485 | MILLER | DS4BF-048KC | AC | Split System: Air-Cooled Condensing Unit, Coil with Blower | S4BF-048KC |  | C6B(A,H)-X48(C,U)-C | 13 | 16 | Yes | Yes | 2013-03-14 |  | 2
FALSE | S4BF-024KB | 2733 | 5554486 | INTERTHERM | DS4BF-024KB | AC | Split System: Air-Cooled Condensing Unit, Coil with Blower | S4BF-024KB |  | C6B(A,H)-F24(C,U)-B+TXV-X2.0 | 12.5 | 15.5 | Yes | Yes | 2013-03-14 |  | 1
FALSE | S4BF-024KB | 2733 | 5554487 | INTERTHERM | DS4BF-024KB | AC | Split System: Air-Cooled Condensing Unit, Coil with Blower | S4BF-024KB |  | C6B(A,H)-X24(C,U)-B | 12.5 | 15.5 | Yes | Yes | 2013-03-14 |  | 1
FALSE | S4BF-024KB | 2733 | 5554488 | INTERTHERM | DS4BF-024KB | AC | Split System: Air-Cooled Condensing Unit, Coil with Blower | S4BF-024KB |  | C6B(A,H)-X26(C,U)-B | 13 | 16 | Yes | Yes | 2013-03-14 |  | 2
FALSE | S4BF-024KB | 2733 | 5554489 | INTERTHERM | DS4BF-024KB | AC | Split System: Air-Cooled Condensing Unit, Coil with Blower | S4BF-024KB |  | C6B(A,H)-F24(C,U)-B+TXV-X2.0 | 12.5 | 15.5 | Yes | Yes | 2013-03-14 |  | 1
FALSE | S4BF-024KB | 2733 | 5554490 | INTERTHERM | DS4BF-024KB | AC | Split System: Air-Cooled Condensing Unit, Coil with Blower | S4BF-024KB |  | C6B(A,H)-F24(C,U)-B+TXV-X2.0 | 12.5 | 15.5 | Yes | Yes | 2013-03-14 |  | 1
FALSE | S4BF-024KB | 2733 | 5554491 | INTERTHERM | DS4BF-024KB | AC | Split System: Air-Cooled Condensing Unit, Coil with Blower | S4BF-024KB |  | C6B(A,H)-F24(C,U)-B+TXV-X2.0 | 12.5 | 15.5 | Yes | Yes | 2013-03-14 |  | 1
FALSE | S4BF-024KB | 2733 | 5554492 | INTERTHERM | DS4BF-024KB | AC | Split System: Air-Cooled Condensing Unit, Coil with Blower | S4BF-024KB |  | C6B(A,H)-X24(C,U)-B | 12.5 | 15.5 | Yes | Yes | 2013-03-14 |  | 1
FALSE | S4BF-024KB | 2733 | 5554493 | INTERTHERM | DS4BF-024KB | AC | Split System: Air-Cooled Condensing Unit, Coil with Blower | S4BF-024KB |  | C6B(A,H)-X26(C,U)-B | 13 | 16 | Yes | Yes | 2013-03-14 |  | 2
FALSE | S4BF-024KB | 2733 | 5554494 | INTERTHERM | DS4BF-024KB | AC | Split System: Air-Cooled Condensing Unit, Coil with Blower | S4BF-024KB |  | C6B(A,H)-F24(C,U)-B+TXV-X2.0 | 12.5 | 15.5 | Yes | Yes | 2013-03-14 |  | 1
FALSE | S4BF-024KB | 2733 | 5554495 | INTERTHERM | DS4BF-024KB | AC | Split System: Air-Cooled Condensing Unit, Coil with Blower | S4BF-024KB |  | C6B(A,H)-X24(C,U)-B | 12.5 | 15.5 | Yes | Yes | 2013-03-14 |  | 1
FALSE | S4BF-024KB | 2733 | 5554496 | INTERTHERM | DS4BF-024KB | AC | Split System: Air-Cooled Condensing Unit, Coil with Blower | S4BF-024KB |  | C6B(A,H)-X24(C,U)-B | 12.5 | 15.5 | Yes | Yes | 2013-03-14 |  | 1
FALSE | S4BF-024KB | 2733 | 5554497 | INTERTHERM | DS4BF-024KB | AC | Split System: Air-Cooled Condensing Unit, Coil with Blower | S4BF-024KB |  | C6B(A,H)-F24(C,U)-B+TXV-X2.0 | 12.5 | 15.5 | Yes | Yes | 2013-03-14 |  | 1
FALSE | S4BF-024KB | 2733 | 5554498 | INTERTHERM | DS4BF-024KB | AC | Split System: Air-Cooled Condensing Unit, Coil with Blower | S4BF-024KB |  | C6B(A,H)-X24(C,U)-B | 12.5 | 15.5 | Yes | Yes | 2013-03-14 |  | 1
FALSE | S4BF-024KB | 2733 | 5554499 | INTERTHERM | DS4BF-024KB | AC | Split System: Air-Cooled Condensing Unit, Coil with Blower | S4BF-024KB |  | C6B(A,H)-X24(C,U)-B | 12.5 | 15.5 | Yes | Yes | 2013-03-14 |  | 1
FALSE | S4BF-024KB | 2733 | 5554500 | INTERTHERM | DS4BF-024KB | AC | Split System: Air-Cooled Condensing Unit, Coil with Blower | S4BF-024KB |  | C6B(A,H)-X26(C,U)-B | 13 | 16 | Yes | Yes | 2013-03-14 |  | 2
FALSE | S4BF-024KB | 2733 | 5554501 | INTERTHERM | DS4BF-024KB | AC | Split System: Air-Cooled Condensing Unit, Coil with Blower | S4BF-024KB |  | C6B(A,H)-X26(C,U)-B | 13 | 16 | Yes | Yes | 2013-03-14 |  | 2
FALSE | S4BF-024KB | 2733 | 5554502 | INTERTHERM | DS4BF-024KB | AC | Split System: Air-Cooled Condensing Unit, Coil with Blower | S4BF-024KB |  | C6B(A,H)-X26(C,U)-B | 13 | 16 | Yes | Yes | 2013-03-14 |  | 2
FALSE | S4BF-036KB | 2740 | 5554547 | INTERTHERM | DS4BF-036KB | AC | Split System: Air-Cooled Condensing Unit, Coil with Blower | S4BF-036KB |  | C6B(A,H)-X36(C,U)-C | 13 | 16 | Yes | Yes | 2013-03-14 |  | 2
FALSE | S4BF-036KB | 2740 | 5554548 | INTERTHERM | DS4BF-036KB | AC | Split System: Air-Cooled Condensing Unit, Coil with Blower | S4BF-036KB |  | C6B(A,H)-X37(C,U)-C | 13 | 16 | Yes | Yes | 2013-03-14 |  | 2
FALSE | S4BF-048KC | 2750 | 5554549 | INTERTHERM | DS4BF-048KC | AC | Split System: Air-Cooled Condensing Unit, Coil with Blower | S4BF-048KC |  | C6B(A,H)-F60(C,U)-D+TXV-X4.0 | 12 | 15 | Yes | Yes | 2013-03-14 |  | 0
FALSE | S4BF-048KC | 2750 | 5554550 | INTERTHERM | DS4BF-048KC | AC | Split System: Air-Cooled Condensing Unit, Coil with Blower | S4BF-048KC |  | C6B(A,H)-X48(C,U)-C | 12.5 | 16 | Yes | Yes | 2013-03-14 |  | 1
FALSE | S4BF-048KC | 2750 | 5554551 | INTERTHERM | DS4BF-048KC | AC | Split System: Air-Cooled Condensing Unit, Coil with Blower | S4BF-048KC |  | C6B(A,H)-X48(C,U)-C | 12.5 | 16 | Yes | Yes | 2013-03-14 |  | 1
FALSE | S4BF-048KC | 2750 | 5554552 | INTERTHERM | DS4BF-048KC | AC | Split System: Air-Cooled Condensing Unit, Coil with Blower | S4BF-048KC |  | C6B(A,H)-F60(C,U)-C+TXV-X4.0 | 12.5 | 16 | Yes | Yes | 2013-03-14 |  | 1
FALSE | S4BF-048KC | 2750 | 5554553 | INTERTHERM | DS4BF-048KC | AC | Split System: Air-Cooled Condensing Unit, Coil with Blower | S4BF-048KC |  | C6B(A,H)-F60(C,U)-D+TXV-X4.0 | 12 | 15 | Yes | Yes | 2013-03-14 |  | 0
FALSE | S4BF-048KC | 2750 | 5554554 | INTERTHERM | DS4BF-048KC | AC | Split System: Air-Cooled Condensing Unit, Coil with Blower | S4BF-048KC |  | C6B(A,H)-X48(C,U)-C | 12.5 | 16 | Yes | Yes | 2013-03-14 |  | 1
FALSE | S4BF-048KC | 2750 | 5554555 | INTERTHERM | DS4BF-048KC | AC | Split System: Air-Cooled Condensing Unit, Coil with Blower | S4BF-048KC |  | C6B(A,H)-X48(C,U)-D | 12 | 15 | Yes | Yes | 2013-03-14 |  | 0
FALSE | S4BF-048KC | 2750 | 5554556 | INTERTHERM | DS4BF-048KC | AC | Split System: Air-Cooled Condensing Unit, Coil with Blower | S4BF-048KC |  | C6B(A,H)-F60(C,U)-C+TXV-X4.0 | 12.5 | 16 | Yes | Yes | 2013-03-14 |  | 1
FALSE | S4BF-048KC | 2750 | 5554557 | INTERTHERM | DS4BF-048KC | AC | Split System: Air-Cooled Condensing Unit, Coil with Blower | S4BF-048KC |  | C6B(A,H)-F60(C,U)-C+TXV-X4.0 | 12.5 | 16 | Yes | Yes | 2013-03-14 |  | 1
FALSE | S4BF-048KC | 2750 | 5554558 | INTERTHERM | DS4BF-048KC | AC | Split System: Air-Cooled Condensing Unit, Coil with Blower | S4BF-048KC |  | C6B(A,H)-X48(C,U)-D | 12 | 15 | Yes | Yes | 2013-03-14 |  | 0
FALSE | S4BF-048KC | 2750 | 5554559 | INTERTHERM | DS4BF-048KC | AC | Split System: Air-Cooled Condensing Unit, Coil with Blower | S4BF-048KC |  | C6B(A,H)-F60(C,U)-C+TXV-X4.0 | 12.5 | 16 | Yes | Yes | 2013-03-14 |  | 1
FALSE | S4BF-048KC | 2750 | 5554560 | INTERTHERM | DS4BF-048KC | AC | Split System: Air-Cooled Condensing Unit, Coil with Blower | S4BF-048KC |  | C6B(A,H)-F60(C,U)-D+TXV-X4.0 | 12 | 15 | Yes | Yes | 2013-03-14 |  | 0
FALSE | S4BF-048KC | 2750 | 5554561 | INTERTHERM | DS4BF-048KC | AC | Split System: Air-Cooled Condensing Unit, Coil with Blower | S4BF-048KC |  | C6B(A,H)-F60(C,U)-C+TXV-X4.0 | 12.5 | 16 | Yes | Yes | 2013-03-14 |  | 1
FALSE | S4BF-048KC | 2750 | 5554562 | INTERTHERM | DS4BF-048KC | AC | Split System: Air-Cooled Condensing Unit, Coil with Blower | S4BF-048KC |  | C6B(A,H)-F60(C,U)-D+TXV-X4.0 | 12 | 15 | Yes | Yes | 2013-03-14 |  | 0
FALSE | S4BF-048KC | 2750 | 5554563 | INTERTHERM | DS4BF-048KC | AC | Split System: Air-Cooled Condensing Unit, Coil with Blower | S4BF-048KC |  | C6B(A,H)-X48(C,U)-C | 12.5 | 16 | Yes | Yes | 2013-03-14 |  | 1
FALSE | S4BF-048KC | 2750 | 5554564 | INTERTHERM | DS4BF-048KC | AC | Split System: Air-Cooled Condensing Unit, Coil with Blower | S4BF-048KC |  | C6B(A,H)-X48(C,U)-C | 12.5 | 16 | Yes | Yes | 2013-03-14 |  | 1
FALSE | S4BF-036KB | 2740 | 5554521 | INTERTHERM | DS4BF-036KB | AC | Split System: Air-Cooled Condensing Unit, Coil with Blower | S4BF-036KB |  | C6B(A,H)-X37(C,U)-C | 13 | 16 | Yes | Yes | 2013-03-14 |  | 2
FALSE | S4BF-036KB | 2740 | 5554522 | INTERTHERM | DS4BF-036KB | AC | Split System: Air-Cooled Condensing Unit, Coil with Blower | S4BF-036KB |  | C6B(A,H)-X37(C,U)-C | 13 | 16 | Yes | Yes | 2013-03-14 |  | 2
FALSE | S4BF-036KB | 2740 | 5554523 | INTERTHERM | DS4BF-036KB | AC | Split System: Air-Cooled Condensing Unit, Coil with Blower | S4BF-036KB |  | C6B(A,H)-F42(C,U)-B+TXV-X3.0 | 12.5 | 15 | Yes | Yes | 2013-03-14 |  | 1
FALSE | S4BF-036KB | 2740 | 5554524 | INTERTHERM | DS4BF-036KB | AC | Split System: Air-Cooled Condensing Unit, Coil with Blower | S4BF-036KB |  | C6B(A,H)-X37(C,U)-C | 13 | 16 | Yes | Yes | 2013-03-14 |  | 2
FALSE | S4BF-036KB | 2740 | 5554525 | INTERTHERM | DS4BF-036KB | AC | Split System: Air-Cooled Condensing Unit, Coil with Blower | S4BF-036KB |  | C6B(A,H)-F48(C,U)-C+TXV-X3.0 | 13 | 16 | Yes | Yes | 2013-03-14 |  | 2
FALSE | S4BF-036KB | 2740 | 5554526 | INTERTHERM | DS4BF-036KB | AC | Split System: Air-Cooled Condensing Unit, Coil with Blower | S4BF-036KB |  | C6B(A,H)-F48(C,U)-C+TXV-X3.0 | 13 | 16 | Yes | Yes | 2013-03-14 |  | 2
FALSE | S4BF-036KB | 2740 | 5554527 | INTERTHERM | DS4BF-036KB | AC | Split System: Air-Cooled Condensing Unit, Coil with Blower | S4BF-036KB |  | C6B(A,H)-F48(C,U)-C+TXV-X3.0 | 13 | 16 | Yes | Yes | 2013-03-14 |  | 2
FALSE | S4BF-036KB | 2740 | 5554528 | INTERTHERM | DS4BF-036KB | AC | Split System: Air-Cooled Condensing Unit, Coil with Blower | S4BF-036KB |  | C6B(A,H)-X36(C,U)-B | 12.5 | 15 | Yes | Yes | 2013-03-14 |  | 1
FALSE | S4BF-036KB | 2740 | 5554529 | INTERTHERM | DS4BF-036KB | AC | Split System: Air-Cooled Condensing Unit, Coil with Blower | S4BF-036KB |  | C6B(A,H)-X36(C,U)-C | 13 | 16 | Yes | Yes | 2013-03-14 |  | 2
FALSE | S4BF-036KB | 2740 | 5554530 | INTERTHERM | DS4BF-036KB | AC | Split System: Air-Cooled Condensing Unit, Coil with Blower | S4BF-036KB |  | C6B(A,H)-X37(C,U)-C | 13 | 16 | Yes | Yes | 2013-03-14 |  | 2
FALSE | S4BF-036KB | 2740 | 5554531 | INTERTHERM | DS4BF-036KB | AC | Split System: Air-Cooled Condensing Unit, Coil with Blower | S4BF-036KB |  | C6B(A,H)-F42(C,U)-B+TXV-X3.0 | 12.5 | 15 | Yes | Yes | 2013-03-14 |  | 1
FALSE | S4BF-036KB | 2740 | 5554532 | INTERTHERM | DS4BF-036KB | AC | Split System: Air-Cooled Condensing Unit, Coil with Blower | S4BF-036KB |  | C6B(A,H)-X36(C,U)-C | 13 | 16 | Yes | Yes | 2013-03-14 |  | 2
FALSE | S4BF-036KB | 2740 | 5554533 | INTERTHERM | DS4BF-036KB | AC | Split System: Air-Cooled Condensing Unit, Coil with Blower | S4BF-036KB |  | C6B(A,H)-F42(C,U)-B+TXV-X3.0 | 12.5 | 15 | Yes | Yes | 2013-03-14 |  | 1
FALSE | S4BF-036KB | 2740 | 5554534 | INTERTHERM | DS4BF-036KB | AC | Split System: Air-Cooled Condensing Unit, Coil with Blower | S4BF-036KB |  | C6B(A,H)-X36(C,U)-B | 12.5 | 15 | Yes | Yes | 2013-03-14 |  | 1
FALSE | S4BF-036KB | 2740 | 5554535 | INTERTHERM | DS4BF-036KB | AC | Split System: Air-Cooled Condensing Unit, Coil with Blower | S4BF-036KB |  | C6B(A,H)-X36(C,U)-B | 12.5 | 15 | Yes | Yes | 2013-03-14 |  | 1
FALSE | S4BF-036KB | 2740 | 5554536 | INTERTHERM | DS4BF-036KB | AC | Split System: Air-Cooled Condensing Unit, Coil with Blower | S4BF-036KB |  | C6B(A,H)-X36(C,U)-C | 13 | 16 | Yes | Yes | 2013-03-14 |  | 2
FALSE | S4BF-036KB | 2740 | 5554537 | INTERTHERM | DS4BF-036KB | AC | Split System: Air-Cooled Condensing Unit, Coil with Blower | S4BF-036KB |  | C6B(A,H)-F42(C,U)-B+TXV-X3.0 | 12.5 | 15 | Yes | Yes | 2013-03-14 |  | 1
FALSE | S4BF-036KB | 2740 | 5554538 | INTERTHERM | DS4BF-036KB | AC | Split System: Air-Cooled Condensing Unit, Coil with Blower | S4BF-036KB |  | C6B(A,H)-F48(C,U)-C+TXV-X3.0 | 13 | 16 | Yes | Yes | 2013-03-14 |  | 2
FALSE | S4BF-036KB | 2740 | 5554539 | INTERTHERM | DS4BF-036KB | AC | Split System: Air-Cooled Condensing Unit, Coil with Blower | S4BF-036KB |  | C6B(A,H)-F48(C,U)-C+TXV-X3.0 | 13 | 16 | Yes | Yes | 2013-03-14 |  | 2
FALSE | S4BF-036KB | 2740 | 5554540 | INTERTHERM | DS4BF-036KB | AC | Split System: Air-Cooled Condensing Unit, Coil with Blower | S4BF-036KB |  | C6B(A,H)-X36(C,U)-B | 12.5 | 15 | Yes | Yes | 2013-03-14 |  | 1
FALSE | S4BF-036KB | 2740 | 5554541 | INTERTHERM | DS4BF-036KB | AC | Split System: Air-Cooled Condensing Unit, Coil with Blower | S4BF-036KB |  | C6B(A,H)-X36(C,U)-B | 12.5 | 15 | Yes | Yes | 2013-03-14 |  | 1
FALSE | S4BF-036KB | 2740 | 5554542 | INTERTHERM | DS4BF-036KB | AC | Split System: Air-Cooled Condensing Unit, Coil with Blower | S4BF-036KB |  | C6B(A,H)-X36(C,U)-C | 13 | 16 | Yes | Yes | 2013-03-14 |  | 2
TRUE | S4BF-036KB | 2740 | 5554543 | INTERTHERM | DS4BF-036KB | AC | Split System: Air-Cooled Condensing Unit, Coil with Blower | S4BF-036KB |  | B6VMAX36K-B | 13 | 16 | Yes | Yes | 2013-03-14 |  | 2
FALSE | S4BF-036KB | 2740 | 5554544 | INTERTHERM | DS4BF-036KB | AC | Split System: Air-Cooled Condensing Unit, Coil with Blower | S4BF-036KB |  | C6B(A,H)-F42(C,U)-B+TXV-X3.0 | 13 | 16 | Yes | Yes | 2013-03-14 |  | 2
FALSE | S4BF-036KB | 2740 | 5554545 | INTERTHERM | DS4BF-036KB | AC | Split System: Air-Cooled Condensing Unit, Coil with Blower | S4BF-036KB |  | C6B(A,H)-X36(C,U)-B | 13 | 16 | Yes | Yes | 2013-03-14 |  | 2
FALSE | S4BF-036KB | 2740 | 5554546 | INTERTHERM | DS4BF-036KB | AC | Split System: Air-Cooled Condensing Unit, Coil with Blower | S4BF-036KB |  | C6B(A,H)-F48(C,U)-C+TXV-X3.0 | 13 | 16 | Yes | Yes | 2013-03-14 |  | 2
FALSE | S4BF-048KC | 2750 | 5554565 | INTERTHERM | DS4BF-048KC | AC | Split System: Air-Cooled Condensing Unit, Coil with Blower | S4BF-048KC |  | C6B(A,H)-X48(C,U)-D | 12 | 15 | Yes | Yes | 2013-03-14 |  | 0
FALSE | S4BF-048KC | 2750 | 5554566 | INTERTHERM | DS4BF-048KC | AC | Split System: Air-Cooled Condensing Unit, Coil with Blower | S4BF-048KC |  | C6B(A,H)-X48(C,U)-D | 12 | 15 | Yes | Yes | 2013-03-14 |  | 0
FALSE | S4BF-048KC | 2750 | 5554567 | INTERTHERM | DS4BF-048KC | AC | Split System: Air-Cooled Condensing Unit, Coil with Blower | S4BF-048KC |  | C6B(A,H)-X48(C,U)-D | 12 | 15 | Yes | Yes | 2013-03-14 |  | 0
FALSE | S4BF-048KC | 2750 | 5554568 | INTERTHERM | DS4BF-048KC | AC | Split System: Air-Cooled Condensing Unit, Coil with Blower | S4BF-048KC |  | C6B(A,H)-F60(C,U)-C+TXV-X4.0 | 13 | 16 | Yes | Yes | 2013-03-14 |  | 2
TRUE | S4BF-048KC | 2750 | 5554569 | INTERTHERM | DS4BF-048KC | AC | Split System: Air-Cooled Condensing Unit, Coil with Blower | S4BF-048KC |  | B6VMAX48K-C | 13 | 16 | Yes | Yes | 2013-03-14 |  | 2
FALSE | S4BF-048KC | 2750 | 5554570 | INTERTHERM | DS4BF-048KC | AC | Split System: Air-Cooled Condensing Unit, Coil with Blower | S4BF-048KC |  | C6B(A,H)-X48(C,U)-C | 13 | 16 | Yes | Yes | 2013-03-14 |  | 2
FALSE | S4BF-024KB | 2733 | 5554571 | BROAN | DS4BF-024KB | AC | Split System: Air-Cooled Condensing Unit, Coil with Blower | S4BF-024KB |  | C6B(A,H)-F24(C,U)-B+TXV-X2.0 | 12.5 | 15.5 | Yes | Yes | 2013-03-14 |  | 1
FALSE | S4BF-024KB | 2733 | 5554572 | BROAN | DS4BF-024KB | AC | Split System: Air-Cooled Condensing Unit, Coil with Blower | S4BF-024KB |  | C6B(A,H)-X24(C,U)-B | 12.5 | 15.5 | Yes | Yes | 2013-03-14 |  | 1
FALSE | S4BF-024KB | 2733 | 5554573 | BROAN | DS4BF-024KB | AC | Split System: Air-Cooled Condensing Unit, Coil with Blower | S4BF-024KB |  | C6B(A,H)-X26(C,U)-B | 13 | 16 | Yes | Yes | 2013-03-14 |  | 2
FALSE | S4BF-024KB | 2733 | 5554574 | BROAN | DS4BF-024KB | AC | Split System: Air-Cooled Condensing Unit, Coil with Blower | S4BF-024KB |  | C6B(A,H)-F24(C,U)-B+TXV-X2.0 | 12.5 | 15.5 | Yes | Yes | 2013-03-14 |  | 1
FALSE | S4BF-024KB | 2733 | 5554575 | BROAN | DS4BF-024KB | AC | Split System: Air-Cooled Condensing Unit, Coil with Blower | S4BF-024KB |  | C6B(A,H)-F24(C,U)-B+TXV-X2.0 | 12.5 | 15.5 | Yes | Yes | 2013-03-14 |  | 1
FALSE | S4BF-024KB | 2733 | 5554576 | BROAN | DS4BF-024KB | AC | Split System: Air-Cooled Condensing Unit, Coil with Blower | S4BF-024KB |  | C6B(A,H)-F24(C,U)-B+TXV-X2.0 | 12.5 | 15.5 | Yes | Yes | 2013-03-14 |  | 1
FALSE | S4BF-024KB | 2733 | 5554577 | BROAN | DS4BF-024KB | AC | Split System: Air-Cooled Condensing Unit, Coil with Blower | S4BF-024KB |  | C6B(A,H)-X24(C,U)-B | 12.5 | 15.5 | Yes | Yes | 2013-03-14 |  | 1
FALSE | S4BF-024KB | 2733 | 5554578 | BROAN | DS4BF-024KB | AC | Split System: Air-Cooled Condensing Unit, Coil with Blower | S4BF-024KB |  | C6B(A,H)-X26(C,U)-B | 13 | 16 | Yes | Yes | 2013-03-14 |  | 2
FALSE | S4BF-024KB | 2733 | 5554579 | BROAN | DS4BF-024KB | AC | Split System: Air-Cooled Condensing Unit, Coil with Blower | S4BF-024KB |  | C6B(A,H)-F24(C,U)-B+TXV-X2.0 | 12.5 | 15.5 | Yes | Yes | 2013-03-14 |  | 1
FALSE | S4BF-024KB | 2733 | 5554580 | BROAN | DS4BF-024KB | AC | Split System: Air-Cooled Condensing Unit, Coil with Blower | S4BF-024KB |  | C6B(A,H)-X24(C,U)-B | 12.5 | 15.5 | Yes | Yes | 2013-03-14 |  | 1
FALSE | S4BF-024KB | 2733 | 5554581 | BROAN | DS4BF-024KB | AC | Split System: Air-Cooled Condensing Unit, Coil with Blower | S4BF-024KB |  | C6B(A,H)-X24(C,U)-B | 12.5 | 15.5 | Yes | Yes | 2013-03-14 |  | 1
FALSE | S4BF-024KB | 2733 | 5554582 | BROAN | DS4BF-024KB | AC | Split System: Air-Cooled Condensing Unit, Coil with Blower | S4BF-024KB |  | C6B(A,H)-F24(C,U)-B+TXV-X2.0 | 12.5 | 15.5 | Yes | Yes | 2013-03-14 |  | 1
FALSE | S4BF-024KB | 2733 | 5554583 | BROAN | DS4BF-024KB | AC | Split System: Air-Cooled Condensing Unit, Coil with Blower | S4BF-024KB |  | C6B(A,H)-X24(C,U)-B | 12.5 | 15.5 | Yes | Yes | 2013-03-14 |  | 1
FALSE | S4BF-024KB | 2733 | 5554584 | BROAN | DS4BF-024KB | AC | Split System: Air-Cooled Condensing Unit, Coil with Blower | S4BF-024KB |  | C6B(A,H)-X24(C,U)-B | 12.5 | 15.5 | Yes | Yes | 2013-03-14 |  | 1
FALSE | S4BF-024KB | 2733 | 5554585 | BROAN | DS4BF-024KB | AC | Split System: Air-Cooled Condensing Unit, Coil with Blower | S4BF-024KB |  | C6B(A,H)-X26(C,U)-B | 13 | 16 | Yes | Yes | 2013-03-14 |  | 2
FALSE | S4BF-024KB | 2733 | 5554586 | BROAN | DS4BF-024KB | AC | Split System: Air-Cooled Condensing Unit, Coil with Blower | S4BF-024KB |  | C6B(A,H)-X26(C,U)-B | 13 | 16 | Yes | Yes | 2013-03-14 |  | 2
FALSE | S4BF-024KB | 2733 | 5554587 | BROAN | DS4BF-024KB | AC | Split System: Air-Cooled Condensing Unit, Coil with Blower | S4BF-024KB |  | C6B(A,H)-X26(C,U)-B | 13 | 16 | Yes | Yes | 2013-03-14 |  | 2
FALSE | S4BF-024KB | 2733 | 5554588 | BROAN | DS4BF-024KB | AC | Split System: Air-Cooled Condensing Unit, Coil with Blower | S4BF-024KB |  | C6B(A,H)-X26(C,U)-B | 13 | 16 | Yes | Yes | 2013-03-14 |  | 2
FALSE | S4BF-024KB | 2733 | 5554589 | BROAN | DS4BF-024KB | AC | Split System: Air-Cooled Condensing Unit, Coil with Blower | S4BF-024KB |  | C6B(A,H)-F24(C,U)-B+TXV-X2.0 | 12.5 | 15.5 | Yes | Yes | 2013-03-14 |  | 1
FALSE | S4BF-024KB | 2733 | 5554590 | BROAN | DS4BF-024KB | AC | Split System: Air-Cooled Condensing Unit, Coil with Blower | S4BF-024KB |  | C6B(A,H)-X24(C,U)-B | 12.5 | 15.5 | Yes | Yes | 2013-03-14 |  | 1
FALSE | S4BF-024KB | 2733 | 5554591 | BROAN | DS4BF-024KB | AC | Split System: Air-Cooled Condensing Unit, Coil with Blower | S4BF-024KB |  | C6B(A,H)-X24(C,U)-B | 12.5 | 15.5 | Yes | Yes | 2013-03-14 |  | 1
FALSE | S4BF-024KB | 2733 | 5554592 | BROAN | DS4BF-024KB | AC | Split System: Air-Cooled Condensing Unit, Coil with Blower | S4BF-024KB |  | C6B(A,H)-X26(C,U)-B | 13 | 16 | Yes | Yes | 2013-03-14 |  | 2
FALSE | S4BF-024KB | 2733 | 5554593 | BROAN | DS4BF-024KB | AC | Split System: Air-Cooled Condensing Unit, Coil with Blower | S4BF-024KB |  | C6B(A,H)-X26(C,U)-B | 13 | 16 | Yes | Yes | 2013-03-14 |  | 2
FALSE | S4BF-048KC | 2750 | 5554641 | BROAN | DS4BF-048KC | AC | Split System: Air-Cooled Condensing Unit, Coil with Blower | S4BF-048KC |  | C6B(A,H)-F60(C,U)-C+TXV-X4.0 | 12.5 | 16 | Yes | Yes | 2013-03-14 |  | 1
FALSE | S4BF-048KC | 2750 | 5554642 | BROAN | DS4BF-048KC | AC | Split System: Air-Cooled Condensing Unit, Coil with Blower | S4BF-048KC |  | C6B(A,H)-F60(C,U)-C+TXV-X4.0 | 12.5 | 16 | Yes | Yes | 2013-03-14 |  | 1
FALSE | S4BF-048KC | 2750 | 5554643 | BROAN | DS4BF-048KC | AC | Split System: Air-Cooled Condensing Unit, Coil with Blower | S4BF-048KC |  | C6B(A,H)-X48(C,U)-D | 12 | 15 | Yes | Yes | 2013-03-14 |  | 0
FALSE | S4BF-048KC | 2750 | 5554644 | BROAN | DS4BF-048KC | AC | Split System: Air-Cooled Condensing Unit, Coil with Blower | S4BF-048KC |  | C6B(A,H)-F60(C,U)-C+TXV-X4.0 | 12.5 | 16 | Yes | Yes | 2013-03-14 |  | 1
FALSE | S4BF-048KC | 2750 | 5554645 | BROAN | DS4BF-048KC | AC | Split System: Air-Cooled Condensing Unit, Coil with Blower | S4BF-048KC |  | C6B(A,H)-F60(C,U)-D+TXV-X4.0 | 12 | 15 | Yes | Yes | 2013-03-14 |  | 0
FALSE | S4BF-048KC | 2750 | 5554646 | BROAN | DS4BF-048KC | AC | Split System: Air-Cooled Condensing Unit, Coil with Blower | S4BF-048KC |  | C6B(A,H)-F60(C,U)-C+TXV-X4.0 | 12.5 | 16 | Yes | Yes | 2013-03-14 |  | 1
FALSE | S4BF-048KC | 2750 | 5554647 | BROAN | DS4BF-048KC | AC | Split System: Air-Cooled Condensing Unit, Coil with Blower | S4BF-048KC |  | C6B(A,H)-F60(C,U)-D+TXV-X4.0 | 12 | 15 | Yes | Yes | 2013-03-14 |  | 0
FALSE | S4BF-048KC | 2750 | 5554648 | BROAN | DS4BF-048KC | AC | Split System: Air-Cooled Condensing Unit, Coil with Blower | S4BF-048KC |  | C6B(A,H)-X48(C,U)-C | 12.5 | 16 | Yes | Yes | 2013-03-14 |  | 1
FALSE | S4BF-048KC | 2750 | 5554649 | BROAN | DS4BF-048KC | AC | Split System: Air-Cooled Condensing Unit, Coil with Blower | S4BF-048KC |  | C6B(A,H)-X48(C,U)-C | 12.5 | 16 | Yes | Yes | 2013-03-14 |  | 1
FALSE | S4BF-048KC | 2750 | 5554650 | BROAN | DS4BF-048KC | AC | Split System: Air-Cooled Condensing Unit, Coil with Blower | S4BF-048KC |  | C6B(A,H)-X48(C,U)-D | 12 | 15 | Yes | Yes | 2013-03-14 |  | 0
FALSE | S4BF-048KC | 2750 | 5554651 | BROAN | DS4BF-048KC | AC | Split System: Air-Cooled Condensing Unit, Coil with Blower | S4BF-048KC |  | C6B(A,H)-X48(C,U)-D | 12 | 15 | Yes | Yes | 2013-03-14 |  | 0
FALSE | S4BF-048KC | 2750 | 5554652 | BROAN | DS4BF-048KC | AC | Split System: Air-Cooled Condensing Unit, Coil with Blower | S4BF-048KC |  | C6B(A,H)-X48(C,U)-D | 12 | 15 | Yes | Yes | 2013-03-14 |  | 0
FALSE | S4BF-048KC | 2750 | 5554653 | BROAN | DS4BF-048KC | AC | Split System: Air-Cooled Condensing Unit, Coil with Blower | S4BF-048KC |  | C6B(A,H)-F60(C,U)-C+TXV-X4.0 | 13 | 16 | Yes | Yes | 2013-03-14 |  | 2
TRUE | S4BF-048KC | 2750 | 5554654 | BROAN | DS4BF-048KC | AC | Split System: Air-Cooled Condensing Unit, Coil with Blower | S4BF-048KC |  | B6VMAX48K-C | 13 | 16 | Yes | Yes | 2013-03-14 |  | 2
FALSE | S4BF-048KC | 2750 | 5554655 | BROAN | DS4BF-048KC | AC | Split System: Air-Cooled Condensing Unit, Coil with Blower | S4BF-048KC |  | C6B(A,H)-X48(C,U)-C | 13 | 16 | Yes | Yes | 2013-03-14 |  | 2
FALSE | S4BF-024KB | 2733 | 5554656 | GIBSON | JS4BF-024KB | AC | Split System: Air-Cooled Condensing Unit, Coil with Blower | S4BF-024KB |  | C6B(A,H)-F24(C,U)-B+TXV-X2.0 | 12.5 | 15.5 | Yes | Yes | 2013-03-14 |  | 1
FALSE | S4BF-024KB | 2733 | 5554657 | GIBSON | JS4BF-024KB | AC | Split System: Air-Cooled Condensing Unit, Coil with Blower | S4BF-024KB |  | C6B(A,H)-X24(C,U)-B | 12.5 | 15.5 | Yes | Yes | 2013-03-14 |  | 1
FALSE | S4BF-024KB | 2733 | 5554658 | GIBSON | JS4BF-024KB | AC | Split System: Air-Cooled Condensing Unit, Coil with Blower | S4BF-024KB |  | C6B(A,H)-X26(C,U)-B | 13 | 16 | Yes | Yes | 2013-03-14 |  | 2
FALSE | S4BF-024KB | 2733 | 5554659 | GIBSON | JS4BF-024KB | AC | Split System: Air-Cooled Condensing Unit, Coil with Blower | S4BF-024KB |  | C6B(A,H)-F24(C,U)-B+TXV-X2.0 | 12.5 | 15.5 | Yes | Yes | 2013-03-14 |  | 1
FALSE | S4BF-036KB | 2740 | 5554613 | BROAN | DS4BF-036KB | AC | Split System: Air-Cooled Condensing Unit, Coil with Blower | S4BF-036KB |  | C6B(A,H)-X36(C,U)-B | 12.5 | 15 | Yes | Yes | 2013-03-14 |  | 1
FALSE | S4BF-036KB | 2740 | 5554614 | BROAN | DS4BF-036KB | AC | Split System: Air-Cooled Condensing Unit, Coil with Blower | S4BF-036KB |  | C6B(A,H)-X36(C,U)-C | 13 | 16 | Yes | Yes | 2013-03-14 |  | 2
FALSE | S4BF-036KB | 2740 | 5554615 | BROAN | DS4BF-036KB | AC | Split System: Air-Cooled Condensing Unit, Coil with Blower | S4BF-036KB |  | C6B(A,H)-X37(C,U)-C | 13 | 16 | Yes | Yes | 2013-03-14 |  | 2
FALSE | S4BF-036KB | 2740 | 5554616 | BROAN | DS4BF-036KB | AC | Split System: Air-Cooled Condensing Unit, Coil with Blower | S4BF-036KB |  | C6B(A,H)-F42(C,U)-B+TXV-X3.0 | 12.5 | 15 | Yes | Yes | 2013-03-14 |  | 1
FALSE | S4BF-036KB | 2740 | 5554617 | BROAN | DS4BF-036KB | AC | Split System: Air-Cooled Condensing Unit, Coil with Blower | S4BF-036KB |  | C6B(A,H)-X36(C,U)-C | 13 | 16 | Yes | Yes | 2013-03-14 |  | 2
FALSE | S4BF-036KB | 2740 | 5554618 | BROAN | DS4BF-036KB | AC | Split System: Air-Cooled Condensing Unit, Coil with Blower | S4BF-036KB |  | C6B(A,H)-F42(C,U)-B+TXV-X3.0 | 12.5 | 15 | Yes | Yes | 2013-03-14 |  | 1
FALSE | S4BF-036KB | 2740 | 5554619 | BROAN | DS4BF-036KB | AC | Split System: Air-Cooled Condensing Unit, Coil with Blower | S4BF-036KB |  | C6B(A,H)-X36(C,U)-B | 12.5 | 15 | Yes | Yes | 2013-03-14 |  | 1
FALSE | S4BF-036KB | 2740 | 5554620 | BROAN | DS4BF-036KB | AC | Split System: Air-Cooled Condensing Unit, Coil with Blower | S4BF-036KB |  | C6B(A,H)-X36(C,U)-B | 12.5 | 15 | Yes | Yes | 2013-03-14 |  | 1
FALSE | S4BF-036KB | 2740 | 5554621 | BROAN | DS4BF-036KB | AC | Split System: Air-Cooled Condensing Unit, Coil with Blower | S4BF-036KB |  | C6B(A,H)-X36(C,U)-C | 13 | 16 | Yes | Yes | 2013-03-14 |  | 2
FALSE | S4BF-036KB | 2740 | 5554622 | BROAN | DS4BF-036KB | AC | Split System: Air-Cooled Condensing Unit, Coil with Blower | S4BF-036KB |  | C6B(A,H)-F42(C,U)-B+TXV-X3.0 | 12.5 | 15 | Yes | Yes | 2013-03-14 |  | 1
FALSE | S4BF-036KB | 2740 | 5554623 | BROAN | DS4BF-036KB | AC | Split System: Air-Cooled Condensing Unit, Coil with Blower | S4BF-036KB |  | C6B(A,H)-F48(C,U)-C+TXV-X3.0 | 13 | 16 | Yes | Yes | 2013-03-14 |  | 2
FALSE | S4BF-036KB | 2740 | 5554624 | BROAN | DS4BF-036KB | AC | Split System: Air-Cooled Condensing Unit, Coil with Blower | S4BF-036KB |  | C6B(A,H)-F48(C,U)-C+TXV-X3.0 | 13 | 16 | Yes | Yes | 2013-03-14 |  | 2
FALSE | S4BF-036KB | 2740 | 5554625 | BROAN | DS4BF-036KB | AC | Split System: Air-Cooled Condensing Unit, Coil with Blower | S4BF-036KB |  | C6B(A,H)-X36(C,U)-B | 12.5 | 15 | Yes | Yes | 2013-03-14 |  | 1
FALSE | S4BF-036KB | 2740 | 5554626 | BROAN | DS4BF-036KB | AC | Split System: Air-Cooled Condensing Unit, Coil with Blower | S4BF-036KB |  | C6B(A,H)-X36(C,U)-B | 12.5 | 15 | Yes | Yes | 2013-03-14 |  | 1
FALSE | S4BF-036KB | 2740 | 5554627 | BROAN | DS4BF-036KB | AC | Split System: Air-Cooled Condensing Unit, Coil with Blower | S4BF-036KB |  | C6B(A,H)-X36(C,U)-C | 13 | 16 | Yes | Yes | 2013-03-14 |  | 2
TRUE | S4BF-036KB | 2740 | 5554628 | BROAN | DS4BF-036KB | AC | Split System: Air-Cooled Condensing Unit, Coil with Blower | S4BF-036KB |  | B6VMAX36K-B | 13 | 16 | Yes | Yes | 2013-03-14 |  | 2
FALSE | S4BF-036KB | 2740 | 5554629 | BROAN | DS4BF-036KB | AC | Split System: Air-Cooled Condensing Unit, Coil with Blower | S4BF-036KB |  | C6B(A,H)-F42(C,U)-B+TXV-X3.0 | 13 | 16 | Yes | Yes | 2013-03-14 |  | 2
FALSE | S4BF-036KB | 2740 | 5554630 | BROAN | DS4BF-036KB | AC | Split System: Air-Cooled Condensing Unit, Coil with Blower | S4BF-036KB |  | C6B(A,H)-X36(C,U)-B | 13 | 16 | Yes | Yes | 2013-03-14 |  | 2
FALSE | S4BF-036KB | 2740 | 5554631 | BROAN | DS4BF-036KB | AC | Split System: Air-Cooled Condensing Unit, Coil with Blower | S4BF-036KB |  | C6B(A,H)-F48(C,U)-C+TXV-X3.0 | 13 | 16 | Yes | Yes | 2013-03-14 |  | 2
FALSE | S4BF-036KB | 2740 | 5554632 | BROAN | DS4BF-036KB | AC | Split System: Air-Cooled Condensing Unit, Coil with Blower | S4BF-036KB |  | C6B(A,H)-X36(C,U)-C | 13 | 16 | Yes | Yes | 2013-03-14 |  | 2
FALSE | S4BF-036KB | 2740 | 5554633 | BROAN | DS4BF-036KB | AC | Split System: Air-Cooled Condensing Unit, Coil with Blower | S4BF-036KB |  | C6B(A,H)-X37(C,U)-C | 13 | 16 | Yes | Yes | 2013-03-14 |  | 2
FALSE | S4BF-048KC | 2750 | 5554634 | BROAN | DS4BF-048KC | AC | Split System: Air-Cooled Condensing Unit, Coil with Blower | S4BF-048KC |  | C6B(A,H)-F60(C,U)-D+TXV-X4.0 | 12 | 15 | Yes | Yes | 2013-03-14 |  | 0
FALSE | S4BF-048KC | 2750 | 5554635 | BROAN | DS4BF-048KC | AC | Split System: Air-Cooled Condensing Unit, Coil with Blower | S4BF-048KC |  | C6B(A,H)-X48(C,U)-C | 12.5 | 16 | Yes | Yes | 2013-03-14 |  | 1
FALSE | S4BF-048KC | 2750 | 5554636 | BROAN | DS4BF-048KC | AC | Split System: Air-Cooled Condensing Unit, Coil with Blower | S4BF-048KC |  | C6B(A,H)-X48(C,U)-C | 12.5 | 16 | Yes | Yes | 2013-03-14 |  | 1
FALSE | S4BF-048KC | 2750 | 5554637 | BROAN | DS4BF-048KC | AC | Split System: Air-Cooled Condensing Unit, Coil with Blower | S4BF-048KC |  | C6B(A,H)-F60(C,U)-C+TXV-X4.0 | 12.5 | 16 | Yes | Yes | 2013-03-14 |  | 1
FALSE | S4BF-048KC | 2750 | 5554638 | BROAN | DS4BF-048KC | AC | Split System: Air-Cooled Condensing Unit, Coil with Blower | S4BF-048KC |  | C6B(A,H)-F60(C,U)-D+TXV-X4.0 | 12 | 15 | Yes | Yes | 2013-03-14 |  | 0
FALSE | S4BF-048KC | 2750 | 5554639 | BROAN | DS4BF-048KC | AC | Split System: Air-Cooled Condensing Unit, Coil with Blower | S4BF-048KC |  | C6B(A,H)-X48(C,U)-C | 12.5 | 16 | Yes | Yes | 2013-03-14 |  | 1
FALSE | S4BF-048KC | 2750 | 5554640 | BROAN | DS4BF-048KC | AC | Split System: Air-Cooled Condensing Unit, Coil with Blower | S4BF-048KC |  | C6B(A,H)-X48(C,U)-D | 12 | 15 | Yes | Yes | 2013-03-14 |  | 0
FALSE | S4BF-024KB | 2733 | 5554660 | GIBSON | JS4BF-024KB | AC | Split System: Air-Cooled Condensing Unit, Coil with Blower | S4BF-024KB |  | C6B(A,H)-F24(C,U)-B+TXV-X2.0 | 12.5 | 15.5 | Yes | Yes | 2013-03-14 |  | 1
FALSE | S4BF-024KB | 2733 | 5554661 | GIBSON | JS4BF-024KB | AC | Split System: Air-Cooled Condensing Unit, Coil with Blower | S4BF-024KB |  | C6B(A,H)-F24(C,U)-B+TXV-X2.0 | 12.5 | 15.5 | Yes | Yes | 2013-03-14 |  | 1
FALSE | S4BF-024KB | 2733 | 5554662 | GIBSON | JS4BF-024KB | AC | Split System: Air-Cooled Condensing Unit, Coil with Blower | S4BF-024KB |  | C6B(A,H)-X24(C,U)-B | 12.5 | 15.5 | Yes | Yes | 2013-03-14 |  | 1
FALSE | S4BF-024KB | 2733 | 5554663 | GIBSON | JS4BF-024KB | AC | Split System: Air-Cooled Condensing Unit, Coil with Blower | S4BF-024KB |  | C6B(A,H)-X26(C,U)-B | 13 | 16 | Yes | Yes | 2013-03-14 |  | 2
FALSE | S4BF-024KB | 2733 | 5554664 | GIBSON | JS4BF-024KB | AC | Split System: Air-Cooled Condensing Unit, Coil with Blower | S4BF-024KB |  | C6B(A,H)-F24(C,U)-B+TXV-X2.0 | 12.5 | 15.5 | Yes | Yes | 2013-03-14 |  | 1
FALSE | S4BF-024KB | 2733 | 5554665 | GIBSON | JS4BF-024KB | AC | Split System: Air-Cooled Condensing Unit, Coil with Blower | S4BF-024KB |  | C6B(A,H)-X24(C,U)-B | 12.5 | 15.5 | Yes | Yes | 2013-03-14 |  | 1
FALSE | S4BF-024KB | 2733 | 5554666 | GIBSON | JS4BF-024KB | AC | Split System: Air-Cooled Condensing Unit, Coil with Blower | S4BF-024KB |  | C6B(A,H)-X24(C,U)-B | 12.5 | 15.5 | Yes | Yes | 2013-03-14 |  | 1
FALSE | S4BF-024KB | 2733 | 5554667 | GIBSON | JS4BF-024KB | AC | Split System: Air-Cooled Condensing Unit, Coil with Blower | S4BF-024KB |  | C6B(A,H)-F24(C,U)-B+TXV-X2.0 | 12.5 | 15.5 | Yes | Yes | 2013-03-14 |  | 1
FALSE | S4BF-024KB | 2733 | 5554668 | GIBSON | JS4BF-024KB | AC | Split System: Air-Cooled Condensing Unit, Coil with Blower | S4BF-024KB |  | C6B(A,H)-X24(C,U)-B | 12.5 | 15.5 | Yes | Yes | 2013-03-14 |  | 1
FALSE | S4BF-024KB | 2733 | 5554669 | GIBSON | JS4BF-024KB | AC | Split System: Air-Cooled Condensing Unit, Coil with Blower | S4BF-024KB |  | C6B(A,H)-X24(C,U)-B | 12.5 | 15.5 | Yes | Yes | 2013-03-14 |  | 1
FALSE | S4BF-024KB | 2733 | 5554670 | GIBSON | JS4BF-024KB | AC | Split System: Air-Cooled Condensing Unit, Coil with Blower | S4BF-024KB |  | C6B(A,H)-X26(C,U)-B | 13 | 16 | Yes | Yes | 2013-03-14 |  | 2
FALSE | S4BF-024KB | 2733 | 5554671 | GIBSON | JS4BF-024KB | AC | Split System: Air-Cooled Condensing Unit, Coil with Blower | S4BF-024KB |  | C6B(A,H)-X26(C,U)-B | 13 | 16 | Yes | Yes | 2013-03-14 |  | 2
FALSE | S4BF-024KB | 2733 | 5554672 | GIBSON | JS4BF-024KB | AC | Split System: Air-Cooled Condensing Unit, Coil with Blower | S4BF-024KB |  | C6B(A,H)-X26(C,U)-B | 13 | 16 | Yes | Yes | 2013-03-14 |  | 2
FALSE | S4BF-024KB | 2733 | 5554673 | GIBSON | JS4BF-024KB | AC | Split System: Air-Cooled Condensing Unit, Coil with Blower | S4BF-024KB |  | C6B(A,H)-X26(C,U)-B | 13 | 16 | Yes | Yes | 2013-03-14 |  | 2
FALSE | S4BF-024KB | 2733 | 5554674 | GIBSON | JS4BF-024KB | AC | Split System: Air-Cooled Condensing Unit, Coil with Blower | S4BF-024KB |  | C6B(A,H)-F24(C,U)-B+TXV-X2.0 | 12.5 | 15.5 | Yes | Yes | 2013-03-14 |  | 1
FALSE | S4BF-024KB | 2733 | 5554675 | GIBSON | JS4BF-024KB | AC | Split System: Air-Cooled Condensing Unit, Coil with Blower | S4BF-024KB |  | C6B(A,H)-X24(C,U)-B | 12.5 | 15.5 | Yes | Yes | 2013-03-14 |  | 1
FALSE | S4BF-024KB | 2733 | 5554676 | GIBSON | JS4BF-024KB | AC | Split System: Air-Cooled Condensing Unit, Coil with Blower | S4BF-024KB |  | C6B(A,H)-X24(C,U)-B | 12.5 | 15.5 | Yes | Yes | 2013-03-14 |  | 1
FALSE | S4BF-024KB | 2733 | 5554677 | GIBSON | JS4BF-024KB | AC | Split System: Air-Cooled Condensing Unit, Coil with Blower | S4BF-024KB |  | C6B(A,H)-X26(C,U)-B | 13 | 16 | Yes | Yes | 2013-03-14 |  | 2
FALSE | S4BF-024KB | 2733 | 5554678 | GIBSON | JS4BF-024KB | AC | Split System: Air-Cooled Condensing Unit, Coil with Blower | S4BF-024KB |  | C6B(A,H)-X26(C,U)-B | 13 | 16 | Yes | Yes | 2013-03-14 |  | 2
FALSE | S4BF-024KB | 2733 | 5554679 | GIBSON | JS4BF-024KB | AC | Split System: Air-Cooled Condensing Unit, Coil with Blower | S4BF-024KB |  | C6B(A,H)-F24(C,U)-B+TXV-X2.0 | 12.5 | 15.5 | Yes | Yes | 2013-03-14 |  | 1
FALSE | S4BF-024KB | 2733 | 5554680 | GIBSON | JS4BF-024KB | AC | Split System: Air-Cooled Condensing Unit, Coil with Blower | S4BF-024KB |  | C6B(A,H)-X26(C,U)-B | 13 | 16 | Yes | Yes | 2013-03-14 |  | 2
TRUE | S4BF-024KB | 2733 | 5554681 | GIBSON | JS4BF-024KB | AC | Split System: Air-Cooled Condensing Unit, Coil with Blower | S4BF-024KB |  | B6VMAX24K-B | 13 | 16 | Yes | Yes | 2013-03-14 |  | 2
FALSE | S4BF-024KB | 2733 | 5554682 | GIBSON | JS4BF-024KB | AC | Split System: Air-Cooled Condensing Unit, Coil with Blower | S4BF-024KB |  | C6B(A,H)-F24(C,U)-B+TXV-X2.0 | 13 | 16 | Yes | Yes | 2013-03-14 |  | 2
FALSE | S4BF-024KB | 2733 | 5554683 | GIBSON | JS4BF-024KB | AC | Split System: Air-Cooled Condensing Unit, Coil with Blower | S4BF-024KB |  | C6B(A,H)-X24(C,U)-B | 13 | 16 | Yes | Yes | 2013-03-14 |  | 2
FALSE | S4BF-036KB | 2740 | 5554684 | GIBSON | JS4BF-036KB | AC | Split System: Air-Cooled Condensing Unit, Coil with Blower | S4BF-036KB |  | C6B(A,H)-F42(C,U)-B+TXV-X3.0 | 12.5 | 15 | Yes | Yes | 2013-03-14 |  | 1
FALSE | S4BF-036KB | 2740 | 5554685 | GIBSON | JS4BF-036KB | AC | Split System: Air-Cooled Condensing Unit, Coil with Blower | S4BF-036KB |  | C6B(A,H)-F48(C,U)-C+TXV-X3.0 | 13 | 16 | Yes | Yes | 2013-03-14 |  | 2
FALSE | S4BF-036KB | 2740 | 5554686 | GIBSON | JS4BF-036KB | AC | Split System: Air-Cooled Condensing Unit, Coil with Blower | S4BF-036KB |  | C6B(A,H)-X36(C,U)-B | 12.5 | 15 | Yes | Yes | 2013-03-14 |  | 1
FALSE | S4BF-036KB | 2740 | 5554687 | GIBSON | JS4BF-036KB | AC | Split System: Air-Cooled Condensing Unit, Coil with Blower | S4BF-036KB |  | C6B(A,H)-X37(C,U)-C | 13 | 16 | Yes | Yes | 2013-03-14 |  | 2
FALSE | S4BF-048KC | 2750 | 5554734 | GIBSON | JS4BF-048KC | AC | Split System: Air-Cooled Condensing Unit, Coil with Blower | S4BF-048KC |  | C6B(A,H)-X48(C,U)-C | 12.5 | 16 | Yes | Yes | 2013-03-14 |  | 1
FALSE | S4BF-048KC | 2750 | 5554735 | GIBSON | JS4BF-048KC | AC | Split System: Air-Cooled Condensing Unit, Coil with Blower | S4BF-048KC |  | C6B(A,H)-X48(C,U)-D | 12 | 15 | Yes | Yes | 2013-03-14 |  | 0
FALSE | S4BF-048KC | 2750 | 5554736 | GIBSON | JS4BF-048KC | AC | Split System: Air-Cooled Condensing Unit, Coil with Blower | S4BF-048KC |  | C6B(A,H)-X48(C,U)-D | 12 | 15 | Yes | Yes | 2013-03-14 |  | 0
FALSE | S4BF-048KC | 2750 | 5554737 | GIBSON | JS4BF-048KC | AC | Split System: Air-Cooled Condensing Unit, Coil with Blower | S4BF-048KC |  | C6B(A,H)-X48(C,U)-D | 12 | 15 | Yes | Yes | 2013-03-14 |  | 0
FALSE | S4BF-048KC | 2750 | 5554738 | GIBSON | JS4BF-048KC | AC | Split System: Air-Cooled Condensing Unit, Coil with Blower | S4BF-048KC |  | C6B(A,H)-F60(C,U)-C+TXV-X4.0 | 13 | 16 | Yes | Yes | 2013-03-14 |  | 2
TRUE | S4BF-048KC | 2750 | 5554739 | GIBSON | JS4BF-048KC | AC | Split System: Air-Cooled Condensing Unit, Coil with Blower | S4BF-048KC |  | B6VMAX48K-C | 13 | 16 | Yes | Yes | 2013-03-14 |  | 2
FALSE | S4BF-048KC | 2750 | 5554740 | GIBSON | JS4BF-048KC | AC | Split System: Air-Cooled Condensing Unit, Coil with Blower | S4BF-048KC |  | C6B(A,H)-X48(C,U)-C | 13 | 16 | Yes | Yes | 2013-03-14 |  | 2
FALSE | S4BF-024KB | 2733 | 5554741 | GRANDAIRE | JS4BF-024KB | AC | Split System: Air-Cooled Condensing Unit, Coil with Blower | S4BF-024KB |  | C6B(A,H)-F24(C,U)-B+TXV-X2.0 | 12.5 | 15.5 | Yes | Yes | 2013-03-14 |  | 1
FALSE | S4BF-024KB | 2733 | 5554742 | GRANDAIRE | JS4BF-024KB | AC | Split System: Air-Cooled Condensing Unit, Coil with Blower | S4BF-024KB |  | C6B(A,H)-X24(C,U)-B | 12.5 | 15.5 | Yes | Yes | 2013-03-14 |  | 1
FALSE | S4BF-024KB | 2733 | 5554743 | GRANDAIRE | JS4BF-024KB | AC | Split System: Air-Cooled Condensing Unit, Coil with Blower | S4BF-024KB |  | C6B(A,H)-X26(C,U)-B | 13 | 16 | Yes | Yes | 2013-03-14 |  | 2
FALSE | S4BF-024KB | 2733 | 5554744 | GRANDAIRE | JS4BF-024KB | AC | Split System: Air-Cooled Condensing Unit, Coil with Blower | S4BF-024KB |  | C6B(A,H)-F24(C,U)-B+TXV-X2.0 | 12.5 | 15.5 | Yes | Yes | 2013-03-14 |  | 1
FALSE | S4BF-024KB | 2733 | 5554745 | GRANDAIRE | JS4BF-024KB | AC | Split System: Air-Cooled Condensing Unit, Coil with Blower | S4BF-024KB |  | C6B(A,H)-F24(C,U)-B+TXV-X2.0 | 12.5 | 15.5 | Yes | Yes | 2013-03-14 |  | 1
FALSE | S4BF-024KB | 2733 | 5554746 | GRANDAIRE | JS4BF-024KB | AC | Split System: Air-Cooled Condensing Unit, Coil with Blower | S4BF-024KB |  | C6B(A,H)-F24(C,U)-B+TXV-X2.0 | 12.5 | 15.5 | Yes | Yes | 2013-03-14 |  | 1
FALSE | S4BF-024KB | 2733 | 5554747 | GRANDAIRE | JS4BF-024KB | AC | Split System: Air-Cooled Condensing Unit, Coil with Blower | S4BF-024KB |  | C6B(A,H)-X24(C,U)-B | 12.5 | 15.5 | Yes | Yes | 2013-03-14 |  | 1
FALSE | S4BF-024KB | 2733 | 5554748 | GRANDAIRE | JS4BF-024KB | AC | Split System: Air-Cooled Condensing Unit, Coil with Blower | S4BF-024KB |  | C6B(A,H)-X26(C,U)-B | 13 | 16 | Yes | Yes | 2013-03-14 |  | 2
FALSE | S4BF-024KB | 2733 | 5554749 | GRANDAIRE | JS4BF-024KB | AC | Split System: Air-Cooled Condensing Unit, Coil with Blower | S4BF-024KB |  | C6B(A,H)-F24(C,U)-B+TXV-X2.0 | 12.5 | 15.5 | Yes | Yes | 2013-03-14 |  | 1
FALSE | S4BF-024KB | 2733 | 5554750 | GRANDAIRE | JS4BF-024KB | AC | Split System: Air-Cooled Condensing Unit, Coil with Blower | S4BF-024KB |  | C6B(A,H)-X24(C,U)-B | 12.5 | 15.5 | Yes | Yes | 2013-03-14 |  | 1
FALSE | S4BF-024KB | 2733 | 5554751 | GRANDAIRE | JS4BF-024KB | AC | Split System: Air-Cooled Condensing Unit, Coil with Blower | S4BF-024KB |  | C6B(A,H)-X24(C,U)-B | 12.5 | 15.5 | Yes | Yes | 2013-03-14 |  | 1
FALSE | S4BF-024KB | 2733 | 5554752 | GRANDAIRE | JS4BF-024KB | AC | Split System: Air-Cooled Condensing Unit, Coil with Blower | S4BF-024KB |  | C6B(A,H)-F24(C,U)-B+TXV-X2.0 | 12.5 | 15.5 | Yes | Yes | 2013-03-14 |  | 1
FALSE | S4BF-036KB | 2740 | 5554707 | GIBSON | JS4BF-036KB | AC | Split System: Air-Cooled Condensing Unit, Coil with Blower | S4BF-036KB |  | C6B(A,H)-F42(C,U)-B+TXV-X3.0 | 12.5 | 15 | Yes | Yes | 2013-03-14 |  | 1
FALSE | S4BF-036KB | 2740 | 5554708 | GIBSON | JS4BF-036KB | AC | Split System: Air-Cooled Condensing Unit, Coil with Blower | S4BF-036KB |  | C6B(A,H)-F48(C,U)-C+TXV-X3.0 | 13 | 16 | Yes | Yes | 2013-03-14 |  | 2
FALSE | S4BF-036KB | 2740 | 5554709 | GIBSON | JS4BF-036KB | AC | Split System: Air-Cooled Condensing Unit, Coil with Blower | S4BF-036KB |  | C6B(A,H)-F48(C,U)-C+TXV-X3.0 | 13 | 16 | Yes | Yes | 2013-03-14 |  | 2
FALSE | S4BF-036KB | 2740 | 5554710 | GIBSON | JS4BF-036KB | AC | Split System: Air-Cooled Condensing Unit, Coil with Blower | S4BF-036KB |  | C6B(A,H)-X36(C,U)-B | 12.5 | 15 | Yes | Yes | 2013-03-14 |  | 1
FALSE | S4BF-036KB | 2740 | 5554711 | GIBSON | JS4BF-036KB | AC | Split System: Air-Cooled Condensing Unit, Coil with Blower | S4BF-036KB |  | C6B(A,H)-X36(C,U)-B | 12.5 | 15 | Yes | Yes | 2013-03-14 |  | 1
FALSE | S4BF-036KB | 2740 | 5554712 | GIBSON | JS4BF-036KB | AC | Split System: Air-Cooled Condensing Unit, Coil with Blower | S4BF-036KB |  | C6B(A,H)-X36(C,U)-C | 13 | 16 | Yes | Yes | 2013-03-14 |  | 2
TRUE | S4BF-036KB | 2740 | 5554713 | GIBSON | JS4BF-036KB | AC | Split System: Air-Cooled Condensing Unit, Coil with Blower | S4BF-036KB |  | B6VMAX36K-B | 13 | 16 | Yes | Yes | 2013-03-14 |  | 2
FALSE | S4BF-036KB | 2740 | 5554714 | GIBSON | JS4BF-036KB | AC | Split System: Air-Cooled Condensing Unit, Coil with Blower | S4BF-036KB |  | C6B(A,H)-F42(C,U)-B+TXV-X3.0 | 13 | 16 | Yes | Yes | 2013-03-14 |  | 2
FALSE | S4BF-036KB | 2740 | 5554715 | GIBSON | JS4BF-036KB | AC | Split System: Air-Cooled Condensing Unit, Coil with Blower | S4BF-036KB |  | C6B(A,H)-X36(C,U)-B | 13 | 16 | Yes | Yes | 2013-03-14 |  | 2
FALSE | S4BF-036KB | 2740 | 5554716 | GIBSON | JS4BF-036KB | AC | Split System: Air-Cooled Condensing Unit, Coil with Blower | S4BF-036KB |  | C6B(A,H)-F48(C,U)-C+TXV-X3.0 | 13 | 16 | Yes | Yes | 2013-03-14 |  | 2
FALSE | S4BF-036KB | 2740 | 5554717 | GIBSON | JS4BF-036KB | AC | Split System: Air-Cooled Condensing Unit, Coil with Blower | S4BF-036KB |  | C6B(A,H)-X36(C,U)-C | 13 | 16 | Yes | Yes | 2013-03-14 |  | 2
FALSE | S4BF-036KB | 2740 | 5554718 | GIBSON | JS4BF-036KB | AC | Split System: Air-Cooled Condensing Unit, Coil with Blower | S4BF-036KB |  | C6B(A,H)-X37(C,U)-C | 13 | 16 | Yes | Yes | 2013-03-14 |  | 2
FALSE | S4BF-048KC | 2750 | 5554719 | GIBSON | JS4BF-048KC | AC | Split System: Air-Cooled Condensing Unit, Coil with Blower | S4BF-048KC |  | C6B(A,H)-F60(C,U)-D+TXV-X4.0 | 12 | 15 | Yes | Yes | 2013-03-14 |  | 0
FALSE | S4BF-048KC | 2750 | 5554720 | GIBSON | JS4BF-048KC | AC | Split System: Air-Cooled Condensing Unit, Coil with Blower | S4BF-048KC |  | C6B(A,H)-X48(C,U)-C | 12.5 | 16 | Yes | Yes | 2013-03-14 |  | 1
FALSE | S4BF-048KC | 2750 | 5554721 | GIBSON | JS4BF-048KC | AC | Split System: Air-Cooled Condensing Unit, Coil with Blower | S4BF-048KC |  | C6B(A,H)-X48(C,U)-C | 12.5 | 16 | Yes | Yes | 2013-03-14 |  | 1
FALSE | S4BF-048KC | 2750 | 5554722 | GIBSON | JS4BF-048KC | AC | Split System: Air-Cooled Condensing Unit, Coil with Blower | S4BF-048KC |  | C6B(A,H)-F60(C,U)-C+TXV-X4.0 | 12.5 | 16 | Yes | Yes | 2013-03-14 |  | 1
FALSE | S4BF-048KC | 2750 | 5554723 | GIBSON | JS4BF-048KC | AC | Split System: Air-Cooled Condensing Unit, Coil with Blower | S4BF-048KC |  | C6B(A,H)-F60(C,U)-D+TXV-X4.0 | 12 | 15 | Yes | Yes | 2013-03-14 |  | 0
FALSE | S4BF-048KC | 2750 | 5554724 | GIBSON | JS4BF-048KC | AC | Split System: Air-Cooled Condensing Unit, Coil with Blower | S4BF-048KC |  | C6B(A,H)-X48(C,U)-C | 12.5 | 16 | Yes | Yes | 2013-03-14 |  | 1
FALSE | S4BF-048KC | 2750 | 5554725 | GIBSON | JS4BF-048KC | AC | Split System: Air-Cooled Condensing Unit, Coil with Blower | S4BF-048KC |  | C6B(A,H)-X48(C,U)-D | 12 | 15 | Yes | Yes | 2013-03-14 |  | 0
FALSE | S4BF-048KC | 2750 | 5554726 | GIBSON | JS4BF-048KC | AC | Split System: Air-Cooled Condensing Unit, Coil with Blower | S4BF-048KC |  | C6B(A,H)-F60(C,U)-C+TXV-X4.0 | 12.5 | 16 | Yes | Yes | 2013-03-14 |  | 1
FALSE | S4BF-048KC | 2750 | 5554727 | GIBSON | JS4BF-048KC | AC | Split System: Air-Cooled Condensing Unit, Coil with Blower | S4BF-048KC |  | C6B(A,H)-F60(C,U)-C+TXV-X4.0 | 12.5 | 16 | Yes | Yes | 2013-03-14 |  | 1
FALSE | S4BF-048KC | 2750 | 5554728 | GIBSON | JS4BF-048KC | AC | Split System: Air-Cooled Condensing Unit, Coil with Blower | S4BF-048KC |  | C6B(A,H)-X48(C,U)-D | 12 | 15 | Yes | Yes | 2013-03-14 |  | 0
FALSE | S4BF-048KC | 2750 | 5554729 | GIBSON | JS4BF-048KC | AC | Split System: Air-Cooled Condensing Unit, Coil with Blower | S4BF-048KC |  | C6B(A,H)-F60(C,U)-C+TXV-X4.0 | 12.5 | 16 | Yes | Yes | 2013-03-14 |  | 1
FALSE | S4BF-048KC | 2750 | 5554730 | GIBSON | JS4BF-048KC | AC | Split System: Air-Cooled Condensing Unit, Coil with Blower | S4BF-048KC |  | C6B(A,H)-F60(C,U)-D+TXV-X4.0 | 12 | 15 | Yes | Yes | 2013-03-14 |  | 0
FALSE | S4BF-048KC | 2750 | 5554731 | GIBSON | JS4BF-048KC | AC | Split System: Air-Cooled Condensing Unit, Coil with Blower | S4BF-048KC |  | C6B(A,H)-F60(C,U)-C+TXV-X4.0 | 12.5 | 16 | Yes | Yes | 2013-03-14 |  | 1
FALSE | S4BF-048KC | 2750 | 5554732 | GIBSON | JS4BF-048KC | AC | Split System: Air-Cooled Condensing Unit, Coil with Blower | S4BF-048KC |  | C6B(A,H)-F60(C,U)-D+TXV-X4.0 | 12 | 15 | Yes | Yes | 2013-03-14 |  | 0
FALSE | S4BF-048KC | 2750 | 5554733 | GIBSON | JS4BF-048KC | AC | Split System: Air-Cooled Condensing Unit, Coil with Blower | S4BF-048KC |  | C6B(A,H)-X48(C,U)-C | 12.5 | 16 | Yes | Yes | 2013-03-14 |  | 1
FALSE | S4BF-024KB | 2733 | 5554753 | GRANDAIRE | JS4BF-024KB | AC | Split System: Air-Cooled Condensing Unit, Coil with Blower | S4BF-024KB |  | C6B(A,H)-X24(C,U)-B | 12.5 | 15.5 | Yes | Yes | 2013-03-14 |  | 1
FALSE | S4BF-024KB | 2733 | 5554754 | GRANDAIRE | JS4BF-024KB | AC | Split System: Air-Cooled Condensing Unit, Coil with Blower | S4BF-024KB |  | C6B(A,H)-X24(C,U)-B | 12.5 | 15.5 | Yes | Yes | 2013-03-14 |  | 1
FALSE | S4BF-024KB | 2733 | 5554755 | GRANDAIRE | JS4BF-024KB | AC | Split System: Air-Cooled Condensing Unit, Coil with Blower | S4BF-024KB |  | C6B(A,H)-X26(C,U)-B | 13 | 16 | Yes | Yes | 2013-03-14 |  | 2
FALSE | S4BF-024KB | 2733 | 5554756 | GRANDAIRE | JS4BF-024KB | AC | Split System: Air-Cooled Condensing Unit, Coil with Blower | S4BF-024KB |  | C6B(A,H)-X26(C,U)-B | 13 | 16 | Yes | Yes | 2013-03-14 |  | 2
FALSE | S4BF-024KB | 2733 | 5554757 | GRANDAIRE | JS4BF-024KB | AC | Split System: Air-Cooled Condensing Unit, Coil with Blower | S4BF-024KB |  | C6B(A,H)-X26(C,U)-B | 13 | 16 | Yes | Yes | 2013-03-14 |  | 2
FALSE | S4BF-024KB | 2733 | 5554758 | GRANDAIRE | JS4BF-024KB | AC | Split System: Air-Cooled Condensing Unit, Coil with Blower | S4BF-024KB |  | C6B(A,H)-X26(C,U)-B | 13 | 16 | Yes | Yes | 2013-03-14 |  | 2
FALSE | S4BF-024KB | 2733 | 5554759 | GRANDAIRE | JS4BF-024KB | AC | Split System: Air-Cooled Condensing Unit, Coil with Blower | S4BF-024KB |  | C6B(A,H)-F24(C,U)-B+TXV-X2.0 | 12.5 | 15.5 | Yes | Yes | 2013-03-14 |  | 1
FALSE | S4BF-024KB | 2733 | 5554760 | GRANDAIRE | JS4BF-024KB | AC | Split System: Air-Cooled Condensing Unit, Coil with Blower | S4BF-024KB |  | C6B(A,H)-X24(C,U)-B | 12.5 | 15.5 | Yes | Yes | 2013-03-14 |  | 1
FALSE | S4BF-024KB | 2733 | 5554761 | GRANDAIRE | JS4BF-024KB | AC | Split System: Air-Cooled Condensing Unit, Coil with Blower | S4BF-024KB |  | C6B(A,H)-X24(C,U)-B | 12.5 | 15.5 | Yes | Yes | 2013-03-14 |  | 1
FALSE | S4BF-024KB | 2733 | 5554762 | GRANDAIRE | JS4BF-024KB | AC | Split System: Air-Cooled Condensing Unit, Coil with Blower | S4BF-024KB |  | C6B(A,H)-X26(C,U)-B | 13 | 16 | Yes | Yes | 2013-03-14 |  | 2
FALSE | S4BF-024KB | 2733 | 5554763 | GRANDAIRE | JS4BF-024KB | AC | Split System: Air-Cooled Condensing Unit, Coil with Blower | S4BF-024KB |  | C6B(A,H)-X26(C,U)-B | 13 | 16 | Yes | Yes | 2013-03-14 |  | 2
FALSE | S4BF-024KB | 2733 | 5554764 | GRANDAIRE | JS4BF-024KB | AC | Split System: Air-Cooled Condensing Unit, Coil with Blower | S4BF-024KB |  | C6B(A,H)-F24(C,U)-B+TXV-X2.0 | 12.5 | 15.5 | Yes | Yes | 2013-03-14 |  | 1
FALSE | S4BF-024KB | 2733 | 5554765 | GRANDAIRE | JS4BF-024KB | AC | Split System: Air-Cooled Condensing Unit, Coil with Blower | S4BF-024KB |  | C6B(A,H)-X26(C,U)-B | 13 | 16 | Yes | Yes | 2013-03-14 |  | 2
TRUE | S4BF-024KB | 2733 | 5554766 | GRANDAIRE | JS4BF-024KB | AC | Split System: Air-Cooled Condensing Unit, Coil with Blower | S4BF-024KB |  | B6VMAX24K-B | 13 | 16 | Yes | Yes | 2013-03-14 |  | 2
FALSE | S4BF-024KB | 2733 | 5554767 | GRANDAIRE | JS4BF-024KB | AC | Split System: Air-Cooled Condensing Unit, Coil with Blower | S4BF-024KB |  | C6B(A,H)-F24(C,U)-B+TXV-X2.0 | 13 | 16 | Yes | Yes | 2013-03-14 |  | 2
FALSE | S4BF-024KB | 2733 | 5554768 | GRANDAIRE | JS4BF-024KB | AC | Split System: Air-Cooled Condensing Unit, Coil with Blower | S4BF-024KB |  | C6B(A,H)-X24(C,U)-B | 13 | 16 | Yes | Yes | 2013-03-14 |  | 2
FALSE | S4BF-036KB | 2740 | 5554769 | GRANDAIRE | JS4BF-036KB | AC | Split System: Air-Cooled Condensing Unit, Coil with Blower | S4BF-036KB |  | C6B(A,H)-F42(C,U)-B+TXV-X3.0 | 12.5 | 15 | Yes | Yes | 2013-03-14 |  | 1
FALSE | S4BF-036KB | 2740 | 5554770 | GRANDAIRE | JS4BF-036KB | AC | Split System: Air-Cooled Condensing Unit, Coil with Blower | S4BF-036KB |  | C6B(A,H)-F48(C,U)-C+TXV-X3.0 | 13 | 16 | Yes | Yes | 2013-03-14 |  | 2
FALSE | S4BF-036KB | 2740 | 5554771 | GRANDAIRE | JS4BF-036KB | AC | Split System: Air-Cooled Condensing Unit, Coil with Blower | S4BF-036KB |  | C6B(A,H)-X36(C,U)-B | 12.5 | 15 | Yes | Yes | 2013-03-14 |  | 1
FALSE | S4BF-036KB | 2740 | 5554772 | GRANDAIRE | JS4BF-036KB | AC | Split System: Air-Cooled Condensing Unit, Coil with Blower | S4BF-036KB |  | C6B(A,H)-X37(C,U)-C | 13 | 16 | Yes | Yes | 2013-03-14 |  | 2
FALSE | S4BF-036KB | 2740 | 5554773 | GRANDAIRE | JS4BF-036KB | AC | Split System: Air-Cooled Condensing Unit, Coil with Blower | S4BF-036KB |  | C6B(A,H)-X36(C,U)-C | 13 | 16 | Yes | Yes | 2013-03-14 |  | 2
FALSE | S4BF-036KB | 2740 | 5554774 | GRANDAIRE | JS4BF-036KB | AC | Split System: Air-Cooled Condensing Unit, Coil with Blower | S4BF-036KB |  | C6B(A,H)-X36(C,U)-C | 13 | 16 | Yes | Yes | 2013-03-14 |  | 2
FALSE | S4BF-036KB | 2740 | 5554775 | GRANDAIRE | JS4BF-036KB | AC | Split System: Air-Cooled Condensing Unit, Coil with Blower | S4BF-036KB |  | C6B(A,H)-F42(C,U)-B+TXV-X3.0 | 12.5 | 15 | Yes | Yes | 2013-03-14 |  | 1
FALSE | S4BF-036KB | 2740 | 5554776 | GRANDAIRE | JS4BF-036KB | AC | Split System: Air-Cooled Condensing Unit, Coil with Blower | S4BF-036KB |  | C6B(A,H)-X37(C,U)-C | 13 | 16 | Yes | Yes | 2013-03-14 |  | 2
FALSE | S4BF-036KB | 2740 | 5554777 | GRANDAIRE | JS4BF-036KB | AC | Split System: Air-Cooled Condensing Unit, Coil with Blower | S4BF-036KB |  | C6B(A,H)-X37(C,U)-C | 13 | 16 | Yes | Yes | 2013-03-14 |  | 2
FALSE | S4BF-036KB | 2740 | 5554778 | GRANDAIRE | JS4BF-036KB | AC | Split System: Air-Cooled Condensing Unit, Coil with Blower | S4BF-036KB |  | C6B(A,H)-F42(C,U)-B+TXV-X3.0 | 12.5 | 15 | Yes | Yes | 2013-03-14 |  | 1
FALSE | S4BF-036KB | 2740 | 5554779 | GRANDAIRE | JS4BF-036KB | AC | Split System: Air-Cooled Condensing Unit, Coil with Blower | S4BF-036KB |  | C6B(A,H)-X37(C,U)-C | 13 | 16 | Yes | Yes | 2013-03-14 |  | 2
FALSE | S4BF-048KC | 2750 | 5554825 | GRANDAIRE | JS4BF-048KC | AC | Split System: Air-Cooled Condensing Unit, Coil with Blower | S4BF-048KC |  | C6B(A,H)-X48(C,U)-C | 13 | 16 | Yes | Yes | 2013-03-14 |  | 2
FALSE | S4BF-024KB | 2733 | 5554826 | PHILCO | JS4BF-024KB | AC | Split System: Air-Cooled Condensing Unit, Coil with Blower | S4BF-024KB |  | C6B(A,H)-F24(C,U)-B+TXV-X2.0 | 12.5 | 15.5 | Yes | Yes | 2013-03-14 |  | 1
FALSE | S4BF-024KB | 2733 | 5554827 | PHILCO | JS4BF-024KB | AC | Split System: Air-Cooled Condensing Unit, Coil with Blower | S4BF-024KB |  | C6B(A,H)-X24(C,U)-B | 12.5 | 15.5 | Yes | Yes | 2013-03-14 |  | 1
FALSE | S4BF-024KB | 2733 | 5554828 | PHILCO | JS4BF-024KB | AC | Split System: Air-Cooled Condensing Unit, Coil with Blower | S4BF-024KB |  | C6B(A,H)-X26(C,U)-B | 13 | 16 | Yes | Yes | 2013-03-14 |  | 2
FALSE | S4BF-024KB | 2733 | 5554829 | PHILCO | JS4BF-024KB | AC | Split System: Air-Cooled Condensing Unit, Coil with Blower | S4BF-024KB |  | C6B(A,H)-F24(C,U)-B+TXV-X2.0 | 12.5 | 15.5 | Yes | Yes | 2013-03-14 |  | 1
FALSE | S4BF-024KB | 2733 | 5554830 | PHILCO | JS4BF-024KB | AC | Split System: Air-Cooled Condensing Unit, Coil with Blower | S4BF-024KB |  | C6B(A,H)-F24(C,U)-B+TXV-X2.0 | 12.5 | 15.5 | Yes | Yes | 2013-03-14 |  | 1
FALSE | S4BF-024KB | 2733 | 5554831 | PHILCO | JS4BF-024KB | AC | Split System: Air-Cooled Condensing Unit, Coil with Blower | S4BF-024KB |  | C6B(A,H)-F24(C,U)-B+TXV-X2.0 | 12.5 | 15.5 | Yes | Yes | 2013-03-14 |  | 1
FALSE | S4BF-024KB | 2733 | 5554832 | PHILCO | JS4BF-024KB | AC | Split System: Air-Cooled Condensing Unit, Coil with Blower | S4BF-024KB |  | C6B(A,H)-X24(C,U)-B | 12.5 | 15.5 | Yes | Yes | 2013-03-14 |  | 1
FALSE | S4BF-024KB | 2733 | 5554833 | PHILCO | JS4BF-024KB | AC | Split System: Air-Cooled Condensing Unit, Coil with Blower | S4BF-024KB |  | C6B(A,H)-X26(C,U)-B | 13 | 16 | Yes | Yes | 2013-03-14 |  | 2
FALSE | S4BF-024KB | 2733 | 5554834 | PHILCO | JS4BF-024KB | AC | Split System: Air-Cooled Condensing Unit, Coil with Blower | S4BF-024KB |  | C6B(A,H)-F24(C,U)-B+TXV-X2.0 | 12.5 | 15.5 | Yes | Yes | 2013-03-14 |  | 1
FALSE | S4BF-024KB | 2733 | 5554835 | PHILCO | JS4BF-024KB | AC | Split System: Air-Cooled Condensing Unit, Coil with Blower | S4BF-024KB |  | C6B(A,H)-X24(C,U)-B | 12.5 | 15.5 | Yes | Yes | 2013-03-14 |  | 1
FALSE | S4BF-024KB | 2733 | 5554836 | PHILCO | JS4BF-024KB | AC | Split System: Air-Cooled Condensing Unit, Coil with Blower | S4BF-024KB |  | C6B(A,H)-X24(C,U)-B | 12.5 | 15.5 | Yes | Yes | 2013-03-14 |  | 1
FALSE | S4BF-024KB | 2733 | 5554837 | PHILCO | JS4BF-024KB | AC | Split System: Air-Cooled Condensing Unit, Coil with Blower | S4BF-024KB |  | C6B(A,H)-F24(C,U)-B+TXV-X2.0 | 12.5 | 15.5 | Yes | Yes | 2013-03-14 |  | 1
FALSE | S4BF-024KB | 2733 | 5554838 | PHILCO | JS4BF-024KB | AC | Split System: Air-Cooled Condensing Unit, Coil with Blower | S4BF-024KB |  | C6B(A,H)-X24(C,U)-B | 12.5 | 15.5 | Yes | Yes | 2013-03-14 |  | 1
FALSE | S4BF-024KB | 2733 | 5554839 | PHILCO | JS4BF-024KB | AC | Split System: Air-Cooled Condensing Unit, Coil with Blower | S4BF-024KB |  | C6B(A,H)-X24(C,U)-B | 12.5 | 15.5 | Yes | Yes | 2013-03-14 |  | 1
FALSE | S4BF-024KB | 2733 | 5554840 | PHILCO | JS4BF-024KB | AC | Split System: Air-Cooled Condensing Unit, Coil with Blower | S4BF-024KB |  | C6B(A,H)-X26(C,U)-B | 13 | 16 | Yes | Yes | 2013-03-14 |  | 2
FALSE | S4BF-024KB | 2733 | 5554841 | PHILCO | JS4BF-024KB | AC | Split System: Air-Cooled Condensing Unit, Coil with Blower | S4BF-024KB |  | C6B(A,H)-X26(C,U)-B | 13 | 16 | Yes | Yes | 2013-03-14 |  | 2
FALSE | S4BF-024KB | 2733 | 5554842 | PHILCO | JS4BF-024KB | AC | Split System: Air-Cooled Condensing Unit, Coil with Blower | S4BF-024KB |  | C6B(A,H)-X26(C,U)-B | 13 | 16 | Yes | Yes | 2013-03-14 |  | 2
FALSE | S4BF-024KB | 2733 | 5554843 | PHILCO | JS4BF-024KB | AC | Split System: Air-Cooled Condensing Unit, Coil with Blower | S4BF-024KB |  | C6B(A,H)-X26(C,U)-B | 13 | 16 | Yes | Yes | 2013-03-14 |  | 2
FALSE | S4BF-036KB | 2740 | 5554799 | GRANDAIRE | JS4BF-036KB | AC | Split System: Air-Cooled Condensing Unit, Coil with Blower | S4BF-036KB |  | C6B(A,H)-F42(C,U)-B+TXV-X3.0 | 13 | 16 | Yes | Yes | 2013-03-14 |  | 2
FALSE | S4BF-036KB | 2740 | 5554800 | GRANDAIRE | JS4BF-036KB | AC | Split System: Air-Cooled Condensing Unit, Coil with Blower | S4BF-036KB |  | C6B(A,H)-X36(C,U)-B | 13 | 16 | Yes | Yes | 2013-03-14 |  | 2
FALSE | S4BF-036KB | 2740 | 5554801 | GRANDAIRE | JS4BF-036KB | AC | Split System: Air-Cooled Condensing Unit, Coil with Blower | S4BF-036KB |  | C6B(A,H)-F48(C,U)-C+TXV-X3.0 | 13 | 16 | Yes | Yes | 2013-03-14 |  | 2
FALSE | S4BF-036KB | 2740 | 5554802 | GRANDAIRE | JS4BF-036KB | AC | Split System: Air-Cooled Condensing Unit, Coil with Blower | S4BF-036KB |  | C6B(A,H)-X36(C,U)-C | 13 | 16 | Yes | Yes | 2013-03-14 |  | 2
FALSE | S4BF-036KB | 2740 | 5554803 | GRANDAIRE | JS4BF-036KB | AC | Split System: Air-Cooled Condensing Unit, Coil with Blower | S4BF-036KB |  | C6B(A,H)-X37(C,U)-C | 13 | 16 | Yes | Yes | 2013-03-14 |  | 2
FALSE | S4BF-048KC | 2750 | 5554804 | GRANDAIRE | JS4BF-048KC | AC | Split System: Air-Cooled Condensing Unit, Coil with Blower | S4BF-048KC |  | C6B(A,H)-F60(C,U)-D+TXV-X4.0 | 12 | 15 | Yes | Yes | 2013-03-14 |  | 0
FALSE | S4BF-048KC | 2750 | 5554805 | GRANDAIRE | JS4BF-048KC | AC | Split System: Air-Cooled Condensing Unit, Coil with Blower | S4BF-048KC |  | C6B(A,H)-X48(C,U)-C | 12.5 | 16 | Yes | Yes | 2013-03-14 |  | 1
FALSE | S4BF-048KC | 2750 | 5554806 | GRANDAIRE | JS4BF-048KC | AC | Split System: Air-Cooled Condensing Unit, Coil with Blower | S4BF-048KC |  | C6B(A,H)-X48(C,U)-C | 12.5 | 16 | Yes | Yes | 2013-03-14 |  | 1
FALSE | S4BF-048KC | 2750 | 5554807 | GRANDAIRE | JS4BF-048KC | AC | Split System: Air-Cooled Condensing Unit, Coil with Blower | S4BF-048KC |  | C6B(A,H)-F60(C,U)-C+TXV-X4.0 | 12.5 | 16 | Yes | Yes | 2013-03-14 |  | 1
FALSE | S4BF-048KC | 2750 | 5554808 | GRANDAIRE | JS4BF-048KC | AC | Split System: Air-Cooled Condensing Unit, Coil with Blower | S4BF-048KC |  | C6B(A,H)-F60(C,U)-D+TXV-X4.0 | 12 | 15 | Yes | Yes | 2013-03-14 |  | 0
FALSE | S4BF-048KC | 2750 | 5554809 | GRANDAIRE | JS4BF-048KC | AC | Split System: Air-Cooled Condensing Unit, Coil with Blower | S4BF-048KC |  | C6B(A,H)-X48(C,U)-C | 12.5 | 16 | Yes | Yes | 2013-03-14 |  | 1
FALSE | S4BF-048KC | 2750 | 5554810 | GRANDAIRE | JS4BF-048KC | AC | Split System: Air-Cooled Condensing Unit, Coil with Blower | S4BF-048KC |  | C6B(A,H)-X48(C,U)-D | 12 | 15 | Yes | Yes | 2013-03-14 |  | 0
FALSE | S4BF-048KC | 2750 | 5554811 | GRANDAIRE | JS4BF-048KC | AC | Split System: Air-Cooled Condensing Unit, Coil with Blower | S4BF-048KC |  | C6B(A,H)-F60(C,U)-C+TXV-X4.0 | 12.5 | 16 | Yes | Yes | 2013-03-14 |  | 1
FALSE | S4BF-048KC | 2750 | 5554812 | GRANDAIRE | JS4BF-048KC | AC | Split System: Air-Cooled Condensing Unit, Coil with Blower | S4BF-048KC |  | C6B(A,H)-F60(C,U)-C+TXV-X4.0 | 12.5 | 16 | Yes | Yes | 2013-03-14 |  | 1
FALSE | S4BF-048KC | 2750 | 5554813 | GRANDAIRE | JS4BF-048KC | AC | Split System: Air-Cooled Condensing Unit, Coil with Blower | S4BF-048KC |  | C6B(A,H)-X48(C,U)-D | 12 | 15 | Yes | Yes | 2013-03-14 |  | 0
FALSE | S4BF-048KC | 2750 | 5554814 | GRANDAIRE | JS4BF-048KC | AC | Split System: Air-Cooled Condensing Unit, Coil with Blower | S4BF-048KC |  | C6B(A,H)-F60(C,U)-C+TXV-X4.0 | 12.5 | 16 | Yes | Yes | 2013-03-14 |  | 1
FALSE | S4BF-048KC | 2750 | 5554815 | GRANDAIRE | JS4BF-048KC | AC | Split System: Air-Cooled Condensing Unit, Coil with Blower | S4BF-048KC |  | C6B(A,H)-F60(C,U)-D+TXV-X4.0 | 12 | 15 | Yes | Yes | 2013-03-14 |  | 0
FALSE | S4BF-048KC | 2750 | 5554816 | GRANDAIRE | JS4BF-048KC | AC | Split System: Air-Cooled Condensing Unit, Coil with Blower | S4BF-048KC |  | C6B(A,H)-F60(C,U)-C+TXV-X4.0 | 12.5 | 16 | Yes | Yes | 2013-03-14 |  | 1
FALSE | S4BF-048KC | 2750 | 5554817 | GRANDAIRE | JS4BF-048KC | AC | Split System: Air-Cooled Condensing Unit, Coil with Blower | S4BF-048KC |  | C6B(A,H)-F60(C,U)-D+TXV-X4.0 | 12 | 15 | Yes | Yes | 2013-03-14 |  | 0
FALSE | S4BF-048KC | 2750 | 5554818 | GRANDAIRE | JS4BF-048KC | AC | Split System: Air-Cooled Condensing Unit, Coil with Blower | S4BF-048KC |  | C6B(A,H)-X48(C,U)-C | 12.5 | 16 | Yes | Yes | 2013-03-14 |  | 1
FALSE | S4BF-048KC | 2750 | 5554819 | GRANDAIRE | JS4BF-048KC | AC | Split System: Air-Cooled Condensing Unit, Coil with Blower | S4BF-048KC |  | C6B(A,H)-X48(C,U)-C | 12.5 | 16 | Yes | Yes | 2013-03-14 |  | 1
FALSE | S4BF-048KC | 2750 | 5554820 | GRANDAIRE | JS4BF-048KC | AC | Split System: Air-Cooled Condensing Unit, Coil with Blower | S4BF-048KC |  | C6B(A,H)-X48(C,U)-D | 12 | 15 | Yes | Yes | 2013-03-14 |  | 0
FALSE | S4BF-048KC | 2750 | 5554821 | GRANDAIRE | JS4BF-048KC | AC | Split System: Air-Cooled Condensing Unit, Coil with Blower | S4BF-048KC |  | C6B(A,H)-X48(C,U)-D | 12 | 15 | Yes | Yes | 2013-03-14 |  | 0
FALSE | S4BF-048KC | 2750 | 5554822 | GRANDAIRE | JS4BF-048KC | AC | Split System: Air-Cooled Condensing Unit, Coil with Blower | S4BF-048KC |  | C6B(A,H)-X48(C,U)-D | 12 | 15 | Yes | Yes | 2013-03-14 |  | 0
FALSE | S4BF-048KC | 2750 | 5554823 | GRANDAIRE | JS4BF-048KC | AC | Split System: Air-Cooled Condensing Unit, Coil with Blower | S4BF-048KC |  | C6B(A,H)-F60(C,U)-C+TXV-X4.0 | 13 | 16 | Yes | Yes | 2013-03-14 |  | 2
TRUE | S4BF-048KC | 2750 | 5554824 | GRANDAIRE | JS4BF-048KC | AC | Split System: Air-Cooled Condensing Unit, Coil with Blower | S4BF-048KC |  | B6VMAX48K-C | 13 | 16 | Yes | Yes | 2013-03-14 |  | 2
FALSE | S4BF-024KB | 2733 | 5554844 | PHILCO | JS4BF-024KB | AC | Split System: Air-Cooled Condensing Unit, Coil with Blower | S4BF-024KB |  | C6B(A,H)-F24(C,U)-B+TXV-X2.0 | 12.5 | 15.5 | Yes | Yes | 2013-03-14 |  | 1
FALSE | S4BF-024KB | 2733 | 5554845 | PHILCO | JS4BF-024KB | AC | Split System: Air-Cooled Condensing Unit, Coil with Blower | S4BF-024KB |  | C6B(A,H)-X24(C,U)-B | 12.5 | 15.5 | Yes | Yes | 2013-03-14 |  | 1
FALSE | S4BF-024KB | 2733 | 5554846 | PHILCO | JS4BF-024KB | AC | Split System: Air-Cooled Condensing Unit, Coil with Blower | S4BF-024KB |  | C6B(A,H)-X24(C,U)-B | 12.5 | 15.5 | Yes | Yes | 2013-03-14 |  | 1
FALSE | S4BF-024KB | 2733 | 5554847 | PHILCO | JS4BF-024KB | AC | Split System: Air-Cooled Condensing Unit, Coil with Blower | S4BF-024KB |  | C6B(A,H)-X26(C,U)-B | 13 | 16 | Yes | Yes | 2013-03-14 |  | 2
FALSE | S4BF-024KB | 2733 | 5554848 | PHILCO | JS4BF-024KB | AC | Split System: Air-Cooled Condensing Unit, Coil with Blower | S4BF-024KB |  | C6B(A,H)-X26(C,U)-B | 13 | 16 | Yes | Yes | 2013-03-14 |  | 2
FALSE | S4BF-024KB | 2733 | 5554849 | PHILCO | JS4BF-024KB | AC | Split System: Air-Cooled Condensing Unit, Coil with Blower | S4BF-024KB |  | C6B(A,H)-F24(C,U)-B+TXV-X2.0 | 12.5 | 15.5 | Yes | Yes | 2013-03-14 |  | 1
FALSE | S4BF-024KB | 2733 | 5554850 | PHILCO | JS4BF-024KB | AC | Split System: Air-Cooled Condensing Unit, Coil with Blower | S4BF-024KB |  | C6B(A,H)-X26(C,U)-B | 13 | 16 | Yes | Yes | 2013-03-14 |  | 2
TRUE | S4BF-024KB | 2733 | 5554851 | PHILCO | JS4BF-024KB | AC | Split System: Air-Cooled Condensing Unit, Coil with Blower | S4BF-024KB |  | B6VMAX24K-B | 13 | 16 | Yes | Yes | 2013-03-14 |  | 2
FALSE | S4BF-024KB | 2733 | 5554852 | PHILCO | JS4BF-024KB | AC | Split System: Air-Cooled Condensing Unit, Coil with Blower | S4BF-024KB |  | C6B(A,H)-F24(C,U)-B+TXV-X2.0 | 13 | 16 | Yes | Yes | 2013-03-14 |  | 2
FALSE | S4BF-024KB | 2733 | 5554853 | PHILCO | JS4BF-024KB | AC | Split System: Air-Cooled Condensing Unit, Coil with Blower | S4BF-024KB |  | C6B(A,H)-X24(C,U)-B | 13 | 16 | Yes | Yes | 2013-03-14 |  | 2
FALSE | S4BF-036KB | 2740 | 5554854 | PHILCO | JS4BF-036KB | AC | Split System: Air-Cooled Condensing Unit, Coil with Blower | S4BF-036KB |  | C6B(A,H)-F42(C,U)-B+TXV-X3.0 | 12.5 | 15 | Yes | Yes | 2013-03-14 |  | 1
FALSE | S4BF-036KB | 2740 | 5554855 | PHILCO | JS4BF-036KB | AC | Split System: Air-Cooled Condensing Unit, Coil with Blower | S4BF-036KB |  | C6B(A,H)-F48(C,U)-C+TXV-X3.0 | 13 | 16 | Yes | Yes | 2013-03-14 |  | 2
FALSE | S4BF-036KB | 2740 | 5554856 | PHILCO | JS4BF-036KB | AC | Split System: Air-Cooled Condensing Unit, Coil with Blower | S4BF-036KB |  | C6B(A,H)-X36(C,U)-B | 12.5 | 15 | Yes | Yes | 2013-03-14 |  | 1
FALSE | S4BF-036KB | 2740 | 5554857 | PHILCO | JS4BF-036KB | AC | Split System: Air-Cooled Condensing Unit, Coil with Blower | S4BF-036KB |  | C6B(A,H)-X37(C,U)-C | 13 | 16 | Yes | Yes | 2013-03-14 |  | 2
FALSE | S4BF-036KB | 2740 | 5554858 | PHILCO | JS4BF-036KB | AC | Split System: Air-Cooled Condensing Unit, Coil with Blower | S4BF-036KB |  | C6B(A,H)-X36(C,U)-C | 13 | 16 | Yes | Yes | 2013-03-14 |  | 2
FALSE | S4BF-036KB | 2740 | 5554859 | PHILCO | JS4BF-036KB | AC | Split System: Air-Cooled Condensing Unit, Coil with Blower | S4BF-036KB |  | C6B(A,H)-X36(C,U)-C | 13 | 16 | Yes | Yes | 2013-03-14 |  | 2
FALSE | S4BF-036KB | 2740 | 5554860 | PHILCO | JS4BF-036KB | AC | Split System: Air-Cooled Condensing Unit, Coil with Blower | S4BF-036KB |  | C6B(A,H)-F42(C,U)-B+TXV-X3.0 | 12.5 | 15 | Yes | Yes | 2013-03-14 |  | 1
FALSE | S4BF-036KB | 2740 | 5554861 | PHILCO | JS4BF-036KB | AC | Split System: Air-Cooled Condensing Unit, Coil with Blower | S4BF-036KB |  | C6B(A,H)-X37(C,U)-C | 13 | 16 | Yes | Yes | 2013-03-14 |  | 2
FALSE | S4BF-036KB | 2740 | 5554862 | PHILCO | JS4BF-036KB | AC | Split System: Air-Cooled Condensing Unit, Coil with Blower | S4BF-036KB |  | C6B(A,H)-X37(C,U)-C | 13 | 16 | Yes | Yes | 2013-03-14 |  | 2
FALSE | S4BF-036KB | 2740 | 5554863 | PHILCO | JS4BF-036KB | AC | Split System: Air-Cooled Condensing Unit, Coil with Blower | S4BF-036KB |  | C6B(A,H)-F42(C,U)-B+TXV-X3.0 | 12.5 | 15 | Yes | Yes | 2013-03-14 |  | 1
FALSE | S4BF-036KB | 2740 | 5554864 | PHILCO | JS4BF-036KB | AC | Split System: Air-Cooled Condensing Unit, Coil with Blower | S4BF-036KB |  | C6B(A,H)-X37(C,U)-C | 13 | 16 | Yes | Yes | 2013-03-14 |  | 2
FALSE | S4BF-036KB | 2740 | 5554865 | PHILCO | JS4BF-036KB | AC | Split System: Air-Cooled Condensing Unit, Coil with Blower | S4BF-036KB |  | C6B(A,H)-F48(C,U)-C+TXV-X3.0 | 13 | 16 | Yes | Yes | 2013-03-14 |  | 2
FALSE | S4BF-036KB | 2740 | 5554866 | PHILCO | JS4BF-036KB | AC | Split System: Air-Cooled Condensing Unit, Coil with Blower | S4BF-036KB |  | C6B(A,H)-F48(C,U)-C+TXV-X3.0 | 13 | 16 | Yes | Yes | 2013-03-14 |  | 2
FALSE | S4BF-036KB | 2740 | 5554867 | PHILCO | JS4BF-036KB | AC | Split System: Air-Cooled Condensing Unit, Coil with Blower | S4BF-036KB |  | C6B(A,H)-F48(C,U)-C+TXV-X3.0 | 13 | 16 | Yes | Yes | 2013-03-14 |  | 2
FALSE | S4BF-036KB | 2740 | 5554868 | PHILCO | JS4BF-036KB | AC | Split System: Air-Cooled Condensing Unit, Coil with Blower | S4BF-036KB |  | C6B(A,H)-X36(C,U)-B | 12.5 | 15 | Yes | Yes | 2013-03-14 |  | 1
FALSE | S4BF-036KB | 2740 | 5554869 | PHILCO | JS4BF-036KB | AC | Split System: Air-Cooled Condensing Unit, Coil with Blower | S4BF-036KB |  | C6B(A,H)-X36(C,U)-C | 13 | 16 | Yes | Yes | 2013-03-14 |  | 2
FALSE | S4BF-036KB | 2740 | 5554870 | PHILCO | JS4BF-036KB | AC | Split System: Air-Cooled Condensing Unit, Coil with Blower | S4BF-036KB |  | C6B(A,H)-X37(C,U)-C | 13 | 16 | Yes | Yes | 2013-03-14 |  | 2
FALSE | S4BF-036KB | 2740 | 5554871 | PHILCO | JS4BF-036KB | AC | Split System: Air-Cooled Condensing Unit, Coil with Blower | S4BF-036KB |  | C6B(A,H)-F42(C,U)-B+TXV-X3.0 | 12.5 | 15 | Yes | Yes | 2013-03-14 |  | 1
FALSE | S4BF-024KB | 2733 | 5554918 | KELVINATOR | JS4BF-024KB | AC | Split System: Air-Cooled Condensing Unit, Coil with Blower | S4BF-024KB |  | C6B(A,H)-X26(C,U)-B | 13 | 16 | Yes | Yes | 2013-03-14 |  | 2
FALSE | S4BF-024KB | 2733 | 5554919 | KELVINATOR | JS4BF-024KB | AC | Split System: Air-Cooled Condensing Unit, Coil with Blower | S4BF-024KB |  | C6B(A,H)-F24(C,U)-B+TXV-X2.0 | 12.5 | 15.5 | Yes | Yes | 2013-03-14 |  | 1
FALSE | S4BF-024KB | 2733 | 5554920 | KELVINATOR | JS4BF-024KB | AC | Split System: Air-Cooled Condensing Unit, Coil with Blower | S4BF-024KB |  | C6B(A,H)-X24(C,U)-B | 12.5 | 15.5 | Yes | Yes | 2013-03-14 |  | 1
FALSE | S4BF-024KB | 2733 | 5554921 | KELVINATOR | JS4BF-024KB | AC | Split System: Air-Cooled Condensing Unit, Coil with Blower | S4BF-024KB |  | C6B(A,H)-X24(C,U)-B | 12.5 | 15.5 | Yes | Yes | 2013-03-14 |  | 1
FALSE | S4BF-024KB | 2733 | 5554922 | KELVINATOR | JS4BF-024KB | AC | Split System: Air-Cooled Condensing Unit, Coil with Blower | S4BF-024KB |  | C6B(A,H)-F24(C,U)-B+TXV-X2.0 | 12.5 | 15.5 | Yes | Yes | 2013-03-14 |  | 1
FALSE | S4BF-024KB | 2733 | 5554923 | KELVINATOR | JS4BF-024KB | AC | Split System: Air-Cooled Condensing Unit, Coil with Blower | S4BF-024KB |  | C6B(A,H)-X24(C,U)-B | 12.5 | 15.5 | Yes | Yes | 2013-03-14 |  | 1
FALSE | S4BF-024KB | 2733 | 5554924 | KELVINATOR | JS4BF-024KB | AC | Split System: Air-Cooled Condensing Unit, Coil with Blower | S4BF-024KB |  | C6B(A,H)-X24(C,U)-B | 12.5 | 15.5 | Yes | Yes | 2013-03-14 |  | 1
FALSE | S4BF-024KB | 2733 | 5554925 | KELVINATOR | JS4BF-024KB | AC | Split System: Air-Cooled Condensing Unit, Coil with Blower | S4BF-024KB |  | C6B(A,H)-X26(C,U)-B | 13 | 16 | Yes | Yes | 2013-03-14 |  | 2
FALSE | S4BF-024KB | 2733 | 5554926 | KELVINATOR | JS4BF-024KB | AC | Split System: Air-Cooled Condensing Unit, Coil with Blower | S4BF-024KB |  | C6B(A,H)-X26(C,U)-B | 13 | 16 | Yes | Yes | 2013-03-14 |  | 2
FALSE | S4BF-024KB | 2733 | 5554927 | KELVINATOR | JS4BF-024KB | AC | Split System: Air-Cooled Condensing Unit, Coil with Blower | S4BF-024KB |  | C6B(A,H)-X26(C,U)-B | 13 | 16 | Yes | Yes | 2013-03-14 |  | 2
FALSE | S4BF-024KB | 2733 | 5554928 | KELVINATOR | JS4BF-024KB | AC | Split System: Air-Cooled Condensing Unit, Coil with Blower | S4BF-024KB |  | C6B(A,H)-X26(C,U)-B | 13 | 16 | Yes | Yes | 2013-03-14 |  | 2
FALSE | S4BF-024KB | 2733 | 5554929 | KELVINATOR | JS4BF-024KB | AC | Split System: Air-Cooled Condensing Unit, Coil with Blower | S4BF-024KB |  | C6B(A,H)-F24(C,U)-B+TXV-X2.0 | 12.5 | 15.5 | Yes | Yes | 2013-03-14 |  | 1
FALSE | S4BF-024KB | 2733 | 5554930 | KELVINATOR | JS4BF-024KB | AC | Split System: Air-Cooled Condensing Unit, Coil with Blower | S4BF-024KB |  | C6B(A,H)-X24(C,U)-B | 12.5 | 15.5 | Yes | Yes | 2013-03-14 |  | 1
FALSE | S4BF-024KB | 2733 | 5554931 | KELVINATOR | JS4BF-024KB | AC | Split System: Air-Cooled Condensing Unit, Coil with Blower | S4BF-024KB |  | C6B(A,H)-X24(C,U)-B | 12.5 | 15.5 | Yes | Yes | 2013-03-14 |  | 1
FALSE | S4BF-024KB | 2733 | 5554932 | KELVINATOR | JS4BF-024KB | AC | Split System: Air-Cooled Condensing Unit, Coil with Blower | S4BF-024KB |  | C6B(A,H)-X26(C,U)-B | 13 | 16 | Yes | Yes | 2013-03-14 |  | 2
FALSE | S4BF-024KB | 2733 | 5554933 | KELVINATOR | JS4BF-024KB | AC | Split System: Air-Cooled Condensing Unit, Coil with Blower | S4BF-024KB |  | C6B(A,H)-X26(C,U)-B | 13 | 16 | Yes | Yes | 2013-03-14 |  | 2
FALSE | S4BF-024KB | 2733 | 5554934 | KELVINATOR | JS4BF-024KB | AC | Split System: Air-Cooled Condensing Unit, Coil with Blower | S4BF-024KB |  | C6B(A,H)-F24(C,U)-B+TXV-X2.0 | 12.5 | 15.5 | Yes | Yes | 2013-03-14 |  | 1
FALSE | S4BF-024KB | 2733 | 5554935 | KELVINATOR | JS4BF-024KB | AC | Split System: Air-Cooled Condensing Unit, Coil with Blower | S4BF-024KB |  | C6B(A,H)-X26(C,U)-B | 13 | 16 | Yes | Yes | 2013-03-14 |  | 2
TRUE | S4BF-024KB | 2733 | 5554936 | KELVINATOR | JS4BF-024KB | AC | Split System: Air-Cooled Condensing Unit, Coil with Blower | S4BF-024KB |  | B6VMAX24K-B | 13 | 16 | Yes | Yes | 2013-03-14 |  | 2
FALSE | S4BF-048KC | 2750 | 5554891 | PHILCO | JS4BF-048KC | AC | Split System: Air-Cooled Condensing Unit, Coil with Blower | S4BF-048KC |  | C6B(A,H)-X48(C,U)-C | 12.5 | 16 | Yes | Yes | 2013-03-14 |  | 1
FALSE | S4BF-048KC | 2750 | 5554892 | PHILCO | JS4BF-048KC | AC | Split System: Air-Cooled Condensing Unit, Coil with Blower | S4BF-048KC |  | C6B(A,H)-F60(C,U)-C+TXV-X4.0 | 12.5 | 16 | Yes | Yes | 2013-03-14 |  | 1
FALSE | S4BF-048KC | 2750 | 5554893 | PHILCO | JS4BF-048KC | AC | Split System: Air-Cooled Condensing Unit, Coil with Blower | S4BF-048KC |  | C6B(A,H)-F60(C,U)-D+TXV-X4.0 | 12 | 15 | Yes | Yes | 2013-03-14 |  | 0
FALSE | S4BF-048KC | 2750 | 5554894 | PHILCO | JS4BF-048KC | AC | Split System: Air-Cooled Condensing Unit, Coil with Blower | S4BF-048KC |  | C6B(A,H)-X48(C,U)-C | 12.5 | 16 | Yes | Yes | 2013-03-14 |  | 1
FALSE | S4BF-048KC | 2750 | 5554895 | PHILCO | JS4BF-048KC | AC | Split System: Air-Cooled Condensing Unit, Coil with Blower | S4BF-048KC |  | C6B(A,H)-X48(C,U)-D | 12 | 15 | Yes | Yes | 2013-03-14 |  | 0
FALSE | S4BF-048KC | 2750 | 5554896 | PHILCO | JS4BF-048KC | AC | Split System: Air-Cooled Condensing Unit, Coil with Blower | S4BF-048KC |  | C6B(A,H)-F60(C,U)-C+TXV-X4.0 | 12.5 | 16 | Yes | Yes | 2013-03-14 |  | 1
FALSE | S4BF-048KC | 2750 | 5554897 | PHILCO | JS4BF-048KC | AC | Split System: Air-Cooled Condensing Unit, Coil with Blower | S4BF-048KC |  | C6B(A,H)-F60(C,U)-C+TXV-X4.0 | 12.5 | 16 | Yes | Yes | 2013-03-14 |  | 1
FALSE | S4BF-048KC | 2750 | 5554898 | PHILCO | JS4BF-048KC | AC | Split System: Air-Cooled Condensing Unit, Coil with Blower | S4BF-048KC |  | C6B(A,H)-X48(C,U)-D | 12 | 15 | Yes | Yes | 2013-03-14 |  | 0
FALSE | S4BF-048KC | 2750 | 5554899 | PHILCO | JS4BF-048KC | AC | Split System: Air-Cooled Condensing Unit, Coil with Blower | S4BF-048KC |  | C6B(A,H)-F60(C,U)-C+TXV-X4.0 | 12.5 | 16 | Yes | Yes | 2013-03-14 |  | 1
FALSE | S4BF-048KC | 2750 | 5554900 | PHILCO | JS4BF-048KC | AC | Split System: Air-Cooled Condensing Unit, Coil with Blower | S4BF-048KC |  | C6B(A,H)-F60(C,U)-D+TXV-X4.0 | 12 | 15 | Yes | Yes | 2013-03-14 |  | 0
FALSE | S4BF-048KC | 2750 | 5554901 | PHILCO | JS4BF-048KC | AC | Split System: Air-Cooled Condensing Unit, Coil with Blower | S4BF-048KC |  | C6B(A,H)-F60(C,U)-C+TXV-X4.0 | 12.5 | 16 | Yes | Yes | 2013-03-14 |  | 1
FALSE | S4BF-048KC | 2750 | 5554902 | PHILCO | JS4BF-048KC | AC | Split System: Air-Cooled Condensing Unit, Coil with Blower | S4BF-048KC |  | C6B(A,H)-F60(C,U)-D+TXV-X4.0 | 12 | 15 | Yes | Yes | 2013-03-14 |  | 0
FALSE | S4BF-048KC | 2750 | 5554903 | PHILCO | JS4BF-048KC | AC | Split System: Air-Cooled Condensing Unit, Coil with Blower | S4BF-048KC |  | C6B(A,H)-X48(C,U)-C | 12.5 | 16 | Yes | Yes | 2013-03-14 |  | 1
FALSE | S4BF-048KC | 2750 | 5554904 | PHILCO | JS4BF-048KC | AC | Split System: Air-Cooled Condensing Unit, Coil with Blower | S4BF-048KC |  | C6B(A,H)-X48(C,U)-C | 12.5 | 16 | Yes | Yes | 2013-03-14 |  | 1
FALSE | S4BF-048KC | 2750 | 5554905 | PHILCO | JS4BF-048KC | AC | Split System: Air-Cooled Condensing Unit, Coil with Blower | S4BF-048KC |  | C6B(A,H)-X48(C,U)-D | 12 | 15 | Yes | Yes | 2013-03-14 |  | 0
FALSE | S4BF-048KC | 2750 | 5554906 | PHILCO | JS4BF-048KC | AC | Split System: Air-Cooled Condensing Unit, Coil with Blower | S4BF-048KC |  | C6B(A,H)-X48(C,U)-D | 12 | 15 | Yes | Yes | 2013-03-14 |  | 0
FALSE | S4BF-048KC | 2750 | 5554907 | PHILCO | JS4BF-048KC | AC | Split System: Air-Cooled Condensing Unit, Coil with Blower | S4BF-048KC |  | C6B(A,H)-X48(C,U)-D | 12 | 15 | Yes | Yes | 2013-03-14 |  | 0
FALSE | S4BF-048KC | 2750 | 5554908 | PHILCO | JS4BF-048KC | AC | Split System: Air-Cooled Condensing Unit, Coil with Blower | S4BF-048KC |  | C6B(A,H)-F60(C,U)-C+TXV-X4.0 | 13 | 16 | Yes | Yes | 2013-03-14 |  | 2
TRUE | S4BF-048KC | 2750 | 5554909 | PHILCO | JS4BF-048KC | AC | Split System: Air-Cooled Condensing Unit, Coil with Blower | S4BF-048KC |  | B6VMAX48K-C | 13 | 16 | Yes | Yes | 2013-03-14 |  | 2
FALSE | S4BF-048KC | 2750 | 5554910 | PHILCO | JS4BF-048KC | AC | Split System: Air-Cooled Condensing Unit, Coil with Blower | S4BF-048KC |  | C6B(A,H)-X48(C,U)-C | 13 | 16 | Yes | Yes | 2013-03-14 |  | 2
FALSE | S4BF-024KB | 2733 | 5554911 | KELVINATOR | JS4BF-024KB | AC | Split System: Air-Cooled Condensing Unit, Coil with Blower | S4BF-024KB |  | C6B(A,H)-F24(C,U)-B+TXV-X2.0 | 12.5 | 15.5 | Yes | Yes | 2013-03-14 |  | 1
FALSE | S4BF-024KB | 2733 | 5554912 | KELVINATOR | JS4BF-024KB | AC | Split System: Air-Cooled Condensing Unit, Coil with Blower | S4BF-024KB |  | C6B(A,H)-X24(C,U)-B | 12.5 | 15.5 | Yes | Yes | 2013-03-14 |  | 1
FALSE | S4BF-024KB | 2733 | 5554913 | KELVINATOR | JS4BF-024KB | AC | Split System: Air-Cooled Condensing Unit, Coil with Blower | S4BF-024KB |  | C6B(A,H)-X26(C,U)-B | 13 | 16 | Yes | Yes | 2013-03-14 |  | 2
FALSE | S4BF-024KB | 2733 | 5554914 | KELVINATOR | JS4BF-024KB | AC | Split System: Air-Cooled Condensing Unit, Coil with Blower | S4BF-024KB |  | C6B(A,H)-F24(C,U)-B+TXV-X2.0 | 12.5 | 15.5 | Yes | Yes | 2013-03-14 |  | 1
FALSE | S4BF-024KB | 2733 | 5554915 | KELVINATOR | JS4BF-024KB | AC | Split System: Air-Cooled Condensing Unit, Coil with Blower | S4BF-024KB |  | C6B(A,H)-F24(C,U)-B+TXV-X2.0 | 12.5 | 15.5 | Yes | Yes | 2013-03-14 |  | 1
FALSE | S4BF-024KB | 2733 | 5554916 | KELVINATOR | JS4BF-024KB | AC | Split System: Air-Cooled Condensing Unit, Coil with Blower | S4BF-024KB |  | C6B(A,H)-F24(C,U)-B+TXV-X2.0 | 12.5 | 15.5 | Yes | Yes | 2013-03-14 |  | 1
FALSE | S4BF-024KB | 2733 | 5554917 | KELVINATOR | JS4BF-024KB | AC | Split System: Air-Cooled Condensing Unit, Coil with Blower | S4BF-024KB |  | C6B(A,H)-X24(C,U)-B | 12.5 | 15.5 | Yes | Yes | 2013-03-14 |  | 1
FALSE | S4BF-024KB | 2733 | 5554937 | KELVINATOR | JS4BF-024KB | AC | Split System: Air-Cooled Condensing Unit, Coil with Blower | S4BF-024KB |  | C6B(A,H)-F24(C,U)-B+TXV-X2.0 | 13 | 16 | Yes | Yes | 2013-03-14 |  | 2
FALSE | S4BF-024KB | 2733 | 5554938 | KELVINATOR | JS4BF-024KB | AC | Split System: Air-Cooled Condensing Unit, Coil with Blower | S4BF-024KB |  | C6B(A,H)-X24(C,U)-B | 13 | 16 | Yes | Yes | 2013-03-14 |  | 2
FALSE | S4BF-036KB | 2740 | 5554939 | KELVINATOR | JS4BF-036KB | AC | Split System: Air-Cooled Condensing Unit, Coil with Blower | S4BF-036KB |  | C6B(A,H)-F42(C,U)-B+TXV-X3.0 | 12.5 | 15 | Yes | Yes | 2013-03-14 |  | 1
FALSE | S4BF-036KB | 2740 | 5554940 | KELVINATOR | JS4BF-036KB | AC | Split System: Air-Cooled Condensing Unit, Coil with Blower | S4BF-036KB |  | C6B(A,H)-F48(C,U)-C+TXV-X3.0 | 13 | 16 | Yes | Yes | 2013-03-14 |  | 2
FALSE | S4BF-036KB | 2740 | 5554941 | KELVINATOR | JS4BF-036KB | AC | Split System: Air-Cooled Condensing Unit, Coil with Blower | S4BF-036KB |  | C6B(A,H)-X36(C,U)-B | 12.5 | 15 | Yes | Yes | 2013-03-14 |  | 1
FALSE | S4BF-036KB | 2740 | 5554942 | KELVINATOR | JS4BF-036KB | AC | Split System: Air-Cooled Condensing Unit, Coil with Blower | S4BF-036KB |  | C6B(A,H)-X37(C,U)-C | 13 | 16 | Yes | Yes | 2013-03-14 |  | 2
FALSE | S4BF-036KB | 2740 | 5554943 | KELVINATOR | JS4BF-036KB | AC | Split System: Air-Cooled Condensing Unit, Coil with Blower | S4BF-036KB |  | C6B(A,H)-X36(C,U)-C | 13 | 16 | Yes | Yes | 2013-03-14 |  | 2
FALSE | S4BF-036KB | 2740 | 5554944 | KELVINATOR | JS4BF-036KB | AC | Split System: Air-Cooled Condensing Unit, Coil with Blower | S4BF-036KB |  | C6B(A,H)-X36(C,U)-C | 13 | 16 | Yes | Yes | 2013-03-14 |  | 2
FALSE | S4BF-036KB | 2740 | 5554945 | KELVINATOR | JS4BF-036KB | AC | Split System: Air-Cooled Condensing Unit, Coil with Blower | S4BF-036KB |  | C6B(A,H)-F42(C,U)-B+TXV-X3.0 | 12.5 | 15 | Yes | Yes | 2013-03-14 |  | 1
FALSE | S4BF-036KB | 2740 | 5554946 | KELVINATOR | JS4BF-036KB | AC | Split System: Air-Cooled Condensing Unit, Coil with Blower | S4BF-036KB |  | C6B(A,H)-X37(C,U)-C | 13 | 16 | Yes | Yes | 2013-03-14 |  | 2
FALSE | S4BF-036KB | 2740 | 5554947 | KELVINATOR | JS4BF-036KB | AC | Split System: Air-Cooled Condensing Unit, Coil with Blower | S4BF-036KB |  | C6B(A,H)-X37(C,U)-C | 13 | 16 | Yes | Yes | 2013-03-14 |  | 2
FALSE | S4BF-036KB | 2740 | 5554948 | KELVINATOR | JS4BF-036KB | AC | Split System: Air-Cooled Condensing Unit, Coil with Blower | S4BF-036KB |  | C6B(A,H)-F42(C,U)-B+TXV-X3.0 | 12.5 | 15 | Yes | Yes | 2013-03-14 |  | 1
FALSE | S4BF-036KB | 2740 | 5554949 | KELVINATOR | JS4BF-036KB | AC | Split System: Air-Cooled Condensing Unit, Coil with Blower | S4BF-036KB |  | C6B(A,H)-X37(C,U)-C | 13 | 16 | Yes | Yes | 2013-03-14 |  | 2
FALSE | S4BF-036KB | 2740 | 5554950 | KELVINATOR | JS4BF-036KB | AC | Split System: Air-Cooled Condensing Unit, Coil with Blower | S4BF-036KB |  | C6B(A,H)-F48(C,U)-C+TXV-X3.0 | 13 | 16 | Yes | Yes | 2013-03-14 |  | 2
FALSE | S4BF-036KB | 2740 | 5554951 | KELVINATOR | JS4BF-036KB | AC | Split System: Air-Cooled Condensing Unit, Coil with Blower | S4BF-036KB |  | C6B(A,H)-F48(C,U)-C+TXV-X3.0 | 13 | 16 | Yes | Yes | 2013-03-14 |  | 2
FALSE | S4BF-036KB | 2740 | 5554952 | KELVINATOR | JS4BF-036KB | AC | Split System: Air-Cooled Condensing Unit, Coil with Blower | S4BF-036KB |  | C6B(A,H)-F48(C,U)-C+TXV-X3.0 | 13 | 16 | Yes | Yes | 2013-03-14 |  | 2
FALSE | S4BF-036KB | 2740 | 5554953 | KELVINATOR | JS4BF-036KB | AC | Split System: Air-Cooled Condensing Unit, Coil with Blower | S4BF-036KB |  | C6B(A,H)-X36(C,U)-B | 12.5 | 15 | Yes | Yes | 2013-03-14 |  | 1
FALSE | S4BF-036KB | 2740 | 5554954 | KELVINATOR | JS4BF-036KB | AC | Split System: Air-Cooled Condensing Unit, Coil with Blower | S4BF-036KB |  | C6B(A,H)-X36(C,U)-C | 13 | 16 | Yes | Yes | 2013-03-14 |  | 2
FALSE | S4BF-036KB | 2740 | 5554955 | KELVINATOR | JS4BF-036KB | AC | Split System: Air-Cooled Condensing Unit, Coil with Blower | S4BF-036KB |  | C6B(A,H)-X37(C,U)-C | 13 | 16 | Yes | Yes | 2013-03-14 |  | 2
FALSE | S4BF-036KB | 2740 | 5554956 | KELVINATOR | JS4BF-036KB | AC | Split System: Air-Cooled Condensing Unit, Coil with Blower | S4BF-036KB |  | C6B(A,H)-F42(C,U)-B+TXV-X3.0 | 12.5 | 15 | Yes | Yes | 2013-03-14 |  | 1
FALSE | S4BF-036KB | 2740 | 5554957 | KELVINATOR | JS4BF-036KB | AC | Split System: Air-Cooled Condensing Unit, Coil with Blower | S4BF-036KB |  | C6B(A,H)-X36(C,U)-C | 13 | 16 | Yes | Yes | 2013-03-14 |  | 2
FALSE | S4BF-036KB | 2740 | 5554958 | KELVINATOR | JS4BF-036KB | AC | Split System: Air-Cooled Condensing Unit, Coil with Blower | S4BF-036KB |  | C6B(A,H)-F42(C,U)-B+TXV-X3.0 | 12.5 | 15 | Yes | Yes | 2013-03-14 |  | 1
FALSE | S4BF-036KB | 2740 | 5554959 | KELVINATOR | JS4BF-036KB | AC | Split System: Air-Cooled Condensing Unit, Coil with Blower | S4BF-036KB |  | C6B(A,H)-X36(C,U)-B | 12.5 | 15 | Yes | Yes | 2013-03-14 |  | 1
FALSE | S4BF-036KB | 2740 | 5554960 | KELVINATOR | JS4BF-036KB | AC | Split System: Air-Cooled Condensing Unit, Coil with Blower | S4BF-036KB |  | C6B(A,H)-X36(C,U)-B | 12.5 | 15 | Yes | Yes | 2013-03-14 |  | 1
FALSE | S4BF-036KB | 2740 | 5554961 | KELVINATOR | JS4BF-036KB | AC | Split System: Air-Cooled Condensing Unit, Coil with Blower | S4BF-036KB |  | C6B(A,H)-X36(C,U)-C | 13 | 16 | Yes | Yes | 2013-03-14 |  | 2
FALSE | S4BF-036KB | 2740 | 5554962 | KELVINATOR | JS4BF-036KB | AC | Split System: Air-Cooled Condensing Unit, Coil with Blower | S4BF-036KB |  | C6B(A,H)-F42(C,U)-B+TXV-X3.0 | 12.5 | 15 | Yes | Yes | 2013-03-14 |  | 1
FALSE | S4BF-024KB | 2733 | 5555008 | GARRISON | JS4BF-024KB | AC | Split System: Air-Cooled Condensing Unit, Coil with Blower | S4BF-024KB |  | C6B(A,H)-X24(C,U)-B | 12.5 | 15.5 | Yes | Yes | 2013-03-14 |  | 1
FALSE | S4BF-024KB | 2733 | 5555009 | GARRISON | JS4BF-024KB | AC | Split System: Air-Cooled Condensing Unit, Coil with Blower | S4BF-024KB |  | C6B(A,H)-X24(C,U)-B | 12.5 | 15.5 | Yes | Yes | 2013-03-14 |  | 1
FALSE | S4BF-024KB | 2733 | 5555010 | GARRISON | JS4BF-024KB | AC | Split System: Air-Cooled Condensing Unit, Coil with Blower | S4BF-024KB |  | C6B(A,H)-X26(C,U)-B | 13 | 16 | Yes | Yes | 2013-03-14 |  | 2
FALSE | S4BF-024KB | 2733 | 5555011 | GARRISON | JS4BF-024KB | AC | Split System: Air-Cooled Condensing Unit, Coil with Blower | S4BF-024KB |  | C6B(A,H)-X26(C,U)-B | 13 | 16 | Yes | Yes | 2013-03-14 |  | 2
FALSE | S4BF-024KB | 2733 | 5555012 | GARRISON | JS4BF-024KB | AC | Split System: Air-Cooled Condensing Unit, Coil with Blower | S4BF-024KB |  | C6B(A,H)-X26(C,U)-B | 13 | 16 | Yes | Yes | 2013-03-14 |  | 2
FALSE | S4BF-024KB | 2733 | 5555013 | GARRISON | JS4BF-024KB | AC | Split System: Air-Cooled Condensing Unit, Coil with Blower | S4BF-024KB |  | C6B(A,H)-X26(C,U)-B | 13 | 16 | Yes | Yes | 2013-03-14 |  | 2
FALSE | S4BF-024KB | 2733 | 5555014 | GARRISON | JS4BF-024KB | AC | Split System: Air-Cooled Condensing Unit, Coil with Blower | S4BF-024KB |  | C6B(A,H)-F24(C,U)-B+TXV-X2.0 | 12.5 | 15.5 | Yes | Yes | 2013-03-14 |  | 1
FALSE | S4BF-024KB | 2733 | 5555015 | GARRISON | JS4BF-024KB | AC | Split System: Air-Cooled Condensing Unit, Coil with Blower | S4BF-024KB |  | C6B(A,H)-X24(C,U)-B | 12.5 | 15.5 | Yes | Yes | 2013-03-14 |  | 1
FALSE | S4BF-024KB | 2733 | 5555016 | GARRISON | JS4BF-024KB | AC | Split System: Air-Cooled Condensing Unit, Coil with Blower | S4BF-024KB |  | C6B(A,H)-X24(C,U)-B | 12.5 | 15.5 | Yes | Yes | 2013-03-14 |  | 1
FALSE | S4BF-024KB | 2733 | 5555017 | GARRISON | JS4BF-024KB | AC | Split System: Air-Cooled Condensing Unit, Coil with Blower | S4BF-024KB |  | C6B(A,H)-X26(C,U)-B | 13 | 16 | Yes | Yes | 2013-03-14 |  | 2
FALSE | S4BF-024KB | 2733 | 5555018 | GARRISON | JS4BF-024KB | AC | Split System: Air-Cooled Condensing Unit, Coil with Blower | S4BF-024KB |  | C6B(A,H)-X26(C,U)-B | 13 | 16 | Yes | Yes | 2013-03-14 |  | 2
FALSE | S4BF-024KB | 2733 | 5555019 | GARRISON | JS4BF-024KB | AC | Split System: Air-Cooled Condensing Unit, Coil with Blower | S4BF-024KB |  | C6B(A,H)-F24(C,U)-B+TXV-X2.0 | 12.5 | 15.5 | Yes | Yes | 2013-03-14 |  | 1
FALSE | S4BF-024KB | 2733 | 5555020 | GARRISON | JS4BF-024KB | AC | Split System: Air-Cooled Condensing Unit, Coil with Blower | S4BF-024KB |  | C6B(A,H)-X26(C,U)-B | 13 | 16 | Yes | Yes | 2013-03-14 |  | 2
TRUE | S4BF-024KB | 2733 | 5555021 | GARRISON | JS4BF-024KB | AC | Split System: Air-Cooled Condensing Unit, Coil with Blower | S4BF-024KB |  | B6VMAX24K-B | 13 | 16 | Yes | Yes | 2013-03-14 |  | 2
FALSE | S4BF-024KB | 2733 | 5555022 | GARRISON | JS4BF-024KB | AC | Split System: Air-Cooled Condensing Unit, Coil with Blower | S4BF-024KB |  | C6B(A,H)-F24(C,U)-B+TXV-X2.0 | 13 | 16 | Yes | Yes | 2013-03-14 |  | 2
FALSE | S4BF-024KB | 2733 | 5555023 | GARRISON | JS4BF-024KB | AC | Split System: Air-Cooled Condensing Unit, Coil with Blower | S4BF-024KB |  | C6B(A,H)-X24(C,U)-B | 13 | 16 | Yes | Yes | 2013-03-14 |  | 2
FALSE | S4BF-036KB | 2740 | 5555024 | GARRISON | JS4BF-036KB | AC | Split System: Air-Cooled Condensing Unit, Coil with Blower | S4BF-036KB |  | C6B(A,H)-F42(C,U)-B+TXV-X3.0 | 12.5 | 15 | Yes | Yes | 2013-03-14 |  | 1
FALSE | S4BF-036KB | 2740 | 5555025 | GARRISON | JS4BF-036KB | AC | Split System: Air-Cooled Condensing Unit, Coil with Blower | S4BF-036KB |  | C6B(A,H)-F48(C,U)-C+TXV-X3.0 | 13 | 16 | Yes | Yes | 2013-03-14 |  | 2
FALSE | S4BF-036KB | 2740 | 5555026 | GARRISON | JS4BF-036KB | AC | Split System: Air-Cooled Condensing Unit, Coil with Blower | S4BF-036KB |  | C6B(A,H)-X36(C,U)-B | 12.5 | 15 | Yes | Yes | 2013-03-14 |  | 1
FALSE | S4BF-048KC | 2750 | 5554981 | KELVINATOR | JS4BF-048KC | AC | Split System: Air-Cooled Condensing Unit, Coil with Blower | S4BF-048KC |  | C6B(A,H)-F60(C,U)-C+TXV-X4.0 | 12.5 | 16 | Yes | Yes | 2013-03-14 |  | 1
FALSE | S4BF-048KC | 2750 | 5554982 | KELVINATOR | JS4BF-048KC | AC | Split System: Air-Cooled Condensing Unit, Coil with Blower | S4BF-048KC |  | C6B(A,H)-F60(C,U)-C+TXV-X4.0 | 12.5 | 16 | Yes | Yes | 2013-03-14 |  | 1
FALSE | S4BF-048KC | 2750 | 5554983 | KELVINATOR | JS4BF-048KC | AC | Split System: Air-Cooled Condensing Unit, Coil with Blower | S4BF-048KC |  | C6B(A,H)-X48(C,U)-D | 12 | 15 | Yes | Yes | 2013-03-14 |  | 0
FALSE | S4BF-048KC | 2750 | 5554984 | KELVINATOR | JS4BF-048KC | AC | Split System: Air-Cooled Condensing Unit, Coil with Blower | S4BF-048KC |  | C6B(A,H)-F60(C,U)-C+TXV-X4.0 | 12.5 | 16 | Yes | Yes | 2013-03-14 |  | 1
FALSE | S4BF-048KC | 2750 | 5554985 | KELVINATOR | JS4BF-048KC | AC | Split System: Air-Cooled Condensing Unit, Coil with Blower | S4BF-048KC |  | C6B(A,H)-F60(C,U)-D+TXV-X4.0 | 12 | 15 | Yes | Yes | 2013-03-14 |  | 0
FALSE | S4BF-048KC | 2750 | 5554986 | KELVINATOR | JS4BF-048KC | AC | Split System: Air-Cooled Condensing Unit, Coil with Blower | S4BF-048KC |  | C6B(A,H)-F60(C,U)-C+TXV-X4.0 | 12.5 | 16 | Yes | Yes | 2013-03-14 |  | 1
FALSE | S4BF-048KC | 2750 | 5554987 | KELVINATOR | JS4BF-048KC | AC | Split System: Air-Cooled Condensing Unit, Coil with Blower | S4BF-048KC |  | C6B(A,H)-F60(C,U)-D+TXV-X4.0 | 12 | 15 | Yes | Yes | 2013-03-14 |  | 0
FALSE | S4BF-048KC | 2750 | 5554988 | KELVINATOR | JS4BF-048KC | AC | Split System: Air-Cooled Condensing Unit, Coil with Blower | S4BF-048KC |  | C6B(A,H)-X48(C,U)-C | 12.5 | 16 | Yes | Yes | 2013-03-14 |  | 1
FALSE | S4BF-048KC | 2750 | 5554989 | KELVINATOR | JS4BF-048KC | AC | Split System: Air-Cooled Condensing Unit, Coil with Blower | S4BF-048KC |  | C6B(A,H)-X48(C,U)-C | 12.5 | 16 | Yes | Yes | 2013-03-14 |  | 1
FALSE | S4BF-048KC | 2750 | 5554990 | KELVINATOR | JS4BF-048KC | AC | Split System: Air-Cooled Condensing Unit, Coil with Blower | S4BF-048KC |  | C6B(A,H)-X48(C,U)-D | 12 | 15 | Yes | Yes | 2013-03-14 |  | 0
FALSE | S4BF-048KC | 2750 | 5554991 | KELVINATOR | JS4BF-048KC | AC | Split System: Air-Cooled Condensing Unit, Coil with Blower | S4BF-048KC |  | C6B(A,H)-X48(C,U)-D | 12 | 15 | Yes | Yes | 2013-03-14 |  | 0
FALSE | S4BF-048KC | 2750 | 5554992 | KELVINATOR | JS4BF-048KC | AC | Split System: Air-Cooled Condensing Unit, Coil with Blower | S4BF-048KC |  | C6B(A,H)-X48(C,U)-D | 12 | 15 | Yes | Yes | 2013-03-14 |  | 0
FALSE | S4BF-048KC | 2750 | 5554993 | KELVINATOR | JS4BF-048KC | AC | Split System: Air-Cooled Condensing Unit, Coil with Blower | S4BF-048KC |  | C6B(A,H)-F60(C,U)-C+TXV-X4.0 | 13 | 16 | Yes | Yes | 2013-03-14 |  | 2
TRUE | S4BF-048KC | 2750 | 5554994 | KELVINATOR | JS4BF-048KC | AC | Split System: Air-Cooled Condensing Unit, Coil with Blower | S4BF-048KC |  | B6VMAX48K-C | 13 | 16 | Yes | Yes | 2013-03-14 |  | 2
FALSE | S4BF-048KC | 2750 | 5554995 | KELVINATOR | JS4BF-048KC | AC | Split System: Air-Cooled Condensing Unit, Coil with Blower | S4BF-048KC |  | C6B(A,H)-X48(C,U)-C | 13 | 16 | Yes | Yes | 2013-03-14 |  | 2
FALSE | S4BF-024KB | 2733 | 5554996 | GARRISON | JS4BF-024KB | AC | Split System: Air-Cooled Condensing Unit, Coil with Blower | S4BF-024KB |  | C6B(A,H)-F24(C,U)-B+TXV-X2.0 | 12.5 | 15.5 | Yes | Yes | 2013-03-14 |  | 1
FALSE | S4BF-024KB | 2733 | 5554997 | GARRISON | JS4BF-024KB | AC | Split System: Air-Cooled Condensing Unit, Coil with Blower | S4BF-024KB |  | C6B(A,H)-X24(C,U)-B | 12.5 | 15.5 | Yes | Yes | 2013-03-14 |  | 1
FALSE | S4BF-024KB | 2733 | 5554998 | GARRISON | JS4BF-024KB | AC | Split System: Air-Cooled Condensing Unit, Coil with Blower | S4BF-024KB |  | C6B(A,H)-X26(C,U)-B | 13 | 16 | Yes | Yes | 2013-03-14 |  | 2
FALSE | S4BF-024KB | 2733 | 5554999 | GARRISON | JS4BF-024KB | AC | Split System: Air-Cooled Condensing Unit, Coil with Blower | S4BF-024KB |  | C6B(A,H)-F24(C,U)-B+TXV-X2.0 | 12.5 | 15.5 | Yes | Yes | 2013-03-14 |  | 1
FALSE | S4BF-024KB | 2733 | 5555000 | GARRISON | JS4BF-024KB | AC | Split System: Air-Cooled Condensing Unit, Coil with Blower | S4BF-024KB |  | C6B(A,H)-F24(C,U)-B+TXV-X2.0 | 12.5 | 15.5 | Yes | Yes | 2013-03-14 |  | 1
FALSE | S4BF-024KB | 2733 | 5555001 | GARRISON | JS4BF-024KB | AC | Split System: Air-Cooled Condensing Unit, Coil with Blower | S4BF-024KB |  | C6B(A,H)-F24(C,U)-B+TXV-X2.0 | 12.5 | 15.5 | Yes | Yes | 2013-03-14 |  | 1
FALSE | S4BF-024KB | 2733 | 5555002 | GARRISON | JS4BF-024KB | AC | Split System: Air-Cooled Condensing Unit, Coil with Blower | S4BF-024KB |  | C6B(A,H)-X24(C,U)-B | 12.5 | 15.5 | Yes | Yes | 2013-03-14 |  | 1
FALSE | S4BF-024KB | 2733 | 5555003 | GARRISON | JS4BF-024KB | AC | Split System: Air-Cooled Condensing Unit, Coil with Blower | S4BF-024KB |  | C6B(A,H)-X26(C,U)-B | 13 | 16 | Yes | Yes | 2013-03-14 |  | 2
FALSE | S4BF-024KB | 2733 | 5555004 | GARRISON | JS4BF-024KB | AC | Split System: Air-Cooled Condensing Unit, Coil with Blower | S4BF-024KB |  | C6B(A,H)-F24(C,U)-B+TXV-X2.0 | 12.5 | 15.5 | Yes | Yes | 2013-03-14 |  | 1
FALSE | S4BF-024KB | 2733 | 5555005 | GARRISON | JS4BF-024KB | AC | Split System: Air-Cooled Condensing Unit, Coil with Blower | S4BF-024KB |  | C6B(A,H)-X24(C,U)-B | 12.5 | 15.5 | Yes | Yes | 2013-03-14 |  | 1
FALSE | S4BF-024KB | 2733 | 5555006 | GARRISON | JS4BF-024KB | AC | Split System: Air-Cooled Condensing Unit, Coil with Blower | S4BF-024KB |  | C6B(A,H)-X24(C,U)-B | 12.5 | 15.5 | Yes | Yes | 2013-03-14 |  | 1
FALSE | S4BF-024KB | 2733 | 5555007 | GARRISON | JS4BF-024KB | AC | Split System: Air-Cooled Condensing Unit, Coil with Blower | S4BF-024KB |  | C6B(A,H)-F24(C,U)-B+TXV-X2.0 | 12.5 | 15.5 | Yes | Yes | 2013-03-14 |  | 1
FALSE | S4BF-036KB | 2740 | 5555027 | GARRISON | JS4BF-036KB | AC | Split System: Air-Cooled Condensing Unit, Coil with Blower | S4BF-036KB |  | C6B(A,H)-X37(C,U)-C | 13 | 16 | Yes | Yes | 2013-03-14 |  | 2
FALSE | S4BF-036KB | 2740 | 5555028 | GARRISON | JS4BF-036KB | AC | Split System: Air-Cooled Condensing Unit, Coil with Blower | S4BF-036KB |  | C6B(A,H)-X36(C,U)-C | 13 | 16 | Yes | Yes | 2013-03-14 |  | 2
FALSE | S4BF-036KB | 2740 | 5555029 | GARRISON | JS4BF-036KB | AC | Split System: Air-Cooled Condensing Unit, Coil with Blower | S4BF-036KB |  | C6B(A,H)-X36(C,U)-C | 13 | 16 | Yes | Yes | 2013-03-14 |  | 2
FALSE | S4BF-036KB | 2740 | 5555030 | GARRISON | JS4BF-036KB | AC | Split System: Air-Cooled Condensing Unit, Coil with Blower | S4BF-036KB |  | C6B(A,H)-F42(C,U)-B+TXV-X3.0 | 12.5 | 15 | Yes | Yes | 2013-03-14 |  | 1
FALSE | S4BF-036KB | 2740 | 5555031 | GARRISON | JS4BF-036KB | AC | Split System: Air-Cooled Condensing Unit, Coil with Blower | S4BF-036KB |  | C6B(A,H)-X37(C,U)-C | 13 | 16 | Yes | Yes | 2013-03-14 |  | 2
FALSE | S4BF-036KB | 2740 | 5555032 | GARRISON | JS4BF-036KB | AC | Split System: Air-Cooled Condensing Unit, Coil with Blower | S4BF-036KB |  | C6B(A,H)-X37(C,U)-C | 13 | 16 | Yes | Yes | 2013-03-14 |  | 2
FALSE | S4BF-036KB | 2740 | 5555033 | GARRISON | JS4BF-036KB | AC | Split System: Air-Cooled Condensing Unit, Coil with Blower | S4BF-036KB |  | C6B(A,H)-F42(C,U)-B+TXV-X3.0 | 12.5 | 15 | Yes | Yes | 2013-03-14 |  | 1
FALSE | S4BF-036KB | 2740 | 5555034 | GARRISON | JS4BF-036KB | AC | Split System: Air-Cooled Condensing Unit, Coil with Blower | S4BF-036KB |  | C6B(A,H)-X37(C,U)-C | 13 | 16 | Yes | Yes | 2013-03-14 |  | 2
FALSE | S4BF-036KB | 2740 | 5555035 | GARRISON | JS4BF-036KB | AC | Split System: Air-Cooled Condensing Unit, Coil with Blower | S4BF-036KB |  | C6B(A,H)-F48(C,U)-C+TXV-X3.0 | 13 | 16 | Yes | Yes | 2013-03-14 |  | 2
FALSE | S4BF-036KB | 2740 | 5555036 | GARRISON | JS4BF-036KB | AC | Split System: Air-Cooled Condensing Unit, Coil with Blower | S4BF-036KB |  | C6B(A,H)-F48(C,U)-C+TXV-X3.0 | 13 | 16 | Yes | Yes | 2013-03-14 |  | 2
FALSE | S4BF-036KB | 2740 | 5555037 | GARRISON | JS4BF-036KB | AC | Split System: Air-Cooled Condensing Unit, Coil with Blower | S4BF-036KB |  | C6B(A,H)-F48(C,U)-C+TXV-X3.0 | 13 | 16 | Yes | Yes | 2013-03-14 |  | 2
FALSE | S4BF-036KB | 2740 | 5555038 | GARRISON | JS4BF-036KB | AC | Split System: Air-Cooled Condensing Unit, Coil with Blower | S4BF-036KB |  | C6B(A,H)-X36(C,U)-B | 12.5 | 15 | Yes | Yes | 2013-03-14 |  | 1
FALSE | S4BF-036KB | 2740 | 5555039 | GARRISON | JS4BF-036KB | AC | Split System: Air-Cooled Condensing Unit, Coil with Blower | S4BF-036KB |  | C6B(A,H)-X36(C,U)-C | 13 | 16 | Yes | Yes | 2013-03-14 |  | 2
FALSE | S4BF-036KB | 2740 | 5555040 | GARRISON | JS4BF-036KB | AC | Split System: Air-Cooled Condensing Unit, Coil with Blower | S4BF-036KB |  | C6B(A,H)-X37(C,U)-C | 13 | 16 | Yes | Yes | 2013-03-14 |  | 2
FALSE | S4BF-036KB | 2740 | 5555041 | GARRISON | JS4BF-036KB | AC | Split System: Air-Cooled Condensing Unit, Coil with Blower | S4BF-036KB |  | C6B(A,H)-F42(C,U)-B+TXV-X3.0 | 12.5 | 15 | Yes | Yes | 2013-03-14 |  | 1
FALSE | S4BF-036KB | 2740 | 5555042 | GARRISON | JS4BF-036KB | AC | Split System: Air-Cooled Condensing Unit, Coil with Blower | S4BF-036KB |  | C6B(A,H)-X36(C,U)-C | 13 | 16 | Yes | Yes | 2013-03-14 |  | 2
FALSE | S4BF-036KB | 2740 | 5555043 | GARRISON | JS4BF-036KB | AC | Split System: Air-Cooled Condensing Unit, Coil with Blower | S4BF-036KB |  | C6B(A,H)-F42(C,U)-B+TXV-X3.0 | 12.5 | 15 | Yes | Yes | 2013-03-14 |  | 1
FALSE | S4BF-036KB | 2740 | 5555044 | GARRISON | JS4BF-036KB | AC | Split System: Air-Cooled Condensing Unit, Coil with Blower | S4BF-036KB |  | C6B(A,H)-X36(C,U)-B | 12.5 | 15 | Yes | Yes | 2013-03-14 |  | 1
FALSE | S4BF-036KB | 2740 | 5555045 | GARRISON | JS4BF-036KB | AC | Split System: Air-Cooled Condensing Unit, Coil with Blower | S4BF-036KB |  | C6B(A,H)-X36(C,U)-B | 12.5 | 15 | Yes | Yes | 2013-03-14 |  | 1
FALSE | S4BF-036KB | 2740 | 5555046 | GARRISON | JS4BF-036KB | AC | Split System: Air-Cooled Condensing Unit, Coil with Blower | S4BF-036KB |  | C6B(A,H)-X36(C,U)-C | 13 | 16 | Yes | Yes | 2013-03-14 |  | 2
FALSE | S4BF-036KB | 2740 | 5555047 | GARRISON | JS4BF-036KB | AC | Split System: Air-Cooled Condensing Unit, Coil with Blower | S4BF-036KB |  | C6B(A,H)-F42(C,U)-B+TXV-X3.0 | 12.5 | 15 | Yes | Yes | 2013-03-14 |  | 1
FALSE | S4BF-036KB | 2740 | 5555048 | GARRISON | JS4BF-036KB | AC | Split System: Air-Cooled Condensing Unit, Coil with Blower | S4BF-036KB |  | C6B(A,H)-F48(C,U)-C+TXV-X3.0 | 13 | 16 | Yes | Yes | 2013-03-14 |  | 2
FALSE | S4BF-036KB | 2740 | 5555049 | GARRISON | JS4BF-036KB | AC | Split System: Air-Cooled Condensing Unit, Coil with Blower | S4BF-036KB |  | C6B(A,H)-F48(C,U)-C+TXV-X3.0 | 13 | 16 | Yes | Yes | 2013-03-14 |  | 2
FALSE | S4BF-036KB | 2740 | 5555050 | GARRISON | JS4BF-036KB | AC | Split System: Air-Cooled Condensing Unit, Coil with Blower | S4BF-036KB |  | C6B(A,H)-X36(C,U)-B | 12.5 | 15 | Yes | Yes | 2013-03-14 |  | 1
FALSE | S4BF-036KB | 2740 | 5555051 | GARRISON | JS4BF-036KB | AC | Split System: Air-Cooled Condensing Unit, Coil with Blower | S4BF-036KB |  | C6B(A,H)-X36(C,U)-B | 12.5 | 15 | Yes | Yes | 2013-03-14 |  | 1
FALSE | S4BF-036KB | 2740 | 5555052 | GARRISON | JS4BF-036KB | AC | Split System: Air-Cooled Condensing Unit, Coil with Blower | S4BF-036KB |  | C6B(A,H)-X36(C,U)-C | 13 | 16 | Yes | Yes | 2013-03-14 |  | 2
TRUE | S4BF-036KB | 2740 | 5555053 | GARRISON | JS4BF-036KB | AC | Split System: Air-Cooled Condensing Unit, Coil with Blower | S4BF-036KB |  | B6VMAX36K-B | 13 | 16 | Yes | Yes | 2013-03-14 |  | 2
FALSE | S4BF-024KB | 2733 | 5555100 | NUTONE | JS4BF-024KB | AC | Split System: Air-Cooled Condensing Unit, Coil with Blower | S4BF-024KB |  | C6B(A,H)-X24(C,U)-B | 12.5 | 15.5 | Yes | Yes | 2013-03-14 |  | 1
FALSE | S4BF-024KB | 2733 | 5555101 | NUTONE | JS4BF-024KB | AC | Split System: Air-Cooled Condensing Unit, Coil with Blower | S4BF-024KB |  | C6B(A,H)-X24(C,U)-B | 12.5 | 15.5 | Yes | Yes | 2013-03-14 |  | 1
FALSE | S4BF-024KB | 2733 | 5555102 | NUTONE | JS4BF-024KB | AC | Split System: Air-Cooled Condensing Unit, Coil with Blower | S4BF-024KB |  | C6B(A,H)-X26(C,U)-B | 13 | 16 | Yes | Yes | 2013-03-14 |  | 2
FALSE | S4BF-024KB | 2733 | 5555103 | NUTONE | JS4BF-024KB | AC | Split System: Air-Cooled Condensing Unit, Coil with Blower | S4BF-024KB |  | C6B(A,H)-X26(C,U)-B | 13 | 16 | Yes | Yes | 2013-03-14 |  | 2
FALSE | S4BF-024KB | 2733 | 5555104 | NUTONE | JS4BF-024KB | AC | Split System: Air-Cooled Condensing Unit, Coil with Blower | S4BF-024KB |  | C6B(A,H)-F24(C,U)-B+TXV-X2.0 | 12.5 | 15.5 | Yes | Yes | 2013-03-14 |  | 1
FALSE | S4BF-024KB | 2733 | 5555105 | NUTONE | JS4BF-024KB | AC | Split System: Air-Cooled Condensing Unit, Coil with Blower | S4BF-024KB |  | C6B(A,H)-X26(C,U)-B | 13 | 16 | Yes | Yes | 2013-03-14 |  | 2
TRUE | S4BF-024KB | 2733 | 5555106 | NUTONE | JS4BF-024KB | AC | Split System: Air-Cooled Condensing Unit, Coil with Blower | S4BF-024KB |  | B6VMAX24K-B | 13 | 16 | Yes | Yes | 2013-03-14 |  | 2
FALSE | S4BF-024KB | 2733 | 5555107 | NUTONE | JS4BF-024KB | AC | Split System: Air-Cooled Condensing Unit, Coil with Blower | S4BF-024KB |  | C6B(A,H)-F24(C,U)-B+TXV-X2.0 | 13 | 16 | Yes | Yes | 2013-03-14 |  | 2
FALSE | S4BF-024KB | 2733 | 5555108 | NUTONE | JS4BF-024KB | AC | Split System: Air-Cooled Condensing Unit, Coil with Blower | S4BF-024KB |  | C6B(A,H)-X24(C,U)-B | 13 | 16 | Yes | Yes | 2013-03-14 |  | 2
FALSE | S4BF-036KB | 2740 | 5555109 | NUTONE | JS4BF-036KB | AC | Split System: Air-Cooled Condensing Unit, Coil with Blower | S4BF-036KB |  | C6B(A,H)-F42(C,U)-B+TXV-X3.0 | 12.5 | 15 | Yes | Yes | 2013-03-14 |  | 1
FALSE | S4BF-036KB | 2740 | 5555110 | NUTONE | JS4BF-036KB | AC | Split System: Air-Cooled Condensing Unit, Coil with Blower | S4BF-036KB |  | C6B(A,H)-F48(C,U)-C+TXV-X3.0 | 13 | 16 | Yes | Yes | 2013-03-14 |  | 2
FALSE | S4BF-036KB | 2740 | 5555111 | NUTONE | JS4BF-036KB | AC | Split System: Air-Cooled Condensing Unit, Coil with Blower | S4BF-036KB |  | C6B(A,H)-X36(C,U)-B | 12.5 | 15 | Yes | Yes | 2013-03-14 |  | 1
FALSE | S4BF-036KB | 2740 | 5555112 | NUTONE | JS4BF-036KB | AC | Split System: Air-Cooled Condensing Unit, Coil with Blower | S4BF-036KB |  | C6B(A,H)-X37(C,U)-C | 13 | 16 | Yes | Yes | 2013-03-14 |  | 2