## CAC ASHP QPL V4
Previously Certified ENERGY STAR Non-AHRI Central Air Conditioner Equipment and Air Source Heat Pumps (CAC-ASHP) - Version 4.1 Criteria
List Posted Prior to to Version 5 Effective Date on September 15, 2015
On this tab are Version 4.1 products submitted to EPA by ENERGY STAR partners that do not participate in the AHRI certification program. The majority of ENERGY STAR products, certified by AHRI, can be found on the following four tabs: AC, HP, VSMS AC and VSMS HP
PD_ID | Manufacturer Type | ENERGY STAR Partner | Brand Name | Outdoor Unit Manufacturer | Outdoor Model Name | Outdoor Unit Model Number | Indoor Model Name | Indoor Unit Model Number | Additional Model Information | Product Type | SEER (Btu/Wh) | EER (Btu/Wh) | HSPF (Btu/Wh) | Capacity (Btu/h) | Date Available on Market | Date Qualified | Markets | ENERGY STAR Model Identifier | Meets ENERGY STAR Most Efficient 2014 Criteria
2240096 | System Manufacturer | Bestech Energy Corporation | BESTECH ENERGY |  |  | BSTK-12WDC | BSTK-12WDC | URHA-12WDC |  | ASHP - Split System | 23 | 13 | 12 | 12000 | 2014-11-21 | 2014-11-27 | United States, Canada | ES_1131511_BSTK-12WDC_05072015171122_1539575 | No
2230297 | System Manufacturer | Panasonic | Panasonic |  |  | CS-E12RKUAW/CU-E12RKUA | CS-E12RKUAW/CU-E12RKUA | CS-E12RKUAW |  | ASHP - Split System | 22.5 | 12.5 | 11.0 | 12000 | 2015-03-01 | 2014-12-19 | United States, Canada | ES_0031845_CS-E12RKUAW/CU-E12RKUA_01012015123943_2741067 | No
1700029 | System Manufacturer | Panasonic | Panasonic |  |  | CS-E18NKUA / CU-E18NKUA | CS-E18NKUA / CU-E18NKUA | CS-E18NKUA |  | ASHP - Split System | 18.0 | 13.15 | 8.5 | 17100 | 2012-05-10 | 2012-03-22 | United States | ES_31845_CS-E18NKUA / CU-E18NKUA_5152012135707_205454-2510320 | No
2230298 | System Manufacturer | Panasonic | Panasonic |  |  | CS-E18RKUAW/CU-E18RKUA | CS-E18RKUAW/CU-E18RKUA | CS-E18RKUAW |  | ASHP - Split System | 19.5 | 13.2 | 10.0 | 18000 | 2015-03-01 | 2014-12-19 | United States, Canada | ES_0031845_CS-E18RKUAW/CU-E18RKUA_01012015123943_2741067 | No
1700030 | System Manufacturer | Panasonic | Panasonic |  |  | CS-E9NKUAW / CU-E9NKUA | CS-E9NKUAW / CU-E9NKUA | CS-E9NKUAW |  | ASHP - Split System | 21.0 | 13.05 | 10.5 | 8500 | 2011-12-01 | 2011-11-18 | United States | ES_31845_CS-E9NKUAW / CU-E9NKUA_5152012135707_254487-2473041 | Yes
2230296 | System Manufacturer | Panasonic | Panasonic |  |  | CS-E9RKUAW/CU-E9RKUA | CS-E9RKUAW/CU-E9RKUA | CS-E9RKUAW |  | ASHP - Split System | 23.0 | 13.0 | 11.0 | 9000 | 2015-03-01 | 2014-12-19 | United States, Canada | ES_0031845_CS-E9RKUAW/CU-E9RKUA_01012015123943_2741067 | No
1705722 | System Manufacturer | Panasonic | Panasonic |  |  | CS-S18NKUA / CU-S18NKUA | CS-S18NKUA / CU-S18NKUA | CS-S18NKUA |  | CAC - Split System | 18.0 | 13.15 |  | 17100 | 2012-05-10 | 2012-03-22 | United States | ES_31845_CS-S18NKUA / CU-S18NKUA_5152012135707_205454-2510320 | No
1705720 | System Manufacturer | Panasonic | Panasonic |  |  | CS-S9NKUA / CU-S9NKUA | CS-S9NKUA / CU-S9NKUA | CS-S9NKUA |  | CAC - Split System | 21.0 | 13.05 |  | 8500 | 2011-12-01 | 2011-11-18 | United States | ES_31845_CS-S9NKUA / CU-S9NKUA_5152012135707_254487-2473041 | Yes
2178674 | System Manufacturer | Panasonic | Panasonic |  |  | CS-XE12PKUA / CU-XE12PKUA | CS-XE12PKUA / CU-XE12PKUA | CS-XE12PKUA |  | ASHP - Split System | 25.5 | 14.35 | 12.0 | 11500 | 2013-06-01 | 2012-04-16 | United States, Canada | ES_0031845_CS-XE12PKUA / CU-XE12PKUA04182013010629_2604004 | Yes
2178673 | System Manufacturer | Panasonic | Panasonic |  |  | CS-XE9PKUA / CU-XE9PKUA | CS-XE9PKUA / CU-XE9PKUA | CS-XE9PKUA |  | ASHP - Split System | 28.5 | 16.1 | 12.5 | 8700 | 2013-06-01 | 2012-04-16 | United States, Canada | ES_0031845_CS-XE9PKUA / CU-XE9PKUA04182013010629_2604004 | Yes
2239183 | System Manufacturer | Panasonic | Panasonic |  |  | CU-3E19RBU | CU-3E19RBU | CS-ME5RKUA (1 unit) + CS-ME7RKUA (2 units) |  | ASHP - Mini or Multi Split | 22.0 | 12.55 | 10.5 | 19000 | 2015-07-01 | 2015-05-08 | United States, Canada | ES_0031845_CU-3E19RBU_05042015015919_7003164 | No
1771458 | System Manufacturer | Panasonic | Panasonic |  |  | CU-3KE19NBU | CU-3KE19NBU | CS-MKE9NKU ( 2 unit ) |  | ASHP - Mini or Multi Split | 18.0 | 12.0 | 8.8 | 17000 | 2011-11-30 | 2012-06-14 | United States, Canada | ES_31845_CU-3KE19NBU_6252012152901_205454 | No
1771459 | System Manufacturer | Panasonic | Panasonic |  |  | CU-3KS19NBU | CU-3KS19NBU | CS-MKS9NKU ( 2 unit ) |  | CAC - Mini or Multi Split | 18.0 | 12.0 |  | 17000 | 2011-11-30 | 2012-06-14 | United States, Canada | ES_31845_CU-3KS19NBU_6252012152902_205454 | No
2239184 | System Manufacturer | Panasonic | Panasonic |  |  | CU-4E24RBU | CU-4E24RBU | CS-ME5RKUA (2 units) + CS-ME7RKUA (2 units) |  | ASHP - Mini or Multi Split | 22.0 | 12.55 | 9.5 | 24000 | 2015-07-01 | 2015-05-08 | United States, Canada | ES_0031845_CU-4E24RBU_05042015015919_7003164 | No
2214563 | System Manufacturer | Sakura Corporation | SAKURA |  |  | Multi-Split type air conditioner | SIV3OC-30HRFN1-M | SIV-09HRFN1-MX4W |  | ASHP - Mini or Multi Split | 18.5 | 12.0 | 10.0 | 27000 | 2014-07-15 | 2014-06-11 | United States, Canada | ES_1123951_SIV3OC-30HRFN1-M_07032014175132_9892948 | No
2190818 | System Manufacturer | Sakura Corporation | SAKURA |  |  | Split type air conditioner | SOV-09HFN1-MW0W | SIV-09HRFN1-MW0W |  | ASHP - Split System | 23.5 | 14.5 | 10.0 | 9000 | 2013-09-15 | 2013-09-11 | United States, Canada | ES_1105798_GD MIDEA AIR-CONDITIONING EQUIPMENT CO LTD (10401) ¦ SOV-09HFN1-MW0W_09112013182234_3754446 | No
2181183 | System Manufacturer | Sakura Corporation | SAKURA |  |  | Split type air conditioner | SOV-09MT0W | SIV-09MT0W |  | ASHP - Mini or Multi Split | 18.3 | 13.0 | 8.6 | 9000 | 2013-06-01 | 2013-05-17 | United States, Canada | ES_1105798_MIDEA USA INC (23310) ¦ SOV-09MT0W_05182013125534_1734775 | No
2190819 | System Manufacturer | Sakura Corporation | SAKURA |  |  | Split type air conditioner | SOV-12HFN1-MV0W | SIV-12HRFN1-MV0W |  | ASHP - Split System | 22.0 | 13.0 | 10.0 | 11500 | 2013-09-15 | 2013-09-11 | United States, Canada | ES_1105798_GD MIDEA AIR-CONDITIONING EQUIPMENT CO LTD (10401) ¦ SOV-12HFN1-MV0W_09112013182256_3776266 | No
2214564 | System Manufacturer | Sakura Corporation | SAKURA |  |  | Split type air conditioner | SOV-12HFN1-MW0W | SIV-12HRFN1-MW0W |  | ASHP - Split System | 23.0 | 13.5 | 10.0 | 12000 | 2014-07-15 | 2014-06-11 | United States, Canada | ES_1123951_SOV-12HFN1-MW0W_07032014175102_9862771 | No
2181184 | System Manufacturer | Sakura Corporation | SAKURA |  |  | Split type air conditioner | SOV-12MT0W | SIV-12MT0W |  | ASHP - Mini or Multi Split | 19.3 | 12.0 | 8.9 | 12000 | 2013-06-01 | 2013-05-17 | United States, Canada | ES_1105798_MIDEA USA INC (23310) ¦ SOV-12MT0W_05182013125555_1755733 | No
2190820 | System Manufacturer | Sakura Corporation | SAKURA |  |  | Split type air conditioner | SOV-18HFN1-MU0W | SIV-18HRFN1-MU0W |  | ASHP - Split System | 21.0 | 12.5 | 9.5 | 17500 | 2013-09-15 | 2013-09-11 | United States, Canada | ES_1105798_GD MIDEA AIR-CONDITIONING EQUIPMENT CO LTD (10401) ¦ SOV-18HFN1-MU0W_09112013182312_3792273 | No
2214565 | System Manufacturer | Sakura Corporation | SAKURA |  |  | Split type air conditioner | SOV-24HFN1-MT0W | SIV-24HRFN1-MT0W |  | ASHP - Split System | 19.0 | 12.5 | 9.0 | 23000 | 2014-07-15 | 2014-06-11 | United States, Canada | ES_1123951_SOV-24HFN1-MT0W_07032014175117_9877543 | No
2232827 | System Manufacturer | Samsung Electronics Co., Ltd. | Samsung |  |  | AR09HSFSJWKN | AR09HSFSJWKN | AR09HSFSJWKN | ,AR09HSFSJWKX, | ASHP - Split System | 23 | 15 | 10.5 | 9000 | 2015-02-05 | 2015-02-05 | United States | ES_1023593_AR09HSFSJWKN_02022015150832_2666131 | No
2245310 | System Manufacturer | Samsung Electronics Co., Ltd. | Samsung | Suzhou Samsung Electronics Co., Ltd. | AR09HSFSJWKX | AR09HSFSJWKN / AR09HSFSJWKX | AR09HSFSJWKN / AR09HSFSJWKX | AR09HSFSJWKN |  | ASHP - Split System | 23 | 15 | 10.5 | 9000 | 2015-08-15 | 2015-08-07 | United States | ES_1023593_AR09HSFSJWKN / AR09HSFSJWKX_08052015160321_1209833 | No
2243852 | System Manufacturer | Samsung Electronics Co., Ltd. | Samsung | TCL |  | AR09JSALBWKN / AR09JSALBWKX | AR09JSALBWKN / AR09JSALBWKX | AR09JSALBWKN |  | ASHP - Split System | 20 | 12.69 | 9 | 9000 | 2015-07-13 | 2015-07-21 | United States | ES_1023593_AR09JSALBWKN / AR09JSALBWKX_07152015140316_2256891 | No
2245311 | System Manufacturer | Samsung Electronics Co., Ltd. | Samsung | Suzhou Samsung Electronics Co., Ltd. | AR09JSFDHWKX | AR09JSFDHWKN / AR09JSFDHWKX | AR09JSFDHWKN / AR09JSFDHWKX | AR09JSFDHWKN |  | ASHP - Split System | 28.1 | 15.79 | 12 | 9000 | 2015-08-15 | 2015-08-07 | United States | ES_1023593_AR09JSFDHWKN / AR09JSFDHWKX_08052015161618_1397516 | No
2243854 | System Manufacturer | Samsung Electronics Co., Ltd. | Samsung | TCL |  | AR09JSFLBWKN / AR09JSFLBWKX | AR09JSFLBWKN / AR09JSFLBWKX | AR09JSFLBWKN |  | ASHP - Split System | 20 | 12.69 | 9 | 9000 | 2015-07-13 | 2015-07-21 | United States | ES_1023593_AR09JSFLBWKN / AR09JSFLBWKX_07152015133803_2576867 | No
2230547 | System Manufacturer | Samsung Electronics Co., Ltd. | Samsung |  |  | AR09JSSDHWKN | AR09JSSDHWKN | AR09JSSDHWKN | ,AR09JSFDHWKN,; ,AR09JSFDHWKX,; ,AR09JSSDHWKX, | ASHP - Split System | 28.1 | 15.79 | 12 | 9000 | 2015-01-15 | 2015-01-02 | United States | ES_1023593_AR09JSSDHWKN / AR09JSSDHWKX_11272014161610_8997461 | No
2232828 | System Manufacturer | Samsung Electronics Co., Ltd. | Samsung |  |  | AR12HSFSJWKN | AR12HSFSJWKN | AR12HSFSJWKN | ,AR12HSFSJWKX, | ASHP - Split System | 22 | 13.6 | 9.5 | 12000 | 2015-02-05 | 2015-02-05 | United States | ES_1023593_AR12HSFSJWKN_02022015161140_5943719 | No
2245312 | System Manufacturer | Samsung Electronics Co., Ltd. | Samsung | Suzhou Samsung Electronics Co., Ltd. | AR12HSFSJWKX | AR12HSFSJWKN / AR12HSFSJWKX | AR12HSFSJWKN / AR12HSFSJWKX | AR12HSFSJWKN |  | ASHP - Split System | 22 | 13.6 | 9.5 | 12000 | 2015-08-15 | 2015-08-07 | United States | ES_1023593_AR12HSFSJWKN / AR12HSFSJWKX_08052015162602_5705682 | No
2243853 | System Manufacturer | Samsung Electronics Co., Ltd. | Samsung | TCL |  | AR12JSALBWKN / AR12JSALBWKX | AR12JSALBWKN / AR12JSALBWKX | AR12JSALBWKN |  | ASHP - Split System | 20 | 12.62 | 9 | 12000 | 2015-07-13 | 2015-07-21 | United States | ES_1023593_AR12JSALBWKN / AR12JSALBWKX_07152015111826_8058130 | No
2245313 | System Manufacturer | Samsung Electronics Co., Ltd. | Samsung | Suzhou Samsung Electronics Co., Ltd. | AR12JSFDHWKX | AR12JSFDHWKN / AR12JSFDHWKX | AR12JSFDHWKN / AR12JSFDHWKX | AR12JSFDHWKN |  | ASHP - Split System | 26.1 | 14.12 | 11.5 | 12000 | 2015-08-15 | 2015-08-07 | United States | ES_1023593_AR12JSFDHWKN / AR12JSFDHWKX_08052015165834_7579615 | No
2243855 | System Manufacturer | Samsung Electronics Co., Ltd. | Samsung | TCL |  | AR12JSFLBWKN / AR12JSFLBWKX | AR12JSFLBWKN / AR12JSFLBWKX | AR12JSFLBWKN |  | ASHP - Split System | 20 | 12.62 | 9 | 12000 | 2015-07-13 | 2015-07-21 | United States | ES_1023593_AR12JSFLBWKN / AR12JSFLBWKX_07152015135825_1263849 | No
2230548 | System Manufacturer | Samsung Electronics Co., Ltd. | Samsung |  |  | AR12JSSDHWKN | AR12JSSDHWKN | AR12JSSDHWKN | ,AR12JSFDHWKN,; ,AR12JSFDHWKX,; ,AR12JSSDHWKX, | ASHP - Split System | 26.1 | 14.12 | 11.5 | 12000 | 2015-01-15 | 2015-01-02 | United States | ES_1023593_AR12JSSDHWKN_12052014095450_8867303 | No
2232829 | System Manufacturer | Samsung Electronics Co., Ltd. | Samsung |  |  | AR18HSFSJWKN | AR18HSFSJWKN | AR18HSFSJWKN | ,AR18HSFSJWKX, | ASHP - Split System | 20.5 | 13.2 | 9 | 18000 | 2015-02-05 | 2015-02-05 | United States | ES_1023593_AR18HSFSJWKN_02022015162011_8645440 | No
2245314 | System Manufacturer | Samsung Electronics Co., Ltd. | Samsung | Suzhou Samsung Electronics Co., Ltd. | AR18HSFSJWKX | AR18HSFSJWKN / AR18HSFSJWKX | AR18HSFSJWKN / AR18HSFSJWKX | AR18HSFSJWKN |  | ASHP - Split System | 20.5 | 13.2 | 9 | 18000 | 2015-08-15 | 2015-08-07 | United States | ES_1023593_AR18HSFSJWKN / AR18HSFSJWKX_08052015163325_3099939 | No
2232830 | System Manufacturer | Samsung Electronics Co., Ltd. | Samsung |  |  | AR24HSFSJWKN | AR24HSFSJWKN | AR24HSFSJWKN | ,AR24HSFSJWKX, | ASHP - Split System | 20 | 12.2 | 10 | 22000 | 2015-02-05 | 2015-02-05 | United States | ES_1023593_AR24HSFSJWKN_02022015172347_4469262 | No
2226243 | System Manufacturer | UTL Air Conditioning Technology Co., Ltd. | UTL |  |  | URHA-12WDC | URHA-12WDC | URHA-12WDC |  | ASHP - Split System | 23 | 13 | 12 | 12000 | 2014-11-21 | 2014-11-27 | United States, Canada | ES_1105876_URHA-12WDC_11202014164317_9896051 | No
2226258 | System Manufacturer | UTL Air Conditioning Technology Co., Ltd. | VKIN |  |  | VRHA-12WDC | VRHA-12WDC | VRHA-12WDC |  | ASHP - Split System | 23 | 13 | 12 | 12000 | 2014-11-21 | 2014-11-27 | United States, Canada | ES_1105876_VRHA-12WDC_11202014164920_1408807 | No

## AC
ENERGY STAR AHRI Certified Central Air Conditioner Equipment and Air Source Heat Pumps (CAC-ASHP) - Version 4.1 Criteria
List Posted on September 15, 2015
IsHSVTC | TestedModelNumber | BmgId | AHRIRefNumber | ManufacturerName | ModelName | ProgramName | ARITypeDescription | ModelNumber | IndoorType | IndoorModelNumber | EER95F | SEER | IsESApproved | IsESCertified | ESCertifiedDate | ESWithDrawnDate | CEE Tier
TRUE | S4BF-024K | 2738 | 502836 | NORDYNE, INC. | S4BF-024K | AC | Split System: Air-Cooled Condensing Unit, Coil with Blower | S4BF-024K |  | C4BA-X24(C,U)-B+VSB-B | 13.1 | 15.5 | Yes | Yes | 2011-01-21 |  | 1
TRUE | XC21-060-230* | 2346 | 542091 | LENNOX INDUSTRIES, INC. | XC21-060-230* | AC | Split System: Air-Cooled Condensing Unit, Coil with Blower | XC21-060-230* |  | CBX32MV-060-230* | 12.2 | 16.8 | Yes | Yes | 2011-01-21 |  | 0
TRUE | XC21-024-230* | 2321 | 542092 | LENNOX INDUSTRIES, INC. | XC21-024-230* | AC | Split System: Air-Cooled Condensing Unit, Coil with Blower | XC21-024-230* |  | CBX32MV-036-230* | 14.75 | 20.5 | Yes | Yes | 2011-01-21 |  | 3
TRUE | XC21-036-230* | 2329 | 542093 | LENNOX INDUSTRIES, INC. | XC21-036-230* | AC | Split System: Air-Cooled Condensing Unit, Coil with Blower | XC21-036-230* |  | CBX32MV-048-230* | 14 | 20 | Yes | Yes | 2011-01-21 |  | 3
TRUE | XC21-048-230* | 2340 | 542094 | LENNOX INDUSTRIES, INC. | XC21-048-230* | AC | Split System: Air-Cooled Condensing Unit, Coil with Blower | XC21-048-230* |  | CBX32MV-048-230* | 12.8 | 17.8 | Yes | Yes | 2011-01-21 |  | 1
TRUE | CZE04811 | 3897 | 1128569 | YORK BY JOHNSON CONTROLS | CZE04811 | AC | Split System: Air-Cooled Condensing Unit, Coil with Blower | CZE04811 |  | FC/MC60D+MV20D+TXV | 12.5 | 15.5 | Yes | Yes | 2011-01-21 |  | 1
FALSE | XC17-048-230-** | 2300 | 1086347 | LENNOX INDUSTRIES, INC. | XC15-048-230* | AC | Split System: Air-Cooled Condensing Unit, Coil with Blower | XC15-048-230* |  | C33-50/60C+TDR+TXV | 12 | 14.5 | Yes | Yes | 2011-01-21 |  | 0
FALSE | XC17-048-230-** | 2300 | 1086348 | LENNOX INDUSTRIES, INC. | XC15-048-230* | AC | Split System: Air-Cooled Condensing Unit, Coil with Blower | XC15-048-230* |  | CX34-50/60C+TDR | 12 | 14.5 | Yes | Yes | 2011-01-21 |  | 0
TRUE | CZE02411 | 3891 | 1134294 | YORK BY JOHNSON CONTROLS | CZE02411 | AC | Split System: Air-Cooled Condensing Unit, Coil with Blower | CZE02411 |  | FC/MC36B+MV12B+TXV | 12.5 | 15 | Yes | Yes | 2011-01-21 |  | 1
TRUE | CZE03611 | 3895 | 1134300 | YORK BY JOHNSON CONTROLS | CZE03611 | AC | Split System: Air-Cooled Condensing Unit, Coil with Blower | CZE03611 |  | FC/MC48C+MV16C+TXV | 12.5 | 15.5 | Yes | Yes | 2011-01-21 |  | 1
FALSE | XC17-048-230-** | 2300 | 1146134 | LENNOX INDUSTRIES, INC. | XC15-048-230* | AC | Split System: Air-Cooled Condensing Unit, Coil Alone | XC15-048-230* |  | CH33-49+TDR+TXV | 12 | 14.5 | Yes | Yes | 2011-01-21 |  | 0
FALSE | XC17-048-230-** | 2300 | 1146135 | LENNOX INDUSTRIES, INC. | XC15-048-230* | AC | Split System: Air-Cooled Condensing Unit, Coil with Blower | XC15-048-230* |  | CH33-49+TDR+TXV | 12.5 | 15 | Yes | Yes | 2011-01-21 |  | 1
FALSE | XC17-048-230-** | 2300 | 1146136 | LENNOX INDUSTRIES, INC. | XC15-048-230* | AC | Split System: Air-Cooled Condensing Unit, Coil with Blower | XC15-048-230* |  | CH33-49+TDR+TXV | 12.2 | 15 | Yes | Yes | 2011-01-21 |  | 0
FALSE | XC17-048-230-** | 2300 | 1146137 | LENNOX INDUSTRIES, INC. | XC15-048-230* | AC | Split System: Air-Cooled Condensing Unit, Coil with Blower | XC15-048-230* |  | CH33-49+TDR+TXV | 12.2 | 14.7 | Yes | Yes | 2011-01-21 |  | 0
FALSE | XC17-048-230-** | 2300 | 1146138 | LENNOX INDUSTRIES, INC. | XC15-048-230* | AC | Split System: Air-Cooled Condensing Unit, Coil with Blower | XC15-048-230* |  | CH33-49+TDR+TXV | 12 | 14.5 | Yes | Yes | 2011-01-21 |  | 0
FALSE | XC17-048-230-** | 2300 | 1146139 | LENNOX INDUSTRIES, INC. | XC15-048-230* | AC | Split System: Air-Cooled Condensing Unit, Coil with Blower | XC15-048-230* |  | CH33-49+TDR+TXV | 12.2 | 14.7 | Yes | Yes | 2011-01-21 |  | 0
FALSE | XC17-048-230-** | 2300 | 1146140 | LENNOX INDUSTRIES, INC. | XC15-048-230* | AC | Split System: Air-Cooled Condensing Unit, Coil with Blower | XC15-048-230* |  | CH33-49+TDR+TXV | 12 | 14.5 | Yes | Yes | 2011-01-21 |  | 0
FALSE | XC17-048-230-** | 2300 | 1146141 | LENNOX INDUSTRIES, INC. | XC15-048-230* | AC | Split System: Air-Cooled Condensing Unit, Coil with Blower | XC15-048-230* |  | CH33-62D+TDR+TXV | 12.2 | 15 | Yes | Yes | 2011-01-21 |  | 0
FALSE | XC17-048-230-** | 2300 | 1146142 | LENNOX INDUSTRIES, INC. | XC15-048-230* | AC | Split System: Air-Cooled Condensing Unit, Coil with Blower | XC15-048-230* |  | CH33-62D+TDR+TXV | 12.5 | 15 | Yes | Yes | 2011-01-21 |  | 1
FALSE | XC17-048-230-** | 2300 | 1146143 | LENNOX INDUSTRIES, INC. | XC15-048-230* | AC | Split System: Air-Cooled Condensing Unit, Coil with Blower | XC15-048-230* |  | CH33-62D+TDR+TXV | 12.2 | 14.7 | Yes | Yes | 2011-01-21 |  | 0
FALSE | XC17-048-230-** | 2300 | 1146144 | LENNOX INDUSTRIES, INC. | XC15-048-230* | AC | Split System: Air-Cooled Condensing Unit, Coil with Blower | XC15-048-230* |  | CH33-62D+TDR+TXV | 12 | 14.7 | Yes | Yes | 2011-01-21 |  | 0
FALSE | XC17-048-230-** | 2300 | 1146145 | LENNOX INDUSTRIES, INC. | XC15-048-230* | AC | Split System: Air-Cooled Condensing Unit, Coil with Blower | XC15-048-230* |  | CH33-62D+TDR+TXV | 12.2 | 14.7 | Yes | Yes | 2011-01-21 |  | 0
FALSE | XC17-048-230-** | 2300 | 1146146 | LENNOX INDUSTRIES, INC. | XC15-048-230* | AC | Split System: Air-Cooled Condensing Unit, Coil with Blower | XC15-048-230* |  | CH33-62D+TDR+TXV | 12.2 | 14.7 | Yes | Yes | 2011-01-21 |  | 0
FALSE | TSA042H4N4*Y | 2280 | 1235286 | LENNOX INDUSTRIES, INC. | XC14-042-230* | AC | Split System: Air-Cooled Condensing Unit, Coil with Blower | XC14-042-230* |  | CX34-62C+TDR | 13 | 15.7 | Yes | Yes | 2011-01-21 |  | 1
FALSE | TSA042H4N4*Y | 2280 | 1235287 | LENNOX INDUSTRIES, INC. | XC14-042-230* | AC | Split System: Air-Cooled Condensing Unit, Coil with Blower | XC14-042-230* |  | CX34-62C+TDR | 12.7 | 15.7 | Yes | Yes | 2011-01-21 |  | 1
FALSE | TSA042H4N4*Y | 2280 | 1235288 | LENNOX INDUSTRIES, INC. | XC14-042-230* | AC | Split System: Air-Cooled Condensing Unit, Coil with Blower | XC14-042-230* |  | CX34-62C+TDR | 12.7 | 15.5 | Yes | Yes | 2011-01-21 |  | 1
FALSE | TSA042H4N4*Y | 2280 | 1235289 | LENNOX INDUSTRIES, INC. | XC14-042-230* | AC | Split System: Air-Cooled Condensing Unit, Coil with Blower | XC14-042-230* |  | CX34-62C+TDR | 12.7 | 15.5 | Yes | Yes | 2011-01-21 |  | 1
FALSE | TSA042H4N4*Y | 2280 | 1235290 | LENNOX INDUSTRIES, INC. | XC14-042-230* | AC | Split System: Air-Cooled Condensing Unit, Coil with Blower | XC14-042-230* |  | CX34-62C+TDR | 12.5 | 15.2 | Yes | Yes | 2011-01-21 |  | 1
FALSE | TSA042H4N4*Y | 2280 | 1235291 | LENNOX INDUSTRIES, INC. | XC14-042-230* | AC | Split System: Air-Cooled Condensing Unit, Coil with Blower | XC14-042-230* |  | CX34-62C+TDR | 12.5 | 15.5 | Yes | Yes | 2011-01-21 |  | 1
FALSE | TSA042H4N4*Y | 2280 | 1235298 | LENNOX INDUSTRIES, INC. | XC14-042-230* | AC | Split System: Air-Cooled Condensing Unit, Coil with Blower | XC14-042-230* |  | CX34-38+TDR | 12.2 | 14.5 | Yes | Yes | 2011-01-21 |  | 0
FALSE | TSA042H4N4*Y | 2280 | 1235302 | LENNOX INDUSTRIES, INC. | XC14-042-230* | AC | Split System: Air-Cooled Condensing Unit, Coil with Blower | XC14-042-230* |  | CX34-43+TDR | 12.5 | 14.7 | Yes | Yes | 2011-01-21 |  | 0
FALSE | TSA042H4N4*Y | 2280 | 1235304 | LENNOX INDUSTRIES, INC. | XC14-042-230* | AC | Split System: Air-Cooled Condensing Unit, Coil with Blower | XC14-042-230* |  | CX34-43+TDR | 13 | 15.2 | Yes | Yes | 2011-01-21 |  | 1
FALSE | TSA042H4N4*Y | 2280 | 1235305 | LENNOX INDUSTRIES, INC. | XC14-042-230* | AC | Split System: Air-Cooled Condensing Unit, Coil with Blower | XC14-042-230* |  | CX34-43+TDR | 12.7 | 15 | Yes | Yes | 2011-01-21 |  | 1
FALSE | TSA042H4N4*Y | 2280 | 1235306 | LENNOX INDUSTRIES, INC. | XC14-042-230* | AC | Split System: Air-Cooled Condensing Unit, Coil with Blower | XC14-042-230* |  | CX34-43+TDR | 12.7 | 14.7 | Yes | Yes | 2011-01-21 |  | 0
FALSE | TSA042H4N4*Y | 2280 | 1235307 | LENNOX INDUSTRIES, INC. | XC14-042-230* | AC | Split System: Air-Cooled Condensing Unit, Coil with Blower | XC14-042-230* |  | CX34-43+TDR | 12.7 | 15 | Yes | Yes | 2011-01-21 |  | 1
FALSE | TSA042H4N4*Y | 2280 | 1235308 | LENNOX INDUSTRIES, INC. | XC14-042-230* | AC | Split System: Air-Cooled Condensing Unit, Coil with Blower | XC14-042-230* |  | CX34-43+TDR | 12.5 | 14.5 | Yes | Yes | 2011-01-21 |  | 0
FALSE | TSA042H4N4*Y | 2280 | 1235309 | LENNOX INDUSTRIES, INC. | XC14-042-230* | AC | Split System: Air-Cooled Condensing Unit, Coil with Blower | XC14-042-230* |  | CX34-43+TDR | 12.7 | 14.7 | Yes | Yes | 2011-01-21 |  | 0
FALSE | TSA042H4N4*Y | 2280 | 1235310 | LENNOX INDUSTRIES, INC. | XC14-042-230* | AC | Split System: Air-Cooled Condensing Unit, Coil with Blower | XC14-042-230* |  | CX34-44/48+TDR | 12.5 | 14.7 | Yes | Yes | 2011-01-21 |  | 0
FALSE | TSA042H4N4*Y | 2280 | 1235311 | LENNOX INDUSTRIES, INC. | XC14-042-230* | AC | Split System: Air-Cooled Condensing Unit, Coil with Blower | XC14-042-230* |  | CX34-44/48+TDR | 12.2 | 14.5 | Yes | Yes | 2011-01-21 |  | 0
FALSE | TSA042H4N4*Y | 2280 | 1235341 | LENNOX INDUSTRIES, INC. | XC14-042-230* | AC | Split System: Air-Cooled Condensing Unit, Coil with Blower | XC14-042-230* |  | C33-62C+TDR+TXV | 12.5 | 15.5 | Yes | Yes | 2011-01-21 |  | 1
FALSE | TSA042H4N4*Y | 2280 | 1235348 | LENNOX INDUSTRIES, INC. | XC14-042-230* | AC | Split System: Air-Cooled Condensing Unit, Coil with Blower | XC14-042-230* |  | C33-38+TDR+TXV | 12.2 | 14.5 | Yes | Yes | 2011-01-21 |  | 0
FALSE | TSA042H4N4*Y | 2280 | 1235352 | LENNOX INDUSTRIES, INC. | XC14-042-230* | AC | Split System: Air-Cooled Condensing Unit, Coil with Blower | XC14-042-230* |  | C33-43+TDR+TXV | 12.5 | 14.7 | Yes | Yes | 2011-01-21 |  | 0
FALSE | TSA042H4N4*Y | 2280 | 1235354 | LENNOX INDUSTRIES, INC. | XC14-042-230* | AC | Split System: Air-Cooled Condensing Unit, Coil with Blower | XC14-042-230* |  | C33-43+TDR+TXV | 13 | 15.2 | Yes | Yes | 2011-01-21 |  | 1
FALSE | TSA042H4N4*Y | 2280 | 1235355 | LENNOX INDUSTRIES, INC. | XC14-042-230* | AC | Split System: Air-Cooled Condensing Unit, Coil with Blower | XC14-042-230* |  | C33-43+TDR+TXV | 12.7 | 15 | Yes | Yes | 2011-01-21 |  | 1
FALSE | TSA042H4N4*Y | 2280 | 1235356 | LENNOX INDUSTRIES, INC. | XC14-042-230* | AC | Split System: Air-Cooled Condensing Unit, Coil with Blower | XC14-042-230* |  | C33-43+TDR+TXV | 12.7 | 14.7 | Yes | Yes | 2011-01-21 |  | 0
FALSE | TSA042H4N4*Y | 2280 | 1235357 | LENNOX INDUSTRIES, INC. | XC14-042-230* | AC | Split System: Air-Cooled Condensing Unit, Coil with Blower | XC14-042-230* |  | C33-43+TDR+TXV | 12.7 | 15 | Yes | Yes | 2011-01-21 |  | 1
FALSE | TSA042H4N4*Y | 2280 | 1235358 | LENNOX INDUSTRIES, INC. | XC14-042-230* | AC | Split System: Air-Cooled Condensing Unit, Coil with Blower | XC14-042-230* |  | C33-43+TDR+TXV | 12.5 | 14.5 | Yes | Yes | 2011-01-21 |  | 0
FALSE | TSA042H4N4*Y | 2280 | 1235359 | LENNOX INDUSTRIES, INC. | XC14-042-230* | AC | Split System: Air-Cooled Condensing Unit, Coil with Blower | XC14-042-230* |  | C33-43+TDR+TXV | 12.7 | 14.7 | Yes | Yes | 2011-01-21 |  | 0
FALSE | TSA042H4N4*Y | 2280 | 1235360 | LENNOX INDUSTRIES, INC. | XC14-042-230* | AC | Split System: Air-Cooled Condensing Unit, Coil with Blower | XC14-042-230* |  | C33-48+TDR+TXV | 12.5 | 14.7 | Yes | Yes | 2011-01-21 |  | 0
FALSE | TSA042H4N4*Y | 2280 | 1235361 | LENNOX INDUSTRIES, INC. | XC14-042-230* | AC | Split System: Air-Cooled Condensing Unit, Coil with Blower | XC14-042-230* |  | C33-48+TDR+TXV | 12.2 | 14.5 | Yes | Yes | 2011-01-21 |  | 0
FALSE | TSA042H4N4*Y | 2280 | 1235362 | LENNOX INDUSTRIES, INC. | XC14-042-230* | AC | Split System: Air-Cooled Condensing Unit, Coil with Blower | XC14-042-230* |  | C33-48+TDR+TXV | 12.2 | 14.5 | Yes | Yes | 2011-01-21 |  | 0
FALSE | TSA042H4N4*Y | 2280 | 1235363 | LENNOX INDUSTRIES, INC. | XC14-042-230* | AC | Split System: Air-Cooled Condensing Unit, Coil with Blower | XC14-042-230* |  | C33-48+TDR+TXV | 12.2 | 14.5 | Yes | Yes | 2011-01-21 |  | 0
FALSE | TSA042H4N4*Y | 2280 | 1235365 | LENNOX INDUSTRIES, INC. | XC14-042-230* | AC | Split System: Air-Cooled Condensing Unit, Coil with Blower | XC14-042-230* |  | C33-48+TDR+TXV | 12.2 | 14.5 | Yes | Yes | 2011-01-21 |  | 0
FALSE | TSA042H4N4*Y | 2280 | 1235366 | LENNOX INDUSTRIES, INC. | XC14-042-230* | AC | Split System: Air-Cooled Condensing Unit, Coil with Blower | XC14-042-230* |  | C33-49+TDR+TXV | 13 | 15.5 | Yes | Yes | 2011-01-21 |  | 1
FALSE | TSA042H4N4*Y | 2280 | 1235367 | LENNOX INDUSTRIES, INC. | XC14-042-230* | AC | Split System: Air-Cooled Condensing Unit, Coil with Blower | XC14-042-230* |  | C33-49+TDR+TXV | 12.7 | 15.5 | Yes | Yes | 2011-01-21 |  | 1
FALSE | TSA042H4N4*Y | 2280 | 1235368 | LENNOX INDUSTRIES, INC. | XC14-042-230* | AC | Split System: Air-Cooled Condensing Unit, Coil with Blower | XC14-042-230* |  | C33-49+TDR+TXV | 12.7 | 15.2 | Yes | Yes | 2011-01-21 |  | 1
FALSE | TSA042H4N4*Y | 2280 | 1235395 | LENNOX INDUSTRIES, INC. | XC14-042-230* | AC | Split System: Air-Cooled Condensing Unit, Coil with Blower | XC14-042-230* |  | CH33-43+TDR+TXV | 12.7 | 15 | Yes | Yes | 2011-01-21 |  | 1
FALSE | TSA042H4N4*Y | 2280 | 1235396 | LENNOX INDUSTRIES, INC. | XC14-042-230* | AC | Split System: Air-Cooled Condensing Unit, Coil with Blower | XC14-042-230* |  | CH33-43+TDR+TXV | 12.5 | 14.7 | Yes | Yes | 2011-01-21 |  | 0
FALSE | TSA042H4N4*Y | 2280 | 1235397 | LENNOX INDUSTRIES, INC. | XC14-042-230* | AC | Split System: Air-Cooled Condensing Unit, Coil with Blower | XC14-042-230* |  | CH33-43+TDR+TXV | 12.7 | 14.7 | Yes | Yes | 2011-01-21 |  | 0
FALSE | TSA042H4N4*Y | 2280 | 1235398 | LENNOX INDUSTRIES, INC. | XC14-042-230* | AC | Split System: Air-Cooled Condensing Unit, Coil with Blower | XC14-042-230* |  | CH33-48+TDR+TXV | 12.7 | 15 | Yes | Yes | 2011-01-21 |  | 1
FALSE | TSA042H4N4*Y | 2280 | 1235399 | LENNOX INDUSTRIES, INC. | XC14-042-230* | AC | Split System: Air-Cooled Condensing Unit, Coil with Blower | XC14-042-230* |  | CH33-48+TDR+TXV | 12.7 | 14.7 | Yes | Yes | 2011-01-21 |  | 0
FALSE | TSA042H4N4*Y | 2280 | 1235400 | LENNOX INDUSTRIES, INC. | XC14-042-230* | AC | Split System: Air-Cooled Condensing Unit, Coil with Blower | XC14-042-230* |  | CH33-48+TDR+TXV | 12.5 | 14.7 | Yes | Yes | 2011-01-21 |  | 0
FALSE | TSA042H4N4*Y | 2280 | 1235401 | LENNOX INDUSTRIES, INC. | XC14-042-230* | AC | Split System: Air-Cooled Condensing Unit, Coil with Blower | XC14-042-230* |  | CH33-48+TDR+TXV | 12.5 | 14.7 | Yes | Yes | 2011-01-21 |  | 0
FALSE | TSA042H4N4*Y | 2280 | 1235403 | LENNOX INDUSTRIES, INC. | XC14-042-230* | AC | Split System: Air-Cooled Condensing Unit, Coil with Blower | XC14-042-230* |  | CH33-48+TDR+TXV | 12.5 | 14.7 | Yes | Yes | 2011-01-21 |  | 0
FALSE | TSA042H4N4*Y | 2280 | 1235404 | LENNOX INDUSTRIES, INC. | XC14-042-230* | AC | Split System: Air-Cooled Condensing Unit, Coil with Blower | XC14-042-230* |  | CH33-49+TDR+TXV | 13 | 15.2 | Yes | Yes | 2011-01-21 |  | 1
FALSE | TSA042H4N4*Y | 2280 | 1235405 | LENNOX INDUSTRIES, INC. | XC14-042-230* | AC | Split System: Air-Cooled Condensing Unit, Coil with Blower | XC14-042-230* |  | CH33-49+TDR+TXV | 12.7 | 15 | Yes | Yes | 2011-01-21 |  | 1
FALSE | TSA042H4N4*Y | 2280 | 1235406 | LENNOX INDUSTRIES, INC. | XC14-042-230* | AC | Split System: Air-Cooled Condensing Unit, Coil with Blower | XC14-042-230* |  | CH33-49+TDR+TXV | 12.7 | 14.7 | Yes | Yes | 2011-01-21 |  | 0
FALSE | TSA042H4N4*Y | 2280 | 1235407 | LENNOX INDUSTRIES, INC. | XC14-042-230* | AC | Split System: Air-Cooled Condensing Unit, Coil with Blower | XC14-042-230* |  | CH33-49+TDR+TXV | 12.7 | 15 | Yes | Yes | 2011-01-21 |  | 1
FALSE | TSA042H4N4*Y | 2280 | 1235408 | LENNOX INDUSTRIES, INC. | XC14-042-230* | AC | Split System: Air-Cooled Condensing Unit, Coil with Blower | XC14-042-230* |  | CH33-49+TDR+TXV | 12.5 | 14.7 | Yes | Yes | 2011-01-21 |  | 0
FALSE | TSA042H4N4*Y | 2280 | 1235409 | LENNOX INDUSTRIES, INC. | XC14-042-230* | AC | Split System: Air-Cooled Condensing Unit, Coil with Blower | XC14-042-230* |  | CH33-49+TDR+TXV | 12.7 | 14.7 | Yes | Yes | 2011-01-21 |  | 0
FALSE | TSA042H4N4*Y | 2280 | 1235410 | LENNOX INDUSTRIES, INC. | XC14-042-230* | AC | Split System: Air-Cooled Condensing Unit, Coil with Blower | XC14-042-230* |  | CH33-50/60C+TDR+TXV | 12.7 | 15.2 | Yes | Yes | 2011-01-21 |  | 1
FALSE | TSA042H4N4*Y | 2280 | 1235411 | LENNOX INDUSTRIES, INC. | XC14-042-230* | AC | Split System: Air-Cooled Condensing Unit, Coil with Blower | XC14-042-230* |  | CH33-50/60C+TDR+TXV | 12.7 | 15 | Yes | Yes | 2011-01-21 |  | 1
FALSE | TSA042H4N4*Y | 2280 | 1235412 | LENNOX INDUSTRIES, INC. | XC14-042-230* | AC | Split System: Air-Cooled Condensing Unit, Coil with Blower | XC14-042-230* |  | CH33-50/60C+TDR+TXV | 12.5 | 14.7 | Yes | Yes | 2011-01-21 |  | 0
FALSE | XC14-048-230-08 | 2298 | 1235456 | LENNOX INDUSTRIES, INC. | XC14-048-230* | AC | Split System: Air-Cooled Condensing Unit, Coil with Blower | XC14-048-230* |  | CX34-62C+TDR | 12.5 | 15 | Yes | Yes | 2011-01-21 |  | 1
FALSE | XC14-048-230-08 | 2298 | 1235457 | LENNOX INDUSTRIES, INC. | XC14-048-230* | AC | Split System: Air-Cooled Condensing Unit, Coil with Blower | XC14-048-230* |  | CX34-62C+TDR | 12.5 | 14.7 | Yes | Yes | 2011-01-21 |  | 0
FALSE | XC14-048-230-08 | 2298 | 1235458 | LENNOX INDUSTRIES, INC. | XC14-048-230* | AC | Split System: Air-Cooled Condensing Unit, Coil with Blower | XC14-048-230* |  | CX34-62C+TDR | 12.5 | 15 | Yes | Yes | 2011-01-21 |  | 1
FALSE | XC14-048-230-08 | 2298 | 1235459 | LENNOX INDUSTRIES, INC. | XC14-048-230* | AC | Split System: Air-Cooled Condensing Unit, Coil with Blower | XC14-048-230* |  | CX34-62C+TDR | 12.2 | 14.5 | Yes | Yes | 2011-01-21 |  | 0
FALSE | XC14-048-230-08 | 2298 | 1235460 | LENNOX INDUSTRIES, INC. | XC14-048-230* | AC | Split System: Air-Cooled Condensing Unit, Coil with Blower | XC14-048-230* |  | CX34-62C+TDR | 12.2 | 14.7 | Yes | Yes | 2011-01-21 |  | 0
FALSE | XC14-048-230-08 | 2298 | 1235461 | LENNOX INDUSTRIES, INC. | XC14-048-230* | AC | Split System: Air-Cooled Condensing Unit, Coil with Blower | XC14-048-230* |  | CX34-60D+TDR | 12.5 | 15 | Yes | Yes | 2011-01-21 |  | 1
FALSE | XC14-048-230-08 | 2298 | 1235462 | LENNOX INDUSTRIES, INC. | XC14-048-230* | AC | Split System: Air-Cooled Condensing Unit, Coil with Blower | XC14-048-230* |  | CX34-60D+TDR | 12.2 | 14.7 | Yes | Yes | 2011-01-21 |  | 0
FALSE | XC14-048-230-08 | 2298 | 1235463 | LENNOX INDUSTRIES, INC. | XC14-048-230* | AC | Split System: Air-Cooled Condensing Unit, Coil with Blower | XC14-048-230* |  | CX34-62D+TDR | 12.7 | 15.2 | Yes | Yes | 2011-01-21 |  | 1
FALSE | XC14-048-230-08 | 2298 | 1235464 | LENNOX INDUSTRIES, INC. | XC14-048-230* | AC | Split System: Air-Cooled Condensing Unit, Coil with Blower | XC14-048-230* |  | CX34-62D+TDR | 12.5 | 15 | Yes | Yes | 2011-01-21 |  | 1
FALSE | XC14-048-230-08 | 2298 | 1235476 | LENNOX INDUSTRIES, INC. | XC14-048-230* | AC | Split System: Air-Cooled Condensing Unit, Coil with Blower | XC14-048-230* |  | C33-43+TDR+TXV | 12.2 | 14.5 | Yes | Yes | 2011-01-21 |  | 0
FALSE | XC14-048-230-08 | 2298 | 1235477 | LENNOX INDUSTRIES, INC. | XC14-048-230* | AC | Split System: Air-Cooled Condensing Unit, Coil with Blower | XC14-048-230* |  | C33-43+TDR+TXV | 12.2 | 14.5 | Yes | Yes | 2011-01-21 |  | 0
FALSE | XC14-048-230-08 | 2298 | 1235479 | LENNOX INDUSTRIES, INC. | XC14-048-230* | AC | Split System: Air-Cooled Condensing Unit, Coil with Blower | XC14-048-230* |  | C33-43+TDR+TXV | 12.2 | 14.5 | Yes | Yes | 2011-01-21 |  | 0
FALSE | XC14-048-230-08 | 2298 | 1235482 | LENNOX INDUSTRIES, INC. | XC14-048-230* | AC | Split System: Air-Cooled Condensing Unit, Coil with Blower | XC14-048-230* |  | C33-49+TDR+TXV | 12.2 | 14.7 | Yes | Yes | 2011-01-21 |  | 0
FALSE | XC14-048-230-08 | 2298 | 1235483 | LENNOX INDUSTRIES, INC. | XC14-048-230* | AC | Split System: Air-Cooled Condensing Unit, Coil with Blower | XC14-048-230* |  | C33-49+TDR+TXV | 12.5 | 14.7 | Yes | Yes | 2011-01-21 |  | 0
FALSE | XC14-048-230-08 | 2298 | 1235484 | LENNOX INDUSTRIES, INC. | XC14-048-230* | AC | Split System: Air-Cooled Condensing Unit, Coil with Blower | XC14-048-230* |  | C33-49+TDR+TXV | 12.2 | 14.7 | Yes | Yes | 2011-01-21 |  | 0
FALSE | XC14-048-230-08 | 2298 | 1235485 | LENNOX INDUSTRIES, INC. | XC14-048-230* | AC | Split System: Air-Cooled Condensing Unit, Coil with Blower | XC14-048-230* |  | C33-49+TDR+TXV | 12.2 | 14.7 | Yes | Yes | 2011-01-21 |  | 0
FALSE | XC14-048-230-08 | 2298 | 1235487 | LENNOX INDUSTRIES, INC. | XC14-048-230* | AC | Split System: Air-Cooled Condensing Unit, Coil with Blower | XC14-048-230* |  | C33-49+TDR+TXV | 12.2 | 14.5 | Yes | Yes | 2011-01-21 |  | 0
FALSE | XC14-048-230-08 | 2298 | 1235488 | LENNOX INDUSTRIES, INC. | XC14-048-230* | AC | Split System: Air-Cooled Condensing Unit, Coil with Blower | XC14-048-230* |  | C33-62C+TDR+TXV | 12.5 | 15 | Yes | Yes | 2011-01-21 |  | 1
FALSE | XC14-048-230-08 | 2298 | 1235534 | LENNOX INDUSTRIES, INC. | XC14-048-230* | AC | Split System: Air-Cooled Condensing Unit, Coil with Blower | XC14-048-230* |  | CH33-49+TDR+TXV | 12.2 | 14.7 | Yes | Yes | 2011-01-21 |  | 0
FALSE | XC14-048-230-08 | 2298 | 1235535 | LENNOX INDUSTRIES, INC. | XC14-048-230* | AC | Split System: Air-Cooled Condensing Unit, Coil with Blower | XC14-048-230* |  | CH33-49+TDR+TXV | 12 | 14.5 | Yes | Yes | 2011-01-21 |  | 0
FALSE | XC14-048-230-08 | 2298 | 1235536 | LENNOX INDUSTRIES, INC. | XC14-048-230* | AC | Split System: Air-Cooled Condensing Unit, Coil with Blower | XC14-048-230* |  | CH33-49+TDR+TXV | 12.2 | 14.5 | Yes | Yes | 2011-01-21 |  | 0
FALSE | XC14-048-230-08 | 2298 | 1235538 | LENNOX INDUSTRIES, INC. | XC14-048-230* | AC | Split System: Air-Cooled Condensing Unit, Coil with Blower | XC14-048-230* |  | CH33-49+TDR+TXV | 12 | 14.5 | Yes | Yes | 2011-01-21 |  | 0
FALSE | XC14-048-230-08 | 2298 | 1235539 | LENNOX INDUSTRIES, INC. | XC14-048-230* | AC | Split System: Air-Cooled Condensing Unit, Coil with Blower | XC14-048-230* |  | CH33-50/60C+TDR+TXV | 12.2 | 14.7 | Yes | Yes | 2011-01-21 |  | 0
FALSE | XC14-048-230-08 | 2298 | 1235540 | LENNOX INDUSTRIES, INC. | XC14-048-230* | AC | Split System: Air-Cooled Condensing Unit, Coil with Blower | XC14-048-230* |  | CH33-50/60C+TDR+TXV | 12.2 | 14.5 | Yes | Yes | 2011-01-21 |  | 0
FALSE | XC14-048-230-08 | 2298 | 1235542 | LENNOX INDUSTRIES, INC. | XC14-048-230* | AC | Split System: Air-Cooled Condensing Unit, Coil with Blower | XC14-048-230* |  | CH33-50/60C+TDR+TXV | 12.2 | 14.5 | Yes | Yes | 2011-01-21 |  | 0
FALSE | XC14-048-230-08 | 2298 | 1235544 | LENNOX INDUSTRIES, INC. | XC14-048-230* | AC | Split System: Air-Cooled Condensing Unit, Coil with Blower | XC14-048-230* |  | CH33-60D+TDR+TXV | 12.2 | 14.7 | Yes | Yes | 2011-01-21 |  | 0
FALSE | XC14-048-230-08 | 2298 | 1235545 | LENNOX INDUSTRIES, INC. | XC14-048-230* | AC | Split System: Air-Cooled Condensing Unit, Coil with Blower | XC14-048-230* |  | CH33-60D+TDR+TXV | 12.2 | 14.7 | Yes | Yes | 2011-01-21 |  | 0
FALSE | XC14-048-230-08 | 2298 | 1235546 | LENNOX INDUSTRIES, INC. | XC14-048-230* | AC | Split System: Air-Cooled Condensing Unit, Coil with Blower | XC14-048-230* |  | CH33-62D+TDR+TXV | 12.5 | 15 | Yes | Yes | 2011-01-21 |  | 1
FALSE | XC14-048-230-08 | 2298 | 1235547 | LENNOX INDUSTRIES, INC. | XC14-048-230* | AC | Split System: Air-Cooled Condensing Unit, Coil with Blower | XC14-048-230* |  | CH33-62D+TDR+TXV | 12.2 | 14.7 | Yes | Yes | 2011-01-21 |  | 0
FALSE | XC14-048-230-08 | 2298 | 1235548 | LENNOX INDUSTRIES, INC. | XC14-048-230* | AC | Split System: Air-Cooled Condensing Unit, Coil with Blower | XC14-048-230* |  | CH33-62D+TDR+TXV | 12.2 | 14.7 | Yes | Yes | 2011-01-21 |  | 0
FALSE | XC14-048-230-08 | 2298 | 1235549 | LENNOX INDUSTRIES, INC. | XC14-048-230* | AC | Split System: Air-Cooled Condensing Unit, Coil with Blower | XC14-048-230* |  | CH33-62D+TDR+TXV | 12.2 | 14.7 | Yes | Yes | 2011-01-21 |  | 0
FALSE | XC14-048-230-08 | 2298 | 1235550 | LENNOX INDUSTRIES, INC. | XC14-048-230* | AC | Split System: Air-Cooled Condensing Unit, Coil with Blower | XC14-048-230* |  | CH33-62D+TDR+TXV | 12.2 | 14.5 | Yes | Yes | 2011-01-21 |  | 0
FALSE | XC14-048-230-08 | 2298 | 1235552 | LENNOX INDUSTRIES, INC. | XC14-048-230* | AC | Split System: Air-Cooled Condensing Unit, Coil with Blower | XC14-048-230* |  | CH33-62D+TDR+TXV | 12.2 | 14.7 | Yes | Yes | 2011-01-21 |  | 0
FALSE | XC14-048-230-08 | 2298 | 1235553 | LENNOX INDUSTRIES, INC. | XC14-048-230* | AC | Split System: Air-Cooled Condensing Unit, Coil with Blower | XC14-048-230* |  | CH33-62D+TDR+TXV | 12.2 | 14.5 | Yes | Yes | 2011-01-21 |  | 0
FALSE | XC14-048-230-08 | 2298 | 1235554 | LENNOX INDUSTRIES, INC. | XC14-048-230* | AC | Split System: Air-Cooled Condensing Unit, Coil with Blower | XC14-048-230* |  | CH23-68+TDR+TXV | 12.7 | 15.5 | Yes | Yes | 2011-01-21 |  | 1
FALSE | XC14-048-230-08 | 2298 | 1235555 | LENNOX INDUSTRIES, INC. | XC14-048-230* | AC | Split System: Air-Cooled Condensing Unit, Coil with Blower | XC14-048-230* |  | CH23-68+TDR+TXV | 12.5 | 15.2 | Yes | Yes | 2011-01-21 |  | 1
FALSE | XC14-060-230-** | 2308 | 1235606 | LENNOX INDUSTRIES, INC. | XC14-060-230* | AC | Split System: Air-Cooled Condensing Unit, Coil with Blower | XC14-060-230* |  | CH23-68+TDR+TXV | 12.5 | 14.7 | Yes | Yes | 2011-01-21 |  | 0
FALSE | XC14-060-230-** | 2308 | 1235607 | LENNOX INDUSTRIES, INC. | XC14-060-230* | AC | Split System: Air-Cooled Condensing Unit, Coil with Blower | XC14-060-230* |  | CH23-68+TDR+TXV | 12.2 | 14.5 | Yes | Yes | 2011-01-21 |  | 0
FALSE | XC14-060-230-** | 2308 | 1235610 | LENNOX INDUSTRIES, INC. | XC14-060-230* | AC | Split System: Air-Cooled Condensing Unit, Coil with Blower | XC14-060-230* |  | CH33-49+TDR+TXV | 12.2 | 14.5 | Yes | Yes | 2011-01-21 |  | 0
FALSE | XC14-060-230-** | 2308 | 1235622 | LENNOX INDUSTRIES, INC. | XC14-060-230* | AC | Split System: Air-Cooled Condensing Unit, Coil with Blower | XC14-060-230* |  | C33-62D+TDR+TXV | 12.5 | 14.7 | Yes | Yes | 2011-01-21 |  | 0
FALSE | XC14-060-230-** | 2308 | 1235623 | LENNOX INDUSTRIES, INC. | XC14-060-230* | AC | Split System: Air-Cooled Condensing Unit, Coil with Blower | XC14-060-230* |  | C33-62D+TDR+TXV | 12.2 | 14.5 | Yes | Yes | 2011-01-21 |  | 0
FALSE | XC14-060-230-** | 2308 | 1235624 | LENNOX INDUSTRIES, INC. | XC14-060-230* | AC | Split System: Air-Cooled Condensing Unit, Coil with Blower | XC14-060-230* |  | C33-62C+TDR+TXV | 12.2 | 14.5 | Yes | Yes | 2011-01-21 |  | 0
FALSE | XC14-060-230-** | 2308 | 1235625 | LENNOX INDUSTRIES, INC. | XC14-060-230* | AC | Split System: Air-Cooled Condensing Unit, Coil with Blower | XC14-060-230* |  | C33-62C+TDR+TXV | 12.2 | 14.5 | Yes | Yes | 2011-01-21 |  | 0
FALSE | XC14-060-230-** | 2308 | 1235627 | LENNOX INDUSTRIES, INC. | XC14-060-230* | AC | Split System: Air-Cooled Condensing Unit, Coil with Blower | XC14-060-230* |  | C33-62C+TDR+TXV | 12.2 | 14.5 | Yes | Yes | 2011-01-21 |  | 0
FALSE | XC14-060-230-** | 2308 | 1235628 | LENNOX INDUSTRIES, INC. | XC14-060-230* | AC | Split System: Air-Cooled Condensing Unit, Coil with Blower | XC14-060-230* |  | C33-62C+TDR+TXV | 12.5 | 14.7 | Yes | Yes | 2011-01-21 |  | 0
FALSE | XC14-060-230-** | 2308 | 1235629 | LENNOX INDUSTRIES, INC. | XC14-060-230* | AC | Split System: Air-Cooled Condensing Unit, Coil with Blower | XC14-060-230* |  | C33-60D+TDR+TXV | 12.5 | 15 | Yes | Yes | 2011-01-21 |  | 1
FALSE | XC14-060-230-** | 2308 | 1235630 | LENNOX INDUSTRIES, INC. | XC14-060-230* | AC | Split System: Air-Cooled Condensing Unit, Coil with Blower | XC14-060-230* |  | C33-60D+TDR+TXV | 12.2 | 14.5 | Yes | Yes | 2011-01-21 |  | 0
FALSE | XC14-060-230-** | 2308 | 1235645 | LENNOX INDUSTRIES, INC. | XC14-060-230* | AC | Split System: Air-Cooled Condensing Unit, Coil with Blower | XC14-060-230* |  | CBX32MV-068*+TDR | 12.2 | 14.5 | Yes | Yes | 2011-01-21 |  | 0
FALSE | XC14-060-230-** | 2308 | 1235647 | LENNOX INDUSTRIES, INC. | XC14-060-230* | AC | Split System: Air-Cooled Condensing Unit, Coil with Blower | XC14-060-230* |  | CH33-60D+TDR+TXV | 12.2 | 14.7 | Yes | Yes | 2011-01-21 |  | 0
FALSE | TSA042H4N4*Y | 2280 | 1236959 | LENNOX INDUSTRIES, INC. | XC14-042-230-* | AC | Split System: Air-Cooled Condensing Unit, Coil with Blower | XC14-042-230-* |  | C33-43* | 12.5 | 14.5 | Yes | Yes | 2011-01-21 |  | 0
FALSE | TSA042H4N4*Y | 2280 | 1236961 | LENNOX INDUSTRIES, INC. | XC14-042-230-* | AC | Split System: Air-Cooled Condensing Unit, Coil with Blower | XC14-042-230-* |  | C33-43* | 12.7 | 15 | Yes | Yes | 2011-01-21 |  | 1
FALSE | TSA042H4N4*Y | 2280 | 1236962 | LENNOX INDUSTRIES, INC. | XC14-042-230-* | AC | Split System: Air-Cooled Condensing Unit, Coil with Blower | XC14-042-230-* |  | C33-43* | 12.7 | 14.7 | Yes | Yes | 2011-01-21 |  | 0
FALSE | TSA042H4N4*Y | 2280 | 1236963 | LENNOX INDUSTRIES, INC. | XC14-042-230-* | AC | Split System: Air-Cooled Condensing Unit, Coil with Blower | XC14-042-230-* |  | C33-43* | 12.5 | 14.7 | Yes | Yes | 2011-01-21 |  | 0
FALSE | TSA042H4N4*Y | 2280 | 1236964 | LENNOX INDUSTRIES, INC. | XC14-042-230-* | AC | Split System: Air-Cooled Condensing Unit, Coil with Blower | XC14-042-230-* |  | C33-43* | 12.7 | 14.7 | Yes | Yes | 2011-01-21 |  | 0
FALSE | TSA042H4N4*Y | 2280 | 1236992 | LENNOX INDUSTRIES, INC. | XC14-042-230-* | AC | Split System: Air-Cooled Condensing Unit, Coil with Blower | XC14-042-230-* |  | CR33-50/60* | 12.7 | 14.5 | Yes | Yes | 2011-01-21 |  | 0
FALSE | TSA042H4N4*Y | 2280 | 1236993 | LENNOX INDUSTRIES, INC. | XC14-042-230-* | AC | Split System: Air-Cooled Condensing Unit, Coil with Blower | XC14-042-230-* |  | CR33-60* | 12.7 | 14.7 | Yes | Yes | 2011-01-21 |  | 0
FALSE | TSA042H4N4*Y | 2280 | 1236994 | LENNOX INDUSTRIES, INC. | XC14-042-230-* | AC | Split System: Air-Cooled Condensing Unit, Coil with Blower | XC14-042-230-* |  | CR33-60* | 12.7 | 14.7 | Yes | Yes | 2011-01-21 |  | 0
FALSE | TSA042H4N4*Y | 2280 | 1236998 | LENNOX INDUSTRIES, INC. | XC14-042-230-* | AC | Split System: Air-Cooled Condensing Unit, Coil with Blower | XC14-042-230-* |  | CH33-43* | 12.7 | 14.7 | Yes | Yes | 2011-01-21 |  | 0
FALSE | TSA042H4N4*Y | 2280 | 1236999 | LENNOX INDUSTRIES, INC. | XC14-042-230-* | AC | Split System: Air-Cooled Condensing Unit, Coil with Blower | XC14-042-230-* |  | CH33-43* | 12.7 | 15 | Yes | Yes | 2011-01-21 |  | 1
FALSE | TSA042H4N4*Y | 2280 | 1237000 | LENNOX INDUSTRIES, INC. | XC14-042-230-* | AC | Split System: Air-Cooled Condensing Unit, Coil with Blower | XC14-042-230-* |  | CH33-43* | 12.7 | 14.7 | Yes | Yes | 2011-01-21 |  | 0
FALSE | TSA042H4N4*Y | 2280 | 1237001 | LENNOX INDUSTRIES, INC. | XC14-042-230-* | AC | Split System: Air-Cooled Condensing Unit, Coil with Blower | XC14-042-230-* |  | CH33-43* | 12.7 | 14.7 | Yes | Yes | 2011-01-21 |  | 0
FALSE | TSA042H4N4*Y | 2280 | 1237002 | LENNOX INDUSTRIES, INC. | XC14-042-230-* | AC | Split System: Air-Cooled Condensing Unit, Coil with Blower | XC14-042-230-* |  | CH33-43* | 12.7 | 14.7 | Yes | Yes | 2011-01-21 |  | 0
FALSE | TSA042H4N4*Y | 2280 | 1237003 | LENNOX INDUSTRIES, INC. | XC14-042-230-* | AC | Split System: Air-Cooled Condensing Unit, Coil with Blower | XC14-042-230-* |  | CH33-43* | 12.5 | 14.5 | Yes | Yes | 2011-01-21 |  | 0
FALSE | TSA042H4N4*Y | 2280 | 1237004 | LENNOX INDUSTRIES, INC. | XC14-042-230-* | AC | Split System: Air-Cooled Condensing Unit, Coil with Blower | XC14-042-230-* |  | CH33-43* | 12.7 | 14.7 | Yes | Yes | 2011-01-21 |  | 0
FALSE | TSA042H4N4*Y | 2280 | 1237005 | LENNOX INDUSTRIES, INC. | XC14-042-230-* | AC | Split System: Air-Cooled Condensing Unit, Coil with Blower | XC14-042-230-* |  | CH33-48 | 12.7 | 14.7 | Yes | Yes | 2011-01-21 |  | 0
FALSE | TSA042H4N4*Y | 2280 | 1237006 | LENNOX INDUSTRIES, INC. | XC14-042-230-* | AC | Split System: Air-Cooled Condensing Unit, Coil with Blower | XC14-042-230-* |  | CH33-48 | 12.5 | 14.5 | Yes | Yes | 2011-01-21 |  | 0
FALSE | TSA042H4N4*Y | 2280 | 1237007 | LENNOX INDUSTRIES, INC. | XC14-042-230-* | AC | Split System: Air-Cooled Condensing Unit, Coil with Blower | XC14-042-230-* |  | CH33-48 | 12.2 | 14.5 | Yes | Yes | 2011-01-21 |  | 0
FALSE | TSA042H4N4*Y | 2280 | 1237008 | LENNOX INDUSTRIES, INC. | XC14-042-230-* | AC | Split System: Air-Cooled Condensing Unit, Coil with Blower | XC14-042-230-* |  | CH33-48 | 12.5 | 14.5 | Yes | Yes | 2011-01-21 |  | 0
FALSE | TSA042H4N4*Y | 2280 | 1237010 | LENNOX INDUSTRIES, INC. | XC14-042-230-* | AC | Split System: Air-Cooled Condensing Unit, Coil with Blower | XC14-042-230-* |  | CH33-48 | 12.2 | 14.5 | Yes | Yes | 2011-01-21 |  | 0
FALSE | TSA042H4N4*Y | 2280 | 1237011 | LENNOX INDUSTRIES, INC. | XC14-042-230-* | AC | Split System: Air-Cooled Condensing Unit, Coil with Blower | XC14-042-230-* |  | CH33-49* | 12.7 | 15 | Yes | Yes | 2011-01-21 |  | 1
FALSE | TSA042H4N4*Y | 2280 | 1237012 | LENNOX INDUSTRIES, INC. | XC14-042-230-* | AC | Split System: Air-Cooled Condensing Unit, Coil with Blower | XC14-042-230-* |  | CH33-49* | 12.5 | 14.7 | Yes | Yes | 2011-01-21 |  | 0
FALSE | TSA042H4N4*Y | 2280 | 1237013 | LENNOX INDUSTRIES, INC. | XC14-042-230-* | AC | Split System: Air-Cooled Condensing Unit, Coil with Blower | XC14-042-230-* |  | CH33-49* | 12.5 | 14.7 | Yes | Yes | 2011-01-21 |  | 0
FALSE | XC14-048-230-08 | 2298 | 1237059 | LENNOX INDUSTRIES, INC. | XC14-048-230-* | AC | Split System: Air-Cooled Condensing Unit, Coil with Blower | XC14-048-230-* |  | C33-49* | 12.2 | 14.5 | Yes | Yes | 2011-01-21 |  | 0
FALSE | XC14-048-230-08 | 2298 | 1237061 | LENNOX INDUSTRIES, INC. | XC14-048-230-* | AC | Split System: Air-Cooled Condensing Unit, Coil with Blower | XC14-048-230-* |  | C33-49* | 12.2 | 14.5 | Yes | Yes | 2011-01-21 |  | 0
FALSE | XC14-048-230-08 | 2298 | 1237068 | LENNOX INDUSTRIES, INC. | XC14-048-230-* | AC | Split System: Air-Cooled Condensing Unit, Coil with Blower | XC14-048-230-* |  | C33-62C | 12.5 | 15 | Yes | Yes | 2011-01-21 |  | 1
FALSE | XC14-048-230-08 | 2298 | 1237069 | LENNOX INDUSTRIES, INC. | XC14-048-230-* | AC | Split System: Air-Cooled Condensing Unit, Coil with Blower | XC14-048-230-* |  | C33-62C | 12.5 | 14.7 | Yes | Yes | 2011-01-21 |  | 0
FALSE | XC14-048-230-08 | 2298 | 1237070 | LENNOX INDUSTRIES, INC. | XC14-048-230-* | AC | Split System: Air-Cooled Condensing Unit, Coil with Blower | XC14-048-230-* |  | C33-62C | 12.5 | 14.7 | Yes | Yes | 2011-01-21 |  | 0
FALSE | XC14-048-230-08 | 2298 | 1237071 | LENNOX INDUSTRIES, INC. | XC14-048-230-* | AC | Split System: Air-Cooled Condensing Unit, Coil with Blower | XC14-048-230-* |  | C33-62C | 12.5 | 14.7 | Yes | Yes | 2011-01-21 |  | 0
FALSE | XC14-048-230-08 | 2298 | 1237072 | LENNOX INDUSTRIES, INC. | XC14-048-230-* | AC | Split System: Air-Cooled Condensing Unit, Coil with Blower | XC14-048-230-* |  | C33-62C | 12.2 | 14.5 | Yes | Yes | 2011-01-21 |  | 0
FALSE | XC14-048-230-08 | 2298 | 1237073 | LENNOX INDUSTRIES, INC. | XC14-048-230-* | AC | Split System: Air-Cooled Condensing Unit, Coil with Blower | XC14-048-230-* |  | C33-62C | 12.2 | 14.7 | Yes | Yes | 2011-01-21 |  | 0
FALSE | XC14-048-230-08 | 2298 | 1237074 | LENNOX INDUSTRIES, INC. | XC14-048-230-* | AC | Split System: Air-Cooled Condensing Unit, Coil with Blower | XC14-048-230-* |  | C33-60D* | 12.5 | 14.7 | Yes | Yes | 2011-01-21 |  | 0
FALSE | XC14-048-230-08 | 2298 | 1237111 | LENNOX INDUSTRIES, INC. | XC14-048-230-* | AC | Split System: Air-Cooled Condensing Unit, Coil with Blower | XC14-048-230-* |  | CH33-49* | 12.2 | 14.5 | Yes | Yes | 2011-01-21 |  | 0
FALSE | XC14-048-230-08 | 2298 | 1237112 | LENNOX INDUSTRIES, INC. | XC14-048-230-* | AC | Split System: Air-Cooled Condensing Unit, Coil with Blower | XC14-048-230-* |  | CH33-49* | 12.2 | 14.5 | Yes | Yes | 2011-01-21 |  | 0
FALSE | XC14-048-230-08 | 2298 | 1237117 | LENNOX INDUSTRIES, INC. | XC14-048-230-* | AC | Split System: Air-Cooled Condensing Unit, Coil with Blower | XC14-048-230-* |  | CH33-50/60C* | 12 | 14.5 | Yes | Yes | 2011-01-21 |  | 0
FALSE | XC14-048-230-08 | 2298 | 1237122 | LENNOX INDUSTRIES, INC. | XC14-048-230-* | AC | Split System: Air-Cooled Condensing Unit, Coil with Blower | XC14-048-230-* |  | CH33-60D* | 12.5 | 14.7 | Yes | Yes | 2011-01-21 |  | 0
FALSE | XC14-048-230-08 | 2298 | 1237123 | LENNOX INDUSTRIES, INC. | XC14-048-230-* | AC | Split System: Air-Cooled Condensing Unit, Coil with Blower | XC14-048-230-* |  | CH33-60D* | 12.2 | 14.5 | Yes | Yes | 2011-01-21 |  | 0
FALSE | XC14-048-230-08 | 2298 | 1237124 | LENNOX INDUSTRIES, INC. | XC14-048-230-* | AC | Split System: Air-Cooled Condensing Unit, Coil with Blower | XC14-048-230-* |  | CH33-62D* | 12.5 | 14.7 | Yes | Yes | 2011-01-21 |  | 0
FALSE | XC14-048-230-08 | 2298 | 1237125 | LENNOX INDUSTRIES, INC. | XC14-048-230-* | AC | Split System: Air-Cooled Condensing Unit, Coil with Blower | XC14-048-230-* |  | CH33-62D* | 12.2 | 14.7 | Yes | Yes | 2011-01-21 |  | 0
FALSE | XC14-048-230-08 | 2298 | 1237126 | LENNOX INDUSTRIES, INC. | XC14-048-230-* | AC | Split System: Air-Cooled Condensing Unit, Coil with Blower | XC14-048-230-* |  | CH33-62D* | 12.2 | 14.7 | Yes | Yes | 2011-01-21 |  | 0
FALSE | XC14-048-230-08 | 2298 | 1237127 | LENNOX INDUSTRIES, INC. | XC14-048-230-* | AC | Split System: Air-Cooled Condensing Unit, Coil with Blower | XC14-048-230-* |  | CH33-62D* | 12.2 | 14.5 | Yes | Yes | 2011-01-21 |  | 0
FALSE | XC17-048-230-** | 2300 | 1286183 | LENNOX INDUSTRIES, INC. | XC15-048-230* | AC | Split System: Air-Cooled Condensing Unit, Coil with Blower | XC15-048-230* |  | CX34-60D+TDR | 12.5 | 15 | Yes | Yes | 2011-01-21 |  | 1
FALSE | XC17-048-230-** | 2300 | 1286184 | LENNOX INDUSTRIES, INC. | XC15-048-230* | AC | Split System: Air-Cooled Condensing Unit, Coil with Blower | XC15-048-230* |  | C33-60D+TDR+TXV | 12.5 | 15 | Yes | Yes | 2011-01-21 |  | 1
FALSE | XC17-048-230-** | 2300 | 1286185 | LENNOX INDUSTRIES, INC. | XC15-048-230* | AC | Split System: Air-Cooled Condensing Unit, Coil with Blower | XC15-048-230* |  | CX34-62D+TDR | 12.5 | 15.2 | Yes | Yes | 2011-01-21 |  | 1
FALSE | XC17-048-230-** | 2300 | 1286186 | LENNOX INDUSTRIES, INC. | XC15-048-230* | AC | Split System: Air-Cooled Condensing Unit, Coil with Blower | XC15-048-230* |  | C33-62D+TDR+TXV | 12.5 | 15.2 | Yes | Yes | 2011-01-21 |  | 1
FALSE | XC17-048-230-** | 2300 | 1329216 | LENNOX INDUSTRIES, INC. | XC15-048-230* | AC | Split System: Air-Cooled Condensing Unit, Coil with Blower | XC15-048-230* |  | CB31MV-65*P+TDR+TXV | 12.5 | 15.2 | Yes | Yes | 2011-01-21 |  | 1
FALSE | XC17-048-230-** | 2300 | 1329220 | LENNOX INDUSTRIES, INC. | XC15-048-230* | AC | Split System: Air-Cooled Condensing Unit, Coil with Blower | XC15-048-230* |  | CBX32M-048*+TDR | 12.2 | 15 | Yes | Yes | 2011-01-21 |  | 0
FALSE | XC17-048-230-** | 2300 | 1329222 | LENNOX INDUSTRIES, INC. | XC15-048-230* | AC | Split System: Air-Cooled Condensing Unit, Coil with Blower | XC15-048-230* |  | CBX32M-060*+TDR | 12.2 | 14.7 | Yes | Yes | 2011-01-21 |  | 0
FALSE | XC17-048-230-** | 2300 | 1329225 | LENNOX INDUSTRIES, INC. | XC15-048-230* | AC | Split System: Air-Cooled Condensing Unit, Coil with Blower | XC15-048-230* |  | CBX32MV-048*+TDR | 12.5 | 15.2 | Yes | Yes | 2011-01-21 |  | 1
FALSE | XC17-048-230-** | 2300 | 1329227 | LENNOX INDUSTRIES, INC. | XC15-048-230* | AC | Split System: Air-Cooled Condensing Unit, Coil with Blower | XC15-048-230* |  | CBX32MV-060*+TDR | 12.5 | 15.2 | Yes | Yes | 2011-01-21 |  | 1
FALSE | XC17-048-230-** | 2300 | 1329232 | LENNOX INDUSTRIES, INC. | XC15-048-230* | AC | Split System: Air-Cooled Condensing Unit, Coil Alone | XC15-048-230* |  | CH23-68+TDR+TXV | 12 | 14.5 | Yes | Yes | 2011-01-21 |  | 0
FALSE | XC17-048-230-** | 2300 | 1329254 | LENNOX INDUSTRIES, INC. | XC15-048-230* | AC | Split System: Air-Cooled Condensing Unit, Coil Alone | XC15-048-230* |  | CX34-49+TDR | 12 | 14.5 | Yes | Yes | 2011-01-21 |  | 0
FALSE | XC17-048-230-** | 2300 | 1329258 | LENNOX INDUSTRIES, INC. | XC15-048-230* | AC | Split System: Air-Cooled Condensing Unit, Coil Alone | XC15-048-230* |  | CX34-62D+TDR | 12 | 14.5 | Yes | Yes | 2011-01-21 |  | 0
FALSE | XC17-048-230-** | 2300 | 1329262 | LENNOX INDUSTRIES, INC. | XC15-048-230* | AC | Split System: Air-Cooled Condensing Unit, Coil with Blower | XC15-048-230* |  | CR33-50/60+TDR+TXV | 12.2 | 15 | Yes | Yes | 2011-01-21 |  | 0
FALSE | XC17-048-230-** | 2300 | 1329266 | LENNOX INDUSTRIES, INC. | XC15-048-230* | AC | Split System: Air-Cooled Condensing Unit, Coil with Blower | XC15-048-230* |  | CR33-50/60+TDR+TXV | 12 | 14.7 | Yes | Yes | 2011-01-21 |  | 0
FALSE | XC17-048-230-** | 2300 | 1329269 | LENNOX INDUSTRIES, INC. | XC15-048-230* | AC | Split System: Air-Cooled Condensing Unit, Coil with Blower | XC15-048-230* |  | CR33-60+TDR+TXV | 12.2 | 15 | Yes | Yes | 2011-01-21 |  | 0
FALSE | XC17-048-230-** | 2300 | 1329285 | LENNOX INDUSTRIES, INC. | XC15-048-230* | AC | Split System: Air-Cooled Condensing Unit, Coil with Blower | XC15-048-230* |  | C33-49+TDR+TXV | 12.5 | 15 | Yes | Yes | 2011-01-21 |  | 1
FALSE | XC17-048-230-** | 2300 | 1329287 | LENNOX INDUSTRIES, INC. | XC15-048-230* | AC | Split System: Air-Cooled Condensing Unit, Coil with Blower | XC15-048-230* |  | C33-50/60C+TDR+TXV | 12 | 14.7 | Yes | Yes | 2011-01-21 |  | 0
FALSE | XC17-048-230-** | 2300 | 1329291 | LENNOX INDUSTRIES, INC. | XC15-048-230* | AC | Split System: Air-Cooled Condensing Unit, Coil with Blower | XC15-048-230* |  | CH23-65+TDR+TXV | 12 | 14.5 | Yes | Yes | 2011-01-21 |  | 0
FALSE | XC17-048-230-** | 2300 | 1329293 | LENNOX INDUSTRIES, INC. | XC15-048-230* | AC | Split System: Air-Cooled Condensing Unit, Coil with Blower | XC15-048-230* |  | CH23-68+TDR+TXV | 12.5 | 15.2 | Yes | Yes | 2011-01-21 |  | 1
FALSE | XC17-048-230-** | 2300 | 1329295 | LENNOX INDUSTRIES, INC. | XC15-048-230* | AC | Split System: Air-Cooled Condensing Unit, Coil with Blower | XC15-048-230* |  | CH33-48+TDR+TXV | 12.2 | 14.7 | Yes | Yes | 2011-01-21 |  | 0
FALSE | XC17-048-230-** | 2300 | 1329329 | LENNOX INDUSTRIES, INC. | XC15-048-230* | AC | Split System: Air-Cooled Condensing Unit, Coil with Blower | XC15-048-230* |  | CH33-60D+TDR+TXV | 12.5 | 15.2 | Yes | Yes | 2011-01-21 |  | 1
FALSE | XC17-048-230-** | 2300 | 1329330 | LENNOX INDUSTRIES, INC. | XC15-048-230* | AC | Split System: Air-Cooled Condensing Unit, Coil with Blower | XC15-048-230* |  | CH33-62D+TDR+TXV | 12.5 | 15.2 | Yes | Yes | 2011-01-21 |  | 1
FALSE | XC17-048-230-** | 2300 | 1329331 | LENNOX INDUSTRIES, INC. | XC15-048-230* | AC | Split System: Air-Cooled Condensing Unit, Coil with Blower | XC15-048-230* |  | CX34-60D+TDR | 12.5 | 15.2 | Yes | Yes | 2011-01-21 |  | 1
FALSE | XC17-048-230-** | 2300 | 1329332 | LENNOX INDUSTRIES, INC. | XC15-048-230* | AC | Split System: Air-Cooled Condensing Unit, Coil with Blower | XC15-048-230* |  | CX34-62D+TDR | 12.7 | 15.2 | Yes | Yes | 2011-01-21 |  | 1
FALSE | XC17-048-230-** | 2300 | 1329370 | LENNOX INDUSTRIES, INC. | XC15-048-230* | AC | Split System: Air-Cooled Condensing Unit, Coil with Blower | XC15-048-230* |  | C33-49+TDR+TXV | 12.2 | 14.7 | Yes | Yes | 2011-01-21 |  | 0
FALSE | XC17-048-230-** | 2300 | 1329372 | LENNOX INDUSTRIES, INC. | XC15-048-230* | AC | Split System: Air-Cooled Condensing Unit, Coil with Blower | XC15-048-230* |  | C33-50/60C+TDR+TXV | 12 | 14.5 | Yes | Yes | 2011-01-21 |  | 0
FALSE | XC17-048-230-** | 2300 | 1329378 | LENNOX INDUSTRIES, INC. | XC15-048-230* | AC | Split System: Air-Cooled Condensing Unit, Coil with Blower | XC15-048-230* |  | CH23-68+TDR+TXV | 12.2 | 15 | Yes | Yes | 2011-01-21 |  | 0
FALSE | XC17-048-230-** | 2300 | 1329379 | LENNOX INDUSTRIES, INC. | XC15-048-230* | AC | Split System: Air-Cooled Condensing Unit, Coil with Blower | XC15-048-230* |  | CH33-48+TDR+TXV | 12 | 14.5 | Yes | Yes | 2011-01-21 |  | 0
FALSE | XC17-048-230-** | 2300 | 1329380 | LENNOX INDUSTRIES, INC. | XC15-048-230* | AC | Split System: Air-Cooled Condensing Unit, Coil with Blower | XC15-048-230* |  | CH33-50/60C+TDR+TXV | 12.2 | 14.7 | Yes | Yes | 2011-01-21 |  | 0
FALSE | XC17-048-230-** | 2300 | 1329385 | LENNOX INDUSTRIES, INC. | XC15-048-230* | AC | Split System: Air-Cooled Condensing Unit, Coil with Blower | XC15-048-230* |  | CR33-50/60+TDR+TXV | 12 | 14.5 | Yes | Yes | 2011-01-21 |  | 0
FALSE | XC17-048-230-** | 2300 | 1329388 | LENNOX INDUSTRIES, INC. | XC15-048-230* | AC | Split System: Air-Cooled Condensing Unit, Coil with Blower | XC15-048-230* |  | CX34-49+TDR | 12.2 | 14.7 | Yes | Yes | 2011-01-21 |  | 0
FALSE | XC17-048-230-** | 2300 | 1329390 | LENNOX INDUSTRIES, INC. | XC15-048-230* | AC | Split System: Air-Cooled Condensing Unit, Coil with Blower | XC15-048-230* |  | CX34-50/60C+TDR | 12 | 14.5 | Yes | Yes | 2011-01-21 |  | 0
FALSE | XC17-048-230-** | 2300 | 1329395 | LENNOX INDUSTRIES, INC. | XC15-048-230* | AC | Split System: Air-Cooled Condensing Unit, Coil with Blower | XC15-048-230* |  | C33-49+TDR+TXV | 12.2 | 14.7 | Yes | Yes | 2011-01-21 |  | 0
FALSE | XC17-048-230-** | 2300 | 1329402 | LENNOX INDUSTRIES, INC. | XC15-048-230* | AC | Split System: Air-Cooled Condensing Unit, Coil with Blower | XC15-048-230* |  | CH23-68+TDR+TXV | 12.2 | 15 | Yes | Yes | 2011-01-21 |  | 0
FALSE | XC17-048-230-** | 2300 | 1329406 | LENNOX INDUSTRIES, INC. | XC15-048-230* | AC | Split System: Air-Cooled Condensing Unit, Coil with Blower | XC15-048-230* |  | CH33-50/60C+TDR+TXV | 12 | 14.7 | Yes | Yes | 2011-01-21 |  | 0
FALSE | XC17-048-230-** | 2300 | 1329410 | LENNOX INDUSTRIES, INC. | XC15-048-230* | AC | Split System: Air-Cooled Condensing Unit, Coil with Blower | XC15-048-230* |  | CR33-50/60+TDR+TXV | 12 | 14.5 | Yes | Yes | 2011-01-21 |  | 0
FALSE | XC17-048-230-** | 2300 | 1329415 | LENNOX INDUSTRIES, INC. | XC15-048-230* | AC | Split System: Air-Cooled Condensing Unit, Coil with Blower | XC15-048-230* |  | CX34-49+TDR | 12.2 | 14.7 | Yes | Yes | 2011-01-21 |  | 0
FALSE | XC14-060-230-** | 2308 | 1332078 | LENNOX INDUSTRIES, INC. | XC14-060-230* | AC | Split System: Air-Cooled Condensing Unit, Coil with Blower | XC14-060-230* |  | CX34-62D+TDR+TXV | 12.5 | 14.7 | Yes | Yes | 2011-01-21 |  | 0
FALSE | XC14-060-230-** | 2308 | 1332079 | LENNOX INDUSTRIES, INC. | XC14-060-230* | AC | Split System: Air-Cooled Condensing Unit, Coil with Blower | XC14-060-230* |  | CX34-62D+TDR+TXV | 12.2 | 14.5 | Yes | Yes | 2011-01-21 |  | 0
FALSE | XC14-060-230-** | 2308 | 1332080 | LENNOX INDUSTRIES, INC. | XC14-060-230* | AC | Split System: Air-Cooled Condensing Unit, Coil with Blower | XC14-060-230* |  | CX34-62C+TDR+TXV | 12.2 | 14.5 | Yes | Yes | 2011-01-21 |  | 0
FALSE | TSA042H4N4*Y | 2280 | 1402807 | LENNOX INDUSTRIES, INC. | XC14-042-230* | AC | Split System: Air-Cooled Condensing Unit, Coil with Blower | XC14-042-230* |  | C33-62D+TDR+TXV | 13 | 15 | Yes | Yes | 2011-01-21 |  | 1
FALSE | TSA042H4N4*Y | 2280 | 1402808 | LENNOX INDUSTRIES, INC. | XC14-042-230* | AC | Split System: Air-Cooled Condensing Unit, Coil with Blower | XC14-042-230* |  | CX34-62D+TDR | 13 | 15 | Yes | Yes | 2011-01-21 |  | 1
FALSE | 4TTX6018H1 | 3491 | 1418637 | TRANE | 4TTX5018A1 | AC | Split System: Air-Cooled Condensing Unit, Coil with Blower | 4TTX5018A1 |  | 4TEC3F18B1 | 12.3 | 14.75 | Yes | Yes | 2011-01-21 |  | 0
FALSE | 4TTX6018H1 | 3491 | 1418638 | AMERICAN STANDARD, INC. | 4A7A5018A1 | AC | Split System: Air-Cooled Condensing Unit, Coil with Blower | 4TTX5018A1 |  | 4TEC3F18B1 | 12.3 | 14.75 | Yes | Yes | 2011-02-28 |  | 0
FALSE | 4TTX6018H1 | 3491 | 1418639 | TRANE | 4TTX5018A1 | AC | Split System: Air-Cooled Condensing Unit, Coil with Blower | 4TTX5018A1 |  | 4TEC3F24B1 | 12.5 | 15 | Yes | Yes | 2011-01-21 |  | 1
FALSE | 4TTX6018H1 | 3491 | 1418640 | AMERICAN STANDARD, INC. | 4A7A5018A1 | AC | Split System: Air-Cooled Condensing Unit, Coil with Blower | 4TTX5018A1 |  | 4TEC3F24B1 | 12.5 | 15 | Yes | Yes | 2011-02-28 |  | 1
FALSE | 4TTX6018H1 | 3491 | 1418643 | TRANE | 4TTX5018A1 | AC | Split System: Air-Cooled Condensing Unit, Coil with Blower | 4TTX5018A1 |  | 4TEE3F31B1 | 13.5 | 16 | Yes | Yes | 2011-01-21 |  | 2
FALSE | 4TTX6018H1 | 3491 | 1418644 | AMERICAN STANDARD, INC. | 4A7A5018A1 | AC | Split System: Air-Cooled Condensing Unit, Coil with Blower | 4TTX5018A1 |  | 4TEE3F31B1 | 13.5 | 16 | Yes | Yes | 2011-02-28 |  | 2
FALSE | 4TTX6018H1 | 3491 | 1418651 | TRANE | 4TTX5018A1 | AC | Split System: Air-Cooled Condensing Unit, Coil with Blower | 4TTX5018A1 |  | 4TXAA018BC3 | 12.8 | 15.5 | Yes | Yes | 2011-01-21 |  | 1
FALSE | 4TTX6018H1 | 3491 | 1418704 | AMERICAN STANDARD, INC. | 4A7A5018A1 | AC | Split System: Air-Cooled Condensing Unit, Coil with Blower | 4TTX5018A1 |  | 4TXAA024BC3 | 13 | 15.5 | Yes | Yes | 2011-02-28 |  | 1
FALSE | 4TTX6018H1 | 3491 | 1418743 | TRANE | 4TTX5018A1 | AC | Split System: Air-Cooled Condensing Unit, Coil with Blower | 4TTX5018A1 |  | 4TXAB025BC3 | 13.3 | 16 | Yes | Yes | 2011-01-21 |  | 2
FALSE | 4TTX6018H1 | 3491 | 1418744 | AMERICAN STANDARD, INC. | 4A7A5018A1 | AC | Split System: Air-Cooled Condensing Unit, Coil with Blower | 4TTX5018A1 |  | 4TXAB025BC3 | 13.3 | 16 | Yes | Yes | 2011-02-28 |  | 2
FALSE | 4TTX6018H1 | 3491 | 1418749 | TRANE | 4TTX5018A1 | AC | Split System: Air-Cooled Condensing Unit, Coil with Blower | 4TTX5018A1 |  | 4TXAB025BC3 | 13.4 | 16 | Yes | Yes | 2011-01-21 |  | 2
FALSE | 4TTX6018H1 | 3491 | 1418750 | AMERICAN STANDARD, INC. | 4A7A5018A1 | AC | Split System: Air-Cooled Condensing Unit, Coil with Blower | 4TTX5018A1 |  | 4TXAB025BC3 | 13.4 | 16 | Yes | Yes | 2011-02-28 |  | 2
FALSE | 4TTX6018H1 | 3491 | 1418753 | TRANE | 4TTX5018A1 | AC | Split System: Air-Cooled Condensing Unit, Coil with Blower | 4TTX5018A1 |  | 4TXAB025BC3 | 13.1 | 15.75 | Yes | Yes | 2011-01-21 |  | 1
FALSE | 4TTX6018H1 | 3491 | 1418754 | AMERICAN STANDARD, INC. | 4A7A5018A1 | AC | Split System: Air-Cooled Condensing Unit, Coil with Blower | 4TTX5018A1 |  | 4TXAB025BC3 | 13.1 | 15.75 | Yes | Yes | 2011-02-28 |  | 1
FALSE | 4TTX6018H1 | 3491 | 1418755 | TRANE | 4TTX5018A1 | AC | Split System: Air-Cooled Condensing Unit, Coil with Blower | 4TTX5018A1 |  | 4TXAB025BC3 | 13.1 | 15.75 | Yes | Yes | 2011-01-21 |  | 1
FALSE | 4TTX6018H1 | 3491 | 1418756 | AMERICAN STANDARD, INC. | 4A7A5018A1 | AC | Split System: Air-Cooled Condensing Unit, Coil with Blower | 4TTX5018A1 |  | 4TXAB025BC3 | 13.1 | 15.75 | Yes | Yes | 2011-02-28 |  | 1
FALSE | 4TTX6018H1 | 3491 | 1418759 | TRANE | 4TTX5018A1 | AC | Split System: Air-Cooled Condensing Unit, Coil with Blower | 4TTX5018A1 |  | 4TXAB025BC3 | 13.5 | 16 | Yes | Yes | 2011-01-21 |  | 2
FALSE | 4TTX6018H1 | 3491 | 1418760 | AMERICAN STANDARD, INC. | 4A7A5018A1 | AC | Split System: Air-Cooled Condensing Unit, Coil with Blower | 4TTX5018A1 |  | 4TXAB025BC3 | 13.5 | 16 | Yes | Yes | 2011-02-28 |  | 2
FALSE | 4TTX6018H1 | 3491 | 1418771 | TRANE | 4TTX5018A1 | AC | Split System: Air-Cooled Condensing Unit, Coil with Blower | 4TTX5018A1 |  | 4TXAB031BC3 | 13.5 | 16 | Yes | Yes | 2011-01-21 |  | 2
FALSE | 4TTX6018H1 | 3491 | 1418772 | AMERICAN STANDARD, INC. | 4A7A5018A1 | AC | Split System: Air-Cooled Condensing Unit, Coil with Blower | 4TTX5018A1 |  | 4TXAB031BC3 | 13.5 | 16 | Yes | Yes | 2011-02-28 |  | 2
FALSE | 4TTX6018H1 | 3491 | 1418775 | TRANE | 4TTX5018A1 | AC | Split System: Air-Cooled Condensing Unit, Coil with Blower | 4TTX5018A1 |  | 4TXAB031BC3 | 13.3 | 16 | Yes | Yes | 2011-01-21 |  | 2
FALSE | 4TTX6018H1 | 3491 | 1418776 | AMERICAN STANDARD, INC. | 4A7A5018A1 | AC | Split System: Air-Cooled Condensing Unit, Coil with Blower | 4TTX5018A1 |  | 4TXAB031BC3 | 13.3 | 16 | Yes | Yes | 2011-02-28 |  | 2
FALSE | 4TTX6018H1 | 3491 | 1418777 | TRANE | 4TTX5018A1 | AC | Split System: Air-Cooled Condensing Unit, Coil Alone | 4TTX5018A1 |  | 4TXAB031BC3 | 12.1 | 14.5 | Yes | Yes | 2011-01-21 |  | 0
FALSE | 4TTX6018H1 | 3491 | 1418778 | AMERICAN STANDARD, INC. | 4A7A5018A1 | AC | Split System: Air-Cooled Condensing Unit, Coil Alone | 4TTX5018A1 |  | 4TXAB031BC3 | 12.1 | 14.5 | Yes | Yes | 2011-02-28 |  | 0
FALSE | 4TTX6018H1 | 3491 | 1418779 | TRANE | 4TTX5018A1 | AC | Split System: Air-Cooled Condensing Unit, Coil with Blower | 4TTX5018A1 |  | 4TXAB031BC3 | 13.2 | 16 | Yes | Yes | 2011-01-21 |  | 2
FALSE | 4TTX6018H1 | 3491 | 1418780 | AMERICAN STANDARD, INC. | 4A7A5018A1 | AC | Split System: Air-Cooled Condensing Unit, Coil with Blower | 4TTX5018A1 |  | 4TXAB031BC3 | 13.2 | 16 | Yes | Yes | 2011-02-28 |  | 2
FALSE | 4TTX6018H1 | 3491 | 1418783 | TRANE | 4TTX5018A1 | AC | Split System: Air-Cooled Condensing Unit, Coil with Blower | 4TTX5018A1 |  | 4TXAB031BC3 | 13.5 | 16 | Yes | Yes | 2011-01-21 |  | 2
FALSE | 4TTX6018H1 | 3491 | 1418784 | AMERICAN STANDARD, INC. | 4A7A5018A1 | AC | Split System: Air-Cooled Condensing Unit, Coil with Blower | 4TTX5018A1 |  | 4TXAB031BC3 | 13.5 | 16 | Yes | Yes | 2011-02-28 |  | 2
FALSE | 4TTX6018H1 | 3491 | 1418789 | TRANE | 4TTX5018A1 | AC | Split System: Air-Cooled Condensing Unit, Coil with Blower | 4TTX5018A1 |  | 4TXAB031BC3 | 13.2 | 16 | Yes | Yes | 2011-01-21 |  | 2
FALSE | 4TTX6018H1 | 3491 | 1418790 | AMERICAN STANDARD, INC. | 4A7A5018A1 | AC | Split System: Air-Cooled Condensing Unit, Coil with Blower | 4TTX5018A1 |  | 4TXAB031BC3 | 13.2 | 16 | Yes | Yes | 2011-02-28 |  | 2
FALSE | 4TTX6018H1 | 3491 | 1418791 | TRANE | 4TTX5018A1 | AC | Split System: Air-Cooled Condensing Unit, Coil with Blower | 4TTX5018A1 |  | 4TXCA018BC3 | 13.3 | 16 | Yes | Yes | 2011-01-21 |  | 2
FALSE | 4TTX6018H1 | 3491 | 1418792 | AMERICAN STANDARD, INC. | 4A7A5018A1 | AC | Split System: Air-Cooled Condensing Unit, Coil with Blower | 4TTX5018A1 |  | 4TXCA018BC3 | 13.3 | 16 | Yes | Yes | 2011-02-28 |  | 2
FALSE | 4TTX6018H1 | 3491 | 1418795 | TRANE | 4TTX5018A1 | AC | Split System: Air-Cooled Condensing Unit, Coil with Blower | 4TTX5018A1 |  | 4TXCA018BC3 | 12.8 | 15.5 | Yes | Yes | 2011-01-21 |  | 1
FALSE | 4TTX6018H1 | 3491 | 1418796 | AMERICAN STANDARD, INC. | 4A7A5018A1 | AC | Split System: Air-Cooled Condensing Unit, Coil with Blower | 4TTX5018A1 |  | 4TXCA018BC3 | 12.8 | 15.5 | Yes | Yes | 2011-02-28 |  | 1
FALSE | 4TTX6018H1 | 3491 | 1418857 | TRANE | 4TTX5018A1 | AC | Split System: Air-Cooled Condensing Unit, Coil with Blower | 4TTX5018A1 |  | 4TXCB025BC3 | 13.3 | 16 | Yes | Yes | 2011-01-21 |  | 2
FALSE | 4TTX6018H1 | 3491 | 1418858 | AMERICAN STANDARD, INC. | 4A7A5018A1 | AC | Split System: Air-Cooled Condensing Unit, Coil with Blower | 4TTX5018A1 |  | 4TXCB025BC3 | 13.3 | 16 | Yes | Yes | 2011-02-28 |  | 2
FALSE | 4TTX6018H1 | 3491 | 1418865 | TRANE | 4TTX5018A1 | AC | Split System: Air-Cooled Condensing Unit, Coil with Blower | 4TTX5018A1 |  | 4TXCB025BC3 | 13.1 | 15.75 | Yes | Yes | 2011-01-21 |  | 1
FALSE | 4TTX6018H1 | 3491 | 1418866 | AMERICAN STANDARD, INC. | 4A7A5018A1 | AC | Split System: Air-Cooled Condensing Unit, Coil with Blower | 4TTX5018A1 |  | 4TXCB025BC3 | 13.1 | 15.75 | Yes | Yes | 2011-02-28 |  | 1
FALSE | 4TTX6018H1 | 3491 | 1418869 | TRANE | 4TTX5018A1 | AC | Split System: Air-Cooled Condensing Unit, Coil with Blower | 4TTX5018A1 |  | 4TXCB025BC3 | 13.5 | 16 | Yes | Yes | 2011-01-21 |  | 2
FALSE | 4TTX6018H1 | 3491 | 1418870 | AMERICAN STANDARD, INC. | 4A7A5018A1 | AC | Split System: Air-Cooled Condensing Unit, Coil with Blower | 4TTX5018A1 |  | 4TXCB025BC3 | 13.5 | 16 | Yes | Yes | 2011-02-28 |  | 2
FALSE | 4TTX6018H1 | 3491 | 1418871 | TRANE | 4TTX5018A1 | AC | Split System: Air-Cooled Condensing Unit, Coil with Blower | 4TTX5018A1 |  | 4TXCB025BC3 | 13.4 | 16 | Yes | Yes | 2011-01-21 |  | 2
FALSE | 4TTX6018H1 | 3491 | 1418872 | AMERICAN STANDARD, INC. | 4A7A5018A1 | AC | Split System: Air-Cooled Condensing Unit, Coil with Blower | 4TTX5018A1 |  | 4TXCB025BC3 | 13.4 | 16 | Yes | Yes | 2011-02-28 |  | 2
FALSE | 4TTX6018H1 | 3491 | 1418879 | TRANE | 4TTX5018A1 | AC | Split System: Air-Cooled Condensing Unit, Coil with Blower | 4TTX5018A1 |  | 4TXCB031BC3 | 13.2 | 16 | Yes | Yes | 2011-01-21 |  | 2
FALSE | 4TTX6018H1 | 3491 | 1418880 | AMERICAN STANDARD, INC. | 4A7A5018A1 | AC | Split System: Air-Cooled Condensing Unit, Coil with Blower | 4TTX5018A1 |  | 4TXCB031BC3 | 13.2 | 16 | Yes | Yes | 2011-02-28 |  | 2
FALSE | 4TTX6018H1 | 3491 | 1418881 | TRANE | 4TTX5018A1 | AC | Split System: Air-Cooled Condensing Unit, Coil with Blower | 4TTX5018A1 |  | 4TXCB031BC3 | 13.3 | 16 | Yes | Yes | 2011-01-21 |  | 2
FALSE | 4TTX6018H1 | 3491 | 1418882 | AMERICAN STANDARD, INC. | 4A7A5018A1 | AC | Split System: Air-Cooled Condensing Unit, Coil with Blower | 4TTX5018A1 |  | 4TXCB031BC3 | 13.3 | 16 | Yes | Yes | 2011-02-28 |  | 2
FALSE | 4TTX6018H1 | 3491 | 1418885 | TRANE | 4TTX5018A1 | AC | Split System: Air-Cooled Condensing Unit, Coil with Blower | 4TTX5018A1 |  | 4TXCB031BC3 | 13.5 | 16 | Yes | Yes | 2011-01-21 |  | 2
FALSE | 4TTX6018H1 | 3491 | 1418886 | AMERICAN STANDARD, INC. | 4A7A5018A1 | AC | Split System: Air-Cooled Condensing Unit, Coil with Blower | 4TTX5018A1 |  | 4TXCB031BC3 | 13.5 | 16 | Yes | Yes | 2011-02-28 |  | 2
FALSE | 4TTX6018H1 | 3491 | 1418893 | TRANE | 4TTX5018A1 | AC | Split System: Air-Cooled Condensing Unit, Coil with Blower | 4TTX5018A1 |  | 4TXCB031BC3 | 13.2 | 16 | Yes | Yes | 2011-01-21 |  | 2
FALSE | 4TTX6018H1 | 3491 | 1418894 | AMERICAN STANDARD, INC. | 4A7A5018A1 | AC | Split System: Air-Cooled Condensing Unit, Coil with Blower | 4TTX5018A1 |  | 4TXCB031BC3 | 13.2 | 16 | Yes | Yes | 2011-02-28 |  | 2
FALSE | 4TTX6018H1 | 3491 | 1418897 | TRANE | 4TTX5018A1 | AC | Split System: Air-Cooled Condensing Unit, Coil Alone | 4TTX5018A1 |  | 4TXCB031BC3 | 12.1 | 14.5 | Yes | Yes | 2011-01-21 |  | 0
FALSE | 4TTX6018H1 | 3491 | 1418898 | AMERICAN STANDARD, INC. | 4A7A5018A1 | AC | Split System: Air-Cooled Condensing Unit, Coil Alone | 4TTX5018A1 |  | 4TXCB031BC3 | 12.1 | 14.5 | Yes | Yes | 2011-02-28 |  | 0
FALSE | 4TTX6018H1 | 3491 | 1418899 | TRANE | 4TTX5018A1 | AC | Split System: Air-Cooled Condensing Unit, Coil with Blower | 4TTX5018A1 |  | 4TXCB031BC3 | 13.5 | 16 | Yes | Yes | 2011-01-21 |  | 2
FALSE | 4TTX6018H1 | 3491 | 1418900 | AMERICAN STANDARD, INC. | 4A7A5018A1 | AC | Split System: Air-Cooled Condensing Unit, Coil with Blower | 4TTX5018A1 |  | 4TXCB031BC3 | 13.5 | 16 | Yes | Yes | 2011-02-28 |  | 2
FALSE | 4TTX6024H1 | 3520 | 1418927 | TRANE | 4TTX5024A1 | AC | Split System: Air-Cooled Condensing Unit, Coil with Blower | 4TTX5024A1 |  | 4TEC3F24B1 | 12.1 | 14.5 | Yes | Yes | 2011-01-21 |  | 0
FALSE | 4TTX6024H1 | 3520 | 1418928 | AMERICAN STANDARD, INC. | 4A7A5024A1 | AC | Split System: Air-Cooled Condensing Unit, Coil with Blower | 4TTX5024A1 |  | 4TEC3F24B1 | 12.1 | 14.5 | Yes | Yes | 2011-02-28 |  | 0
FALSE | 4TTX6024H1 | 3520 | 1418935 | TRANE | 4TTX5024A1 | AC | Split System: Air-Cooled Condensing Unit, Coil with Blower | 4TTX5024A1 |  | 4TEE3F31B1 | 13 | 15.5 | Yes | Yes | 2011-01-21 |  | 1
FALSE | 4TTX6024H1 | 3520 | 1418936 | AMERICAN STANDARD, INC. | 4A7A5024A1 | AC | Split System: Air-Cooled Condensing Unit, Coil with Blower | 4TTX5024A1 |  | 4TEE3F31B1 | 13 | 15.5 | Yes | Yes | 2011-02-28 |  | 1
FALSE | 4TTX6024H1 | 3520 | 1418937 | TRANE | 4TTX5024A1 | AC | Split System: Air-Cooled Condensing Unit, Coil with Blower | 4TTX5024A1 |  | 4TEE3F37B1 | 13.1 | 15.75 | Yes | Yes | 2011-01-21 |  | 1
FALSE | 4TTX6024H1 | 3520 | 1418938 | AMERICAN STANDARD, INC. | 4A7A5024A1 | AC | Split System: Air-Cooled Condensing Unit, Coil with Blower | 4TTX5024A1 |  | 4TEE3F37B1 | 13.1 | 15.75 | Yes | Yes | 2011-02-28 |  | 1
FALSE | 4TTX6024H1 | 3520 | 1418945 | TRANE | 4TTX5024A1 | AC | Split System: Air-Cooled Condensing Unit, Coil with Blower | 4TTX5024A1 |  | 4TFE3F25B1 | 12.9 | 15.5 | Yes | Yes | 2011-01-21 |  | 1
FALSE | 4TTX6024H1 | 3520 | 1419048 | AMERICAN STANDARD, INC. | 4A7A5024A1 | AC | Split System: Air-Cooled Condensing Unit, Coil with Blower | 4TTX5024A1 |  | 4TXAB025BC3 | 12.9 | 15.5 | Yes | Yes | 2011-02-28 |  | 1
FALSE | 4TTX6024H1 | 3520 | 1419049 | TRANE | 4TTX5024A1 | AC | Split System: Air-Cooled Condensing Unit, Coil with Blower | 4TTX5024A1 |  | 4TXAB025BC3 | 12.9 | 15.5 | Yes | Yes | 2011-01-21 |  | 1
FALSE | 4TTX6024H1 | 3520 | 1419050 | AMERICAN STANDARD, INC. | 4A7A5024A1 | AC | Split System: Air-Cooled Condensing Unit, Coil with Blower | 4TTX5024A1 |  | 4TXAB025BC3 | 12.9 | 15.5 | Yes | Yes | 2011-02-28 |  | 1
FALSE | 4TTX6024H1 | 3520 | 1419061 | TRANE | 4TTX5024A1 | AC | Split System: Air-Cooled Condensing Unit, Coil with Blower | 4TTX5024A1 |  | 4TXAB025BC3 | 12.9 | 15.5 | Yes | Yes | 2011-01-21 |  | 1
FALSE | 4TTX6024H1 | 3520 | 1419062 | AMERICAN STANDARD, INC. | 4A7A5024A1 | AC | Split System: Air-Cooled Condensing Unit, Coil with Blower | 4TTX5024A1 |  | 4TXAB025BC3 | 12.9 | 15.5 | Yes | Yes | 2011-02-28 |  | 1
FALSE | 4TTX6024H1 | 3520 | 1419119 | TRANE | 4TTX5024A1 | AC | Split System: Air-Cooled Condensing Unit, Coil with Blower | 4TTX5024A1 |  | 4TXAB031BC3 | 12.9 | 15.5 | Yes | Yes | 2011-01-21 |  | 1
FALSE | 4TTX6024H1 | 3520 | 1419120 | AMERICAN STANDARD, INC. | 4A7A5024A1 | AC | Split System: Air-Cooled Condensing Unit, Coil with Blower | 4TTX5024A1 |  | 4TXAB031BC3 | 12.9 | 15.5 | Yes | Yes | 2011-02-28 |  | 1
FALSE | 4TTX6024H1 | 3520 | 1419121 | TRANE | 4TTX5024A1 | AC | Split System: Air-Cooled Condensing Unit, Coil with Blower | 4TTX5024A1 |  | 4TXAB031BC3 | 12.6 | 15 | Yes | Yes | 2011-01-21 |  | 1
FALSE | 4TTX6024H1 | 3520 | 1419122 | AMERICAN STANDARD, INC. | 4A7A5024A1 | AC | Split System: Air-Cooled Condensing Unit, Coil with Blower | 4TTX5024A1 |  | 4TXAB031BC3 | 12.6 | 15 | Yes | Yes | 2011-02-28 |  | 1
FALSE | 4TTX6024H1 | 3520 | 1419123 | TRANE | 4TTX5024A1 | AC | Split System: Air-Cooled Condensing Unit, Coil with Blower | 4TTX5024A1 |  | 4TXAB031BC3 | 12.8 | 15.25 | Yes | Yes | 2011-01-21 |  | 1
FALSE | 4TTX6024H1 | 3520 | 1419124 | AMERICAN STANDARD, INC. | 4A7A5024A1 | AC | Split System: Air-Cooled Condensing Unit, Coil with Blower | 4TTX5024A1 |  | 4TXAB031BC3 | 12.8 | 15.25 | Yes | Yes | 2011-02-28 |  | 1
FALSE | 4TTX6024H1 | 3520 | 1419125 | TRANE | 4TTX5024A1 | AC | Split System: Air-Cooled Condensing Unit, Coil with Blower | 4TTX5024A1 |  | 4TXAB031BC3 | 12.9 | 15.5 | Yes | Yes | 2011-01-21 |  | 1
FALSE | 4TTX6024H1 | 3520 | 1419126 | AMERICAN STANDARD, INC. | 4A7A5024A1 | AC | Split System: Air-Cooled Condensing Unit, Coil with Blower | 4TTX5024A1 |  | 4TXAB031BC3 | 12.9 | 15.5 | Yes | Yes | 2011-02-28 |  | 1
FALSE | 4TTX6024H1 | 3520 | 1419127 | TRANE | 4TTX5024A1 | AC | Split System: Air-Cooled Condensing Unit, Coil with Blower | 4TTX5024A1 |  | 4TXAB031BC3 | 12.9 | 15.5 | Yes | Yes | 2011-01-21 |  | 1
FALSE | 4TTX6024H1 | 3520 | 1419128 | AMERICAN STANDARD, INC. | 4A7A5024A1 | AC | Split System: Air-Cooled Condensing Unit, Coil with Blower | 4TTX5024A1 |  | 4TXAB031BC3 | 12.9 | 15.5 | Yes | Yes | 2011-02-28 |  | 1
FALSE | 4TTX6024H1 | 3520 | 1419129 | TRANE | 4TTX5024A1 | AC | Split System: Air-Cooled Condensing Unit, Coil with Blower | 4TTX5024A1 |  | 4TXAB031BC3 | 12.9 | 15.5 | Yes | Yes | 2011-01-21 |  | 1
FALSE | 4TTX6024H1 | 3520 | 1419130 | AMERICAN STANDARD, INC. | 4A7A5024A1 | AC | Split System: Air-Cooled Condensing Unit, Coil with Blower | 4TTX5024A1 |  | 4TXAB031BC3 | 12.9 | 15.5 | Yes | Yes | 2011-02-28 |  | 1
FALSE | 4TTX6024H1 | 3520 | 1419133 | TRANE | 4TTX5024A1 | AC | Split System: Air-Cooled Condensing Unit, Coil with Blower | 4TTX5024A1 |  | 4TXAB031BC3 | 12.6 | 15 | Yes | Yes | 2011-01-21 |  | 1
FALSE | 4TTX6024H1 | 3520 | 1419134 | AMERICAN STANDARD, INC. | 4A7A5024A1 | AC | Split System: Air-Cooled Condensing Unit, Coil with Blower | 4TTX5024A1 |  | 4TXAB031BC3 | 12.6 | 15 | Yes | Yes | 2011-02-28 |  | 1
FALSE | 4TTX6024H1 | 3520 | 1419135 | TRANE | 4TTX5024A1 | AC | Split System: Air-Cooled Condensing Unit, Coil with Blower | 4TTX5024A1 |  | 4TXAB031BC3 | 12.6 | 15 | Yes | Yes | 2011-01-21 |  | 1
FALSE | 4TTX6024H1 | 3520 | 1419136 | AMERICAN STANDARD, INC. | 4A7A5024A1 | AC | Split System: Air-Cooled Condensing Unit, Coil with Blower | 4TTX5024A1 |  | 4TXAB031BC3 | 12.6 | 15 | Yes | Yes | 2011-02-28 |  | 1
FALSE | 4TTX6024H1 | 3520 | 1419137 | TRANE | 4TTX5024A1 | AC | Split System: Air-Cooled Condensing Unit, Coil with Blower | 4TTX5024A1 |  | 4TXAB031BC3 | 12.6 | 15 | Yes | Yes | 2011-01-21 |  | 1
FALSE | 4TTX6024H1 | 3520 | 1419138 | AMERICAN STANDARD, INC. | 4A7A5024A1 | AC | Split System: Air-Cooled Condensing Unit, Coil with Blower | 4TTX5024A1 |  | 4TXAB031BC3 | 12.6 | 15 | Yes | Yes | 2011-02-28 |  | 1
FALSE | 4TTX6024H1 | 3520 | 1419143 | TRANE | 4TTX5024A1 | AC | Split System: Air-Cooled Condensing Unit, Coil with Blower | 4TTX5024A1 |  | 4TXAB031BC3 | 13.2 | 16 | Yes | Yes | 2011-01-21 |  | 2
FALSE | 4TTX6024H1 | 3520 | 1419144 | AMERICAN STANDARD, INC. | 4A7A5024A1 | AC | Split System: Air-Cooled Condensing Unit, Coil with Blower | 4TTX5024A1 |  | 4TXAB031BC3 | 13.2 | 16 | Yes | Yes | 2011-02-28 |  | 2
FALSE | 4TTX6024H1 | 3520 | 1419145 | TRANE | 4TTX5024A1 | AC | Split System: Air-Cooled Condensing Unit, Coil with Blower | 4TTX5024A1 |  | 4TXAB031BC3 | 12.9 | 15.5 | Yes | Yes | 2011-01-21 |  | 1
FALSE | 4TTX6024H1 | 3520 | 1419146 | AMERICAN STANDARD, INC. | 4A7A5024A1 | AC | Split System: Air-Cooled Condensing Unit, Coil with Blower | 4TTX5024A1 |  | 4TXAB031BC3 | 12.9 | 15.5 | Yes | Yes | 2011-02-28 |  | 1
FALSE | 4TTX6024H1 | 3520 | 1419221 | TRANE | 4TTX5024A1 | AC | Split System: Air-Cooled Condensing Unit, Coil with Blower | 4TTX5024A1 |  | 4TXCB025BC3 | 12.9 | 15.5 | Yes | Yes | 2011-01-21 |  | 1
FALSE | 4TTX6024H1 | 3520 | 1419222 | AMERICAN STANDARD, INC. | 4A7A5024A1 | AC | Split System: Air-Cooled Condensing Unit, Coil with Blower | 4TTX5024A1 |  | 4TXCB025BC3 | 12.9 | 15.5 | Yes | Yes | 2011-02-28 |  | 1
FALSE | 4TTX6024H1 | 3520 | 1419223 | TRANE | 4TTX5024A1 | AC | Split System: Air-Cooled Condensing Unit, Coil with Blower | 4TTX5024A1 |  | 4TXCB025BC3 | 12.9 | 15.5 | Yes | Yes | 2011-01-21 |  | 1
FALSE | 4TTX6024H1 | 3520 | 1419224 | AMERICAN STANDARD, INC. | 4A7A5024A1 | AC | Split System: Air-Cooled Condensing Unit, Coil with Blower | 4TTX5024A1 |  | 4TXCB025BC3 | 12.9 | 15.5 | Yes | Yes | 2011-02-28 |  | 1
FALSE | 4TTX6024H1 | 3520 | 1419229 | TRANE | 4TTX5024A1 | AC | Split System: Air-Cooled Condensing Unit, Coil with Blower | 4TTX5024A1 |  | 4TXCB025BC3 | 12.8 | 15.25 | Yes | Yes | 2011-01-21 |  | 1
FALSE | 4TTX6024H1 | 3520 | 1419230 | AMERICAN STANDARD, INC. | 4A7A5024A1 | AC | Split System: Air-Cooled Condensing Unit, Coil with Blower | 4TTX5024A1 |  | 4TXCB025BC3 | 12.8 | 15.25 | Yes | Yes | 2011-02-28 |  | 1
FALSE | 4TTX6024H1 | 3520 | 1419231 | TRANE | 4TTX5024A1 | AC | Split System: Air-Cooled Condensing Unit, Coil with Blower | 4TTX5024A1 |  | 4TXCB025BC3 | 12.9 | 15.5 | Yes | Yes | 2011-01-21 |  | 1
FALSE | 4TTX6024H1 | 3520 | 1419232 | AMERICAN STANDARD, INC. | 4A7A5024A1 | AC | Split System: Air-Cooled Condensing Unit, Coil with Blower | 4TTX5024A1 |  | 4TXCB025BC3 | 12.9 | 15.5 | Yes | Yes | 2011-02-28 |  | 1
FALSE | 4TTX6024H1 | 3520 | 1419235 | TRANE | 4TTX5024A1 | AC | Split System: Air-Cooled Condensing Unit, Coil with Blower | 4TTX5024A1 |  | 4TXCB025BC3 | 12.9 | 15.5 | Yes | Yes | 2011-01-21 |  | 1
FALSE | 4TTX6024H1 | 3520 | 1419236 | AMERICAN STANDARD, INC. | 4A7A5024A1 | AC | Split System: Air-Cooled Condensing Unit, Coil with Blower | 4TTX5024A1 |  | 4TXCB025BC3 | 12.9 | 15.5 | Yes | Yes | 2011-02-28 |  | 1
FALSE | 4TTX6024H1 | 3520 | 1419239 | TRANE | 4TTX5024A1 | AC | Split System: Air-Cooled Condensing Unit, Coil with Blower | 4TTX5024A1 |  | 4TXCB025BC3 | 12.9 | 15.5 | Yes | Yes | 2011-01-21 |  | 1
FALSE | 4TTX6024H1 | 3520 | 1419240 | AMERICAN STANDARD, INC. | 4A7A5024A1 | AC | Split System: Air-Cooled Condensing Unit, Coil with Blower | 4TTX5024A1 |  | 4TXCB025BC3 | 12.9 | 15.5 | Yes | Yes | 2011-02-28 |  | 1
FALSE | 4TTX6024H1 | 3520 | 1419245 | TRANE | 4TTX5024A1 | AC | Split System: Air-Cooled Condensing Unit, Coil with Blower | 4TTX5024A1 |  | 4TXCB025BC3 | 13.1 | 15.75 | Yes | Yes | 2011-01-21 |  | 1
FALSE | 4TTX6024H1 | 3520 | 1419246 | AMERICAN STANDARD, INC. | 4A7A5024A1 | AC | Split System: Air-Cooled Condensing Unit, Coil with Blower | 4TTX5024A1 |  | 4TXCB025BC3 | 13.1 | 15.75 | Yes | Yes | 2011-02-28 |  | 1
FALSE | 4TTX6024H1 | 3520 | 1419247 | TRANE | 4TTX5024A1 | AC | Split System: Air-Cooled Condensing Unit, Coil with Blower | 4TTX5024A1 |  | 4TXCB025BC3 | 13.2 | 15.75 | Yes | Yes | 2011-01-21 |  | 1
FALSE | 4TTX6024H1 | 3520 | 1419248 | AMERICAN STANDARD, INC. | 4A7A5024A1 | AC | Split System: Air-Cooled Condensing Unit, Coil with Blower | 4TTX5024A1 |  | 4TXCB025BC3 | 13.2 | 15.75 | Yes | Yes | 2011-02-28 |  | 1
FALSE | 4TTX6024H1 | 3520 | 1419249 | TRANE | 4TTX5024A1 | AC | Split System: Air-Cooled Condensing Unit, Coil with Blower | 4TTX5024A1 |  | 4TXCB025BC3 | 12.9 | 15.5 | Yes | Yes | 2011-01-21 |  | 1
FALSE | 4TTX6024H1 | 3520 | 1419250 | AMERICAN STANDARD, INC. | 4A7A5024A1 | AC | Split System: Air-Cooled Condensing Unit, Coil with Blower | 4TTX5024A1 |  | 4TXCB025BC3 | 12.9 | 15.5 | Yes | Yes | 2011-02-28 |  | 1
FALSE | 4TTX6024H1 | 3520 | 1419253 | TRANE | 4TTX5024A1 | AC | Split System: Air-Cooled Condensing Unit, Coil with Blower | 4TTX5024A1 |  | 4TXCB025BC3 | 12.8 | 15.25 | Yes | Yes | 2011-01-21 |  | 1
FALSE | 4TTX6024H1 | 3520 | 1419254 | AMERICAN STANDARD, INC. | 4A7A5024A1 | AC | Split System: Air-Cooled Condensing Unit, Coil with Blower | 4TTX5024A1 |  | 4TXCB025BC3 | 12.8 | 15.25 | Yes | Yes | 2011-02-28 |  | 1
FALSE | 4TTX6024H1 | 3520 | 1419257 | TRANE | 4TTX5024A1 | AC | Split System: Air-Cooled Condensing Unit, Coil with Blower | 4TTX5024A1 |  | 4TXCB025BC3 | 12.6 | 15 | Yes | Yes | 2011-01-21 |  | 1
FALSE | 4TTX6024H1 | 3520 | 1419258 | AMERICAN STANDARD, INC. | 4A7A5024A1 | AC | Split System: Air-Cooled Condensing Unit, Coil with Blower | 4TTX5024A1 |  | 4TXCB025BC3 | 12.6 | 15 | Yes | Yes | 2011-02-28 |  | 1
FALSE | 4TTX6024H1 | 3520 | 1419259 | TRANE | 4TTX5024A1 | AC | Split System: Air-Cooled Condensing Unit, Coil with Blower | 4TTX5024A1 |  | 4TXCB025BC3 | 12.9 | 15.5 | Yes | Yes | 2011-01-21 |  | 1
FALSE | 4TTX6024H1 | 3520 | 1419260 | AMERICAN STANDARD, INC. | 4A7A5024A1 | AC | Split System: Air-Cooled Condensing Unit, Coil with Blower | 4TTX5024A1 |  | 4TXCB025BC3 | 12.9 | 15.5 | Yes | Yes | 2011-02-28 |  | 1
FALSE | 4TTX6024H1 | 3520 | 1419263 | TRANE | 4TTX5024A1 | AC | Split System: Air-Cooled Condensing Unit, Coil with Blower | 4TTX5024A1 |  | 4TXCB031BC3 | 13.2 | 16 | Yes | Yes | 2011-01-21 |  | 2
FALSE | 4TTX6024H1 | 3520 | 1419264 | AMERICAN STANDARD, INC. | 4A7A5024A1 | AC | Split System: Air-Cooled Condensing Unit, Coil with Blower | 4TTX5024A1 |  | 4TXCB031BC3 | 13.2 | 16 | Yes | Yes | 2011-02-28 |  | 2
FALSE | 4TTX6024H1 | 3520 | 1419265 | TRANE | 4TTX5024A1 | AC | Split System: Air-Cooled Condensing Unit, Coil with Blower | 4TTX5024A1 |  | 4TXCB031BC3 | 12.9 | 15.5 | Yes | Yes | 2011-01-21 |  | 1
FALSE | 4TTX6024H1 | 3520 | 1419324 | AMERICAN STANDARD, INC. | 4A7A5024A1 | AC | Split System: Air-Cooled Condensing Unit, Coil with Blower | 4TTX5024A1 |  | 4TXCB032BC3 | 12.8 | 15.25 | Yes | Yes | 2011-02-28 |  | 1
FALSE | 4TTX6024H1 | 3520 | 1419325 | TRANE | 4TTX5024A1 | AC | Split System: Air-Cooled Condensing Unit, Coil with Blower | 4TTX5024A1 |  | 4TXCB032BC3 | 12.8 | 15.25 | Yes | Yes | 2011-01-21 |  | 1
FALSE | 4TTX6024H1 | 3520 | 1419326 | AMERICAN STANDARD, INC. | 4A7A5024A1 | AC | Split System: Air-Cooled Condensing Unit, Coil with Blower | 4TTX5024A1 |  | 4TXCB032BC3 | 12.8 | 15.25 | Yes | Yes | 2011-02-28 |  | 1
FALSE | 4TTX6024H1 | 3520 | 1419327 | TRANE | 4TTX5024A1 | AC | Split System: Air-Cooled Condensing Unit, Coil with Blower | 4TTX5024A1 |  | 4TXCB032BC3 | 12.8 | 15.25 | Yes | Yes | 2011-01-21 |  | 1
FALSE | 4TTX6024H1 | 3520 | 1419328 | AMERICAN STANDARD, INC. | 4A7A5024A1 | AC | Split System: Air-Cooled Condensing Unit, Coil with Blower | 4TTX5024A1 |  | 4TXCB032BC3 | 12.8 | 15.25 | Yes | Yes | 2011-02-28 |  | 1
FALSE | 4TTX6024H1 | 3520 | 1419335 | TRANE | 4TTX5024A1 | AC | Split System: Air-Cooled Condensing Unit, Coil with Blower | 4TTX5024A1 |  | 4TXCB032BC3 | 13.1 | 15.75 | Yes | Yes | 2011-01-21 |  | 1
FALSE | 4TTX6024H1 | 3520 | 1419336 | AMERICAN STANDARD, INC. | 4A7A5024A1 | AC | Split System: Air-Cooled Condensing Unit, Coil with Blower | 4TTX5024A1 |  | 4TXCB032BC3 | 13.1 | 15.75 | Yes | Yes | 2011-02-28 |  | 1
FALSE | 4TTX6024H1 | 3520 | 1419337 | TRANE | 4TTX5024A1 | AC | Split System: Air-Cooled Condensing Unit, Coil with Blower | 4TTX5024A1 |  | 4TXCB032BC3 | 13.1 | 15.75 | Yes | Yes | 2011-01-21 |  | 1
FALSE | 4TTX6024H1 | 3520 | 1419338 | AMERICAN STANDARD, INC. | 4A7A5024A1 | AC | Split System: Air-Cooled Condensing Unit, Coil with Blower | 4TTX5024A1 |  | 4TXCB032BC3 | 13.1 | 15.75 | Yes | Yes | 2011-02-28 |  | 1
FALSE | 4TTX6024H1 | 3520 | 1419341 | TRANE | 4TTX5024A1 | AC | Split System: Air-Cooled Condensing Unit, Coil with Blower | 4TTX5024A1 |  | 4TXCB032BC3 | 12.8 | 15.25 | Yes | Yes | 2011-01-21 |  | 1
FALSE | 4TTX6024H1 | 3520 | 1419342 | AMERICAN STANDARD, INC. | 4A7A5024A1 | AC | Split System: Air-Cooled Condensing Unit, Coil with Blower | 4TTX5024A1 |  | 4TXCB032BC3 | 12.8 | 15.25 | Yes | Yes | 2011-02-28 |  | 1
FALSE | 4TTX6030H1 | 3530 | 1419449 | TRANE | 4TTX5030A1 | AC | Split System: Air-Cooled Condensing Unit, Coil with Blower | 4TTX5030A1 |  | 4TEE3F31B1 | 12.3 | 14.75 | Yes | Yes | 2011-01-21 |  | 0
FALSE | 4TTX6030H1 | 3530 | 1419451 | TRANE | 4TTX5030A1 | AC | Split System: Air-Cooled Condensing Unit, Coil with Blower | 4TTX5030A1 |  | 4TEE3F37B1 | 12.7 | 15.25 | Yes | Yes | 2011-01-21 |  | 1
FALSE | 4TTX6030H1 | 3530 | 1419453 | TRANE | 4TTX5030A1 | AC | Split System: Air-Cooled Condensing Unit, Coil with Blower | 4TTX5030A1 |  | 4TEE3F39A1 | 13.4 | 16 | Yes | Yes | 2011-01-21 |  | 2
FALSE | 4TTX6030H1 | 3530 | 1419465 | TRANE | 4TTX5030A1 | AC | Split System: Air-Cooled Condensing Unit, Coil with Blower | 4TTX5030A1 |  | 4TFE3F25B1 | 12.3 | 14.75 | Yes | Yes | 2011-01-21 |  | 0
FALSE | 4TTX6030H1 | 3530 | 1419531 | TRANE | 4TTX5030A1 | AC | Split System: Air-Cooled Condensing Unit, Coil with Blower | 4TTX5030A1 |  | 4TXAB031BC3 | 12.6 | 15 | Yes | Yes | 2011-01-21 |  | 1
FALSE | 4TTX6030H1 | 3530 | 1419533 | TRANE | 4TTX5030A1 | AC | Split System: Air-Cooled Condensing Unit, Coil with Blower | 4TTX5030A1 |  | 4TXAB031BC3 | 12 | 14.75 | Yes | Yes | 2011-01-21 |  | 0
FALSE | 4TTX6030H1 | 3530 | 1419539 | TRANE | 4TTX5030A1 | AC | Split System: Air-Cooled Condensing Unit, Coil with Blower | 4TTX5030A1 |  | 4TXAB031BC3 | 12.5 | 15 | Yes | Yes | 2011-01-21 |  | 1
FALSE | 4TTX6030H1 | 3530 | 1419541 | TRANE | 4TTX5030A1 | AC | Split System: Air-Cooled Condensing Unit, Coil with Blower | 4TTX5030A1 |  | 4TXAB031BC3 | 12.5 | 15 | Yes | Yes | 2011-01-21 |  | 1
FALSE | 4TTX6030H1 | 3530 | 1419549 | TRANE | 4TTX5030A1 | AC | Split System: Air-Cooled Condensing Unit, Coil with Blower | 4TTX5030A1 |  | 4TXAB031BC3 | 12.4 | 15 | Yes | Yes | 2011-01-21 |  | 0
FALSE | 4TTX6030H1 | 3530 | 1419551 | TRANE | 4TTX5030A1 | AC | Split System: Air-Cooled Condensing Unit, Coil with Blower | 4TTX5030A1 |  | 4TXAB031BC3 | 12.3 | 14.75 | Yes | Yes | 2011-01-21 |  | 0
FALSE | 4TTX6030H1 | 3530 | 1419561 | TRANE | 4TTX5030A1 | AC | Split System: Air-Cooled Condensing Unit, Coil with Blower | 4TTX5030A1 |  | 4TXAB031BC3 | 12.4 | 15 | Yes | Yes | 2011-01-21 |  | 0
FALSE | 4TTX6030H1 | 3530 | 1419563 | TRANE | 4TTX5030A1 | AC | Split System: Air-Cooled Condensing Unit, Coil with Blower | 4TTX5030A1 |  | 4TXAB031BC3 | 12.5 | 15 | Yes | Yes | 2011-01-21 |  | 1
FALSE | 4TTX6030H1 | 3530 | 1419647 | TRANE | 4TTX5030A1 | AC | Split System: Air-Cooled Condensing Unit, Coil with Blower | 4TTX5030A1 |  | 4TXAB032BC3 | 12.7 | 15.25 | Yes | Yes | 2011-01-21 |  | 1
FALSE | 4TTX6030H1 | 3530 | 1419729 | TRANE | 4TTX5030A1 | AC | Split System: Air-Cooled Condensing Unit, Coil with Blower | 4TTX5030A1 |  | 4TXAB042BC3 | 12.2 | 14.75 | Yes | Yes | 2011-01-21 |  | 0
FALSE | 4TTX6030H1 | 3530 | 1419731 | TRANE | 4TTX5030A1 | AC | Split System: Air-Cooled Condensing Unit, Coil with Blower | 4TTX5030A1 |  | 4TXAB042BC3 | 12.2 | 14.75 | Yes | Yes | 2011-01-21 |  | 0
FALSE | 4TTX6030H1 | 3530 | 1419733 | TRANE | 4TTX5030A1 | AC | Split System: Air-Cooled Condensing Unit, Coil with Blower | 4TTX5030A1 |  | 4TXAB042BC3 | 12.3 | 14.75 | Yes | Yes | 2011-01-21 |  | 0
FALSE | 4TTX6030H1 | 3530 | 1419735 | TRANE | 4TTX5030A1 | AC | Split System: Air-Cooled Condensing Unit, Coil with Blower | 4TTX5030A1 |  | 4TXAB042BC3 | 12.2 | 14.75 | Yes | Yes | 2011-01-21 |  | 0
FALSE | 4TTX6030H1 | 3530 | 1419753 | TRANE | 4TTX5030A1 | AC | Split System: Air-Cooled Condensing Unit, Coil with Blower | 4TTX5030A1 |  | 4TXAB042BC3 | 12.1 | 14.5 | Yes | Yes | 2011-01-21 |  | 0
FALSE | 4TTX6030H1 | 3530 | 1419754 | AMERICAN STANDARD, INC. | 4A7A5030A1 | AC | Split System: Air-Cooled Condensing Unit, Coil with Blower | 4TTX5030A1 |  | 4TXAB042BC3 | 12.1 | 14.5 | Yes | Yes | 2011-02-28 |  | 0
FALSE | 4TTX6030H1 | 3530 | 1419759 | TRANE | 4TTX5030A1 | AC | Split System: Air-Cooled Condensing Unit, Coil with Blower | 4TTX5030A1 |  | 4TXAB042BC3 | 12 | 14.75 | Yes | Yes | 2011-01-21 |  | 0
FALSE | 4TTX6030H1 | 3530 | 1419761 | TRANE | 4TTX5030A1 | AC | Split System: Air-Cooled Condensing Unit, Coil with Blower | 4TTX5030A1 |  | 4TXAB042BC3 | 12 | 14.75 | Yes | Yes | 2011-01-21 |  | 0
FALSE | 4TTX6030H1 | 3530 | 1419835 | TRANE | 4TTX5030A1 | AC | Split System: Air-Cooled Condensing Unit, Coil with Blower | 4TTX5030A1 |  | 4TXAC037BC3 | 12.6 | 15.25 | Yes | Yes | 2011-01-21 |  | 1
FALSE | 4TTX6030H1 | 3530 | 1419837 | TRANE | 4TTX5030A1 | AC | Split System: Air-Cooled Condensing Unit, Coil with Blower | 4TTX5030A1 |  | 4TXAC037BC3 | 12.6 | 15.25 | Yes | Yes | 2011-01-21 |  | 1
FALSE | 4TTX6030H1 | 3530 | 1419839 | TRANE | 4TTX5030A1 | AC | Split System: Air-Cooled Condensing Unit, Coil with Blower | 4TTX5030A1 |  | 4TXAC037BC3 | 12.3 | 14.75 | Yes | Yes | 2011-01-21 |  | 0
FALSE | 4TTX6030H1 | 3530 | 1419841 | TRANE | 4TTX5030A1 | AC | Split System: Air-Cooled Condensing Unit, Coil with Blower | 4TTX5030A1 |  | 4TXAC037BC3 | 12.5 | 15 | Yes | Yes | 2011-01-21 |  | 1
FALSE | 4TTX6030H1 | 3530 | 1419843 | TRANE | 4TTX5030A1 | AC | Split System: Air-Cooled Condensing Unit, Coil with Blower | 4TTX5030A1 |  | 4TXAC037BC3 | 12.5 | 15 | Yes | Yes | 2011-01-21 |  | 1
FALSE | 4TTX6030H1 | 3530 | 1419845 | TRANE | 4TTX5030A1 | AC | Split System: Air-Cooled Condensing Unit, Coil with Blower | 4TTX5030A1 |  | 4TXAC037BC3 | 12.6 | 15.25 | Yes | Yes | 2011-01-21 |  | 1
FALSE | 4TTX6030H1 | 3530 | 1419851 | TRANE | 4TTX5030A1 | AC | Split System: Air-Cooled Condensing Unit, Coil with Blower | 4TTX5030A1 |  | 4TXAC037BC3 | 12.5 | 15 | Yes | Yes | 2011-01-21 |  | 1
FALSE | 4TTX6030H1 | 3530 | 1419853 | TRANE | 4TTX5030A1 | AC | Split System: Air-Cooled Condensing Unit, Coil with Blower | 4TTX5030A1 |  | 4TXAC037BC3 | 12.3 | 14.75 | Yes | Yes | 2011-01-21 |  | 0
FALSE | 4TTX6030H1 | 3530 | 1419855 | TRANE | 4TTX5030A1 | AC | Split System: Air-Cooled Condensing Unit, Coil with Blower | 4TTX5030A1 |  | 4TXAC037BC3 | 12.3 | 14.75 | Yes | Yes | 2011-01-21 |  | 0
FALSE | 4TTX6030H1 | 3530 | 1419861 | TRANE | 4TTX5030A1 | AC | Split System: Air-Cooled Condensing Unit, Coil with Blower | 4TTX5030A1 |  | 4TXAC037BC3 | 12.8 | 15.5 | Yes | Yes | 2011-01-21 |  | 1
FALSE | 4TTX6030H1 | 3530 | 1419863 | TRANE | 4TTX5030A1 | AC | Split System: Air-Cooled Condensing Unit, Coil with Blower | 4TTX5030A1 |  | 4TXAC037BC3 | 13 | 15.5 | Yes | Yes | 2011-01-21 |  | 1
FALSE | 4TTX6030H1 | 3530 | 1419865 | TRANE | 4TTX5030A1 | AC | Split System: Air-Cooled Condensing Unit, Coil with Blower | 4TTX5030A1 |  | 4TXAC037BC3 | 12.8 | 15.5 | Yes | Yes | 2011-01-21 |  | 1
FALSE | 4TTX6030H1 | 3530 | 1419969 | TRANE | 4TTX5030A1 | AC | Split System: Air-Cooled Condensing Unit, Coil with Blower | 4TTX5030A1 |  | 4TXCB032BC3 | 12.7 | 15.25 | Yes | Yes | 2011-01-21 |  | 1
FALSE | 4TTX6030H1 | 3530 | 1419977 | TRANE | 4TTX5030A1 | AC | Split System: Air-Cooled Condensing Unit, Coil with Blower | 4TTX5030A1 |  | 4TXCB032BC3 | 12.6 | 15 | Yes | Yes | 2011-01-21 |  | 1
FALSE | 4TTX6030H1 | 3530 | 1419979 | TRANE | 4TTX5030A1 | AC | Split System: Air-Cooled Condensing Unit, Coil with Blower | 4TTX5030A1 |  | 4TXCB032BC3 | 12.5 | 15 | Yes | Yes | 2011-01-21 |  | 1
FALSE | 4TTX6030H1 | 3530 | 1419981 | TRANE | 4TTX5030A1 | AC | Split System: Air-Cooled Condensing Unit, Coil with Blower | 4TTX5030A1 |  | 4TXCB032BC3 | 12.4 | 14.75 | Yes | Yes | 2011-01-21 |  | 0
FALSE | 4TTX6030H1 | 3530 | 1419983 | TRANE | 4TTX5030A1 | AC | Split System: Air-Cooled Condensing Unit, Coil with Blower | 4TTX5030A1 |  | 4TXCB032BC3 | 12.3 | 14.75 | Yes | Yes | 2011-01-21 |  | 0
FALSE | 4TTX6030H1 | 3530 | 1419993 | TRANE | 4TTX5030A1 | AC | Split System: Air-Cooled Condensing Unit, Coil with Blower | 4TTX5030A1 |  | 4TXCB032BC3 | 12.6 | 15.25 | Yes | Yes | 2011-01-21 |  | 1
FALSE | 4TTX6030H1 | 3530 | 1419995 | TRANE | 4TTX5030A1 | AC | Split System: Air-Cooled Condensing Unit, Coil with Blower | 4TTX5030A1 |  | 4TXCB032BC3 | 12.6 | 15.25 | Yes | Yes | 2011-01-21 |  | 1
FALSE | 4TTX6030H1 | 3530 | 1419997 | TRANE | 4TTX5030A1 | AC | Split System: Air-Cooled Condensing Unit, Coil with Blower | 4TTX5030A1 |  | 4TXCB032BC3 | 12.8 | 15.5 | Yes | Yes | 2011-01-21 |  | 1
FALSE | 4TTX6030H1 | 3530 | 1419999 | TRANE | 4TTX5030A1 | AC | Split System: Air-Cooled Condensing Unit, Coil with Blower | 4TTX5030A1 |  | 4TXCB032BC3 | 12.9 | 15.5 | Yes | Yes | 2011-01-21 |  | 1
FALSE | 4TTX6030H1 | 3530 | 1420001 | TRANE | 4TTX5030A1 | AC | Split System: Air-Cooled Condensing Unit, Coil with Blower | 4TTX5030A1 |  | 4TXCB032BC3 | 12.5 | 15 | Yes | Yes | 2011-01-21 |  | 1
FALSE | 4TTX6030H1 | 3530 | 1420005 | TRANE | 4TTX5030A1 | AC | Split System: Air-Cooled Condensing Unit, Coil with Blower | 4TTX5030A1 |  | 4TXCB032BC3 | 12.6 | 15.25 | Yes | Yes | 2011-01-21 |  | 1
FALSE | 4TTX6030H1 | 3530 | 1420009 | TRANE | 4TTX5030A1 | AC | Split System: Air-Cooled Condensing Unit, Coil with Blower | 4TTX5030A1 |  | 4TXCB032BC3 | 12.5 | 15 | Yes | Yes | 2011-01-21 |  | 1
FALSE | 4TTX6030H1 | 3530 | 1420011 | TRANE | 4TTX5030A1 | AC | Split System: Air-Cooled Condensing Unit, Coil with Blower | 4TTX5030A1 |  | 4TXCB032BC3 | 12.5 | 15 | Yes | Yes | 2011-01-21 |  | 1
FALSE | 4TTX6030H1 | 3530 | 1420017 | TRANE | 4TTX5030A1 | AC | Split System: Air-Cooled Condensing Unit, Coil with Blower | 4TTX5030A1 |  | 4TXCB042BC3 | 12.2 | 14.75 | Yes | Yes | 2011-01-21 |  | 0
FALSE | 4TTX6030H1 | 3530 | 1420019 | TRANE | 4TTX5030A1 | AC | Split System: Air-Cooled Condensing Unit, Coil with Blower | 4TTX5030A1 |  | 4TXCB042BC3 | 12 | 14.75 | Yes | Yes | 2011-01-21 |  | 0
FALSE | 4TTX6030H1 | 3530 | 1420047 | TRANE | 4TTX5030A1 | AC | Split System: Air-Cooled Condensing Unit, Coil with Blower | 4TTX5030A1 |  | 4TXCB042BC3 | 12.1 | 14.5 | Yes | Yes | 2011-01-21 |  | 0
FALSE | 4TTX6030H1 | 3530 | 1420048 | AMERICAN STANDARD, INC. | 4A7A5030A1 | AC | Split System: Air-Cooled Condensing Unit, Coil with Blower | 4TTX5030A1 |  | 4TXCB042BC3 | 12.1 | 14.5 | Yes | Yes | 2011-02-28 |  | 0
FALSE | 4TTX6030H1 | 3530 | 1420049 | TRANE | 4TTX5030A1 | AC | Split System: Air-Cooled Condensing Unit, Coil with Blower | 4TTX5030A1 |  | 4TXCB042BC3 | 12 | 14.75 | Yes | Yes | 2011-01-21 |  | 0
FALSE | 4TTX6030H1 | 3530 | 1420051 | TRANE | 4TTX5030A1 | AC | Split System: Air-Cooled Condensing Unit, Coil with Blower | 4TTX5030A1 |  | 4TXCB042BC3 | 12.3 | 14.75 | Yes | Yes | 2011-01-21 |  | 0
FALSE | 4TTX6030H1 | 3530 | 1420053 | TRANE | 4TTX5030A1 | AC | Split System: Air-Cooled Condensing Unit, Coil with Blower | 4TTX5030A1 |  | 4TXCB042BC3 | 12.2 | 14.75 | Yes | Yes | 2011-01-21 |  | 0
FALSE | 4TTX6030H1 | 3530 | 1420063 | TRANE | 4TTX5030A1 | AC | Split System: Air-Cooled Condensing Unit, Coil with Blower | 4TTX5030A1 |  | 4TXCB042BC3 | 12.2 | 14.75 | Yes | Yes | 2011-01-21 |  | 0
FALSE | 4TTX6036H1 | 3598 | 1420365 | TRANE | 4TTX5036A1 | AC | Split System: Air-Cooled Condensing Unit, Coil with Blower | 4TTX5036A1 |  | 4TXAB036BC3 | 12 | 14.5 | Yes | Yes | 2011-01-21 |  | 0
FALSE | 4TTX6036H1 | 3598 | 1420369 | TRANE | 4TTX5036A1 | AC | Split System: Air-Cooled Condensing Unit, Coil with Blower | 4TTX5036A1 |  | 4TXAB036BC3 | 12.4 | 14.75 | Yes | Yes | 2011-01-21 |  | 0
FALSE | 4TTX6036H1 | 3598 | 1420393 | TRANE | 4TTX5036A1 | AC | Split System: Air-Cooled Condensing Unit, Coil with Blower | 4TTX5036A1 |  | 4TXAB036BC3 | 12.3 | 14.5 | Yes | Yes | 2011-01-21 |  | 0
FALSE | 4TTX6036H1 | 3598 | 1420395 | TRANE | 4TTX5036A1 | AC | Split System: Air-Cooled Condensing Unit, Coil with Blower | 4TTX5036A1 |  | 4TXAB036BC3 | 12 | 14.75 | Yes | Yes | 2011-01-21 |  | 0
FALSE | 4TTX6036H1 | 3598 | 1420399 | TRANE | 4TTX5036A1 | AC | Split System: Air-Cooled Condensing Unit, Coil with Blower | 4TTX5036A1 |  | 4TXAB036BC3 | 12 | 14.5 | Yes | Yes | 2011-01-21 |  | 0
FALSE | 4TTX6036H1 | 3598 | 1420401 | TRANE | 4TTX5036A1 | AC | Split System: Air-Cooled Condensing Unit, Coil with Blower | 4TTX5036A1 |  | 4TXAB036BC3 | 12.2 | 14.5 | Yes | Yes | 2011-01-21 |  | 0
FALSE | 4TTX6036H1 | 3598 | 1420411 | TRANE | 4TTX5036A1 | AC | Split System: Air-Cooled Condensing Unit, Coil with Blower | 4TTX5036A1 |  | 4TXAB042BC3 | 12 | 14.5 | Yes | Yes | 2011-01-21 |  | 0
FALSE | 4TTX6036H1 | 3598 | 1420415 | TRANE | 4TTX5036A1 | AC | Split System: Air-Cooled Condensing Unit, Coil with Blower | 4TTX5036A1 |  | 4TXAB042BC3 | 12 | 14.5 | Yes | Yes | 2011-01-21 |  | 0
FALSE | 4TTX6036H1 | 3598 | 1420435 | TRANE | 4TTX5036A1 | AC | Split System: Air-Cooled Condensing Unit, Coil with Blower | 4TTX5036A1 |  | 4TXAB042BC3 | 12 | 14.5 | Yes | Yes | 2011-01-21 |  | 0
FALSE | 4TTX6036H1 | 3598 | 1420445 | TRANE | 4TTX5036A1 | AC | Split System: Air-Cooled Condensing Unit, Coil with Blower | 4TTX5036A1 |  | 4TXAB042BC3 | 12 | 14.5 | Yes | Yes | 2011-01-21 |  | 0
FALSE | 4TTX6036H1 | 3598 | 1420447 | TRANE | 4TTX5036A1 | AC | Split System: Air-Cooled Condensing Unit, Coil with Blower | 4TTX5036A1 |  | 4TXAB042BC3 | 12 | 14.5 | Yes | Yes | 2011-01-21 |  | 0
FALSE | 4TTX6036H1 | 3598 | 1420449 | TRANE | 4TTX5036A1 | AC | Split System: Air-Cooled Condensing Unit, Coil with Blower | 4TTX5036A1 |  | 4TXAB042BC3 | 12 | 14.5 | Yes | Yes | 2011-01-21 |  | 0
FALSE | 4TTX6036H1 | 3598 | 1420457 | TRANE | 4TTX5036A1 | AC | Split System: Air-Cooled Condensing Unit, Coil with Blower | 4TTX5036A1 |  | 4TXAB042BC3 | 12 | 14.75 | Yes | Yes | 2011-01-21 |  | 0
FALSE | 4TTX6036H1 | 3598 | 1420459 | TRANE | 4TTX5036A1 | AC | Split System: Air-Cooled Condensing Unit, Coil with Blower | 4TTX5036A1 |  | 4TXAB042BC3 | 12.5 | 14.75 | Yes | Yes | 2011-01-21 |  | 0
FALSE | 4TTX6036H1 | 3598 | 1420461 | TRANE | 4TTX5036A1 | AC | Split System: Air-Cooled Condensing Unit, Coil with Blower | 4TTX5036A1 |  | 4TXAB042BC3 | 12 | 14.75 | Yes | Yes | 2011-01-21 |  | 0
FALSE | 4TTX6036H1 | 3598 | 1420467 | TRANE | 4TTX5036A1 | AC | Split System: Air-Cooled Condensing Unit, Coil with Blower | 4TTX5036A1 |  | 4TXAB042BC3 | 12 | 14.5 | Yes | Yes | 2011-01-21 |  | 0
FALSE | 4TTX6036H1 | 3598 | 1420469 | TRANE | 4TTX5036A1 | AC | Split System: Air-Cooled Condensing Unit, Coil with Blower | 4TTX5036A1 |  | 4TXAB048BC3 | 12.4 | 14.75 | Yes | Yes | 2011-01-21 |  | 0
FALSE | 4TTX6036H1 | 3598 | 1420479 | TRANE | 4TTX5036A1 | AC | Split System: Air-Cooled Condensing Unit, Coil with Blower | 4TTX5036A1 |  | 4TXAB048BC3 | 12 | 14.5 | Yes | Yes | 2011-01-21 |  | 0
FALSE | 4TTX6036H1 | 3598 | 1420481 | TRANE | 4TTX5036A1 | AC | Split System: Air-Cooled Condensing Unit, Coil with Blower | 4TTX5036A1 |  | 4TXAB048BC3 | 12 | 14.5 | Yes | Yes | 2011-01-21 |  | 0
FALSE | 4TTX6036H1 | 3598 | 1420485 | TRANE | 4TTX5036A1 | AC | Split System: Air-Cooled Condensing Unit, Coil with Blower | 4TTX5036A1 |  | 4TXAB048BC3 | 12.5 | 14.75 | Yes | Yes | 2011-01-21 |  | 0
FALSE | 4TTX6036H1 | 3598 | 1420671 | TRANE | 4TTX5036A1 | AC | Split System: Air-Cooled Condensing Unit, Coil with Blower | 4TTX5036A1 |  | 4TXAC043BC3 | 12 | 14.5 | Yes | Yes | 2011-01-21 |  | 0
FALSE | 4TTX6036H1 | 3598 | 1420691 | TRANE | 4TTX5036A1 | AC | Split System: Air-Cooled Condensing Unit, Coil with Blower | 4TTX5036A1 |  | 4TXAC043BC3 | 12.5 | 14.75 | Yes | Yes | 2011-01-21 |  | 0
FALSE | 4TTX6036H1 | 3598 | 1420693 | TRANE | 4TTX5036A1 | AC | Split System: Air-Cooled Condensing Unit, Coil with Blower | 4TTX5036A1 |  | 4TXAC043BC3 | 12.5 | 15 | Yes | Yes | 2011-01-21 |  | 1
FALSE | 4TTX6036H1 | 3598 | 1420695 | TRANE | 4TTX5036A1 | AC | Split System: Air-Cooled Condensing Unit, Coil with Blower | 4TTX5036A1 |  | 4TXAC043BC3 | 12.4 | 14.75 | Yes | Yes | 2011-01-21 |  | 0
FALSE | 4TTX6036H1 | 3598 | 1420703 | TRANE | 4TTX5036A1 | AC | Split System: Air-Cooled Condensing Unit, Coil with Blower | 4TTX5036A1 |  | 4TXAC043BC3 | 12 | 14.5 | Yes | Yes | 2011-01-21 |  | 0
FALSE | 4TTX6036H1 | 3598 | 1420705 | TRANE | 4TTX5036A1 | AC | Split System: Air-Cooled Condensing Unit, Coil with Blower | 4TTX5036A1 |  | 4TXAC043BC3 | 12 | 14.5 | Yes | Yes | 2011-01-21 |  | 0
FALSE | 4TTX6036H1 | 3598 | 1420709 | TRANE | 4TTX5036A1 | AC | Split System: Air-Cooled Condensing Unit, Coil with Blower | 4TTX5036A1 |  | 4TXAC043BC3 | 12 | 14.5 | Yes | Yes | 2011-01-21 |  | 0
FALSE | 4TTX6036H1 | 3598 | 1420711 | TRANE | 4TTX5036A1 | AC | Split System: Air-Cooled Condensing Unit, Coil with Blower | 4TTX5036A1 |  | 4TXAC043BC3 | 12 | 14.5 | Yes | Yes | 2011-01-21 |  | 0
FALSE | 4TTX6036H1 | 3598 | 1420715 | TRANE | 4TTX5036A1 | AC | Split System: Air-Cooled Condensing Unit, Coil with Blower | 4TTX5036A1 |  | 4TXAC043BC3 | 12 | 14.5 | Yes | Yes | 2011-01-21 |  | 0
FALSE | 4TTX6036H1 | 3598 | 1420719 | TRANE | 4TTX5036A1 | AC | Split System: Air-Cooled Condensing Unit, Coil with Blower | 4TTX5036A1 |  | 4TXAC043BC3 | 12 | 14.5 | Yes | Yes | 2011-01-21 |  | 0
FALSE | 4TTX6036H1 | 3598 | 1420721 | TRANE | 4TTX5036A1 | AC | Split System: Air-Cooled Condensing Unit, Coil with Blower | 4TTX5036A1 |  | 4TXAC044BC3 | 12.3 | 14.5 | Yes | Yes | 2011-01-21 |  | 0
FALSE | 4TTX6036H1 | 3598 | 1420723 | TRANE | 4TTX5036A1 | AC | Split System: Air-Cooled Condensing Unit, Coil with Blower | 4TTX5036A1 |  | 4TXAC044BC3 | 12.5 | 15 | Yes | Yes | 2011-01-21 |  | 1
FALSE | 4TTX6036H1 | 3598 | 1420729 | TRANE | 4TTX5036A1 | AC | Split System: Air-Cooled Condensing Unit, Coil with Blower | 4TTX5036A1 |  | 4TXAC044BC3 | 12.4 | 14.75 | Yes | Yes | 2011-01-21 |  | 0
FALSE | 4TTX6036H1 | 3598 | 1420731 | TRANE | 4TTX5036A1 | AC | Split System: Air-Cooled Condensing Unit, Coil with Blower | 4TTX5036A1 |  | 4TXAC044BC3 | 12.2 | 14.5 | Yes | Yes | 2011-01-21 |  | 0
FALSE | 4TTX6036H1 | 3598 | 1420741 | TRANE | 4TTX5036A1 | AC | Split System: Air-Cooled Condensing Unit, Coil with Blower | 4TTX5036A1 |  | 4TXAC044BC3 | 12.8 | 15.25 | Yes | Yes | 2011-01-21 |  | 1
FALSE | 4TTX6036H1 | 3598 | 1420743 | TRANE | 4TTX5036A1 | AC | Split System: Air-Cooled Condensing Unit, Coil with Blower | 4TTX5036A1 |  | 4TXAC044BC3 | 12.8 | 15.25 | Yes | Yes | 2011-01-21 |  | 1
FALSE | 4TTX6036H1 | 3598 | 1420745 | TRANE | 4TTX5036A1 | AC | Split System: Air-Cooled Condensing Unit, Coil with Blower | 4TTX5036A1 |  | 4TXAC044BC3 | 12.7 | 15 | Yes | Yes | 2011-01-21 |  | 1
FALSE | 4TTX6036H1 | 3598 | 1420753 | TRANE | 4TTX5036A1 | AC | Split System: Air-Cooled Condensing Unit, Coil with Blower | 4TTX5036A1 |  | 4TXAC044BC3 | 12.5 | 14.75 | Yes | Yes | 2011-01-21 |  | 0
FALSE | 4TTX6036H1 | 3598 | 1420755 | TRANE | 4TTX5036A1 | AC | Split System: Air-Cooled Condensing Unit, Coil with Blower | 4TTX5036A1 |  | 4TXAC044BC3 | 12.4 | 14.75 | Yes | Yes | 2011-01-21 |  | 0
FALSE | 4TTX6036H1 | 3598 | 1420757 | TRANE | 4TTX5036A1 | AC | Split System: Air-Cooled Condensing Unit, Coil with Blower | 4TTX5036A1 |  | 4TXAC044BC3 | 12.4 | 14.75 | Yes | Yes | 2011-01-21 |  | 0
FALSE | 4TTX6036H1 | 3598 | 1420889 | TRANE | 4TTX5036A1 | AC | Split System: Air-Cooled Condensing Unit, Coil with Blower | 4TTX5036A1 |  | 4TXCB042BC3 | 12 | 14.5 | Yes | Yes | 2011-01-21 |  | 0
FALSE | 4TTX6036H1 | 3598 | 1420903 | TRANE | 4TTX5036A1 | AC | Split System: Air-Cooled Condensing Unit, Coil with Blower | 4TTX5036A1 |  | 4TXCB042BC3 | 12 | 14.5 | Yes | Yes | 2011-01-21 |  | 0
FALSE | 4TTX6036H1 | 3598 | 1420919 | TRANE | 4TTX5036A1 | AC | Split System: Air-Cooled Condensing Unit, Coil with Blower | 4TTX5036A1 |  | 4TXCB048BC3 | 12 | 14.5 | Yes | Yes | 2011-01-21 |  | 0
FALSE | 4TTX6036H1 | 3598 | 1420921 | TRANE | 4TTX5036A1 | AC | Split System: Air-Cooled Condensing Unit, Coil with Blower | 4TTX5036A1 |  | 4TXCB048BC3 | 12 | 14.5 | Yes | Yes | 2011-01-21 |  | 0
FALSE | 4TTX6036H1 | 3598 | 1420931 | TRANE | 4TTX5036A1 | AC | Split System: Air-Cooled Condensing Unit, Coil with Blower | 4TTX5036A1 |  | 4TXCB048BC3 | 12.4 | 14.75 | Yes | Yes | 2011-01-21 |  | 0
FALSE | 4TTX6036H1 | 3598 | 1420933 | TRANE | 4TTX5036A1 | AC | Split System: Air-Cooled Condensing Unit, Coil with Blower | 4TTX5036A1 |  | 4TXCB048BC3 | 12 | 14.5 | Yes | Yes | 2011-01-21 |  | 0
FALSE | 4TTX6036H1 | 3598 | 1420935 | TRANE | 4TTX5036A1 | AC | Split System: Air-Cooled Condensing Unit, Coil with Blower | 4TTX5036A1 |  | 4TXCB048BC3 | 12.2 | 14.5 | Yes | Yes | 2011-01-21 |  | 0
FALSE | 4TTX6036H1 | 3598 | 1420937 | TRANE | 4TTX5036A1 | AC | Split System: Air-Cooled Condensing Unit, Coil with Blower | 4TTX5036A1 |  | 4TXCB048BC3 | 12 | 14.75 | Yes | Yes | 2011-01-21 |  | 0
FALSE | 4TTX6036H1 | 3598 | 1420939 | TRANE | 4TTX5036A1 | AC | Split System: Air-Cooled Condensing Unit, Coil with Blower | 4TTX5036A1 |  | 4TXCB048BC3 | 12 | 14.75 | Yes | Yes | 2011-01-21 |  | 0
FALSE | 4TTX6036H1 | 3598 | 1420947 | TRANE | 4TTX5036A1 | AC | Split System: Air-Cooled Condensing Unit, Coil with Blower | 4TTX5036A1 |  | 4TXCB048BC3 | 12.5 | 14.75 | Yes | Yes | 2011-01-21 |  | 0
FALSE | 4TTX6036H1 | 3598 | 1420951 | TRANE | 4TTX5036A1 | AC | Split System: Air-Cooled Condensing Unit, Coil with Blower | 4TTX5036A1 |  | 4TXCB048BC3 | 12 | 14.5 | Yes | Yes | 2011-01-21 |  | 0
FALSE | 4TTX6036H1 | 3598 | 1420953 | TRANE | 4TTX5036A1 | AC | Split System: Air-Cooled Condensing Unit, Coil with Blower | 4TTX5036A1 |  | 4TXCB048BC3 | 12.4 | 14.75 | Yes | Yes | 2011-01-21 |  | 0
FALSE | 4TTX6036H1 | 3598 | 1420955 | TRANE | 4TTX5036A1 | AC | Split System: Air-Cooled Condensing Unit, Coil with Blower | 4TTX5036A1 |  | 4TXCB048BC3 | 12.5 | 14.75 | Yes | Yes | 2011-01-21 |  | 0
FALSE | 4TTX6036H1 | 3598 | 1420967 | TRANE | 4TTX5036A1 | AC | Split System: Air-Cooled Condensing Unit, Coil with Blower | 4TTX5036A1 |  | 4TXCB048BC3 | 12 | 14.5 | Yes | Yes | 2011-01-21 |  | 0
FALSE | 4TTX6036H1 | 3598 | 1420973 | TRANE | 4TTX5036A1 | AC | Split System: Air-Cooled Condensing Unit, Coil with Blower | 4TTX5036A1 |  | 4TXCC037BC3 | 12.5 | 15 | Yes | Yes | 2011-01-21 |  | 1
FALSE | 4TTX6036H1 | 3598 | 1420975 | TRANE | 4TTX5036A1 | AC | Split System: Air-Cooled Condensing Unit, Coil with Blower | 4TTX5036A1 |  | 4TXCC037BC3 | 12.5 | 14.75 | Yes | Yes | 2011-01-21 |  | 0
FALSE | 4TTX6036H1 | 3598 | 1420979 | TRANE | 4TTX5036A1 | AC | Split System: Air-Cooled Condensing Unit, Coil with Blower | 4TTX5036A1 |  | 4TXCC037BC3 | 12.3 | 14.5 | Yes | Yes | 2011-01-21 |  | 0
FALSE | 4TTX6036H1 | 3598 | 1420981 | TRANE | 4TTX5036A1 | AC | Split System: Air-Cooled Condensing Unit, Coil with Blower | 4TTX5036A1 |  | 4TXCC037BC3 | 12.8 | 15.25 | Yes | Yes | 2011-01-21 |  | 1
FALSE | 4TTX6036H1 | 3598 | 1420985 | TRANE | 4TTX5036A1 | AC | Split System: Air-Cooled Condensing Unit, Coil with Blower | 4TTX5036A1 |  | 4TXCC037BC3 | 12.5 | 15 | Yes | Yes | 2011-01-21 |  | 1
FALSE | 4TTX6036H1 | 3598 | 1420991 | TRANE | 4TTX5036A1 | AC | Split System: Air-Cooled Condensing Unit, Coil with Blower | 4TTX5036A1 |  | 4TXCC037BC3 | 12 | 14.5 | Yes | Yes | 2011-01-21 |  | 0
FALSE | 4TTX6036H1 | 3598 | 1421123 | TRANE | 4TTX5036A1 | AC | Split System: Air-Cooled Condensing Unit, Coil with Blower | 4TTX5036A1 |  | 4TXCC044BC3 | 12.6 | 15 | Yes | Yes | 2011-01-21 |  | 1
FALSE | 4TTX6036H1 | 3598 | 1421127 | TRANE | 4TTX5036A1 | AC | Split System: Air-Cooled Condensing Unit, Coil with Blower | 4TTX5036A1 |  | 4TXCC044BC3 | 12.2 | 14.5 | Yes | Yes | 2011-01-21 |  | 0
FALSE | 4TTX6036H1 | 3598 | 1421129 | TRANE | 4TTX5036A1 | AC | Split System: Air-Cooled Condensing Unit, Coil with Blower | 4TTX5036A1 |  | 4TXCC044BC3 | 12.2 | 14.5 | Yes | Yes | 2011-01-21 |  | 0
FALSE | 4TTX6036H1 | 3598 | 1421139 | TRANE | 4TTX5036A1 | AC | Split System: Air-Cooled Condensing Unit, Coil with Blower | 4TTX5036A1 |  | 4TXCC044BC3 | 12.4 | 14.75 | Yes | Yes | 2011-01-21 |  | 0
FALSE | 4TTX6036H1 | 3598 | 1421141 | TRANE | 4TTX5036A1 | AC | Split System: Air-Cooled Condensing Unit, Coil with Blower | 4TTX5036A1 |  | 4TXCC044BC3 | 12.8 | 15.25 | Yes | Yes | 2011-01-21 |  | 1
FALSE | 4TTX6036H1 | 3598 | 1421143 | TRANE | 4TTX5036A1 | AC | Split System: Air-Cooled Condensing Unit, Coil with Blower | 4TTX5036A1 |  | 4TXCC044BC3 | 12.8 | 15.25 | Yes | Yes | 2011-01-21 |  | 1
FALSE | 4TTX6036H1 | 3598 | 1421145 | TRANE | 4TTX5036A1 | AC | Split System: Air-Cooled Condensing Unit, Coil with Blower | 4TTX5036A1 |  | 4TXCC044BC3 | 12.4 | 14.75 | Yes | Yes | 2011-01-21 |  | 0
FALSE | 4TTX6036H1 | 3598 | 1421147 | TRANE | 4TTX5036A1 | AC | Split System: Air-Cooled Condensing Unit, Coil with Blower | 4TTX5036A1 |  | 4TXCC044BC3 | 12.4 | 14.75 | Yes | Yes | 2011-01-21 |  | 0
FALSE | 4TTX6036H1 | 3598 | 1421155 | TRANE | 4TTX5036A1 | AC | Split System: Air-Cooled Condensing Unit, Coil with Blower | 4TTX5036A1 |  | 4TXCC044BC3 | 12.4 | 14.75 | Yes | Yes | 2011-01-21 |  | 0
FALSE | 4TTX6036H1 | 3598 | 1421157 | TRANE | 4TTX5036A1 | AC | Split System: Air-Cooled Condensing Unit, Coil with Blower | 4TTX5036A1 |  | 4TXCC044BC3 | 12.3 | 14.5 | Yes | Yes | 2011-01-21 |  | 0
FALSE | 4TTX6048H1 | 3702 | 1421675 | TRANE | 4TTX5048A1 | AC | Split System: Air-Cooled Condensing Unit, Coil with Blower | 4TTX5048A1 |  | 4TEC3F60B1 | 12.2 | 15 | Yes | Yes | 2011-01-21 |  | 0
FALSE | 4TTX6048H1 | 3702 | 1421681 | TRANE | 4TTX5048A1 | AC | Split System: Air-Cooled Condensing Unit, Coil with Blower | 4TTX5048A1 |  | 4TEE3F48A1 | 12 | 15 | Yes | Yes | 2011-01-21 |  | 0
FALSE | 4TTX6048H1 | 3702 | 1421683 | TRANE | 4TTX5048A1 | AC | Split System: Air-Cooled Condensing Unit, Coil with Blower | 4TTX5048A1 |  | 4TEE3F49B1 | 12 | 15 | Yes | Yes | 2011-01-21 |  | 0
FALSE | 4TTX6048H1 | 3702 | 1421685 | TRANE | 4TTX5048A1 | AC | Split System: Air-Cooled Condensing Unit, Coil with Blower | 4TTX5048A1 |  | 4TEE3F65B1 | 12.5 | 15.5 | Yes | Yes | 2011-01-21 |  | 1
FALSE | 4TTX6048H1 | 3702 | 1421699 | TRANE | 4TTX5048A1 | AC | Split System: Air-Cooled Condensing Unit, Coil with Blower | 4TTX5048A1 |  | 4TXAC060BC3 | 12 | 14.75 | Yes | Yes | 2011-01-21 |  | 0
FALSE | 4TTX6048H1 | 3702 | 1421701 | TRANE | 4TTX5048A1 | AC | Split System: Air-Cooled Condensing Unit, Coil with Blower | 4TTX5048A1 |  | 4TXAC060BC3 | 12 | 14.75 | Yes | Yes | 2011-01-21 |  | 0
FALSE | 4TTX6048H1 | 3702 | 1421709 | TRANE | 4TTX5048A1 | AC | Split System: Air-Cooled Condensing Unit, Coil with Blower | 4TTX5048A1 |  | 4TXAC060BC3 | 12 | 14.75 | Yes | Yes | 2011-01-21 |  | 0
FALSE | 4TTX6048H1 | 3702 | 1421711 | TRANE | 4TTX5048A1 | AC | Split System: Air-Cooled Condensing Unit, Coil with Blower | 4TTX5048A1 |  | 4TXAC060BC3 | 12 | 15 | Yes | Yes | 2011-01-21 |  | 0
FALSE | 4TTX6048H1 | 3702 | 1421715 | TRANE | 4TTX5048A1 | AC | Split System: Air-Cooled Condensing Unit, Coil with Blower | 4TTX5048A1 |  | 4TXAC060BC3 | 12 | 14.75 | Yes | Yes | 2011-01-21 |  | 0
FALSE | 4TTX6048H1 | 3702 | 1421743 | TRANE | 4TTX5048A1 | AC | Split System: Air-Cooled Condensing Unit, Coil with Blower | 4TTX5048A1 |  | 4TXAC060BC3 | 12 | 15 | Yes | Yes | 2011-01-21 |  | 0
FALSE | 4TTX6048H1 | 3702 | 1421745 | TRANE | 4TTX5048A1 | AC | Split System: Air-Cooled Condensing Unit, Coil with Blower | 4TTX5048A1 |  | 4TXAC060BC3 | 12 | 15 | Yes | Yes | 2011-01-21 |  | 0
FALSE | 4TTX6048H1 | 3702 | 1421767 | TRANE | 4TTX5048A1 | AC | Split System: Air-Cooled Condensing Unit, Coil with Blower | 4TTX5048A1 |  | 4TXAD061BC3 | 12 | 14.75 | Yes | Yes | 2011-01-21 |  | 0
FALSE | 4TTX6048H1 | 3702 | 1421771 | TRANE | 4TTX5048A1 | AC | Split System: Air-Cooled Condensing Unit, Coil with Blower | 4TTX5048A1 |  | 4TXAD061BC3 | 12 | 14.75 | Yes | Yes | 2011-01-21 |  | 0
FALSE | 4TTX6048H1 | 3702 | 1421775 | TRANE | 4TTX5048A1 | AC | Split System: Air-Cooled Condensing Unit, Coil with Blower | 4TTX5048A1 |  | 4TXAD061BC3 | 12 | 15 | Yes | Yes | 2011-01-21 |  | 0
FALSE | 4TTX6048H1 | 3702 | 1421789 | TRANE | 4TTX5048A1 | AC | Split System: Air-Cooled Condensing Unit, Coil with Blower | 4TTX5048A1 |  | 4TXAD061BC3 | 12 | 14.75 | Yes | Yes | 2011-01-21 |  | 0
FALSE | 4TTX6048H1 | 3702 | 1421791 | TRANE | 4TTX5048A1 | AC | Split System: Air-Cooled Condensing Unit, Coil with Blower | 4TTX5048A1 |  | 4TXAD061BC3 | 12 | 15 | Yes | Yes | 2011-01-21 |  | 0
FALSE | 4TTX6048H1 | 3702 | 1421799 | TRANE | 4TTX5048A1 | AC | Split System: Air-Cooled Condensing Unit, Coil with Blower | 4TTX5048A1 |  | 4TXAD061BC3 | 12 | 15 | Yes | Yes | 2011-01-21 |  | 0
FALSE | 4TTX6048H1 | 3702 | 1421803 | TRANE | 4TTX5048A1 | AC | Split System: Air-Cooled Condensing Unit, Coil with Blower | 4TTX5048A1 |  | 4TXAD061BC3 | 12 | 15 | Yes | Yes | 2011-01-21 |  | 0
FALSE | 4TTX6048H1 | 3702 | 1421805 | TRANE | 4TTX5048A1 | AC | Split System: Air-Cooled Condensing Unit, Coil with Blower | 4TTX5048A1 |  | 4TXAD061BC3 | 12 | 15.25 | Yes | Yes | 2011-01-21 |  | 0
FALSE | 4TTX6048H1 | 3702 | 1421807 | TRANE | 4TTX5048A1 | AC | Split System: Air-Cooled Condensing Unit, Coil with Blower | 4TTX5048A1 |  | 4TXAD061BC3 | 12 | 14.75 | Yes | Yes | 2011-01-21 |  | 0
FALSE | 4TTX6048H1 | 3702 | 1422029 | TRANE | 4TTX5048A1 | AC | Split System: Air-Cooled Condensing Unit, Coil with Blower | 4TTX5048A1 |  | 4TXCD061BC3 | 12 | 14.75 | Yes | Yes | 2011-01-21 |  | 0
FALSE | 4TTX6048H1 | 3702 | 1422031 | TRANE | 4TTX5048A1 | AC | Split System: Air-Cooled Condensing Unit, Coil with Blower | 4TTX5048A1 |  | 4TXCD061BC3 | 12 | 14.75 | Yes | Yes | 2011-01-21 |  | 0
FALSE | 4TTX6048H1 | 3702 | 1422033 | TRANE | 4TTX5048A1 | AC | Split System: Air-Cooled Condensing Unit, Coil with Blower | 4TTX5048A1 |  | 4TXCD061BC3 | 12 | 15 | Yes | Yes | 2011-01-21 |  | 0
FALSE | 4TTX6048H1 | 3702 | 1422043 | TRANE | 4TTX5048A1 | AC | Split System: Air-Cooled Condensing Unit, Coil with Blower | 4TTX5048A1 |  | 4TXCD061BC3 | 12 | 14.75 | Yes | Yes | 2011-01-21 |  | 0
FALSE | 4TTX6048H1 | 3702 | 1422045 | TRANE | 4TTX5048A1 | AC | Split System: Air-Cooled Condensing Unit, Coil with Blower | 4TTX5048A1 |  | 4TXCD061BC3 | 12 | 14.75 | Yes | Yes | 2011-01-21 |  | 0
FALSE | 4TTX6048H1 | 3702 | 1422051 | TRANE | 4TTX5048A1 | AC | Split System: Air-Cooled Condensing Unit, Coil with Blower | 4TTX5048A1 |  | 4TXCD061BC3 | 12 | 15.25 | Yes | Yes | 2011-01-21 |  | 0
FALSE | 4TTX6048H1 | 3702 | 1422069 | TRANE | 4TTX5048A1 | AC | Split System: Air-Cooled Condensing Unit, Coil with Blower | 4TTX5048A1 |  | 4TXCD064BC3 | 12.4 | 15.25 | Yes | Yes | 2011-01-21 |  | 0
FALSE | 4TTX6048H1 | 3702 | 1422083 | TRANE | 4TTX5048A1 | AC | Split System: Air-Cooled Condensing Unit, Coil with Blower | 4TTX5048A1 |  | 4TXCD064BC3 | 12.4 | 15.25 | Yes | Yes | 2011-01-21 |  | 0
FALSE | 4TTX6048H1 | 3702 | 1422085 | TRANE | 4TTX5048A1 | AC | Split System: Air-Cooled Condensing Unit, Coil with Blower | 4TTX5048A1 |  | 4TXCD064BC3 | 12.3 | 15.25 | Yes | Yes | 2011-01-21 |  | 0
FALSE | 4TTX6048H1 | 3702 | 1422095 | TRANE | 4TTX5048A1 | AC | Split System: Air-Cooled Condensing Unit, Coil with Blower | 4TTX5048A1 |  | 4TXCD064BC3 | 12.1 | 14.75 | Yes | Yes | 2011-01-21 |  | 0
FALSE | 4TTX6048H1 | 3702 | 1422113 | TRANE | 4TTX5048A1 | AC | Split System: Air-Cooled Condensing Unit, Coil with Blower | 4TTX5048A1 |  | 4TXCD064BC3 | 12.3 | 15.25 | Yes | Yes | 2011-01-21 |  | 0
FALSE | 4TTX6048H1 | 3702 | 1422115 | TRANE | 4TTX5048A1 | AC | Split System: Air-Cooled Condensing Unit, Coil with Blower | 4TTX5048A1 |  | 4TXCD064BC3 | 12.5 | 15.5 | Yes | Yes | 2011-01-21 |  | 1
FALSE | 4TTX6048H1 | 3702 | 1422117 | TRANE | 4TTX5048A1 | AC | Split System: Air-Cooled Condensing Unit, Coil with Blower | 4TTX5048A1 |  | 4TXCD064BC3 | 12.4 | 15.25 | Yes | Yes | 2011-01-21 |  | 0
FALSE | 4TTX6048H1 | 3702 | 1422119 | TRANE | 4TTX5048A1 | AC | Split System: Air-Cooled Condensing Unit, Coil with Blower | 4TTX5048A1 |  | 4TXCD064BC3 | 12.2 | 15 | Yes | Yes | 2011-01-21 |  | 0
FALSE | 4TTX6048H1 | 3702 | 1422121 | TRANE | 4TTX5048A1 | AC | Split System: Air-Cooled Condensing Unit, Coil with Blower | 4TTX5048A1 |  | 4TXCD064BC3 | 12.1 | 14.75 | Yes | Yes | 2011-01-21 |  | 0
FALSE | 4TTX6048H1 | 3702 | 1422127 | TRANE | 4TTX5048A1 | AC | Split System: Air-Cooled Condensing Unit, Coil with Blower | 4TTX5048A1 |  | 4TXCD064BC3 | 12 | 14.75 | Yes | Yes | 2011-01-21 |  | 0
FALSE | 4TTX6060H1 | 3708 | 1422259 | TRANE | 4TTX5060A1 | AC | Split System: Air-Cooled Condensing Unit, Coil with Blower | 4TTX5060A1 |  | 4TEC3F60B1 | 12.1 | 14.5 | Yes | Yes | 2011-01-21 |  | 0
FALSE | 4TTX6060H1 | 3708 | 1422267 | TRANE | 4TTX5060A1 | AC | Split System: Air-Cooled Condensing Unit, Coil with Blower | 4TTX5060A1 |  | 4TEE3F65B1 | 12.2 | 14.75 | Yes | Yes | 2011-01-21 |  | 0
FALSE | 4TTX6060H1 | 3708 | 1422397 | TRANE | 4TTX5060A1 | AC | Split System: Air-Cooled Condensing Unit, Coil with Blower | 4TTX5060A1 |  | 4TXAD061BC3 | 12 | 14.5 | Yes | Yes | 2011-01-21 |  | 0
FALSE | 4TTX6060H1 | 3708 | 1422415 | TRANE | 4TTX5060A1 | AC | Split System: Air-Cooled Condensing Unit, Coil with Blower | 4TTX5060A1 |  | 4TXAD064BC3 | 12 | 14.5 | Yes | Yes | 2011-01-21 |  | 0
FALSE | 4TTX6060H1 | 3708 | 1422429 | TRANE | 4TTX5060A1 | AC | Split System: Air-Cooled Condensing Unit, Coil with Blower | 4TTX5060A1 |  | 4TXAD064BC3 | 12 | 14.5 | Yes | Yes | 2011-01-21 |  | 0
FALSE | 4SCU18LS148P | 400 | 1428650 | ARMSTRONG AIR CONDITIONING, INC. | 4SCU18LT148P | AC | Split System: Air-Cooled Condensing Unit, Coil with Blower | 4SCU18LT148P |  | E(U,C,H)1P49C+H4TXV03 | 12 | 15.5 | Yes | Yes | 2011-01-21 |  | 0
FALSE | XC17-048-230-** | 2300 | 1430728 | LENNOX INDUSTRIES, INC. | XC15-048-230* | AC | Split System: Air-Cooled Condensing Unit, Coil Alone | XC15-048-230* |  | C33-62C+TDR+TXV | 12 | 14.5 | Yes | Yes | 2011-01-21 |  | 0
FALSE | XC17-048-230-** | 2300 | 1430729 | LENNOX INDUSTRIES, INC. | XC15-048-230* | AC | Split System: Air-Cooled Condensing Unit, Coil Alone | XC15-048-230* |  | CX34-62C+TDR+TXV | 12 | 14.5 | Yes | Yes | 2011-01-21 |  | 0
FALSE | 4TTX6030H1 | 3530 | 1444071 | TRANE | 4TTX5030A1 | AC | Split System: Air-Cooled Condensing Unit, Coil with Blower | 4TTX5030A1 |  | 4TEE3F40B1 | 13 | 16 | Yes | Yes | 2011-01-21 |  | 2
FALSE | 4TTX6048H1 | 3702 | 1445748 | TRANE | 4TTX5048A1 | AC | Split System: Air-Cooled Condensing Unit, Coil with Blower | 4TTX5048A1 |  | 4TEE3F40B1 | 12 | 15 | Yes | Yes | 2011-01-21 |  | 0
FALSE | XC17-048-230-** | 2300 | 1482995 | LENNOX INDUSTRIES, INC. | XC15-048-230* | AC | Split System: Air-Cooled Condensing Unit, Coil with Blower | XC15-048-230* |  | C33-43+TDR+TXV | 12 | 14.5 | Yes | Yes | 2011-01-21 |  | 0
FALSE | XC17-048-230-** | 2300 | 1482997 | LENNOX INDUSTRIES, INC. | XC15-048-230* | AC | Split System: Air-Cooled Condensing Unit, Coil with Blower | XC15-048-230* |  | CX34-43+TDR | 12 | 14.5 | Yes | Yes | 2011-01-21 |  | 0
FALSE | 4TTX6036H1 | 3598 | 1483471 | TRANE | 4TTX5036A1 | AC | Split System: Air-Cooled Condensing Unit, Coil with Blower | 4TTX5036A1 |  | 4TXCC044BC3 | 12.5 | 15.25 | Yes | Yes | 2011-01-21 |  | 1
FALSE | TSA042H4N4*Y | 2280 | 1488560 | LENNOX INDUSTRIES, INC. | XC14-042-230* | AC | Split System: Air-Cooled Condensing Unit, Coil with Blower | XC14-042-230* |  | C33-50/60C+TDR+TXV | 12.5 | 14.7 | Yes | Yes | 2011-01-21 |  | 0
FALSE | TSA042H4N4*Y | 2280 | 1488561 | LENNOX INDUSTRIES, INC. | XC14-042-230* | AC | Split System: Air-Cooled Condensing Unit, Coil with Blower | XC14-042-230* |  | CR33-50/60+TDR+TXV | 12.5 | 14.7 | Yes | Yes | 2011-01-21 |  | 0
FALSE | TSA042H4N4*Y | 2280 | 1488562 | LENNOX INDUSTRIES, INC. | XC14-042-230* | AC | Split System: Air-Cooled Condensing Unit, Coil with Blower | XC14-042-230* |  | CH33-43+TDR+TXV | 12.7 | 15 | Yes | Yes | 2011-01-21 |  | 1
FALSE | TSA042H4N4*Y | 2280 | 1488563 | LENNOX INDUSTRIES, INC. | XC14-042-230* | AC | Split System: Air-Cooled Condensing Unit, Coil with Blower | XC14-042-230* |  | CX34-50/60C+TDR | 12.5 | 14.7 | Yes | Yes | 2011-01-21 |  | 0
FALSE | TSA042H4N4*Y | 2280 | 1488564 | LENNOX INDUSTRIES, INC. | XC14-042-230* | AC | Split System: Air-Cooled Condensing Unit, Coil with Blower | XC14-042-230* |  | C33-62C+TDR+TXV | 12.7 | 15.5 | Yes | Yes | 2011-01-21 |  | 1
FALSE | TSA042H4N4*Y | 2280 | 1488566 | LENNOX INDUSTRIES, INC. | XC14-042-230* | AC | Split System: Air-Cooled Condensing Unit, Coil with Blower | XC14-042-230* |  | C33-43+TDR+TXV | 12.7 | 15 | Yes | Yes | 2011-01-21 |  | 1
FALSE | TSA042H4N4*Y | 2280 | 1488567 | LENNOX INDUSTRIES, INC. | XC14-042-230* | AC | Split System: Air-Cooled Condensing Unit, Coil with Blower | XC14-042-230* |  | C33-48+TDR+TXV | 12.2 | 14.5 | Yes | Yes | 2011-01-21 |  | 0
FALSE | TSA042H4N4*Y | 2280 | 1488568 | LENNOX INDUSTRIES, INC. | XC14-042-230* | AC | Split System: Air-Cooled Condensing Unit, Coil with Blower | XC14-042-230* |  | CH33-49+TDR+TXV | 12.7 | 15 | Yes | Yes | 2011-01-21 |  | 1
FALSE | TSA042H4N4*Y | 2280 | 1488569 | LENNOX INDUSTRIES, INC. | XC14-042-230* | AC | Split System: Air-Cooled Condensing Unit, Coil with Blower | XC14-042-230* |  | CH33-48+TDR+TXV | 12.5 | 14.7 | Yes | Yes | 2011-01-21 |  | 0
FALSE | TSA042H4N4*Y | 2280 | 1488573 | LENNOX INDUSTRIES, INC. | XC14-042-230* | AC | Split System: Air-Cooled Condensing Unit, Coil with Blower | XC14-042-230* |  | CX34-62C+TDR | 12.7 | 15.5 | Yes | Yes | 2011-01-21 |  | 1
FALSE | TSA042H4N4*Y | 2280 | 1488575 | LENNOX INDUSTRIES, INC. | XC14-042-230* | AC | Split System: Air-Cooled Condensing Unit, Coil with Blower | XC14-042-230* |  | CX34-43+TDR | 12.7 | 15 | Yes | Yes | 2011-01-21 |  | 1
FALSE | TSA042H4N4*Y | 2280 | 1488576 | LENNOX INDUSTRIES, INC. | XC14-042-230* | AC | Split System: Air-Cooled Condensing Unit, Coil with Blower | XC14-042-230* |  | CX34-44/48+TDR | 12.2 | 14.5 | Yes | Yes | 2011-01-21 |  | 0
FALSE | TSA042H4N4*Y | 2280 | 1488577 | LENNOX INDUSTRIES, INC. | XC14-042-230* | AC | Split System: Air-Cooled Condensing Unit, Coil with Blower | XC14-042-230* |  | CX34-49+TDR | 12.7 | 15.2 | Yes | Yes | 2011-01-21 |  | 1
FALSE | XC17-048-230-** | 2300 | 1488599 | LENNOX INDUSTRIES, INC. | XC15-048-230* | AC | Split System: Air-Cooled Condensing Unit, Coil with Blower | XC15-048-230* |  | CH33-62D+TDR+TXV | 12.2 | 14.7 | Yes | Yes | 2011-01-21 |  | 0
FALSE | XC17-048-230-** | 2300 | 1488600 | LENNOX INDUSTRIES, INC. | XC15-048-230* | AC | Split System: Air-Cooled Condensing Unit, Coil with Blower | XC15-048-230* |  | CH33-49+TDR+TXV | 12.2 | 14.7 | Yes | Yes | 2011-01-21 |  | 0
FALSE | XC17-048-230-** | 2300 | 1488823 | LENNOX INDUSTRIES, INC. | XC15-048-230* | AC | Split System: Air-Cooled Condensing Unit, Coil with Blower | XC15-048-230* |  | C33-49+TDR+TXV | 12.2 | 14.7 | Yes | Yes | 2011-01-21 |  | 0
FALSE | XC17-048-230-** | 2300 | 1488830 | LENNOX INDUSTRIES, INC. | XC15-048-230* | AC | Split System: Air-Cooled Condensing Unit, Coil with Blower | XC15-048-230* |  | CH23-68+TDR+TXV | 12.2 | 15 | Yes | Yes | 2011-01-21 |  | 0
FALSE | XC17-048-230-** | 2300 | 1488834 | LENNOX INDUSTRIES, INC. | XC15-048-230* | AC | Split System: Air-Cooled Condensing Unit, Coil with Blower | XC15-048-230* |  | CH33-50/60C+TDR+TXV | 12 | 14.7 | Yes | Yes | 2011-01-21 |  | 0
FALSE | XC17-048-230-** | 2300 | 1488838 | LENNOX INDUSTRIES, INC. | XC15-048-230* | AC | Split System: Air-Cooled Condensing Unit, Coil with Blower | XC15-048-230* |  | CR33-50/60+TDR+TXV | 12 | 14.5 | Yes | Yes | 2011-01-21 |  | 0
FALSE | XC17-048-230-** | 2300 | 1488843 | LENNOX INDUSTRIES, INC. | XC15-048-230* | AC | Split System: Air-Cooled Condensing Unit, Coil with Blower | XC15-048-230* |  | CX34-49+TDR | 12.2 | 14.7 | Yes | Yes | 2011-01-21 |  | 0
FALSE | TSA042H4N4*Y | 2280 | 1489326 | LENNOX INDUSTRIES, INC. | XC14-042-230* | AC | Split System: Air-Cooled Condensing Unit, Coil with Blower | XC14-042-230* |  | CR33-60+TDR+TXV | 12.7 | 15 | Yes | Yes | 2011-01-21 |  | 1
FALSE | XC14-048-230-08 | 2298 | 1489327 | LENNOX INDUSTRIES, INC. | XC14-048-230* | AC | Split System: Air-Cooled Condensing Unit, Coil with Blower | XC14-048-230* |  | CX34-60D+TDR | 12.2 | 14.7 | Yes | Yes | 2011-01-21 |  | 0
FALSE | XC14-048-230-08 | 2298 | 1489328 | LENNOX INDUSTRIES, INC. | XC14-048-230* | AC | Split System: Air-Cooled Condensing Unit, Coil with Blower | XC14-048-230* |  | CX34-62D+TDR | 12.5 | 15 | Yes | Yes | 2011-01-21 |  | 1
FALSE | XC14-048-230-08 | 2298 | 1489329 | LENNOX INDUSTRIES, INC. | XC14-048-230* | AC | Split System: Air-Cooled Condensing Unit, Coil with Blower | XC14-048-230* |  | C33-60D+TDR+TXV | 12.2 | 14.7 | Yes | Yes | 2011-01-21 |  | 0
FALSE | XC14-048-230-08 | 2298 | 1489330 | LENNOX INDUSTRIES, INC. | XC14-048-230* | AC | Split System: Air-Cooled Condensing Unit, Coil with Blower | XC14-048-230* |  | C33-62D+TDR+TXV | 12.5 | 15 | Yes | Yes | 2011-01-21 |  | 1
FALSE | XC14-048-230-08 | 2298 | 1489331 | LENNOX INDUSTRIES, INC. | XC14-048-230* | AC | Split System: Air-Cooled Condensing Unit, Coil with Blower | XC14-048-230* |  | CR33-60+TDR+TXV | 12.2 | 14.5 | Yes | Yes | 2011-01-21 |  | 0
FALSE | XC14-048-230-08 | 2298 | 1489332 | LENNOX INDUSTRIES, INC. | XC14-048-230* | AC | Split System: Air-Cooled Condensing Unit, Coil with Blower | XC14-048-230* |  | CH33-60D+TDR+TXV | 12.2 | 14.7 | Yes | Yes | 2011-01-21 |  | 0
FALSE | XC14-048-230-08 | 2298 | 1489333 | LENNOX INDUSTRIES, INC. | XC14-048-230* | AC | Split System: Air-Cooled Condensing Unit, Coil with Blower | XC14-048-230* |  | CH33-62D+TDR+TXV | 12.2 | 14.7 | Yes | Yes | 2011-01-21 |  | 0
FALSE | XC14-048-230-08 | 2298 | 1489334 | LENNOX INDUSTRIES, INC. | XC14-048-230* | AC | Split System: Air-Cooled Condensing Unit, Coil with Blower | XC14-048-230* |  | CH23-68+TDR+TXV | 12.5 | 15.2 | Yes | Yes | 2011-01-21 |  | 1
FALSE | XC14-060-230-** | 2308 | 1489335 | LENNOX INDUSTRIES, INC. | XC14-060-230* | AC | Split System: Air-Cooled Condensing Unit, Coil with Blower | XC14-060-230* |  | CH33-62D+TDR+TXV | 12.2 | 14.5 | Yes | Yes | 2011-01-21 |  | 0
FALSE | XC14-060-230-** | 2308 | 1489336 | LENNOX INDUSTRIES, INC. | XC14-060-230* | AC | Split System: Air-Cooled Condensing Unit, Coil with Blower | XC14-060-230* |  | CH23-68+TDR+TXV | 12.2 | 14.5 | Yes | Yes | 2011-01-21 |  | 0
FALSE | XC14-060-230-** | 2308 | 1489338 | LENNOX INDUSTRIES, INC. | XC14-060-230* | AC | Split System: Air-Cooled Condensing Unit, Coil with Blower | XC14-060-230* |  | C33-62D+TDR+TXV | 12.2 | 14.5 | Yes | Yes | 2011-01-21 |  | 0
FALSE | XC14-060-230-** | 2308 | 1489339 | LENNOX INDUSTRIES, INC. | XC14-060-230* | AC | Split System: Air-Cooled Condensing Unit, Coil with Blower | XC14-060-230* |  | C33-60D+TDR+TXV | 12.2 | 14.5 | Yes | Yes | 2011-01-21 |  | 0
FALSE | TSA042H4N4*Y | 2280 | 1489341 | LENNOX INDUSTRIES, INC. | XC14-042-230-* | AC | Split System: Air-Cooled Condensing Unit, Coil with Blower | XC14-042-230-* |  | CR33-60* | 12.7 | 14.7 | Yes | Yes | 2011-01-21 |  | 0
FALSE | XC14-048-230-08 | 2298 | 1489344 | LENNOX INDUSTRIES, INC. | XC14-048-230-* | AC | Split System: Air-Cooled Condensing Unit, Coil with Blower | XC14-048-230-* |  | CH33-60D* | 12.2 | 14.5 | Yes | Yes | 2011-01-21 |  | 0
FALSE | XC14-048-230-08 | 2298 | 1489345 | LENNOX INDUSTRIES, INC. | XC14-048-230-* | AC | Split System: Air-Cooled Condensing Unit, Coil with Blower | XC14-048-230-* |  | CH33-62D* | 12.2 | 14.7 | Yes | Yes | 2011-01-21 |  | 0
FALSE | XC14-048-230-08 | 2298 | 1489346 | LENNOX INDUSTRIES, INC. | XC14-048-230-* | AC | Split System: Air-Cooled Condensing Unit, Coil with Blower | XC14-048-230-* |  | CH23-68* | 12.5 | 15 | Yes | Yes | 2011-01-21 |  | 1
FALSE | XC17-048-230-** | 2300 | 1489472 | LENNOX INDUSTRIES, INC. | XC15-048-230* | AC | Split System: Air-Cooled Condensing Unit, Coil with Blower | XC15-048-230* |  | C33-62D+TDR+TXV | 12.5 | 15.2 | Yes | Yes | 2011-01-21 |  | 1
FALSE | XC17-048-230-** | 2300 | 1489474 | LENNOX INDUSTRIES, INC. | XC15-048-230* | AC | Split System: Air-Cooled Condensing Unit, Coil with Blower | XC15-048-230* |  | CH23-65+TDR+TXV | 12 | 14.7 | Yes | Yes | 2011-01-21 |  | 0
FALSE | XC17-048-230-** | 2300 | 1489475 | LENNOX INDUSTRIES, INC. | XC15-048-230* | AC | Split System: Air-Cooled Condensing Unit, Coil with Blower | XC15-048-230* |  | CH23-68+TDR+TXV | 12.5 | 15.2 | Yes | Yes | 2011-01-21 |  | 1
FALSE | XC17-048-230-** | 2300 | 1489476 | LENNOX INDUSTRIES, INC. | XC15-048-230* | AC | Split System: Air-Cooled Condensing Unit, Coil with Blower | XC15-048-230* |  | CH33-60D+TDR+TXV | 12.2 | 15 | Yes | Yes | 2011-01-21 |  | 0
FALSE | XC17-048-230-** | 2300 | 1489477 | LENNOX INDUSTRIES, INC. | XC15-048-230* | AC | Split System: Air-Cooled Condensing Unit, Coil with Blower | XC15-048-230* |  | CH33-62D+TDR+TXV | 12.5 | 15 | Yes | Yes | 2011-01-21 |  | 1
FALSE | XC17-048-230-** | 2300 | 1489479 | LENNOX INDUSTRIES, INC. | XC15-048-230* | AC | Split System: Air-Cooled Condensing Unit, Coil with Blower | XC15-048-230* |  | CR33-60+TDR+TXV | 12.2 | 14.7 | Yes | Yes | 2011-01-21 |  | 0
FALSE | XC17-048-230-** | 2300 | 1489480 | LENNOX INDUSTRIES, INC. | XC15-048-230* | AC | Split System: Air-Cooled Condensing Unit, Coil with Blower | XC15-048-230* |  | CX34-60D+TDR | 12.5 | 15 | Yes | Yes | 2011-01-21 |  | 1
FALSE | XC17-048-230-** | 2300 | 1489481 | LENNOX INDUSTRIES, INC. | XC15-048-230* | AC | Split System: Air-Cooled Condensing Unit, Coil with Blower | XC15-048-230* |  | CX34-62D+TDR | 12.5 | 15.2 | Yes | Yes | 2011-01-21 |  | 1
FALSE | XC14-060-230-** | 2308 | 1489492 | LENNOX INDUSTRIES, INC. | XC14-060-230* | AC | Split System: Air-Cooled Condensing Unit, Coil with Blower | XC14-060-230* |  | CX34-62D+TDR+TXV | 12.2 | 14.5 | Yes | Yes | 2011-01-21 |  | 0
FALSE | XC14-060-230-** | 2308 | 1489493 | LENNOX INDUSTRIES, INC. | XC14-060-230* | AC | Split System: Air-Cooled Condensing Unit, Coil with Blower | XC14-060-230* |  | CX34-60D+TDR+TXV | 12.2 | 14.5 | Yes | Yes | 2011-01-21 |  | 0
FALSE | 4TTX6030H1 | 3530 | 1490984 | TRANE | 4TTX5030A1 | AC | Split System: Air-Cooled Condensing Unit, Coil with Blower | 4TTX5030A1 |  | 4TXCC037BC3 | 12.5 | 15.25 | Yes | Yes | 2011-01-21 |  | 1
FALSE | 4TTX6030H1 | 3530 | 1490986 | TRANE | 4TTX5030A1 | AC | Split System: Air-Cooled Condensing Unit, Coil with Blower | 4TTX5030A1 |  | 4TXCC043BC3 | 12.5 | 15 | Yes | Yes | 2011-01-21 |  | 1
FALSE | 4TTX6030H1 | 3530 | 1490988 | TRANE | 4TTX5030A1 | AC | Split System: Air-Cooled Condensing Unit, Coil with Blower | 4TTX5030A1 |  | 4TXCC044BC3 | 13 | 15.75 | Yes | Yes | 2011-01-21 |  | 1
TRUE | CZH03611 | 3894 | 1505429 | YORK BY JOHNSON CONTROLS | CZH03611 | AC | Split System: Air-Cooled Condensing Unit, Coil with Blower | CZH03611 |  | FC/MC62D+MV12D+TXV | 14.25 | 18.5 | Yes | Yes | 2011-01-21 |  | 3
TRUE | CZH04811 | 3896 | 1505477 | YORK BY JOHNSON CONTROLS | CZH04811 | AC | Split System: Air-Cooled Condensing Unit, Coil with Blower | CZH04811 |  | FC/MC62D+MV20D+TXV | 12.5 | 17 | Yes | Yes | 2011-01-21 |  | 1
TRUE | CZH06011 | 3899 | 1505516 | YORK BY JOHNSON CONTROLS | CZH06011 | AC | Split System: Air-Cooled Condensing Unit, Coil with Blower | CZH06011 |  | FC/MC62D+MV20D+TXV | 12 | 16 | Yes | Yes | 2011-01-21 |  | 0
FALSE | 4TTX6036H1 | 3598 | 3000021 | TRANE | 4TTX5036A1 | AC | Split System: Air-Cooled Condensing Unit, Coil with Blower | 4TTX5036A1 |  | 4TXCC043BC3 | 12 | 14.5 | Yes | Yes | 2011-01-21 |  | 0
FALSE | 4TTX6018H1 | 3491 | 3001077 | AMERICAN STANDARD, INC. | 4A7A5018A1 | AC | Split System: Air-Cooled Condensing Unit, Coil with Blower | 4TTX5018A1 |  | 4TFE3F25B1 | 13 | 16 | Yes | Yes | 2011-02-28 |  | 2
FALSE | 4TTX6018H1 | 3491 | 3001078 | AMERICAN STANDARD, INC. | 4A7A5018A1 | AC | Split System: Air-Cooled Condensing Unit, Coil with Blower | 4TTX5018A1 |  | 4TXCB025BC3 | 13.5 | 16 | Yes | Yes | 2011-02-28 |  | 2
FALSE | XC17-024-230* | 2237 | 3007661 | LENNOX INDUSTRIES, INC. | XC15-024-230-05 | AC | Split System: Air-Cooled Condensing Unit, Coil with Blower | XC15-024-230-05 |  | C33-19+TDR+TXV | 12.7 | 15.2 | Yes | Yes | 2011-01-21 |  | 1
FALSE | XC17-024-230* | 2237 | 3007663 | LENNOX INDUSTRIES, INC. | XC15-024-230-05 | AC | Split System: Air-Cooled Condensing Unit, Coil with Blower | XC15-024-230-05 |  | C33-19+TDR+TXV | 12.2 | 14.5 | Yes | Yes | 2011-01-21 |  | 0
FALSE | XC17-024-230* | 2237 | 3007666 | LENNOX INDUSTRIES, INC. | XC15-024-230-05 | AC | Split System: Air-Cooled Condensing Unit, Coil with Blower | XC15-024-230-05 |  | C33-30+TDR+TXV | 13 | 15.5 | Yes | Yes | 2011-01-21 |  | 1
FALSE | XC17-024-230* | 2237 | 3007667 | LENNOX INDUSTRIES, INC. | XC15-024-230-05 | AC | Split System: Air-Cooled Condensing Unit, Coil with Blower | XC15-024-230-05 |  | C33-30+TDR+TXV | 12.7 | 15.2 | Yes | Yes | 2011-01-21 |  | 1
FALSE | XC17-024-230* | 2237 | 3007668 | LENNOX INDUSTRIES, INC. | XC15-024-230-05 | AC | Split System: Air-Cooled Condensing Unit, Coil with Blower | XC15-024-230-05 |  | C33-30+TDR+TXV | 12.7 | 15.2 | Yes | Yes | 2011-01-21 |  | 1
FALSE | XC17-024-230* | 2237 | 3007669 | LENNOX INDUSTRIES, INC. | XC15-024-230-05 | AC | Split System: Air-Cooled Condensing Unit, Coil with Blower | XC15-024-230-05 |  | C33-30+TDR+TXV | 12.7 | 15.2 | Yes | Yes | 2011-01-21 |  | 1
FALSE | XC17-024-230* | 2237 | 3007672 | LENNOX INDUSTRIES, INC. | XC15-024-230-05 | AC | Split System: Air-Cooled Condensing Unit, Coil with Blower | XC15-024-230-05 |  | C33-31+TDR+TXV | 13.5 | 16.5 | Yes | Yes | 2011-01-21 |  | 2
FALSE | XC17-024-230* | 2237 | 3007673 | LENNOX INDUSTRIES, INC. | XC15-024-230-05 | AC | Split System: Air-Cooled Condensing Unit, Coil with Blower | XC15-024-230-05 |  | C33-31+TDR+TXV | 13.7 | 16.2 | Yes | Yes | 2011-01-21 |  | 2
FALSE | XC17-024-230* | 2237 | 3007674 | LENNOX INDUSTRIES, INC. | XC15-024-230-05 | AC | Split System: Air-Cooled Condensing Unit, Coil with Blower | XC15-024-230-05 |  | C33-31+TDR+TXV | 13.5 | 16.5 | Yes | Yes | 2011-01-21 |  | 2
FALSE | XC17-024-230* | 2237 | 3007675 | LENNOX INDUSTRIES, INC. | XC15-024-230-05 | AC | Split System: Air-Cooled Condensing Unit, Coil with Blower | XC15-024-230-05 |  | C33-31+TDR+TXV | 13.5 | 16.2 | Yes | Yes | 2011-01-21 |  | 2
FALSE | XC17-024-230* | 2237 | 3007677 | LENNOX INDUSTRIES, INC. | XC15-024-230-05 | AC | Split System: Air-Cooled Condensing Unit, Coil Alone | XC15-024-230-05 |  | C33-31+TDR+TXV | 12.2 | 14.5 | Yes | Yes | 2011-01-21 |  | 0
FALSE | XC17-024-230* | 2237 | 3007678 | LENNOX INDUSTRIES, INC. | XC15-024-230-05 | AC | Split System: Air-Cooled Condensing Unit, Coil with Blower | XC15-024-230-05 |  | C33-36+TDR+TXV | 13.5 | 16 | Yes | Yes | 2011-01-21 |  | 2
FALSE | XC17-024-230* | 2237 | 3007700 | LENNOX INDUSTRIES, INC. | XC15-024-230-05 | AC | Split System: Air-Cooled Condensing Unit, Coil with Blower | XC15-024-230-05 |  | CBX32M-036*+TDR | 12.5 | 15 | Yes | Yes | 2011-01-21 |  | 1
FALSE | XC17-024-230* | 2237 | 3007701 | LENNOX INDUSTRIES, INC. | XC15-024-230-05 | AC | Split System: Air-Cooled Condensing Unit, Coil with Blower | XC15-024-230-05 |  | CBX32MV-018/024*+TDR | 12.7 | 15.2 | Yes | Yes | 2011-01-21 |  | 1
FALSE | XC17-024-230* | 2237 | 3007702 | LENNOX INDUSTRIES, INC. | XC15-024-230-05 | AC | Split System: Air-Cooled Condensing Unit, Coil with Blower | XC15-024-230-05 |  | CBX32MV-024/030*+TDR | 13.5 | 16.2 | Yes | Yes | 2011-01-21 |  | 2
FALSE | XC17-024-230* | 2237 | 3007703 | LENNOX INDUSTRIES, INC. | XC15-024-230-05 | AC | Split System: Air-Cooled Condensing Unit, Coil with Blower | XC15-024-230-05 |  | CBX32MV-036*+TDR | 13.7 | 16.5 | Yes | Yes | 2011-01-21 |  | 2
FALSE | XC17-024-230* | 2237 | 3007705 | LENNOX INDUSTRIES, INC. | XC15-024-230-05 | AC | Split System: Air-Cooled Condensing Unit, Coil with Blower | XC15-024-230-05 |  | CH23-21+TDR+TXV | 12.7 | 15.2 | Yes | Yes | 2011-01-21 |  | 1
FALSE | XC17-024-230* | 2237 | 3007706 | LENNOX INDUSTRIES, INC. | XC15-024-230-05 | AC | Split System: Air-Cooled Condensing Unit, Coil with Blower | XC15-024-230-05 |  | CH23-21+TDR+TXV | 12.7 | 15.5 | Yes | Yes | 2011-01-21 |  | 1
FALSE | XC17-024-230* | 2237 | 3007707 | LENNOX INDUSTRIES, INC. | XC15-024-230-05 | AC | Split System: Air-Cooled Condensing Unit, Coil with Blower | XC15-024-230-05 |  | CH23-21+TDR+TXV | 12.7 | 15 | Yes | Yes | 2011-01-21 |  | 1
FALSE | XC17-024-230* | 2237 | 3007708 | LENNOX INDUSTRIES, INC. | XC15-024-230-05 | AC | Split System: Air-Cooled Condensing Unit, Coil with Blower | XC15-024-230-05 |  | CH23-21+TDR+TXV | 12.7 | 15.2 | Yes | Yes | 2011-01-21 |  | 1
FALSE | XC17-024-230* | 2237 | 3007709 | LENNOX INDUSTRIES, INC. | XC15-024-230-05 | AC | Split System: Air-Cooled Condensing Unit, Coil with Blower | XC15-024-230-05 |  | CH23-21+TDR+TXV | 12.7 | 15.2 | Yes | Yes | 2011-01-21 |  | 1
FALSE | XC17-024-230* | 2237 | 3007712 | LENNOX INDUSTRIES, INC. | XC15-024-230-05 | AC | Split System: Air-Cooled Condensing Unit, Coil with Blower | XC15-024-230-05 |  | CH23-31+TDR+TXV | 13 | 15.5 | Yes | Yes | 2011-01-21 |  | 1
FALSE | XC17-024-230* | 2237 | 3007713 | LENNOX INDUSTRIES, INC. | XC15-024-230-05 | AC | Split System: Air-Cooled Condensing Unit, Coil with Blower | XC15-024-230-05 |  | CH23-31+TDR+TXV | 13.2 | 15.7 | Yes | Yes | 2011-01-21 |  | 1
FALSE | XC17-024-230* | 2237 | 3007714 | LENNOX INDUSTRIES, INC. | XC15-024-230-05 | AC | Split System: Air-Cooled Condensing Unit, Coil with Blower | XC15-024-230-05 |  | CH23-31+TDR+TXV | 13 | 15.5 | Yes | Yes | 2011-01-21 |  | 1
FALSE | XC17-024-230* | 2237 | 3007715 | LENNOX INDUSTRIES, INC. | XC15-024-230-05 | AC | Split System: Air-Cooled Condensing Unit, Coil with Blower | XC15-024-230-05 |  | CH23-31+TDR+TXV | 13 | 15.5 | Yes | Yes | 2011-01-21 |  | 1
FALSE | XC17-024-230* | 2237 | 3007716 | LENNOX INDUSTRIES, INC. | XC15-024-230-05 | AC | Split System: Air-Cooled Condensing Unit, Coil with Blower | XC15-024-230-05 |  | CH23-31+TDR+TXV | 13 | 15.5 | Yes | Yes | 2011-01-21 |  | 1
FALSE | XC17-024-230* | 2237 | 3007719 | LENNOX INDUSTRIES, INC. | XC15-024-230-05 | AC | Split System: Air-Cooled Condensing Unit, Coil with Blower | XC15-024-230-05 |  | CH23-41+TDR+TXV | 13.5 | 16 | Yes | Yes | 2011-01-21 |  | 2
FALSE | XC17-024-230* | 2237 | 3007720 | LENNOX INDUSTRIES, INC. | XC15-024-230-05 | AC | Split System: Air-Cooled Condensing Unit, Coil with Blower | XC15-024-230-05 |  | CH23-41+TDR+TXV | 13.5 | 16.2 | Yes | Yes | 2011-01-21 |  | 2
FALSE | XC17-024-230* | 2237 | 3007721 | LENNOX INDUSTRIES, INC. | XC15-024-230-05 | AC | Split System: Air-Cooled Condensing Unit, Coil with Blower | XC15-024-230-05 |  | CH23-41+TDR+TXV | 13.2 | 16 | Yes | Yes | 2011-01-21 |  | 2
FALSE | XC17-024-230* | 2237 | 3007747 | LENNOX INDUSTRIES, INC. | XC15-024-230-05 | AC | Split System: Air-Cooled Condensing Unit, Coil with Blower | XC15-024-230-05 |  | CH33-36B+TDR+TXV | 13.2 | 16 | Yes | Yes | 2011-01-21 |  | 2
FALSE | XC17-024-230* | 2237 | 3007749 | LENNOX INDUSTRIES, INC. | XC15-024-230-05 | AC | Split System: Air-Cooled Condensing Unit, Coil with Blower | XC15-024-230-05 |  | CH33-36C+TDR+TXV | 13.5 | 16.5 | Yes | Yes | 2011-01-21 |  | 2
FALSE | XC17-024-230* | 2237 | 3007751 | LENNOX INDUSTRIES, INC. | XC15-024-230-05 | AC | Split System: Air-Cooled Condensing Unit, Coil with Blower | XC15-024-230-05 |  | CR33-24+TDR+TXV | 13 | 15.5 | Yes | Yes | 2011-01-21 |  | 1
FALSE | XC17-024-230* | 2237 | 3007753 | LENNOX INDUSTRIES, INC. | XC15-024-230-05 | AC | Split System: Air-Cooled Condensing Unit, Coil with Blower | XC15-024-230-05 |  | CR33-30/36+TDR+TXV | 13.2 | 16 | Yes | Yes | 2011-01-21 |  | 2
FALSE | XC17-024-230* | 2237 | 3007754 | LENNOX INDUSTRIES, INC. | XC15-024-230-05 | AC | Split System: Air-Cooled Condensing Unit, Coil with Blower | XC15-024-230-05 |  | CR33-30/36+TDR+TXV | 13.5 | 16.2 | Yes | Yes | 2011-01-21 |  | 2
FALSE | XC17-024-230* | 2237 | 3007755 | LENNOX INDUSTRIES, INC. | XC15-024-230-05 | AC | Split System: Air-Cooled Condensing Unit, Coil with Blower | XC15-024-230-05 |  | CR33-30/36+TDR+TXV | 13.5 | 16.2 | Yes | Yes | 2011-01-21 |  | 2
FALSE | XC17-024-230* | 2237 | 3007756 | LENNOX INDUSTRIES, INC. | XC15-024-230-05 | AC | Split System: Air-Cooled Condensing Unit, Coil with Blower | XC15-024-230-05 |  | CR33-30/36+TDR+TXV | 13.5 | 16.2 | Yes | Yes | 2011-01-21 |  | 2
FALSE | XC17-024-230* | 2237 | 3007757 | LENNOX INDUSTRIES, INC. | XC15-024-230-05 | AC | Split System: Air-Cooled Condensing Unit, Coil with Blower | XC15-024-230-05 |  | CR33-30/36+TDR+TXV | 13.7 | 16.5 | Yes | Yes | 2011-01-21 |  | 2
FALSE | XC17-024-230* | 2237 | 3007760 | LENNOX INDUSTRIES, INC. | XC15-024-230-05 | AC | Split System: Air-Cooled Condensing Unit, Coil with Blower | XC15-024-230-05 |  | CX34-18/24+TDR | 12.7 | 15.2 | Yes | Yes | 2011-01-21 |  | 1
FALSE | XC17-024-230* | 2237 | 3007762 | LENNOX INDUSTRIES, INC. | XC15-024-230-05 | AC | Split System: Air-Cooled Condensing Unit, Coil with Blower | XC15-024-230-05 |  | CX34-18/24+TDR | 12.2 | 14.5 | Yes | Yes | 2011-01-21 |  | 0
FALSE | XC17-024-230* | 2237 | 3007765 | LENNOX INDUSTRIES, INC. | XC15-024-230-05 | AC | Split System: Air-Cooled Condensing Unit, Coil with Blower | XC15-024-230-05 |  | CX34-30+TDR | 13 | 15.5 | Yes | Yes | 2011-01-21 |  | 1
FALSE | XC17-024-230* | 2237 | 3007766 | LENNOX INDUSTRIES, INC. | XC15-024-230-05 | AC | Split System: Air-Cooled Condensing Unit, Coil with Blower | XC15-024-230-05 |  | CX34-30+TDR | 12.7 | 15.2 | Yes | Yes | 2011-01-21 |  | 1
FALSE | XC17-024-230* | 2237 | 3007767 | LENNOX INDUSTRIES, INC. | XC15-024-230-05 | AC | Split System: Air-Cooled Condensing Unit, Coil with Blower | XC15-024-230-05 |  | CX34-30+TDR | 12.7 | 15.2 | Yes | Yes | 2011-01-21 |  | 1
FALSE | XC17-024-230* | 2237 | 3007768 | LENNOX INDUSTRIES, INC. | XC15-024-230-05 | AC | Split System: Air-Cooled Condensing Unit, Coil with Blower | XC15-024-230-05 |  | CX34-30+TDR | 12.7 | 15.2 | Yes | Yes | 2011-01-21 |  | 1
FALSE | XC17-024-230* | 2237 | 3007771 | LENNOX INDUSTRIES, INC. | XC15-024-230-05 | AC | Split System: Air-Cooled Condensing Unit, Coil with Blower | XC15-024-230-05 |  | CX34-31+TDR | 13.5 | 16.5 | Yes | Yes | 2011-01-21 |  | 2
FALSE | XC17-024-230* | 2237 | 3007772 | LENNOX INDUSTRIES, INC. | XC15-024-230-05 | AC | Split System: Air-Cooled Condensing Unit, Coil with Blower | XC15-024-230-05 |  | CX34-31+TDR | 13.7 | 16.2 | Yes | Yes | 2011-01-21 |  | 2
FALSE | XC17-024-230* | 2237 | 3007773 | LENNOX INDUSTRIES, INC. | XC15-024-230-05 | AC | Split System: Air-Cooled Condensing Unit, Coil with Blower | XC15-024-230-05 |  | CX34-31+TDR | 13.5 | 16.5 | Yes | Yes | 2011-01-21 |  | 2
FALSE | XC17-024-230* | 2237 | 3008601 | LENNOX INDUSTRIES, INC. | XC15-024-230-05 | AC | Split System: Air-Cooled Condensing Unit, Coil with Blower | XC15-024-230-05 |  | C33-19+TDR+TXV | 12.5 | 15 | Yes | Yes | 2011-01-21 |  | 1
FALSE | XC17-024-230* | 2237 | 3008602 | LENNOX INDUSTRIES, INC. | XC15-024-230-05 | AC | Split System: Air-Cooled Condensing Unit, Coil with Blower | XC15-024-230-05 |  | C33-19+TDR+TXV | 12.7 | 15.2 | Yes | Yes | 2011-01-21 |  | 1
FALSE | XC17-024-230* | 2237 | 3008603 | LENNOX INDUSTRIES, INC. | XC15-024-230-05 | AC | Split System: Air-Cooled Condensing Unit, Coil with Blower | XC15-024-230-05 |  | C33-19+TDR+TXV | 12.5 | 15 | Yes | Yes | 2011-01-21 |  | 1
FALSE | XC17-024-230* | 2237 | 3008604 | LENNOX INDUSTRIES, INC. | XC15-024-230-05 | AC | Split System: Air-Cooled Condensing Unit, Coil with Blower | XC15-024-230-05 |  | C33-19+TDR+TXV | 12.5 | 15 | Yes | Yes | 2011-01-21 |  | 1
FALSE | XC17-024-230* | 2237 | 3008605 | LENNOX INDUSTRIES, INC. | XC15-024-230-05 | AC | Split System: Air-Cooled Condensing Unit, Coil with Blower | XC15-024-230-05 |  | C33-19+TDR+TXV | 12.5 | 15 | Yes | Yes | 2011-01-21 |  | 1
FALSE | XC17-024-230* | 2237 | 3008630 | LENNOX INDUSTRIES, INC. | XC15-024-230-05 | AC | Split System: Air-Cooled Condensing Unit, Coil with Blower | XC15-024-230-05 |  | CX34-31+TDR | 13.7 | 16.7 | Yes | Yes | 2011-01-21 |  | 2
FALSE | XC17-024-230* | 2237 | 3008637 | LENNOX INDUSTRIES, INC. | XC15-024-230-05 | AC | Split System: Air-Cooled Condensing Unit, Coil with Blower | XC15-024-230-05 |  | C33-36+TDR+TXV | 13.5 | 16.2 | Yes | Yes | 2011-01-21 |  | 2
FALSE | XC17-024-230* | 2237 | 3008638 | LENNOX INDUSTRIES, INC. | XC15-024-230-05 | AC | Split System: Air-Cooled Condensing Unit, Coil with Blower | XC15-024-230-05 |  | CX34-36+TDR | 13.5 | 16.2 | Yes | Yes | 2011-01-21 |  | 2
FALSE | TSA042H4N4*Y | 2280 | 3008964 | LENNOX INDUSTRIES, INC. | XC14-042-230* | AC | Split System: Air-Cooled Condensing Unit, Coil with Blower | XC14-042-230* |  | CX34-62C+TDR | 12.7 | 15.5 | Yes | Yes | 2011-01-21 |  | 1
FALSE | TSA042H4N4*Y | 2280 | 3008967 | LENNOX INDUSTRIES, INC. | XC14-042-230* | AC | Split System: Air-Cooled Condensing Unit, Coil with Blower | XC14-042-230* |  | CX34-43+TDR | 12.7 | 14.7 | Yes | Yes | 2011-01-21 |  | 0
FALSE | TSA042H4N4*Y | 2280 | 3008968 | LENNOX INDUSTRIES, INC. | XC14-042-230* | AC | Split System: Air-Cooled Condensing Unit, Coil with Blower | XC14-042-230* |  | CX34-44/48+TDR | 12.2 | 14.5 | Yes | Yes | 2011-01-21 |  | 0
FALSE | TSA042H4N4*Y | 2280 | 3008970 | LENNOX INDUSTRIES, INC. | XC14-042-230* | AC | Split System: Air-Cooled Condensing Unit, Coil with Blower | XC14-042-230* |  | CX34-49+TDR | 12.7 | 15.2 | Yes | Yes | 2011-01-21 |  | 1
FALSE | TSA042H4N4*Y | 2280 | 3008974 | LENNOX INDUSTRIES, INC. | XC14-042-230* | AC | Split System: Air-Cooled Condensing Unit, Coil with Blower | XC14-042-230* |  | CX34-50/60C+TDR | 12.5 | 14.5 | Yes | Yes | 2011-01-21 |  | 0
FALSE | TSA042H4N4*Y | 2280 | 3008978 | LENNOX INDUSTRIES, INC. | XC14-042-230* | AC | Split System: Air-Cooled Condensing Unit, Coil with Blower | XC14-042-230* |  | C33-62C+TDR+TXV | 12.7 | 15.5 | Yes | Yes | 2011-01-21 |  | 1
FALSE | TSA042H4N4*Y | 2280 | 3008987 | LENNOX INDUSTRIES, INC. | XC14-042-230* | AC | Split System: Air-Cooled Condensing Unit, Coil with Blower | XC14-042-230* |  | C33-43+TDR+TXV | 12.7 | 14.7 | Yes | Yes | 2011-01-21 |  | 0
FALSE | TSA042H4N4*Y | 2280 | 3008988 | LENNOX INDUSTRIES, INC. | XC14-042-230* | AC | Split System: Air-Cooled Condensing Unit, Coil with Blower | XC14-042-230* |  | C33-48+TDR+TXV | 12.2 | 14.5 | Yes | Yes | 2011-01-21 |  | 0
FALSE | TSA042H4N4*Y | 2280 | 3008989 | LENNOX INDUSTRIES, INC. | XC14-042-230* | AC | Split System: Air-Cooled Condensing Unit, Coil with Blower | XC14-042-230* |  | C33-49+TDR+TXV | 12.7 | 15.2 | Yes | Yes | 2011-01-21 |  | 1
TRUE | CZH02411 | 3892 | 3013490 | YORK BY JOHNSON CONTROLS | CZH02411 | AC | Split System: Air-Cooled Condensing Unit, Coil with Blower | CZH02411 |  | FC/MC48D+MV12D+TXV | 14.45 | 18 | Yes | Yes | 2011-01-21 |  | 3
FALSE | 4TTX6024H1 | 3520 | 3069542 | TRANE | 4TTX5024A1 | AC | Split System: Air-Cooled Condensing Unit, Coil with Blower | 4TTX5024A1 |  | 4TXCB025BC3 | 13 | 15.25 | Yes | Yes | 2011-01-21 |  | 1
FALSE | 4TTX6024H1 | 3520 | 3069543 | TRANE | 4TTX5024A1 | AC | Split System: Air-Cooled Condensing Unit, Coil with Blower | 4TTX5024A1 |  | 4TXCB031BC3 | 13 | 15.5 | Yes | Yes | 2011-01-21 |  | 1
FALSE | 4TTX6024H1 | 3520 | 3069544 | TRANE | 4TTX5024A1 | AC | Split System: Air-Cooled Condensing Unit, Coil with Blower | 4TTX5024A1 |  | 4TXCB032BC3 | 13 | 15.5 | Yes | Yes | 2011-01-21 |  | 1
FALSE | 4TTX6024H1 | 3520 | 3069545 | TRANE | 4TTX5024A1 | AC | Split System: Air-Cooled Condensing Unit, Coil with Blower | 4TTX5024A1 |  | 4TXCB036BC3 | 13 | 15.5 | Yes | Yes | 2011-01-21 |  | 1
FALSE | 4TTX6024H1 | 3520 | 3069546 | AMERICAN STANDARD, INC. | 4A7A5024A1 | AC | Split System: Air-Cooled Condensing Unit, Coil with Blower | 4TTX5024A1 |  | 4TXCB025BC3 | 13 | 15.25 | Yes | Yes | 2011-02-28 |  | 1
FALSE | 4TTX6024H1 | 3520 | 3069547 | AMERICAN STANDARD, INC. | 4A7A5024A1 | AC | Split System: Air-Cooled Condensing Unit, Coil with Blower | 4TTX5024A1 |  | 4TXCB031BC3 | 13 | 15.5 | Yes | Yes | 2011-02-28 |  | 1
FALSE | 4TTX6024H1 | 3520 | 3069548 | AMERICAN STANDARD, INC. | 4A7A5024A1 | AC | Split System: Air-Cooled Condensing Unit, Coil with Blower | 4TTX5024A1 |  | 4TXCB032BC3 | 13 | 15.5 | Yes | Yes | 2011-02-28 |  | 1
FALSE | 4TTX6024H1 | 3520 | 3069549 | AMERICAN STANDARD, INC. | 4A7A5024A1 | AC | Split System: Air-Cooled Condensing Unit, Coil with Blower | 4TTX5024A1 |  | 4TXCB036BC3 | 13 | 15.5 | Yes | Yes | 2011-02-28 |  | 1
TRUE | S4BF-048KA | 2748 | 3075174 | NUTONE | FS4BF-048KA | AC | Split System: Air-Cooled Condensing Unit, Coil with Blower | S4BF-048KA |  | C6B(A,H)-X48(C,U)-C | 12.5 | 16 | Yes | Yes | 2011-02-08 |  | 1
TRUE | S4BF-048KA | 2748 | 3075185 | MAYTAG | PSA4BF048KA | AC | Split System: Air-Cooled Condensing Unit, Coil with Blower | S4BF-048KA |  | C6B(A,H)-X48(C,U)-C | 12.5 | 16 | Yes | Yes | 2011-02-08 |  | 1
FALSE | TSA042H4N4*Y | 2280 | 3080635 | LENNOX INDUSTRIES, INC. | XC14-042-230* | AC | Split System: Air-Cooled Condensing Unit, Coil with Blower | XC14-042-230* |  | C33-60D+TDR+TXV | 13 | 15 | Yes | Yes | 2011-01-21 |  | 1
FALSE | TSA042H4N4*Y | 2280 | 3080636 | LENNOX INDUSTRIES, INC. | XC14-042-230* | AC | Split System: Air-Cooled Condensing Unit, Coil with Blower | XC14-042-230* |  | CX34-60D+TDR | 13 | 15 | Yes | Yes | 2011-01-21 |  | 1
FALSE | 4TTX6036H1 | 3598 | 3081498 | TRANE | 4TTX5036A1 | AC | Split System: Air-Cooled Condensing Unit, Coil with Blower | 4TTX5036A1 |  | 4TXCC044BC3 | 12.4 | 14.75 | Yes | Yes | 2011-01-21 |  | 0
TRUE | YCJF24S41S1 | 3872 | 3089434 | YORK BY JOHNSON CONTROLS | YCJF24S41S1 | AC | Split System: Air-Cooled Condensing Unit, Coil Alone | YCJF24S41S1 |  | FC/MC/PC32+TXV | 12.3 | 14.5 | Yes | Yes | 2011-01-21 |  | 0
FALSE | YCJF42S41S1 | 3881 | 3089639 | YORK BY JOHNSON CONTROLS | YCJF42S41S1 | AC | Split System: Air-Cooled Condensing Unit, Coil with Blower | YCJF42S41S1 |  | F*FV060+TXV | 12.5 | 14.75 | Yes | Yes | 2011-01-21 |  | 0
FALSE | YCJF42S41S1 | 3881 | 3089640 | YORK BY JOHNSON CONTROLS | YCJF42S41S1 | AC | Split System: Air-Cooled Condensing Unit, Coil with Blower | YCJF42S41S1 |  | F5FP048+TXV | 13 | 15.5 | Yes | Yes | 2011-01-21 |  | 1
FALSE | YCJF42S41S1 | 3881 | 3089641 | YORK BY JOHNSON CONTROLS | YCJF42S41S1 | AC | Split System: Air-Cooled Condensing Unit, Coil with Blower | YCJF42S41S1 |  | F5FP060+TXV | 12.5 | 14.75 | Yes | Yes | 2011-01-21 |  | 0
TRUE | YCJF42S41S1 | 3881 | 3089648 | YORK BY JOHNSON CONTROLS | YCJF42S41S1 | AC | Split System: Air-Cooled Condensing Unit, Coil Alone | YCJF42S41S1 |  | FC/MC/PC48+TXV | 12.2 | 14.5 | Yes | Yes | 2011-01-21 |  | 0
FALSE | 14ACX-036-230-15 | 2264 | 3118905 | LENNOX INDUSTRIES, INC. | TSA036H4N42G | AC | Split System: Air-Cooled Condensing Unit, Coil with Blower | TSA036H4N42G |  | CX34-43+TDR | 12.5 | 15 | Yes | Yes | 2011-01-21 |  | 1
FALSE | 14ACX-036-230-15 | 2264 | 3118906 | LENNOX INDUSTRIES, INC. | TSA036H4N42G | AC | Split System: Air-Cooled Condensing Unit, Coil with Blower | TSA036H4N42G |  | CX34-43+TDR | 12.5 | 15 | Yes | Yes | 2011-01-21 |  | 1
FALSE | 14ACX-036-230-15 | 2264 | 3118907 | LENNOX INDUSTRIES, INC. | TSA036H4N42G | AC | Split System: Air-Cooled Condensing Unit, Coil with Blower | TSA036H4N42G |  | CX34-43+TDR | 12.5 | 15 | Yes | Yes | 2011-01-21 |  | 1
FALSE | 14ACX-036-230-15 | 2264 | 3118908 | LENNOX INDUSTRIES, INC. | TSA036H4N42G | AC | Split System: Air-Cooled Condensing Unit, Coil with Blower | TSA036H4N42G |  | CX34-43+TDR | 12.5 | 15 | Yes | Yes | 2011-01-21 |  | 1
FALSE | 14ACX-036-230-15 | 2264 | 3118909 | LENNOX INDUSTRIES, INC. | TSA036H4N42G | AC | Split System: Air-Cooled Condensing Unit, Coil with Blower | TSA036H4N42G |  | CX34-43+TDR | 12.5 | 15 | Yes | Yes | 2011-01-21 |  | 1
FALSE | 14ACX-036-230-15 | 2264 | 3118910 | LENNOX INDUSTRIES, INC. | TSA036H4N42G | AC | Split System: Air-Cooled Condensing Unit, Coil with Blower | TSA036H4N42G |  | CX34-43+TDR | 12.5 | 15 | Yes | Yes | 2011-01-21 |  | 1
FALSE | 14ACX-036-230-15 | 2264 | 3118911 | LENNOX INDUSTRIES, INC. | TSA036H4N42G | AC | Split System: Air-Cooled Condensing Unit, Coil with Blower | TSA036H4N42G |  | CX34-43+TDR | 12.5 | 15 | Yes | Yes | 2011-01-21 |  | 1
FALSE | 14ACX-036-230-15 | 2264 | 3118912 | LENNOX INDUSTRIES, INC. | TSA036H4N42G | AC | Split System: Air-Cooled Condensing Unit, Coil with Blower | TSA036H4N42G |  | CX34-43+TDR | 12.5 | 15 | Yes | Yes | 2011-01-21 |  | 1
FALSE | 14ACX-036-230-15 | 2264 | 3118913 | LENNOX INDUSTRIES, INC. | TSA036H4N42G | AC | Split System: Air-Cooled Condensing Unit, Coil with Blower | TSA036H4N42G |  | CX34-44/48+TDR | 12.5 | 15 | Yes | Yes | 2011-01-21 |  | 1
FALSE | 14ACX-036-230-15 | 2264 | 3118914 | LENNOX INDUSTRIES, INC. | TSA036H4N42G | AC | Split System: Air-Cooled Condensing Unit, Coil with Blower | TSA036H4N42G |  | CX34-44/48+TDR | 12.5 | 14.5 | Yes | Yes | 2011-01-21 |  | 0
FALSE | 14ACX-036-230-15 | 2264 | 3118915 | LENNOX INDUSTRIES, INC. | TSA036H4N42G | AC | Split System: Air-Cooled Condensing Unit, Coil with Blower | TSA036H4N42G |  | CX34-44/48+TDR | 12.5 | 15 | Yes | Yes | 2011-01-21 |  | 1
FALSE | 14ACX-036-230-15 | 2264 | 3118916 | LENNOX INDUSTRIES, INC. | TSA036H4N42G | AC | Split System: Air-Cooled Condensing Unit, Coil with Blower | TSA036H4N42G |  | CX34-44/48+TDR | 12.5 | 15 | Yes | Yes | 2011-01-21 |  | 1
FALSE | 14ACX-036-230-15 | 2264 | 3118917 | LENNOX INDUSTRIES, INC. | TSA036H4N42G | AC | Split System: Air-Cooled Condensing Unit, Coil with Blower | TSA036H4N42G |  | CX34-44/48+TDR | 12.5 | 15 | Yes | Yes | 2011-01-21 |  | 1
FALSE | 14ACX-036-230-15 | 2264 | 3118918 | LENNOX INDUSTRIES, INC. | TSA036H4N42G | AC | Split System: Air-Cooled Condensing Unit, Coil with Blower | TSA036H4N42G |  | CX34-44/48+TDR | 12.5 | 15 | Yes | Yes | 2011-01-21 |  | 1
FALSE | 14ACX-036-230-15 | 2264 | 3118919 | LENNOX INDUSTRIES, INC. | TSA036H4N42G | AC | Split System: Air-Cooled Condensing Unit, Coil with Blower | TSA036H4N42G |  | CX34-49+TDR | 12.5 | 15 | Yes | Yes | 2011-01-21 |  | 1
FALSE | 14ACX-036-230-15 | 2264 | 3118920 | LENNOX INDUSTRIES, INC. | TSA036H4N42G | AC | Split System: Air-Cooled Condensing Unit, Coil with Blower | TSA036H4N42G |  | CX34-49+TDR | 12.5 | 15 | Yes | Yes | 2011-01-21 |  | 1
FALSE | 14ACX-036-230-15 | 2264 | 3118921 | LENNOX INDUSTRIES, INC. | TSA036H4N42G | AC | Split System: Air-Cooled Condensing Unit, Coil with Blower | TSA036H4N42G |  | CX34-49+TDR | 12.5 | 15 | Yes | Yes | 2011-01-21 |  | 1
FALSE | 14ACX-036-230-15 | 2264 | 3118922 | LENNOX INDUSTRIES, INC. | TSA036H4N42G | AC | Split System: Air-Cooled Condensing Unit, Coil with Blower | TSA036H4N42G |  | CX34-49+TDR | 12.5 | 15 | Yes | Yes | 2011-01-21 |  | 1
FALSE | 14ACX-036-230-15 | 2264 | 3118941 | LENNOX INDUSTRIES, INC. | TSA036H4N42G | AC | Split System: Air-Cooled Condensing Unit, Coil with Blower | TSA036H4N42G |  | C33-42+TDR+TXV | 12.5 | 15 | Yes | Yes | 2011-01-21 |  | 1
FALSE | 14ACX-036-230-15 | 2264 | 3118942 | LENNOX INDUSTRIES, INC. | TSA036H4N42G | AC | Split System: Air-Cooled Condensing Unit, Coil with Blower | TSA036H4N42G |  | C33-42+TDR+TXV | 12 | 14.5 | Yes | Yes | 2011-01-21 |  | 0
FALSE | 14ACX-036-230-15 | 2264 | 3118943 | LENNOX INDUSTRIES, INC. | TSA036H4N42G | AC | Split System: Air-Cooled Condensing Unit, Coil with Blower | TSA036H4N42G |  | C33-42+TDR+TXV | 12 | 14.5 | Yes | Yes | 2011-01-21 |  | 0
FALSE | 14ACX-036-230-15 | 2264 | 3118944 | LENNOX INDUSTRIES, INC. | TSA036H4N42G | AC | Split System: Air-Cooled Condensing Unit, Coil with Blower | TSA036H4N42G |  | C33-43+TDR+TXV | 12.5 | 15 | Yes | Yes | 2011-01-21 |  | 1
FALSE | 14ACX-036-230-15 | 2264 | 3118945 | LENNOX INDUSTRIES, INC. | TSA036H4N42G | AC | Split System: Air-Cooled Condensing Unit, Coil with Blower | TSA036H4N42G |  | C33-43+TDR+TXV | 12.5 | 15 | Yes | Yes | 2011-01-21 |  | 1
FALSE | 14ACX-036-230-15 | 2264 | 3118946 | LENNOX INDUSTRIES, INC. | TSA036H4N42G | AC | Split System: Air-Cooled Condensing Unit, Coil with Blower | TSA036H4N42G |  | C33-43+TDR+TXV | 12.5 | 15 | Yes | Yes | 2011-01-21 |  | 1
FALSE | 14ACX-036-230-15 | 2264 | 3118947 | LENNOX INDUSTRIES, INC. | TSA036H4N42G | AC | Split System: Air-Cooled Condensing Unit, Coil with Blower | TSA036H4N42G |  | C33-43+TDR+TXV | 12.5 | 15 | Yes | Yes | 2011-01-21 |  | 1
FALSE | 14ACX-036-230-15 | 2264 | 3118948 | LENNOX INDUSTRIES, INC. | TSA036H4N42G | AC | Split System: Air-Cooled Condensing Unit, Coil with Blower | TSA036H4N42G |  | C33-43+TDR+TXV | 12.5 | 15 | Yes | Yes | 2011-01-21 |  | 1
FALSE | 14ACX-036-230-15 | 2264 | 3118949 | LENNOX INDUSTRIES, INC. | TSA036H4N42G | AC | Split System: Air-Cooled Condensing Unit, Coil with Blower | TSA036H4N42G |  | C33-43+TDR+TXV | 12.5 | 15 | Yes | Yes | 2011-01-21 |  | 1
FALSE | 14ACX-036-230-15 | 2264 | 3118950 | LENNOX INDUSTRIES, INC. | TSA036H4N42G | AC | Split System: Air-Cooled Condensing Unit, Coil with Blower | TSA036H4N42G |  | C33-43+TDR+TXV | 12.5 | 15 | Yes | Yes | 2011-01-21 |  | 1
FALSE | 14ACX-036-230-15 | 2264 | 3118951 | LENNOX INDUSTRIES, INC. | TSA036H4N42G | AC | Split System: Air-Cooled Condensing Unit, Coil with Blower | TSA036H4N42G |  | C33-43+TDR+TXV | 12.5 | 15 | Yes | Yes | 2011-01-21 |  | 1
FALSE | 14ACX-036-230-15 | 2264 | 3118952 | LENNOX INDUSTRIES, INC. | TSA036H4N42G | AC | Split System: Air-Cooled Condensing Unit, Coil with Blower | TSA036H4N42G |  | C33-48+TDR+TXV | 12.5 | 15 | Yes | Yes | 2011-01-21 |  | 1
FALSE | 14ACX-036-230-15 | 2264 | 3118953 | LENNOX INDUSTRIES, INC. | TSA036H4N42G | AC | Split System: Air-Cooled Condensing Unit, Coil with Blower | TSA036H4N42G |  | C33-48+TDR+TXV | 12.5 | 14.5 | Yes | Yes | 2011-01-21 |  | 0
FALSE | 14ACX-036-230-15 | 2264 | 3118954 | LENNOX INDUSTRIES, INC. | TSA036H4N42G | AC | Split System: Air-Cooled Condensing Unit, Coil with Blower | TSA036H4N42G |  | C33-48+TDR+TXV | 12.5 | 15 | Yes | Yes | 2011-01-21 |  | 1
FALSE | 14ACX-036-230-15 | 2264 | 3118955 | LENNOX INDUSTRIES, INC. | TSA036H4N42G | AC | Split System: Air-Cooled Condensing Unit, Coil with Blower | TSA036H4N42G |  | C33-48+TDR+TXV | 12.5 | 15 | Yes | Yes | 2011-01-21 |  | 1
FALSE | 14ACX-036-230-15 | 2264 | 3118956 | LENNOX INDUSTRIES, INC. | TSA036H4N42G | AC | Split System: Air-Cooled Condensing Unit, Coil with Blower | TSA036H4N42G |  | C33-48+TDR+TXV | 12.5 | 15 | Yes | Yes | 2011-01-21 |  | 1
FALSE | 14ACX-036-230-15 | 2264 | 3118957 | LENNOX INDUSTRIES, INC. | TSA036H4N42G | AC | Split System: Air-Cooled Condensing Unit, Coil with Blower | TSA036H4N42G |  | C33-48+TDR+TXV | 12.5 | 15 | Yes | Yes | 2011-01-21 |  | 1
FALSE | 14ACX-036-230-15 | 2264 | 3118977 | LENNOX INDUSTRIES, INC. | TSA036H4N42G | AC | Split System: Air-Cooled Condensing Unit, Coil with Blower | TSA036H4N42G |  | CH33-31+TDR+TXV | 12 | 14.5 | Yes | Yes | 2011-01-21 |  | 0
FALSE | 14ACX-036-230-15 | 2264 | 3118978 | LENNOX INDUSTRIES, INC. | TSA036H4N42G | AC | Split System: Air-Cooled Condensing Unit, Coil with Blower | TSA036H4N42G |  | CH33-43+TDR+TXV | 12.5 | 15 | Yes | Yes | 2011-01-21 |  | 1
FALSE | 14ACX-036-230-15 | 2264 | 3118979 | LENNOX INDUSTRIES, INC. | TSA036H4N42G | AC | Split System: Air-Cooled Condensing Unit, Coil with Blower | TSA036H4N42G |  | CH33-43+TDR+TXV | 12.5 | 15 | Yes | Yes | 2011-01-21 |  | 1
FALSE | 14ACX-036-230-15 | 2264 | 3118980 | LENNOX INDUSTRIES, INC. | TSA036H4N42G | AC | Split System: Air-Cooled Condensing Unit, Coil with Blower | TSA036H4N42G |  | CH33-43+TDR+TXV | 12.5 | 15 | Yes | Yes | 2011-01-21 |  | 1
FALSE | 14ACX-036-230-15 | 2264 | 3118981 | LENNOX INDUSTRIES, INC. | TSA036H4N42G | AC | Split System: Air-Cooled Condensing Unit, Coil with Blower | TSA036H4N42G |  | CH33-43+TDR+TXV | 12.5 | 15 | Yes | Yes | 2011-01-21 |  | 1
FALSE | 14ACX-036-230-15 | 2264 | 3118982 | LENNOX INDUSTRIES, INC. | TSA036H4N42G | AC | Split System: Air-Cooled Condensing Unit, Coil with Blower | TSA036H4N42G |  | CH33-43+TDR+TXV | 12.5 | 15 | Yes | Yes | 2011-01-21 |  | 1
FALSE | 14ACX-036-230-15 | 2264 | 3118983 | LENNOX INDUSTRIES, INC. | TSA036H4N42G | AC | Split System: Air-Cooled Condensing Unit, Coil with Blower | TSA036H4N42G |  | CH33-43+TDR+TXV | 12.5 | 15 | Yes | Yes | 2011-01-21 |  | 1
FALSE | 14ACX-036-230-15 | 2264 | 3118984 | LENNOX INDUSTRIES, INC. | TSA036H4N42G | AC | Split System: Air-Cooled Condensing Unit, Coil with Blower | TSA036H4N42G |  | CH33-43+TDR+TXV | 12.5 | 15 | Yes | Yes | 2011-01-21 |  | 1
FALSE | 14ACX-036-230-15 | 2264 | 3118985 | LENNOX INDUSTRIES, INC. | TSA036H4N42G | AC | Split System: Air-Cooled Condensing Unit, Coil with Blower | TSA036H4N42G |  | CH33-43+TDR+TXV | 12.5 | 15 | Yes | Yes | 2011-01-21 |  | 1
FALSE | 14ACX-036-230-15 | 2264 | 3118986 | LENNOX INDUSTRIES, INC. | TSA036H4N42G | AC | Split System: Air-Cooled Condensing Unit, Coil with Blower | TSA036H4N42G |  | CH33-48+TDR+TXV | 12.5 | 15 | Yes | Yes | 2011-01-21 |  | 1
FALSE | 14ACX-036-230-15 | 2264 | 3118987 | LENNOX INDUSTRIES, INC. | TSA036H4N42G | AC | Split System: Air-Cooled Condensing Unit, Coil with Blower | TSA036H4N42G |  | CH33-48+TDR+TXV | 12.5 | 15 | Yes | Yes | 2011-01-21 |  | 1
FALSE | 14ACX-036-230-15 | 2264 | 3118988 | LENNOX INDUSTRIES, INC. | TSA036H4N42G | AC | Split System: Air-Cooled Condensing Unit, Coil with Blower | TSA036H4N42G |  | CH33-48+TDR+TXV | 12.5 | 15 | Yes | Yes | 2011-01-21 |  | 1
FALSE | 14ACX-036-230-15 | 2264 | 3118989 | LENNOX INDUSTRIES, INC. | TSA036H4N42G | AC | Split System: Air-Cooled Condensing Unit, Coil with Blower | TSA036H4N42G |  | CH33-48+TDR+TXV | 12.5 | 15 | Yes | Yes | 2011-01-21 |  | 1
FALSE | 14ACX-036-230-15 | 2264 | 3118990 | LENNOX INDUSTRIES, INC. | TSA036H4N42G | AC | Split System: Air-Cooled Condensing Unit, Coil with Blower | TSA036H4N42G |  | CH23-41+TDR+TXV | 12.5 | 15 | Yes | Yes | 2011-01-21 |  | 1
FALSE | 14ACX-036-230-15 | 2264 | 3118991 | LENNOX INDUSTRIES, INC. | TSA036H4N42G | AC | Split System: Air-Cooled Condensing Unit, Coil with Blower | TSA036H4N42G |  | CH23-41+TDR+TXV | 12 | 14.5 | Yes | Yes | 2011-01-21 |  | 0
FALSE | 14ACX-036-230-15 | 2264 | 3118992 | LENNOX INDUSTRIES, INC. | TSA036H4N42G | AC | Split System: Air-Cooled Condensing Unit, Coil with Blower | TSA036H4N42G |  | CH23-41+TDR+TXV | 12 | 14.5 | Yes | Yes | 2011-01-21 |  | 0
FALSE | 14ACX-036-230-15 | 2264 | 3118993 | LENNOX INDUSTRIES, INC. | TSA036H4N42G | AC | Split System: Air-Cooled Condensing Unit, Coil with Blower | TSA036H4N42G |  | CH23-41+TDR+TXV | 12 | 14.5 | Yes | Yes | 2011-01-21 |  | 0
FALSE | 14ACX-036-230-15 | 2264 | 3118994 | LENNOX INDUSTRIES, INC. | TSA036H4N42G | AC | Split System: Air-Cooled Condensing Unit, Coil with Blower | TSA036H4N42G |  | CH23-51+TDR+TXV | 12.5 | 15 | Yes | Yes | 2011-01-21 |  | 1
FALSE | 14ACX-036-230-15 | 2264 | 3119013 | LENNOX INDUSTRIES, INC. | TSA036H4N42G | AC | Split System: Air-Cooled Condensing Unit, Coil with Blower | TSA036H4N42G |  | CH33-44/48+TDR+TXV | 12.5 | 14.5 | Yes | Yes | 2011-01-21 |  | 0
FALSE | 14ACX-036-230-15 | 2264 | 3119015 | LENNOX INDUSTRIES, INC. | TSA036H4N42G | AC | Split System: Air-Cooled Condensing Unit, Coil with Blower | TSA036H4N42G |  | CH33-36+TDR+TXV | 12.5 | 15 | Yes | Yes | 2011-01-21 |  | 1
FALSE | 14ACX-036-230-15 | 2264 | 3119016 | LENNOX INDUSTRIES, INC. | TSA036H4N42G | AC | Split System: Air-Cooled Condensing Unit, Coil with Blower | TSA036H4N42G |  | CH33-36+TDR+TXV | 12 | 14.5 | Yes | Yes | 2011-01-21 |  | 0
FALSE | 14ACX-036-230-15 | 2264 | 3119017 | LENNOX INDUSTRIES, INC. | TSA036H4N42G | AC | Split System: Air-Cooled Condensing Unit, Coil with Blower | TSA036H4N42G |  | CH33-36+TDR+TXV | 12 | 14.5 | Yes | Yes | 2011-01-21 |  | 0
FALSE | 14ACX-036-230-15 | 2264 | 3119018 | LENNOX INDUSTRIES, INC. | TSA036H4N42G | AC | Split System: Air-Cooled Condensing Unit, Coil with Blower | TSA036H4N42G |  | CH33-36+TDR+TXV | 12.5 | 15 | Yes | Yes | 2011-01-21 |  | 1
FALSE | 14ACX-036-230-15 | 2264 | 3119019 | LENNOX INDUSTRIES, INC. | TSA036H4N42G | AC | Split System: Air-Cooled Condensing Unit, Coil with Blower | TSA036H4N42G |  | CH33-36+TDR+TXV | 12.5 | 15 | Yes | Yes | 2011-01-21 |  | 1
FALSE | 14ACX-036-230-15 | 2264 | 3119020 | LENNOX INDUSTRIES, INC. | TSA036H4N42G | AC | Split System: Air-Cooled Condensing Unit, Coil with Blower | TSA036H4N42G |  | CH33-36+TDR+TXV | 12.5 | 15 | Yes | Yes | 2011-01-21 |  | 1
FALSE | 14ACX-036-230-15 | 2264 | 3119021 | LENNOX INDUSTRIES, INC. | TSA036H4N42G | AC | Split System: Air-Cooled Condensing Unit, Coil with Blower | TSA036H4N42G |  | CH33-36+TDR+TXV | 12.5 | 15 | Yes | Yes | 2011-01-21 |  | 1
FALSE | 14ACX-036-230-15 | 2264 | 3119022 | LENNOX INDUSTRIES, INC. | TSA036H4N42G | AC | Split System: Air-Cooled Condensing Unit, Coil with Blower | TSA036H4N42G |  | CR33-48+TDR+TXV | 12.5 | 15 | Yes | Yes | 2011-01-21 |  | 1
FALSE | 14ACX-036-230-15 | 2264 | 3119023 | LENNOX INDUSTRIES, INC. | TSA036H4N42G | AC | Split System: Air-Cooled Condensing Unit, Coil with Blower | TSA036H4N42G |  | CR33-48+TDR+TXV | 12.5 | 15 | Yes | Yes | 2011-01-21 |  | 1
FALSE | 14ACX-036-230-15 | 2264 | 3119024 | LENNOX INDUSTRIES, INC. | TSA036H4N42G | AC | Split System: Air-Cooled Condensing Unit, Coil with Blower | TSA036H4N42G |  | CR33-48+TDR+TXV | 12.5 | 15 | Yes | Yes | 2011-01-21 |  | 1
FALSE | 14ACX-036-230-15 | 2264 | 3119025 | LENNOX INDUSTRIES, INC. | TSA036H4N42G | AC | Split System: Air-Cooled Condensing Unit, Coil with Blower | TSA036H4N42G |  | CR33-30/36+TDR+TXV | 12.5 | 15 | Yes | Yes | 2011-01-21 |  | 1
FALSE | 14ACX-036-230-15 | 2264 | 3119026 | LENNOX INDUSTRIES, INC. | TSA036H4N42G | AC | Split System: Air-Cooled Condensing Unit, Coil with Blower | TSA036H4N42G |  | CR33-30/36+TDR+TXV | 12.5 | 15 | Yes | Yes | 2011-01-21 |  | 1
FALSE | 14ACX-036-230-15 | 2264 | 3119027 | LENNOX INDUSTRIES, INC. | TSA036H4N42G | AC | Split System: Air-Cooled Condensing Unit, Coil with Blower | TSA036H4N42G |  | CR33-30/36+TDR+TXV | 12.5 | 15 | Yes | Yes | 2011-01-21 |  | 1
FALSE | 14ACX-036-230-15 | 2264 | 3119028 | LENNOX INDUSTRIES, INC. | TSA036H4N42G | AC | Split System: Air-Cooled Condensing Unit, Coil with Blower | TSA036H4N42G |  | CBX27UH-036-230*+TDR | 12.5 | 15 | Yes | Yes | 2011-01-21 |  | 1
FALSE | 14ACX-036-230-15 | 2264 | 3119029 | LENNOX INDUSTRIES, INC. | TSA036H4N42G | AC | Split System: Air-Cooled Condensing Unit, Coil with Blower | TSA036H4N42G |  | CBX27UH-042-230*+TDR | 12.5 | 15 | Yes | Yes | 2011-01-21 |  | 1
FALSE | 14ACX-036-230-15 | 2264 | 3119049 | LENNOX INDUSTRIES, INC. | TSA036H4N42G | AC | Split System: Air-Cooled Condensing Unit, Coil with Blower | TSA036H4N42G |  | C33-43+TDR+TXV | 12.5 | 15 | Yes | Yes | 2011-01-21 |  | 1
FALSE | 14ACX-036-230-15 | 2264 | 3119050 | LENNOX INDUSTRIES, INC. | TSA036H4N42G | AC | Split System: Air-Cooled Condensing Unit, Coil with Blower | TSA036H4N42G |  | CX34-38+TDR | 12 | 14.5 | Yes | Yes | 2011-01-21 |  | 0
FALSE | 14ACX-036-230-15 | 2264 | 3119051 | LENNOX INDUSTRIES, INC. | TSA036H4N42G | AC | Split System: Air-Cooled Condensing Unit, Coil with Blower | TSA036H4N42G |  | CX34-43+TDR | 12.5 | 15 | Yes | Yes | 2011-01-21 |  | 1
FALSE | 14ACX-036-230-15 | 2264 | 3119052 | LENNOX INDUSTRIES, INC. | TSA036H4N42G | AC | Split System: Air-Cooled Condensing Unit, Coil with Blower | TSA036H4N42G |  | C33-44C+TDR+TXV | 12.5 | 15 | Yes | Yes | 2011-01-21 |  | 1
FALSE | 14ACX-036-230-15 | 2264 | 3119053 | LENNOX INDUSTRIES, INC. | TSA036H4N42G | AC | Split System: Air-Cooled Condensing Unit, Coil with Blower | TSA036H4N42G |  | C33-43+TDR+TXV | 12.5 | 15 | Yes | Yes | 2011-01-21 |  | 1
FALSE | 14ACX-036-230-15 | 2264 | 3119054 | LENNOX INDUSTRIES, INC. | TSA036H4N42G | AC | Split System: Air-Cooled Condensing Unit, Coil with Blower | TSA036H4N42G |  | CX34-43+TDR | 12.5 | 15 | Yes | Yes | 2011-01-21 |  | 1
FALSE | 14ACX-036-230-15 | 2264 | 3119055 | LENNOX INDUSTRIES, INC. | TSA036H4N42G | AC | Split System: Air-Cooled Condensing Unit, Coil with Blower | TSA036H4N42G |  | C33-43+TDR+TXV | 12.5 | 15 | Yes | Yes | 2011-01-21 |  | 1
FALSE | 14ACX-036-230-15 | 2264 | 3119056 | LENNOX INDUSTRIES, INC. | TSA036H4N42G | AC | Split System: Air-Cooled Condensing Unit, Coil with Blower | TSA036H4N42G |  | CX34-43+TDR | 12.5 | 15 | Yes | Yes | 2011-01-21 |  | 1
FALSE | 14ACX-036-230-15 | 2264 | 3119057 | LENNOX INDUSTRIES, INC. | TSA036H4N42G | AC | Split System: Air-Cooled Condensing Unit, Coil with Blower | TSA036H4N42G |  | CH33-50/60C+TDR+TXV | 12.5 | 15 | Yes | Yes | 2011-01-21 |  | 1
FALSE | 14ACX-036-230-15 | 2264 | 3119058 | LENNOX INDUSTRIES, INC. | TSA036H4N42G | AC | Split System: Air-Cooled Condensing Unit, Coil with Blower | TSA036H4N42G |  | CX34-36+TDR | 12 | 14.5 | Yes | Yes | 2011-01-21 |  | 0
FALSE | 14ACX-036-230-15 | 2264 | 3119059 | LENNOX INDUSTRIES, INC. | TSA036H4N42G | AC | Split System: Air-Cooled Condensing Unit, Coil with Blower | TSA036H4N42G |  | CX34-38+TDR | 12 | 14.5 | Yes | Yes | 2011-01-21 |  | 0
FALSE | 14ACX-036-230-15 | 2264 | 3119060 | LENNOX INDUSTRIES, INC. | TSA036H4N42G | AC | Split System: Air-Cooled Condensing Unit, Coil with Blower | TSA036H4N42G |  | CX34-31+TDR | 12 | 14.5 | Yes | Yes | 2011-01-21 |  | 0
FALSE | 14ACX-036-230-15 | 2264 | 3119061 | LENNOX INDUSTRIES, INC. | TSA036H4N42G | AC | Split System: Air-Cooled Condensing Unit, Coil with Blower | TSA036H4N42G |  | CX34-42+TDR | 12 | 14.5 | Yes | Yes | 2011-01-21 |  | 0
FALSE | 14ACX-036-230-15 | 2264 | 3119062 | LENNOX INDUSTRIES, INC. | TSA036H4N42G | AC | Split System: Air-Cooled Condensing Unit, Coil with Blower | TSA036H4N42G |  | CX34-43+TDR | 12.5 | 15 | Yes | Yes | 2011-01-21 |  | 1
FALSE | 14ACX-036-230-15 | 2264 | 3119063 | LENNOX INDUSTRIES, INC. | TSA036H4N42G | AC | Split System: Air-Cooled Condensing Unit, Coil with Blower | TSA036H4N42G |  | CX34-44/48+TDR | 12.5 | 15 | Yes | Yes | 2011-01-21 |  | 1
FALSE | 14ACX-036-230-15 | 2264 | 3119064 | LENNOX INDUSTRIES, INC. | TSA036H4N42G | AC | Split System: Air-Cooled Condensing Unit, Coil with Blower | TSA036H4N42G |  | C33-36+TDR+TXV | 12 | 14.5 | Yes | Yes | 2011-01-21 |  | 0
FALSE | 14ACX-036-230-15 | 2264 | 3119065 | LENNOX INDUSTRIES, INC. | TSA036H4N42G | AC | Split System: Air-Cooled Condensing Unit, Coil with Blower | TSA036H4N42G |  | C33-38+TDR+TXV | 12 | 14.5 | Yes | Yes | 2011-01-21 |  | 0
FALSE | 14ACX-036-230-15 | 2264 | 3119066 | LENNOX INDUSTRIES, INC. | TSA036H4N42G | AC | Split System: Air-Cooled Condensing Unit, Coil with Blower | TSA036H4N42G |  | C33-31+TDR+TXV | 12 | 14.5 | Yes | Yes | 2011-01-21 |  | 0
FALSE | 14ACX-036-230-15 | 2264 | 3119085 | LENNOX INDUSTRIES, INC. | TSA036H4N42G | AC | Split System: Air-Cooled Condensing Unit, Coil with Blower | TSA036H4N42G |  | CX34-43+TDR | 12.5 | 15 | Yes | Yes | 2011-01-21 |  | 1
FALSE | 14ACX-036-230-15 | 2264 | 3119086 | LENNOX INDUSTRIES, INC. | TSA036H4N42G | AC | Split System: Air-Cooled Condensing Unit, Coil with Blower | TSA036H4N42G |  | CX34-44/48+TDR | 12.5 | 15 | Yes | Yes | 2011-01-21 |  | 1
FALSE | 14ACX-036-230-15 | 2264 | 3119087 | LENNOX INDUSTRIES, INC. | TSA036H4N42G | AC | Split System: Air-Cooled Condensing Unit, Coil with Blower | TSA036H4N42G |  | CX34-49+TDR | 12.5 | 15 | Yes | Yes | 2011-01-21 |  | 1
FALSE | 14ACX-036-230-15 | 2264 | 3119088 | LENNOX INDUSTRIES, INC. | TSA036H4N42G | AC | Split System: Air-Cooled Condensing Unit, Coil with Blower | TSA036H4N42G |  | CX34-50/60C+TDR | 12.5 | 15 | Yes | Yes | 2011-01-21 |  | 1
FALSE | 14ACX-036-230-15 | 2264 | 3119089 | LENNOX INDUSTRIES, INC. | TSA036H4N42G | AC | Split System: Air-Cooled Condensing Unit, Coil with Blower | TSA036H4N42G |  | C33-43+TDR+TXV | 12.5 | 15 | Yes | Yes | 2011-01-21 |  | 1
FALSE | 14ACX-036-230-15 | 2264 | 3119090 | LENNOX INDUSTRIES, INC. | TSA036H4N42G | AC | Split System: Air-Cooled Condensing Unit, Coil with Blower | TSA036H4N42G |  | C33-48+TDR+TXV | 12.5 | 15 | Yes | Yes | 2011-01-21 |  | 1
FALSE | 14ACX-036-230-15 | 2264 | 3119091 | LENNOX INDUSTRIES, INC. | TSA036H4N42G | AC | Split System: Air-Cooled Condensing Unit, Coil with Blower | TSA036H4N42G |  | C33-49+TDR+TXV | 12.5 | 15 | Yes | Yes | 2011-01-21 |  | 1
FALSE | 14ACX-036-230-15 | 2264 | 3119092 | LENNOX INDUSTRIES, INC. | TSA036H4N42G | AC | Split System: Air-Cooled Condensing Unit, Coil with Blower | TSA036H4N42G |  | C33-50/60C+TDR+TXV | 12.5 | 15 | Yes | Yes | 2011-01-21 |  | 1
FALSE | 14ACX-036-230-15 | 2264 | 3119093 | LENNOX INDUSTRIES, INC. | TSA036H4N42G | AC | Split System: Air-Cooled Condensing Unit, Coil with Blower | TSA036H4N42G |  | CH33-43+TDR+TXV | 12.5 | 15 | Yes | Yes | 2011-01-21 |  | 1
FALSE | 14ACX-036-230-15 | 2264 | 3119094 | LENNOX INDUSTRIES, INC. | TSA036H4N42G | AC | Split System: Air-Cooled Condensing Unit, Coil with Blower | TSA036H4N42G |  | CH33-48+TDR+TXV | 12.5 | 15 | Yes | Yes | 2011-01-21 |  | 1
FALSE | 14ACX-036-230-15 | 2264 | 3119095 | LENNOX INDUSTRIES, INC. | TSA036H4N42G | AC | Split System: Air-Cooled Condensing Unit, Coil with Blower | TSA036H4N42G |  | CH33-36+TDR+TXV | 12.5 | 15 | Yes | Yes | 2011-01-21 |  | 1
FALSE | 14ACX-036-230-15 | 2264 | 3119096 | LENNOX INDUSTRIES, INC. | TSA036H4N42G | AC | Split System: Air-Cooled Condensing Unit, Coil with Blower | TSA036H4N42G |  | CR33-48+TDR+TXV | 12.5 | 15 | Yes | Yes | 2011-01-21 |  | 1
FALSE | 14ACX-036-230-15 | 2264 | 3119097 | LENNOX INDUSTRIES, INC. | TSA036H4N42G | AC | Split System: Air-Cooled Condensing Unit, Coil with Blower | TSA036H4N42G |  | CR33-30/36+TDR+TXV | 12.5 | 15 | Yes | Yes | 2011-01-21 |  | 1
FALSE | 14ACX-036-230-15 | 2264 | 3119098 | LENNOX INDUSTRIES, INC. | TSA036H4N42G | AC | Split System: Air-Cooled Condensing Unit, Coil with Blower | TSA036H4N42G |  | C33-44C+TDR+TXV | 12.5 | 15 | Yes | Yes | 2011-01-21 |  | 1
FALSE | 14ACX-036-230-15 | 2264 | 3119099 | LENNOX INDUSTRIES, INC. | TSA036H4N42G | AC | Split System: Air-Cooled Condensing Unit, Coil with Blower | TSA036H4N42G |  | CH33-31+TDR+TXV | 12.5 | 15 | Yes | Yes | 2011-01-21 |  | 1
FALSE | 14ACX-036-230-15 | 2264 | 3119101 | LENNOX INDUSTRIES, INC. | TSA036H4N42G | AC | Split System: Air-Cooled Condensing Unit, Coil with Blower | TSA036H4N42G |  | CH23-41+TDR+TXV | 12 | 14.5 | Yes | Yes | 2011-01-21 |  | 0
FALSE | 14ACX-036-230-15 | 2264 | 3119143 | LENNOX INDUSTRIES, INC. | TSA036H4N42Y | AC | Split System: Air-Cooled Condensing Unit, Coil with Blower | TSA036H4N42Y |  | CX34-36+TDR | 12.5 | 15 | Yes | Yes | 2011-01-21 |  | 1
FALSE | 14ACX-036-230-15 | 2264 | 3119144 | LENNOX INDUSTRIES, INC. | TSA036H4N42Y | AC | Split System: Air-Cooled Condensing Unit, Coil with Blower | TSA036H4N42Y |  | CX34-36+TDR | 12 | 14.5 | Yes | Yes | 2011-01-21 |  | 0
FALSE | 14ACX-036-230-15 | 2264 | 3119145 | LENNOX INDUSTRIES, INC. | TSA036H4N42Y | AC | Split System: Air-Cooled Condensing Unit, Coil with Blower | TSA036H4N42Y |  | CX34-36+TDR | 12 | 14.5 | Yes | Yes | 2011-01-21 |  | 0
FALSE | 14ACX-036-230-15 | 2264 | 3119146 | LENNOX INDUSTRIES, INC. | TSA036H4N42Y | AC | Split System: Air-Cooled Condensing Unit, Coil with Blower | TSA036H4N42Y |  | CX34-38+TDR | 12 | 14.5 | Yes | Yes | 2011-01-21 |  | 0
FALSE | 14ACX-036-230-15 | 2264 | 3119147 | LENNOX INDUSTRIES, INC. | TSA036H4N42Y | AC | Split System: Air-Cooled Condensing Unit, Coil with Blower | TSA036H4N42Y |  | CX34-38+TDR | 12.5 | 15 | Yes | Yes | 2011-01-21 |  | 1
FALSE | 14ACX-036-230-15 | 2264 | 3119148 | LENNOX INDUSTRIES, INC. | TSA036H4N42Y | AC | Split System: Air-Cooled Condensing Unit, Coil with Blower | TSA036H4N42Y |  | CX34-38+TDR | 12 | 14.5 | Yes | Yes | 2011-01-21 |  | 0
FALSE | 14ACX-036-230-15 | 2264 | 3119149 | LENNOX INDUSTRIES, INC. | TSA036H4N42Y | AC | Split System: Air-Cooled Condensing Unit, Coil with Blower | TSA036H4N42Y |  | CX34-38+TDR | 12 | 14.5 | Yes | Yes | 2011-01-21 |  | 0
FALSE | 14ACX-036-230-15 | 2264 | 3119150 | LENNOX INDUSTRIES, INC. | TSA036H4N42Y | AC | Split System: Air-Cooled Condensing Unit, Coil with Blower | TSA036H4N42Y |  | CX34-38+TDR | 12 | 14.5 | Yes | Yes | 2011-01-21 |  | 0
FALSE | 14ACX-036-230-15 | 2264 | 3119151 | LENNOX INDUSTRIES, INC. | TSA036H4N42Y | AC | Split System: Air-Cooled Condensing Unit, Coil with Blower | TSA036H4N42Y |  | CX34-31+TDR | 12 | 14.5 | Yes | Yes | 2011-01-21 |  | 0
FALSE | 14ACX-036-230-15 | 2264 | 3119152 | LENNOX INDUSTRIES, INC. | TSA036H4N42Y | AC | Split System: Air-Cooled Condensing Unit, Coil with Blower | TSA036H4N42Y |  | CX34-31+TDR | 12.5 | 15 | Yes | Yes | 2011-01-21 |  | 1
FALSE | 14ACX-036-230-15 | 2264 | 3119172 | LENNOX INDUSTRIES, INC. | TSA036H4N42Y | AC | Split System: Air-Cooled Condensing Unit, Coil with Blower | TSA036H4N42Y |  | CX34-44/48+TDR | 12.5 | 15 | Yes | Yes | 2011-01-21 |  | 1
FALSE | 14ACX-036-230-15 | 2264 | 3119173 | LENNOX INDUSTRIES, INC. | TSA036H4N42Y | AC | Split System: Air-Cooled Condensing Unit, Coil with Blower | TSA036H4N42Y |  | CX34-49+TDR | 12.5 | 15 | Yes | Yes | 2011-01-21 |  | 1
FALSE | 14ACX-036-230-15 | 2264 | 3119174 | LENNOX INDUSTRIES, INC. | TSA036H4N42Y | AC | Split System: Air-Cooled Condensing Unit, Coil with Blower | TSA036H4N42Y |  | CX34-49+TDR | 12.5 | 15 | Yes | Yes | 2011-01-21 |  | 1
FALSE | 14ACX-036-230-15 | 2264 | 3119175 | LENNOX INDUSTRIES, INC. | TSA036H4N42Y | AC | Split System: Air-Cooled Condensing Unit, Coil with Blower | TSA036H4N42Y |  | CX34-49+TDR | 12.5 | 15 | Yes | Yes | 2011-01-21 |  | 1
FALSE | 14ACX-036-230-15 | 2264 | 3119176 | LENNOX INDUSTRIES, INC. | TSA036H4N42Y | AC | Split System: Air-Cooled Condensing Unit, Coil with Blower | TSA036H4N42Y |  | CX34-49+TDR | 12.5 | 15 | Yes | Yes | 2011-01-21 |  | 1
FALSE | 14ACX-036-230-15 | 2264 | 3119177 | LENNOX INDUSTRIES, INC. | TSA036H4N42Y | AC | Split System: Air-Cooled Condensing Unit, Coil with Blower | TSA036H4N42Y |  | CX34-50/60C+TDR | 12.5 | 15 | Yes | Yes | 2011-01-21 |  | 1
FALSE | 14ACX-036-230-15 | 2264 | 3119178 | LENNOX INDUSTRIES, INC. | TSA036H4N42Y | AC | Split System: Air-Cooled Condensing Unit, Coil with Blower | TSA036H4N42Y |  | CX34-50/60C+TDR | 12.5 | 15 | Yes | Yes | 2011-01-21 |  | 1
FALSE | 14ACX-036-230-15 | 2264 | 3119179 | LENNOX INDUSTRIES, INC. | TSA036H4N42Y | AC | Split System: Air-Cooled Condensing Unit, Coil with Blower | TSA036H4N42Y |  | CX34-50/60C+TDR | 12.5 | 15 | Yes | Yes | 2011-01-21 |  | 1
FALSE | 14ACX-036-230-15 | 2264 | 3119180 | LENNOX INDUSTRIES, INC. | TSA036H4N42Y | AC | Split System: Air-Cooled Condensing Unit, Coil with Blower | TSA036H4N42Y |  | CX34-50/60C+TDR | 12.5 | 15 | Yes | Yes | 2011-01-21 |  | 1
FALSE | 14ACX-036-230-15 | 2264 | 3119182 | LENNOX INDUSTRIES, INC. | TSA036H4N42Y | AC | Split System: Air-Cooled Condensing Unit, Coil with Blower | TSA036H4N42Y |  | C33-36+TDR+TXV | 12.5 | 15 | Yes | Yes | 2011-01-21 |  | 1
FALSE | 14ACX-036-230-15 | 2264 | 3119183 | LENNOX INDUSTRIES, INC. | TSA036H4N42Y | AC | Split System: Air-Cooled Condensing Unit, Coil with Blower | TSA036H4N42Y |  | C33-36+TDR+TXV | 12 | 14.5 | Yes | Yes | 2011-01-21 |  | 0
FALSE | 14ACX-036-230-15 | 2264 | 3119184 | LENNOX INDUSTRIES, INC. | TSA036H4N42Y | AC | Split System: Air-Cooled Condensing Unit, Coil with Blower | TSA036H4N42Y |  | C33-36+TDR+TXV | 12 | 14.5 | Yes | Yes | 2011-01-21 |  | 0
FALSE | 14ACX-036-230-15 | 2264 | 3119185 | LENNOX INDUSTRIES, INC. | TSA036H4N42Y | AC | Split System: Air-Cooled Condensing Unit, Coil with Blower | TSA036H4N42Y |  | C33-38+TDR+TXV | 12 | 14.5 | Yes | Yes | 2011-01-21 |  | 0
FALSE | 14ACX-036-230-15 | 2264 | 3119186 | LENNOX INDUSTRIES, INC. | TSA036H4N42Y | AC | Split System: Air-Cooled Condensing Unit, Coil with Blower | TSA036H4N42Y |  | C33-38+TDR+TXV | 12.5 | 15 | Yes | Yes | 2011-01-21 |  | 1
FALSE | 14ACX-036-230-15 | 2264 | 3119187 | LENNOX INDUSTRIES, INC. | TSA036H4N42Y | AC | Split System: Air-Cooled Condensing Unit, Coil with Blower | TSA036H4N42Y |  | C33-38+TDR+TXV | 12 | 14.5 | Yes | Yes | 2011-01-21 |  | 0
FALSE | 14ACX-036-230-15 | 2264 | 3119188 | LENNOX INDUSTRIES, INC. | TSA036H4N42Y | AC | Split System: Air-Cooled Condensing Unit, Coil with Blower | TSA036H4N42Y |  | C33-38+TDR+TXV | 12 | 14.5 | Yes | Yes | 2011-01-21 |  | 0
FALSE | 14ACX-036-230-15 | 2264 | 3119208 | LENNOX INDUSTRIES, INC. | TSA036H4N42Y | AC | Split System: Air-Cooled Condensing Unit, Coil with Blower | TSA036H4N42Y |  | C33-48+TDR+TXV | 12.5 | 15 | Yes | Yes | 2011-01-21 |  | 1
FALSE | 14ACX-036-230-15 | 2264 | 3119209 | LENNOX INDUSTRIES, INC. | TSA036H4N42Y | AC | Split System: Air-Cooled Condensing Unit, Coil with Blower | TSA036H4N42Y |  | C33-48+TDR+TXV | 12.5 | 15 | Yes | Yes | 2011-01-21 |  | 1
FALSE | 14ACX-036-230-15 | 2264 | 3119210 | LENNOX INDUSTRIES, INC. | TSA036H4N42Y | AC | Split System: Air-Cooled Condensing Unit, Coil with Blower | TSA036H4N42Y |  | C33-48+TDR+TXV | 12.5 | 15 | Yes | Yes | 2011-01-21 |  | 1
FALSE | 14ACX-036-230-15 | 2264 | 3119211 | LENNOX INDUSTRIES, INC. | TSA036H4N42Y | AC | Split System: Air-Cooled Condensing Unit, Coil with Blower | TSA036H4N42Y |  | C33-48+TDR+TXV | 12.5 | 15 | Yes | Yes | 2011-01-21 |  | 1
FALSE | 14ACX-036-230-15 | 2264 | 3119212 | LENNOX INDUSTRIES, INC. | TSA036H4N42Y | AC | Split System: Air-Cooled Condensing Unit, Coil with Blower | TSA036H4N42Y |  | C33-49+TDR+TXV | 12.5 | 15 | Yes | Yes | 2011-01-21 |  | 1
FALSE | 14ACX-036-230-15 | 2264 | 3119213 | LENNOX INDUSTRIES, INC. | TSA036H4N42Y | AC | Split System: Air-Cooled Condensing Unit, Coil with Blower | TSA036H4N42Y |  | C33-49+TDR+TXV | 12.5 | 15 | Yes | Yes | 2011-01-21 |  | 1
FALSE | 14ACX-036-230-15 | 2264 | 3119214 | LENNOX INDUSTRIES, INC. | TSA036H4N42Y | AC | Split System: Air-Cooled Condensing Unit, Coil with Blower | TSA036H4N42Y |  | C33-49+TDR+TXV | 12.5 | 15 | Yes | Yes | 2011-01-21 |  | 1
FALSE | 14ACX-036-230-15 | 2264 | 3119215 | LENNOX INDUSTRIES, INC. | TSA036H4N42Y | AC | Split System: Air-Cooled Condensing Unit, Coil with Blower | TSA036H4N42Y |  | C33-49+TDR+TXV | 12.5 | 15 | Yes | Yes | 2011-01-21 |  | 1
FALSE | 14ACX-036-230-15 | 2264 | 3119216 | LENNOX INDUSTRIES, INC. | TSA036H4N42Y | AC | Split System: Air-Cooled Condensing Unit, Coil with Blower | TSA036H4N42Y |  | C33-50/60C+TDR+TXV | 12.5 | 15 | Yes | Yes | 2011-01-21 |  | 1
FALSE | 14ACX-036-230-15 | 2264 | 3119217 | LENNOX INDUSTRIES, INC. | TSA036H4N42Y | AC | Split System: Air-Cooled Condensing Unit, Coil with Blower | TSA036H4N42Y |  | C33-50/60C+TDR+TXV | 12.5 | 15 | Yes | Yes | 2011-01-21 |  | 1
FALSE | 14ACX-036-230-15 | 2264 | 3119218 | LENNOX INDUSTRIES, INC. | TSA036H4N42Y | AC | Split System: Air-Cooled Condensing Unit, Coil with Blower | TSA036H4N42Y |  | C33-50/60C+TDR+TXV | 12.5 | 15 | Yes | Yes | 2011-01-21 |  | 1
FALSE | 14ACX-036-230-15 | 2264 | 3119219 | LENNOX INDUSTRIES, INC. | TSA036H4N42Y | AC | Split System: Air-Cooled Condensing Unit, Coil with Blower | TSA036H4N42Y |  | C33-50/60C+TDR+TXV | 12.5 | 15 | Yes | Yes | 2011-01-21 |  | 1
FALSE | 14ACX-036-230-15 | 2264 | 3119220 | LENNOX INDUSTRIES, INC. | TSA036H4N42Y | AC | Split System: Air-Cooled Condensing Unit, Coil with Blower | TSA036H4N42Y |  | CR33-30/36+TDR+TXV | 12.5 | 15 | Yes | Yes | 2011-01-21 |  | 1
FALSE | 14ACX-036-230-15 | 2264 | 3119222 | LENNOX INDUSTRIES, INC. | TSA036H4N42Y | AC | Split System: Air-Cooled Condensing Unit, Coil with Blower | TSA036H4N42Y |  | CR33-30/36+TDR+TXV | 12 | 14.5 | Yes | Yes | 2011-01-21 |  | 0
FALSE | 14ACX-036-230-15 | 2264 | 3119223 | LENNOX INDUSTRIES, INC. | TSA036H4N42Y | AC | Split System: Air-Cooled Condensing Unit, Coil with Blower | TSA036H4N42Y |  | CR33-30/36+TDR+TXV | 12 | 14.5 | Yes | Yes | 2011-01-21 |  | 0
FALSE | 14ACX-036-230-15 | 2264 | 3119224 | LENNOX INDUSTRIES, INC. | TSA036H4N42Y | AC | Split System: Air-Cooled Condensing Unit, Coil with Blower | TSA036H4N42Y |  | CR33-48+TDR+TXV | 12.5 | 15 | Yes | Yes | 2011-01-21 |  | 1
FALSE | 14ACX-036-230-15 | 2264 | 3119244 | LENNOX INDUSTRIES, INC. | TSA036H4N42Y | AC | Split System: Air-Cooled Condensing Unit, Coil with Blower | TSA036H4N42Y |  | CH23-41+TDR+TXV | 12.5 | 15 | Yes | Yes | 2011-01-21 |  | 1
FALSE | 14ACX-036-230-15 | 2264 | 3119245 | LENNOX INDUSTRIES, INC. | TSA036H4N42Y | AC | Split System: Air-Cooled Condensing Unit, Coil with Blower | TSA036H4N42Y |  | CH23-41+TDR+TXV | 12 | 14.5 | Yes | Yes | 2011-01-21 |  | 0
FALSE | 14ACX-036-230-15 | 2264 | 3119246 | LENNOX INDUSTRIES, INC. | TSA036H4N42Y | AC | Split System: Air-Cooled Condensing Unit, Coil with Blower | TSA036H4N42Y |  | CH23-41+TDR+TXV | 12 | 14.5 | Yes | Yes | 2011-01-21 |  | 0
FALSE | 14ACX-036-230-15 | 2264 | 3119247 | LENNOX INDUSTRIES, INC. | TSA036H4N42Y | AC | Split System: Air-Cooled Condensing Unit, Coil with Blower | TSA036H4N42Y |  | CH23-41+TDR+TXV | 12 | 14.5 | Yes | Yes | 2011-01-21 |  | 0
FALSE | 14ACX-036-230-15 | 2264 | 3119248 | LENNOX INDUSTRIES, INC. | TSA036H4N42Y | AC | Split System: Air-Cooled Condensing Unit, Coil with Blower | TSA036H4N42Y |  | CH23-51+TDR+TXV | 12.5 | 15 | Yes | Yes | 2011-01-21 |  | 1
FALSE | 14ACX-036-230-15 | 2264 | 3119249 | LENNOX INDUSTRIES, INC. | TSA036H4N42Y | AC | Split System: Air-Cooled Condensing Unit, Coil with Blower | TSA036H4N42Y |  | CH23-51+TDR+TXV | 12.5 | 14.5 | Yes | Yes | 2011-01-21 |  | 0
FALSE | 14ACX-036-230-15 | 2264 | 3119256 | LENNOX INDUSTRIES, INC. | TSA036H4N42Y | AC | Split System: Air-Cooled Condensing Unit, Coil with Blower | TSA036H4N42Y |  | CB31MV-51*P+TDR+TXV | 12.5 | 15 | Yes | Yes | 2011-01-21 |  | 1
FALSE | 14ACX-036-230-15 | 2264 | 3119280 | LENNOX INDUSTRIES, INC. | TSA036H4N42Y | AC | Split System: Air-Cooled Condensing Unit, Coil with Blower | TSA036H4N42Y |  | CR33-30/36+TDR+TXV | 12.5 | 15 | Yes | Yes | 2011-01-21 |  | 1
FALSE | 14ACX-036-230-15 | 2264 | 3119281 | LENNOX INDUSTRIES, INC. | TSA036H4N42Y | AC | Split System: Air-Cooled Condensing Unit, Coil with Blower | TSA036H4N42Y |  | CR33-30/36+TDR+TXV | 12.5 | 15 | Yes | Yes | 2011-01-21 |  | 1
FALSE | 14ACX-036-230-15 | 2264 | 3119282 | LENNOX INDUSTRIES, INC. | TSA036H4N42Y | AC | Split System: Air-Cooled Condensing Unit, Coil with Blower | TSA036H4N42Y |  | CBX27UH-036-230*+TDR | 12.5 | 15 | Yes | Yes | 2011-01-21 |  | 1
FALSE | 14ACX-036-230-15 | 2264 | 3119283 | LENNOX INDUSTRIES, INC. | TSA036H4N42Y | AC | Split System: Air-Cooled Condensing Unit, Coil with Blower | TSA036H4N42Y |  | CBX27UH-042-230*+TDR | 12.5 | 15 | Yes | Yes | 2011-01-21 |  | 1
FALSE | 14ACX-036-230-15 | 2264 | 3119284 | LENNOX INDUSTRIES, INC. | TSA036H4N42Y | AC | Split System: Air-Cooled Condensing Unit, Coil with Blower | TSA036H4N42Y |  | CH33-43+TDR+TXV | 12.5 | 15 | Yes | Yes | 2011-01-21 |  | 1
FALSE | 14ACX-036-230-15 | 2264 | 3119286 | LENNOX INDUSTRIES, INC. | TSA036H4N42Y | AC | Split System: Air-Cooled Condensing Unit, Coil with Blower | TSA036H4N42Y |  | C33-43+TDR+TXV | 12.5 | 15 | Yes | Yes | 2011-01-21 |  | 1
FALSE | 14ACX-036-230-15 | 2264 | 3119287 | LENNOX INDUSTRIES, INC. | TSA036H4N42Y | AC | Split System: Air-Cooled Condensing Unit, Coil with Blower | TSA036H4N42Y |  | CX34-43+TDR | 12.5 | 15 | Yes | Yes | 2011-01-21 |  | 1
FALSE | 14ACX-036-230-15 | 2264 | 3119288 | LENNOX INDUSTRIES, INC. | TSA036H4N42Y | AC | Split System: Air-Cooled Condensing Unit, Coil with Blower | TSA036H4N42Y |  | C33-49+TDR+TXV | 12.7 | 15.2 | Yes | Yes | 2011-01-21 |  | 1
FALSE | 14ACX-036-230-15 | 2264 | 3119289 | LENNOX INDUSTRIES, INC. | TSA036H4N42Y | AC | Split System: Air-Cooled Condensing Unit, Coil with Blower | TSA036H4N42Y |  | CX34-49+TDR | 12.7 | 15.2 | Yes | Yes | 2011-01-21 |  | 1
FALSE | 14ACX-036-230-15 | 2264 | 3119290 | LENNOX INDUSTRIES, INC. | TSA036H4N42Y | AC | Split System: Air-Cooled Condensing Unit, Coil with Blower | TSA036H4N42Y |  | C33-49+TDR+TXV | 12.5 | 15 | Yes | Yes | 2011-01-21 |  | 1
FALSE | 14ACX-036-230-15 | 2264 | 3119291 | LENNOX INDUSTRIES, INC. | TSA036H4N42Y | AC | Split System: Air-Cooled Condensing Unit, Coil with Blower | TSA036H4N42Y |  | CX34-49+TDR | 12.5 | 15 | Yes | Yes | 2011-01-21 |  | 1
FALSE | 14ACX-036-230-15 | 2264 | 3119292 | LENNOX INDUSTRIES, INC. | TSA036H4N42Y | AC | Split System: Air-Cooled Condensing Unit, Coil with Blower | TSA036H4N42Y |  | C33-50/60C+TDR+TXV | 12.5 | 15 | Yes | Yes | 2011-01-21 |  | 1
FALSE | 14ACX-036-230-15 | 2264 | 3119293 | LENNOX INDUSTRIES, INC. | TSA036H4N42Y | AC | Split System: Air-Cooled Condensing Unit, Coil with Blower | TSA036H4N42Y |  | CX34-50/60C+TDR | 12.5 | 15 | Yes | Yes | 2011-01-21 |  | 1
FALSE | 14ACX-036-230-15 | 2264 | 3119294 | LENNOX INDUSTRIES, INC. | TSA036H4N42Y | AC | Split System: Air-Cooled Condensing Unit, Coil with Blower | TSA036H4N42Y |  | CB27UH-036-230*+TDR+TXV | 12.5 | 15 | Yes | Yes | 2011-01-21 |  | 1
FALSE | 14ACX-036-230-15 | 2264 | 3119295 | LENNOX INDUSTRIES, INC. | TSA036H4N42Y | AC | Split System: Air-Cooled Condensing Unit, Coil with Blower | TSA036H4N42Y |  | CB27UH-042-230*+TDR+TXV | 12.5 | 15 | Yes | Yes | 2011-01-21 |  | 1
FALSE | 14ACX-036-230-15 | 2264 | 3119296 | LENNOX INDUSTRIES, INC. | TSA036H4N42Y | AC | Split System: Air-Cooled Condensing Unit, Coil with Blower | TSA036H4N42Y |  | C33-48+TDR+TXV | 12.5 | 15 | Yes | Yes | 2011-01-21 |  | 1
FALSE | 14ACX-036-230-15 | 2264 | 3119316 | LENNOX INDUSTRIES, INC. | TSA036H4N42Y | AC | Split System: Air-Cooled Condensing Unit, Coil with Blower | TSA036H4N42Y |  | CX34-43+TDR | 12.5 | 15 | Yes | Yes | 2011-01-21 |  | 1
FALSE | 14ACX-036-230-15 | 2264 | 3119317 | LENNOX INDUSTRIES, INC. | TSA036H4N42Y | AC | Split System: Air-Cooled Condensing Unit, Coil with Blower | TSA036H4N42Y |  | CX34-44/48+TDR | 12.5 | 15 | Yes | Yes | 2011-01-21 |  | 1
FALSE | 14ACX-036-230-15 | 2264 | 3119318 | LENNOX INDUSTRIES, INC. | TSA036H4N42Y | AC | Split System: Air-Cooled Condensing Unit, Coil with Blower | TSA036H4N42Y |  | C33-36+TDR+TXV | 12 | 14.5 | Yes | Yes | 2011-01-21 |  | 0
FALSE | 14ACX-036-230-15 | 2264 | 3119319 | LENNOX INDUSTRIES, INC. | TSA036H4N42Y | AC | Split System: Air-Cooled Condensing Unit, Coil with Blower | TSA036H4N42Y |  | C33-38+TDR+TXV | 12 | 14.5 | Yes | Yes | 2011-01-21 |  | 0
FALSE | 14ACX-036-230-15 | 2264 | 3119320 | LENNOX INDUSTRIES, INC. | TSA036H4N42Y | AC | Split System: Air-Cooled Condensing Unit, Coil with Blower | TSA036H4N42Y |  | C33-31+TDR+TXV | 12 | 14.5 | Yes | Yes | 2011-01-21 |  | 0
FALSE | 14ACX-036-230-15 | 2264 | 3119321 | LENNOX INDUSTRIES, INC. | TSA036H4N42Y | AC | Split System: Air-Cooled Condensing Unit, Coil with Blower | TSA036H4N42Y |  | C33-42+TDR+TXV | 12 | 14.5 | Yes | Yes | 2011-01-21 |  | 0
FALSE | 14ACX-036-230-15 | 2264 | 3119322 | LENNOX INDUSTRIES, INC. | TSA036H4N42Y | AC | Split System: Air-Cooled Condensing Unit, Coil with Blower | TSA036H4N42Y |  | C33-43+TDR+TXV | 12.5 | 15 | Yes | Yes | 2011-01-21 |  | 1
FALSE | 14ACX-036-230-15 | 2264 | 3119323 | LENNOX INDUSTRIES, INC. | TSA036H4N42Y | AC | Split System: Air-Cooled Condensing Unit, Coil with Blower | TSA036H4N42Y |  | C33-48+TDR+TXV | 12.5 | 15 | Yes | Yes | 2011-01-21 |  | 1
FALSE | 14ACX-036-230-15 | 2264 | 3119324 | LENNOX INDUSTRIES, INC. | TSA036H4N42Y | AC | Split System: Air-Cooled Condensing Unit, Coil with Blower | TSA036H4N42Y |  | CR33-30/36+TDR+TXV | 12 | 14.5 | Yes | Yes | 2011-01-21 |  | 0
FALSE | 14ACX-036-230-15 | 2264 | 3119325 | LENNOX INDUSTRIES, INC. | TSA036H4N42Y | AC | Split System: Air-Cooled Condensing Unit, Coil with Blower | TSA036H4N42Y |  | CR33-48+TDR+TXV | 12 | 14.5 | Yes | Yes | 2011-01-21 |  | 0
FALSE | 14ACX-036-230-15 | 2264 | 3119326 | LENNOX INDUSTRIES, INC. | TSA036H4N42Y | AC | Split System: Air-Cooled Condensing Unit, Coil with Blower | TSA036H4N42Y |  | CH33-31+TDR+TXV | 12 | 14.5 | Yes | Yes | 2011-01-21 |  | 0
FALSE | 14ACX-036-230-15 | 2264 | 3119327 | LENNOX INDUSTRIES, INC. | TSA036H4N42Y | AC | Split System: Air-Cooled Condensing Unit, Coil with Blower | TSA036H4N42Y |  | CH33-43+TDR+TXV | 12.5 | 15 | Yes | Yes | 2011-01-21 |  | 1
FALSE | 14ACX-036-230-15 | 2264 | 3119328 | LENNOX INDUSTRIES, INC. | TSA036H4N42Y | AC | Split System: Air-Cooled Condensing Unit, Coil with Blower | TSA036H4N42Y |  | CH23-41+TDR+TXV | 12 | 14.5 | Yes | Yes | 2011-01-21 |  | 0
FALSE | 14ACX-036-230-15 | 2264 | 3119329 | LENNOX INDUSTRIES, INC. | TSA036H4N42Y | AC | Split System: Air-Cooled Condensing Unit, Coil with Blower | TSA036H4N42Y |  | CH23-51+TDR+TXV | 12.5 | 15 | Yes | Yes | 2011-01-21 |  | 1
FALSE | 14ACX-036-230-15 | 2264 | 3119330 | LENNOX INDUSTRIES, INC. | TSA036H4N42Y | AC | Split System: Air-Cooled Condensing Unit, Coil with Blower | TSA036H4N42Y |  | CH33-44/48+TDR+TXV | 12.5 | 14.5 | Yes | Yes | 2011-01-21 |  | 0
FALSE | 14ACX-036-230-15 | 2264 | 3119331 | LENNOX INDUSTRIES, INC. | TSA036H4N42Y | AC | Split System: Air-Cooled Condensing Unit, Coil with Blower | TSA036H4N42Y |  | CH33-36+TDR+TXV | 12 | 14.5 | Yes | Yes | 2011-01-21 |  | 0
FALSE | 14ACX-036-230-15 | 2264 | 3119352 | LENNOX INDUSTRIES, INC. | TSA036H4N42Y | AC | Split System: Air-Cooled Condensing Unit, Coil with Blower | TSA036H4N42Y |  | C33-44C+TDR+TXV | 12.5 | 15 | Yes | Yes | 2011-01-21 |  | 1
FALSE | 14ACX-036-230-15 | 2264 | 3119353 | LENNOX INDUSTRIES, INC. | TSA036H4N42Y | AC | Split System: Air-Cooled Condensing Unit, Coil with Blower | TSA036H4N42Y |  | CH33-31+TDR+TXV | 12.5 | 15 | Yes | Yes | 2011-01-21 |  | 1
FALSE | 14ACX-036-230-15 | 2264 | 3119355 | LENNOX INDUSTRIES, INC. | TSA036H4N42Y | AC | Split System: Air-Cooled Condensing Unit, Coil with Blower | TSA036H4N42Y |  | CH23-41+TDR+TXV | 12 | 14.5 | Yes | Yes | 2011-01-21 |  | 0
FALSE | 14ACX-036-230-15 | 2264 | 3119356 | LENNOX INDUSTRIES, INC. | TSA036H4N42Y | AC | Split System: Air-Cooled Condensing Unit, Coil with Blower | TSA036H4N42Y |  | CX34-36+TDR | 12 | 14.5 | Yes | Yes | 2011-01-21 |  | 0
FALSE | 14ACX-036-230-15 | 2264 | 3119357 | LENNOX INDUSTRIES, INC. | TSA036H4N42Y | AC | Split System: Air-Cooled Condensing Unit, Coil with Blower | TSA036H4N42Y |  | CX34-42+TDR | 12 | 14.5 | Yes | Yes | 2011-01-21 |  | 0
FALSE | 14ACX-036-230-15 | 2264 | 3119358 | LENNOX INDUSTRIES, INC. | TSA036H4N42Y | AC | Split System: Air-Cooled Condensing Unit, Coil with Blower | TSA036H4N42Y |  | CX34-44/48+TDR | 12.5 | 15 | Yes | Yes | 2011-01-21 |  | 1
FALSE | 14ACX-036-230-15 | 2264 | 3119359 | LENNOX INDUSTRIES, INC. | TSA036H4N42Y | AC | Split System: Air-Cooled Condensing Unit, Coil with Blower | TSA036H4N42Y |  | CX34-44/48+TDR | 12.5 | 15 | Yes | Yes | 2011-01-21 |  | 1
FALSE | 14ACX-036-230-15 | 2264 | 3119360 | LENNOX INDUSTRIES, INC. | TSA036H4N42Y | AC | Split System: Air-Cooled Condensing Unit, Coil with Blower | TSA036H4N42Y |  | C33-36+TDR+TXV | 12 | 14.5 | Yes | Yes | 2011-01-21 |  | 0
FALSE | 14ACX-036-230-15 | 2264 | 3119361 | LENNOX INDUSTRIES, INC. | TSA036H4N42Y | AC | Split System: Air-Cooled Condensing Unit, Coil with Blower | TSA036H4N42Y |  | C33-42+TDR+TXV | 12 | 14.5 | Yes | Yes | 2011-01-21 |  | 0
FALSE | 14ACX-036-230-15 | 2264 | 3119362 | LENNOX INDUSTRIES, INC. | TSA036H4N42Y | AC | Split System: Air-Cooled Condensing Unit, Coil with Blower | TSA036H4N42Y |  | C33-48+TDR+TXV | 12.5 | 15 | Yes | Yes | 2011-01-21 |  | 1
FALSE | 14ACX-036-230-15 | 2264 | 3119363 | LENNOX INDUSTRIES, INC. | TSA036H4N42Y | AC | Split System: Air-Cooled Condensing Unit, Coil with Blower | TSA036H4N42Y |  | C33-48+TDR+TXV | 12.5 | 15 | Yes | Yes | 2011-01-21 |  | 1
FALSE | 14ACX-036-230-15 | 2264 | 3119364 | LENNOX INDUSTRIES, INC. | TSA036H4N42Y | AC | Split System: Air-Cooled Condensing Unit, Coil with Blower | TSA036H4N42Y |  | CH23-51+TDR+TXV | 12.5 | 15 | Yes | Yes | 2011-01-21 |  | 1
FALSE | 14ACX-036-230-15 | 2264 | 3119365 | LENNOX INDUSTRIES, INC. | TSA036H4N42Y | AC | Split System: Air-Cooled Condensing Unit, Coil with Blower | TSA036H4N42Y |  | CH23-51+TDR+TXV | 12.5 | 15 | Yes | Yes | 2011-01-21 |  | 1
FALSE | 14ACX-036-230-15 | 2264 | 3119366 | LENNOX INDUSTRIES, INC. | TSA036H4N42Y | AC | Split System: Air-Cooled Condensing Unit, Coil with Blower | TSA036H4N42Y |  | CBX32MV-036*+TDR | 12.5 | 15 | Yes | Yes | 2011-01-21 |  | 1
FALSE | 14ACX-036-230-15 | 2264 | 3119367 | LENNOX INDUSTRIES, INC. | TSA036H4N42Y | AC | Split System: Air-Cooled Condensing Unit, Coil with Blower | TSA036H4N42Y |  | CB31MV-41*P+TDR+TXV | 12.5 | 15 | Yes | Yes | 2011-01-21 |  | 1
FALSE | 14ACX-036-230-15 | 2264 | 3119368 | LENNOX INDUSTRIES, INC. | TSA036H4N42Y | AC | Split System: Air-Cooled Condensing Unit, Coil with Blower | TSA036H4N42Y |  | CH33-36+TDR+TXV | 12 | 14.5 | Yes | Yes | 2011-01-21 |  | 0
FALSE | 14ACX-036-230-15 | 2264 | 3130633 | LENNOX INDUSTRIES, INC. | XC14-036-230-03 | AC | Split System: Air-Cooled Condensing Unit, Coil with Blower | XC14-036-230-03 |  | CX34-43+TDR | 13 | 15.5 | Yes | Yes | 2011-01-21 |  | 1
FALSE | 14ACX-036-230-15 | 2264 | 3130634 | LENNOX INDUSTRIES, INC. | XC14-036-230-03 | AC | Split System: Air-Cooled Condensing Unit, Coil with Blower | XC14-036-230-03 |  | CX34-44/48+TDR | 13 | 15.5 | Yes | Yes | 2011-01-21 |  | 1
FALSE | 14ACX-036-230-15 | 2264 | 3130635 | LENNOX INDUSTRIES, INC. | XC14-036-230-03 | AC | Split System: Air-Cooled Condensing Unit, Coil with Blower | XC14-036-230-03 |  | CX34-44/48+TDR | 12.5 | 14.7 | Yes | Yes | 2011-01-21 |  | 0
FALSE | 14ACX-036-230-15 | 2264 | 3130636 | LENNOX INDUSTRIES, INC. | XC14-036-230-03 | AC | Split System: Air-Cooled Condensing Unit, Coil with Blower | XC14-036-230-03 |  | CX34-44/48+TDR | 12.5 | 14.7 | Yes | Yes | 2011-01-21 |  | 0
FALSE | 14ACX-036-230-15 | 2264 | 3130637 | LENNOX INDUSTRIES, INC. | XC14-036-230-03 | AC | Split System: Air-Cooled Condensing Unit, Coil with Blower | XC14-036-230-03 |  | CX34-44/48+TDR | 13 | 15.5 | Yes | Yes | 2011-01-21 |  | 1
FALSE | 14ACX-036-230-15 | 2264 | 3130638 | LENNOX INDUSTRIES, INC. | XC14-036-230-03 | AC | Split System: Air-Cooled Condensing Unit, Coil with Blower | XC14-036-230-03 |  | CX34-44/48+TDR | 12.7 | 15.2 | Yes | Yes | 2011-01-21 |  | 1
FALSE | 14ACX-036-230-15 | 2264 | 3130639 | LENNOX INDUSTRIES, INC. | XC14-036-230-03 | AC | Split System: Air-Cooled Condensing Unit, Coil with Blower | XC14-036-230-03 |  | CX34-44/48+TDR | 12.7 | 15.5 | Yes | Yes | 2011-01-21 |  | 1
FALSE | 14ACX-036-230-15 | 2264 | 3130640 | LENNOX INDUSTRIES, INC. | XC14-036-230-03 | AC | Split System: Air-Cooled Condensing Unit, Coil with Blower | XC14-036-230-03 |  | CX34-44/48+TDR | 12.7 | 15.2 | Yes | Yes | 2011-01-21 |  | 1
FALSE | 14ACX-036-230-15 | 2264 | 3130641 | LENNOX INDUSTRIES, INC. | XC14-036-230-03 | AC | Split System: Air-Cooled Condensing Unit, Coil with Blower | XC14-036-230-03 |  | CX34-49+TDR | 13.2 | 16 | Yes | Yes | 2011-01-21 |  | 2
FALSE | 14ACX-036-230-15 | 2264 | 3130642 | LENNOX INDUSTRIES, INC. | XC14-036-230-03 | AC | Split System: Air-Cooled Condensing Unit, Coil with Blower | XC14-036-230-03 |  | CX34-49+TDR | 13.2 | 15.7 | Yes | Yes | 2011-01-21 |  | 1
FALSE | 14ACX-036-230-15 | 2264 | 3130643 | LENNOX INDUSTRIES, INC. | XC14-036-230-03 | AC | Split System: Air-Cooled Condensing Unit, Coil with Blower | XC14-036-230-03 |  | CX34-49+TDR | 13.2 | 15.7 | Yes | Yes | 2011-01-21 |  | 1
FALSE | 14ACX-036-230-15 | 2264 | 3130644 | LENNOX INDUSTRIES, INC. | XC14-036-230-03 | AC | Split System: Air-Cooled Condensing Unit, Coil with Blower | XC14-036-230-03 |  | CX34-49+TDR | 13.2 | 15.7 | Yes | Yes | 2011-01-21 |  | 1
FALSE | 14ACX-036-230-15 | 2264 | 3130645 | LENNOX INDUSTRIES, INC. | XC14-036-230-03 | AC | Split System: Air-Cooled Condensing Unit, Coil with Blower | XC14-036-230-03 |  | CX34-50/60C+TDR | 13.2 | 15.7 | Yes | Yes | 2011-01-21 |  | 1
FALSE | 14ACX-036-230-15 | 2264 | 3130646 | LENNOX INDUSTRIES, INC. | XC14-036-230-03 | AC | Split System: Air-Cooled Condensing Unit, Coil with Blower | XC14-036-230-03 |  | CX34-50/60C+TDR | 13 | 15.5 | Yes | Yes | 2011-01-21 |  | 1
FALSE | 14ACX-036-230-15 | 2264 | 3130647 | LENNOX INDUSTRIES, INC. | XC14-036-230-03 | AC | Split System: Air-Cooled Condensing Unit, Coil with Blower | XC14-036-230-03 |  | CX34-50/60C+TDR | 13 | 15.5 | Yes | Yes | 2011-01-21 |  | 1
FALSE | 14ACX-036-230-15 | 2264 | 3130648 | LENNOX INDUSTRIES, INC. | XC14-036-230-03 | AC | Split System: Air-Cooled Condensing Unit, Coil with Blower | XC14-036-230-03 |  | CX34-50/60C+TDR | 13 | 15.5 | Yes | Yes | 2011-01-21 |  | 1
FALSE | 14ACX-036-230-15 | 2264 | 3130650 | LENNOX INDUSTRIES, INC. | XC14-036-230-03 | AC | Split System: Air-Cooled Condensing Unit, Coil with Blower | XC14-036-230-03 |  | C33-36+TDR+TXV | 12.5 | 15 | Yes | Yes | 2011-01-21 |  | 1
FALSE | 14ACX-036-230-15 | 2264 | 3130669 | LENNOX INDUSTRIES, INC. | XC14-036-230-03 | AC | Split System: Air-Cooled Condensing Unit, Coil with Blower | XC14-036-230-03 |  | C33-48+TDR+TXV | 12.5 | 14.7 | Yes | Yes | 2011-01-21 |  | 0
FALSE | 14ACX-036-230-15 | 2264 | 3130670 | LENNOX INDUSTRIES, INC. | XC14-036-230-03 | AC | Split System: Air-Cooled Condensing Unit, Coil with Blower | XC14-036-230-03 |  | C33-48+TDR+TXV | 12.5 | 14.7 | Yes | Yes | 2011-01-21 |  | 0
FALSE | 14ACX-036-230-15 | 2264 | 3130671 | LENNOX INDUSTRIES, INC. | XC14-036-230-03 | AC | Split System: Air-Cooled Condensing Unit, Coil with Blower | XC14-036-230-03 |  | C33-48+TDR+TXV | 13 | 15.5 | Yes | Yes | 2011-01-21 |  | 1
FALSE | 14ACX-036-230-15 | 2264 | 3130672 | LENNOX INDUSTRIES, INC. | XC14-036-230-03 | AC | Split System: Air-Cooled Condensing Unit, Coil with Blower | XC14-036-230-03 |  | C33-48+TDR+TXV | 12.7 | 15.2 | Yes | Yes | 2011-01-21 |  | 1
FALSE | 14ACX-036-230-15 | 2264 | 3130673 | LENNOX INDUSTRIES, INC. | XC14-036-230-03 | AC | Split System: Air-Cooled Condensing Unit, Coil with Blower | XC14-036-230-03 |  | C33-48+TDR+TXV | 12.7 | 15.5 | Yes | Yes | 2011-01-21 |  | 1
FALSE | 14ACX-036-230-15 | 2264 | 3130674 | LENNOX INDUSTRIES, INC. | XC14-036-230-03 | AC | Split System: Air-Cooled Condensing Unit, Coil with Blower | XC14-036-230-03 |  | C33-48+TDR+TXV | 12.7 | 15.2 | Yes | Yes | 2011-01-21 |  | 1
FALSE | 14ACX-036-230-15 | 2264 | 3130675 | LENNOX INDUSTRIES, INC. | XC14-036-230-03 | AC | Split System: Air-Cooled Condensing Unit, Coil with Blower | XC14-036-230-03 |  | C33-49+TDR+TXV | 13.2 | 16 | Yes | Yes | 2011-01-21 |  | 2
FALSE | 14ACX-036-230-15 | 2264 | 3130676 | LENNOX INDUSTRIES, INC. | XC14-036-230-03 | AC | Split System: Air-Cooled Condensing Unit, Coil with Blower | XC14-036-230-03 |  | C33-49+TDR+TXV | 13.2 | 15.7 | Yes | Yes | 2011-01-21 |  | 1
FALSE | 14ACX-036-230-15 | 2264 | 3130677 | LENNOX INDUSTRIES, INC. | XC14-036-230-03 | AC | Split System: Air-Cooled Condensing Unit, Coil with Blower | XC14-036-230-03 |  | C33-49+TDR+TXV | 13.2 | 15.7 | Yes | Yes | 2011-01-21 |  | 1
FALSE | 14ACX-036-230-15 | 2264 | 3130678 | LENNOX INDUSTRIES, INC. | XC14-036-230-03 | AC | Split System: Air-Cooled Condensing Unit, Coil with Blower | XC14-036-230-03 |  | C33-49+TDR+TXV | 13.2 | 15.7 | Yes | Yes | 2011-01-21 |  | 1
FALSE | 14ACX-036-230-15 | 2264 | 3130679 | LENNOX INDUSTRIES, INC. | XC14-036-230-03 | AC | Split System: Air-Cooled Condensing Unit, Coil with Blower | XC14-036-230-03 |  | C33-50/60C+TDR+TXV | 13.2 | 15.7 | Yes | Yes | 2011-01-21 |  | 1
FALSE | 14ACX-036-230-15 | 2264 | 3130680 | LENNOX INDUSTRIES, INC. | XC14-036-230-03 | AC | Split System: Air-Cooled Condensing Unit, Coil with Blower | XC14-036-230-03 |  | C33-50/60C+TDR+TXV | 13 | 15.5 | Yes | Yes | 2011-01-21 |  | 1
FALSE | 14ACX-036-230-15 | 2264 | 3130681 | LENNOX INDUSTRIES, INC. | XC14-036-230-03 | AC | Split System: Air-Cooled Condensing Unit, Coil with Blower | XC14-036-230-03 |  | C33-50/60C+TDR+TXV | 13 | 15.5 | Yes | Yes | 2011-01-21 |  | 1
FALSE | 14ACX-036-230-15 | 2264 | 3130682 | LENNOX INDUSTRIES, INC. | XC14-036-230-03 | AC | Split System: Air-Cooled Condensing Unit, Coil with Blower | XC14-036-230-03 |  | C33-50/60C+TDR+TXV | 13 | 15.5 | Yes | Yes | 2011-01-21 |  | 1
FALSE | 14ACX-036-230-15 | 2264 | 3130683 | LENNOX INDUSTRIES, INC. | XC14-036-230-03 | AC | Split System: Air-Cooled Condensing Unit, Coil with Blower | XC14-036-230-03 |  | CR33-30/36+TDR+TXV | 12.7 | 15.2 | Yes | Yes | 2011-01-21 |  | 1
FALSE | 14ACX-036-230-15 | 2264 | 3130685 | LENNOX INDUSTRIES, INC. | XC14-036-230-03 | AC | Split System: Air-Cooled Condensing Unit, Coil with Blower | XC14-036-230-03 |  | CR33-30/36+TDR+TXV | 12.2 | 14.5 | Yes | Yes | 2011-01-21 |  | 0
FALSE | 14ACX-036-230-15 | 2264 | 3130686 | LENNOX INDUSTRIES, INC. | XC14-036-230-03 | AC | Split System: Air-Cooled Condensing Unit, Coil with Blower | XC14-036-230-03 |  | CR33-30/36+TDR+TXV | 12.5 | 15 | Yes | Yes | 2011-01-21 |  | 1
FALSE | 14ACX-036-230-15 | 2264 | 3130705 | LENNOX INDUSTRIES, INC. | XC14-036-230-03 | AC | Split System: Air-Cooled Condensing Unit, Coil with Blower | XC14-036-230-03 |  | CH23-51+TDR+TXV | 13 | 15.5 | Yes | Yes | 2011-01-21 |  | 1
FALSE | 14ACX-036-230-15 | 2264 | 3130706 | LENNOX INDUSTRIES, INC. | XC14-036-230-03 | AC | Split System: Air-Cooled Condensing Unit, Coil with Blower | XC14-036-230-03 |  | CH23-51+TDR+TXV | 12.5 | 14.7 | Yes | Yes | 2011-01-21 |  | 0
FALSE | 14ACX-036-230-15 | 2264 | 3130707 | LENNOX INDUSTRIES, INC. | XC14-036-230-03 | AC | Split System: Air-Cooled Condensing Unit, Coil with Blower | XC14-036-230-03 |  | CH23-51+TDR+TXV | 12.5 | 14.7 | Yes | Yes | 2011-01-21 |  | 0
FALSE | 14ACX-036-230-15 | 2264 | 3130709 | LENNOX INDUSTRIES, INC. | XC14-036-230-03 | AC | Split System: Air-Cooled Condensing Unit, Coil with Blower | XC14-036-230-03 |  | CB30M-51*P+TDR+TXV | 12.2 | 14.7 | Yes | Yes | 2011-01-21 |  | 0
FALSE | 14ACX-036-230-15 | 2264 | 3130710 | LENNOX INDUSTRIES, INC. | XC14-036-230-03 | AC | Split System: Air-Cooled Condensing Unit, Coil with Blower | XC14-036-230-03 |  | CB31MV-41*P+TDR+TXV | 12.5 | 14.7 | Yes | Yes | 2011-01-21 |  | 0
FALSE | 14ACX-036-230-15 | 2264 | 3130712 | LENNOX INDUSTRIES, INC. | XC14-036-230-03 | AC | Split System: Air-Cooled Condensing Unit, Coil with Blower | XC14-036-230-03 |  | CB30U-41/46*P+TDR+TXV | 12.2 | 14.5 | Yes | Yes | 2011-01-21 |  | 0
FALSE | 14ACX-036-230-15 | 2264 | 3130714 | LENNOX INDUSTRIES, INC. | XC14-036-230-03 | AC | Split System: Air-Cooled Condensing Unit, Coil with Blower | XC14-036-230-03 |  | CB31MV-51*P+TDR+TXV | 13.2 | 15.7 | Yes | Yes | 2011-01-21 |  | 1
FALSE | 14ACX-036-230-15 | 2264 | 3130716 | LENNOX INDUSTRIES, INC. | XC14-036-230-03 | AC | Split System: Air-Cooled Condensing Unit, Coil with Blower | XC14-036-230-03 |  | CB30U-31*P+TDR+TXV | 12.2 | 14.5 | Yes | Yes | 2011-01-21 |  | 0
FALSE | 14ACX-036-230-15 | 2264 | 3130719 | LENNOX INDUSTRIES, INC. | XC14-036-230-03 | AC | Split System: Air-Cooled Condensing Unit, Coil with Blower | XC14-036-230-03 |  | CBX32M-048*+TDR | 12.2 | 14.7 | Yes | Yes | 2011-01-21 |  | 0
FALSE | 14ACX-036-230-15 | 2264 | 3130720 | LENNOX INDUSTRIES, INC. | XC14-036-230-03 | AC | Split System: Air-Cooled Condensing Unit, Coil with Blower | XC14-036-230-03 |  | CBX32MV-036*+TDR | 12.5 | 14.7 | Yes | Yes | 2011-01-21 |  | 0
FALSE | 14ACX-036-230-15 | 2264 | 3130723 | LENNOX INDUSTRIES, INC. | XC14-036-230-03 | AC | Split System: Air-Cooled Condensing Unit, Coil with Blower | XC14-036-230-03 |  | CBX32MV-048*+TDR | 13 | 16 | Yes | Yes | 2011-01-21 |  | 2
FALSE | 14ACX-036-230-15 | 2264 | 3130726 | LENNOX INDUSTRIES, INC. | XC14-036-230-03 | AC | Split System: Air-Cooled Condensing Unit, Coil with Blower | XC14-036-230-03 |  | CR33-30/36+TDR+TXV | 12.5 | 15 | Yes | Yes | 2011-01-21 |  | 1
FALSE | 14ACX-036-230-15 | 2264 | 3130727 | LENNOX INDUSTRIES, INC. | XC14-036-230-03 | AC | Split System: Air-Cooled Condensing Unit, Coil with Blower | XC14-036-230-03 |  | CR33-30/36+TDR+TXV | 12.5 | 15 | Yes | Yes | 2011-01-21 |  | 1
FALSE | 14ACX-036-230-15 | 2264 | 3130728 | LENNOX INDUSTRIES, INC. | XC14-036-230-03 | AC | Split System: Air-Cooled Condensing Unit, Coil with Blower | XC14-036-230-03 |  | CR33-48+TDR+TXV | 12.7 | 15.2 | Yes | Yes | 2011-01-21 |  | 1
FALSE | 14ACX-036-230-15 | 2264 | 3130729 | LENNOX INDUSTRIES, INC. | XC14-036-230-03 | AC | Split System: Air-Cooled Condensing Unit, Coil with Blower | XC14-036-230-03 |  | CR33-48+TDR+TXV | 12.5 | 15 | Yes | Yes | 2011-01-21 |  | 1
FALSE | 14ACX-036-230-15 | 2264 | 3130730 | LENNOX INDUSTRIES, INC. | XC14-036-230-03 | AC | Split System: Air-Cooled Condensing Unit, Coil with Blower | XC14-036-230-03 |  | CR33-48+TDR+TXV | 12.7 | 15 | Yes | Yes | 2011-01-21 |  | 1
FALSE | 14ACX-036-230-15 | 2264 | 3130731 | LENNOX INDUSTRIES, INC. | XC14-036-230-03 | AC | Split System: Air-Cooled Condensing Unit, Coil with Blower | XC14-036-230-03 |  | CR33-48+TDR+TXV | 12.5 | 15 | Yes | Yes | 2011-01-21 |  | 1
FALSE | 14ACX-036-230-15 | 2264 | 3130750 | LENNOX INDUSTRIES, INC. | XC14-036-230-03 | AC | Split System: Air-Cooled Condensing Unit, Coil with Blower | XC14-036-230-03 |  | CH33-44/48+TDR+TXV | 12.5 | 14.7 | Yes | Yes | 2011-01-21 |  | 0
FALSE | 14ACX-036-230-15 | 2264 | 3130751 | LENNOX INDUSTRIES, INC. | XC14-036-230-03 | AC | Split System: Air-Cooled Condensing Unit, Coil with Blower | XC14-036-230-03 |  | CH23-41+TDR+TXV | 12.2 | 14.7 | Yes | Yes | 2011-01-21 |  | 0
FALSE | 14ACX-036-230-15 | 2264 | 3130752 | LENNOX INDUSTRIES, INC. | XC14-036-230-03 | AC | Split System: Air-Cooled Condensing Unit, Coil with Blower | XC14-036-230-03 |  | CH23-51+TDR+TXV | 12.5 | 14.7 | Yes | Yes | 2011-01-21 |  | 0
FALSE | 14ACX-036-230-15 | 2264 | 3130753 | LENNOX INDUSTRIES, INC. | XC14-036-230-03 | AC | Split System: Air-Cooled Condensing Unit, Coil with Blower | XC14-036-230-03 |  | CX34-36+TDR | 12 | 14.5 | Yes | Yes | 2011-01-21 |  | 0
FALSE | 14ACX-036-230-15 | 2264 | 3130754 | LENNOX INDUSTRIES, INC. | XC14-036-230-03 | AC | Split System: Air-Cooled Condensing Unit, Coil with Blower | XC14-036-230-03 |  | CX34-43+TDR | 12.5 | 15 | Yes | Yes | 2011-01-21 |  | 1
FALSE | 14ACX-036-230-15 | 2264 | 3130755 | LENNOX INDUSTRIES, INC. | XC14-036-230-03 | AC | Split System: Air-Cooled Condensing Unit, Coil with Blower | XC14-036-230-03 |  | C33-36+TDR+TXV | 12 | 14.5 | Yes | Yes | 2011-01-21 |  | 0
FALSE | 14ACX-036-230-15 | 2264 | 3130756 | LENNOX INDUSTRIES, INC. | XC14-036-230-03 | AC | Split System: Air-Cooled Condensing Unit, Coil with Blower | XC14-036-230-03 |  | C33-43+TDR+TXV | 12.5 | 15 | Yes | Yes | 2011-01-21 |  | 1
FALSE | 14ACX-036-230-15 | 2264 | 3130757 | LENNOX INDUSTRIES, INC. | XC14-036-230-03 | AC | Split System: Air-Cooled Condensing Unit, Coil with Blower | XC14-036-230-03 |  | CH33-43C+TDR+TXV | 12.5 | 15 | Yes | Yes | 2011-01-21 |  | 1
FALSE | 14ACX-036-230-15 | 2264 | 3130758 | LENNOX INDUSTRIES, INC. | XC14-036-230-03 | AC | Split System: Air-Cooled Condensing Unit, Coil with Blower | XC14-036-230-03 |  | CX34-43+TDR | 12.7 | 15 | Yes | Yes | 2011-01-21 |  | 1
FALSE | 14ACX-036-230-15 | 2264 | 3130759 | LENNOX INDUSTRIES, INC. | XC14-036-230-03 | AC | Split System: Air-Cooled Condensing Unit, Coil with Blower | XC14-036-230-03 |  | C33-43+TDR+TXV | 12.7 | 15 | Yes | Yes | 2011-01-21 |  | 1
FALSE | 14ACX-036-230-15 | 2264 | 3130760 | LENNOX INDUSTRIES, INC. | XC14-036-230-03 | AC | Split System: Air-Cooled Condensing Unit, Coil with Blower | XC14-036-230-03 |  | CR33-30/36+TDR+TXV | 12.5 | 15 | Yes | Yes | 2011-01-21 |  | 1
FALSE | 14ACX-036-230-15 | 2264 | 3130761 | LENNOX INDUSTRIES, INC. | XC14-036-230-03 | AC | Split System: Air-Cooled Condensing Unit, Coil with Blower | XC14-036-230-03 |  | CR33-48+TDR+TXV | 12.5 | 15 | Yes | Yes | 2011-01-21 |  | 1
FALSE | 14ACX-036-230-15 | 2264 | 3130762 | LENNOX INDUSTRIES, INC. | XC14-036-230-03 | AC | Split System: Air-Cooled Condensing Unit, Coil with Blower | XC14-036-230-03 |  | C33-49+TDR+TXV | 12.5 | 15 | Yes | Yes | 2011-01-21 |  | 1
FALSE | 14ACX-036-230-15 | 2264 | 3130763 | LENNOX INDUSTRIES, INC. | XC14-036-230-03 | AC | Split System: Air-Cooled Condensing Unit, Coil with Blower | XC14-036-230-03 |  | CX34-49+TDR | 12.5 | 15 | Yes | Yes | 2011-01-21 |  | 1
FALSE | 14ACX-036-230-15 | 2264 | 3130764 | LENNOX INDUSTRIES, INC. | XC14-036-230-03 | AC | Split System: Air-Cooled Condensing Unit, Coil with Blower | XC14-036-230-03 |  | CR33-30/36+TDR+TXV | 12 | 14.5 | Yes | Yes | 2011-01-21 |  | 0
FALSE | 14ACX-036-230-15 | 2264 | 3130765 | LENNOX INDUSTRIES, INC. | XC14-036-230-03 | AC | Split System: Air-Cooled Condensing Unit, Coil with Blower | XC14-036-230-03 |  | C33-38+TDR+TXV | 12 | 14.5 | Yes | Yes | 2011-01-21 |  | 0
FALSE | 14ACX-036-230-15 | 2264 | 3130766 | LENNOX INDUSTRIES, INC. | XC14-036-230-03 | AC | Split System: Air-Cooled Condensing Unit, Coil with Blower | XC14-036-230-03 |  | C33-43+TDR+TXV | 12.5 | 15 | Yes | Yes | 2011-01-21 |  | 1
FALSE | 14ACX-036-230-15 | 2264 | 3130785 | LENNOX INDUSTRIES, INC. | XC14-036-230-03 | AC | Split System: Air-Cooled Condensing Unit, Coil with Blower | XC14-036-230-03 |  | C33-43+TDR+TXV | 12.7 | 15 | Yes | Yes | 2011-01-21 |  | 1
FALSE | 14ACX-036-230-15 | 2264 | 3130786 | LENNOX INDUSTRIES, INC. | XC14-036-230-03 | AC | Split System: Air-Cooled Condensing Unit, Coil with Blower | XC14-036-230-03 |  | C33-48+TDR+TXV | 12.5 | 14.7 | Yes | Yes | 2011-01-21 |  | 0
FALSE | 14ACX-036-230-15 | 2264 | 3130787 | LENNOX INDUSTRIES, INC. | XC14-036-230-03 | AC | Split System: Air-Cooled Condensing Unit, Coil with Blower | XC14-036-230-03 |  | CR33-30/36+TDR+TXV | 12.2 | 14.5 | Yes | Yes | 2011-01-21 |  | 0
FALSE | 14ACX-036-230-15 | 2264 | 3130788 | LENNOX INDUSTRIES, INC. | XC14-036-230-03 | AC | Split System: Air-Cooled Condensing Unit, Coil with Blower | XC14-036-230-03 |  | CR33-48+TDR+TXV | 12.2 | 14.5 | Yes | Yes | 2011-01-21 |  | 0
FALSE | 14ACX-036-230-15 | 2264 | 3130789 | LENNOX INDUSTRIES, INC. | XC14-036-230-03 | AC | Split System: Air-Cooled Condensing Unit, Coil with Blower | XC14-036-230-03 |  | CH33-31+TDR+TXV | 12.2 | 14.7 | Yes | Yes | 2011-01-21 |  | 0
FALSE | 14ACX-036-230-15 | 2264 | 3130790 | LENNOX INDUSTRIES, INC. | XC14-036-230-03 | AC | Split System: Air-Cooled Condensing Unit, Coil with Blower | XC14-036-230-03 |  | CH33-36B+TDR+TXV | 12.2 | 14.5 | Yes | Yes | 2011-01-21 |  | 0
FALSE | 14ACX-036-230-15 | 2264 | 3130791 | LENNOX INDUSTRIES, INC. | XC14-036-230-03 | AC | Split System: Air-Cooled Condensing Unit, Coil with Blower | XC14-036-230-03 |  | CH33-43B+TDR+TXV | 12.7 | 15 | Yes | Yes | 2011-01-21 |  | 1
FALSE | 14ACX-036-230-15 | 2264 | 3130792 | LENNOX INDUSTRIES, INC. | XC14-036-230-03 | AC | Split System: Air-Cooled Condensing Unit, Coil with Blower | XC14-036-230-03 |  | CH33-44/48+TDR+TXV | 12.5 | 14.7 | Yes | Yes | 2011-01-21 |  | 0
FALSE | 14ACX-036-230-15 | 2264 | 3130793 | LENNOX INDUSTRIES, INC. | XC14-036-230-03 | AC | Split System: Air-Cooled Condensing Unit, Coil with Blower | XC14-036-230-03 |  | CH23-41+TDR+TXV | 12.2 | 14.7 | Yes | Yes | 2011-01-21 |  | 0
FALSE | 14ACX-036-230-15 | 2264 | 3130794 | LENNOX INDUSTRIES, INC. | XC14-036-230-03 | AC | Split System: Air-Cooled Condensing Unit, Coil with Blower | XC14-036-230-03 |  | CH23-51+TDR+TXV | 12.5 | 14.7 | Yes | Yes | 2011-01-21 |  | 0
FALSE | 14ACX-036-230-15 | 2264 | 3130795 | LENNOX INDUSTRIES, INC. | XC14-036-230-03 | AC | Split System: Air-Cooled Condensing Unit, Coil with Blower | XC14-036-230-03 |  | CR33-30/36+TDR+TXV | 12.5 | 15 | Yes | Yes | 2011-01-21 |  | 1
FALSE | 14ACX-036-230-15 | 2264 | 3130796 | LENNOX INDUSTRIES, INC. | XC14-036-230-03 | AC | Split System: Air-Cooled Condensing Unit, Coil with Blower | XC14-036-230-03 |  | CR33-48+TDR+TXV | 12.5 | 15 | Yes | Yes | 2011-01-21 |  | 1
FALSE | 14ACX-036-230-15 | 2264 | 3130797 | LENNOX INDUSTRIES, INC. | XC14-036-230-03 | AC | Split System: Air-Cooled Condensing Unit, Coil with Blower | XC14-036-230-03 |  | C33-49+TDR+TXV | 12.5 | 15 | Yes | Yes | 2011-01-21 |  | 1
FALSE | 14ACX-036-230-15 | 2264 | 3130798 | LENNOX INDUSTRIES, INC. | XC14-036-230-03 | AC | Split System: Air-Cooled Condensing Unit, Coil with Blower | XC14-036-230-03 |  | CX34-49+TDR | 12.5 | 15 | Yes | Yes | 2011-01-21 |  | 1
FALSE | 14ACX-036-230-15 | 2264 | 3130799 | LENNOX INDUSTRIES, INC. | XC14-036-230-03 | AC | Split System: Air-Cooled Condensing Unit, Coil with Blower | XC14-036-230-03 |  | CX34-36+TDR | 12 | 14.5 | Yes | Yes | 2011-01-21 |  | 0
FALSE | 14ACX-036-230-15 | 2264 | 3130800 | LENNOX INDUSTRIES, INC. | XC14-036-230-03 | AC | Split System: Air-Cooled Condensing Unit, Coil with Blower | XC14-036-230-03 |  | CX34-43+TDR | 12.5 | 15 | Yes | Yes | 2011-01-21 |  | 1
FALSE | 14ACX-036-230-15 | 2264 | 3130801 | LENNOX INDUSTRIES, INC. | XC14-036-230-03 | AC | Split System: Air-Cooled Condensing Unit, Coil with Blower | XC14-036-230-03 |  | C33-36+TDR+TXV | 12 | 14.5 | Yes | Yes | 2011-01-21 |  | 0
FALSE | 14ACX-036-230-15 | 2264 | 3130820 | LENNOX INDUSTRIES, INC. | XC14-036-230-03 | AC | Split System: Air-Cooled Condensing Unit, Coil with Blower | XC14-036-230-03 |  | CX34-50/60C+TDR | 13 | 15.5 | Yes | Yes | 2011-01-21 |  | 1
FALSE | 14ACX-036-230-15 | 2264 | 3130821 | LENNOX INDUSTRIES, INC. | XC14-036-230-03 | AC | Split System: Air-Cooled Condensing Unit, Coil with Blower | XC14-036-230-03 |  | C33-43+TDR+TXV | 13 | 15.5 | Yes | Yes | 2011-01-21 |  | 1
FALSE | 14ACX-036-230-15 | 2264 | 3130822 | LENNOX INDUSTRIES, INC. | XC14-036-230-03 | AC | Split System: Air-Cooled Condensing Unit, Coil with Blower | XC14-036-230-03 |  | C33-48+TDR+TXV | 12.7 | 15.2 | Yes | Yes | 2011-01-21 |  | 1
FALSE | 14ACX-036-230-15 | 2264 | 3130823 | LENNOX INDUSTRIES, INC. | XC14-036-230-03 | AC | Split System: Air-Cooled Condensing Unit, Coil with Blower | XC14-036-230-03 |  | C33-49+TDR+TXV | 13.2 | 15.7 | Yes | Yes | 2011-01-21 |  | 1
FALSE | 14ACX-036-230-15 | 2264 | 3130824 | LENNOX INDUSTRIES, INC. | XC14-036-230-03 | AC | Split System: Air-Cooled Condensing Unit, Coil with Blower | XC14-036-230-03 |  | C33-50/60C+TDR+TXV | 13 | 15.5 | Yes | Yes | 2011-01-21 |  | 1
FALSE | 14ACX-036-230-15 | 2264 | 3130825 | LENNOX INDUSTRIES, INC. | XC14-036-230-03 | AC | Split System: Air-Cooled Condensing Unit, Coil with Blower | XC14-036-230-03 |  | CR33-30/36+TDR+TXV | 12.5 | 15 | Yes | Yes | 2011-01-21 |  | 1
FALSE | 14ACX-036-230-15 | 2264 | 3130826 | LENNOX INDUSTRIES, INC. | XC14-036-230-03 | AC | Split System: Air-Cooled Condensing Unit, Coil with Blower | XC14-036-230-03 |  | CH33-36C+TDR+TXV | 12.7 | 15.2 | Yes | Yes | 2011-01-21 |  | 1
FALSE | 14ACX-036-230-15 | 2264 | 3130827 | LENNOX INDUSTRIES, INC. | XC14-036-230-03 | AC | Split System: Air-Cooled Condensing Unit, Coil with Blower | XC14-036-230-03 |  | CH33-43C+TDR+TXV | 13 | 15.7 | Yes | Yes | 2011-01-21 |  | 1
FALSE | 14ACX-036-230-15 | 2264 | 3130828 | LENNOX INDUSTRIES, INC. | XC14-036-230-03 | AC | Split System: Air-Cooled Condensing Unit, Coil with Blower | XC14-036-230-03 |  | CR33-48+TDR+TXV | 12.5 | 15 | Yes | Yes | 2011-01-21 |  | 1
FALSE | 14ACX-036-230-15 | 2264 | 3130829 | LENNOX INDUSTRIES, INC. | XC14-036-230-03 | AC | Split System: Air-Cooled Condensing Unit, Coil with Blower | XC14-036-230-03 |  | CH33-31+TDR+TXV | 12.5 | 15 | Yes | Yes | 2011-01-21 |  | 1
FALSE | 14ACX-036-230-15 | 2264 | 3130831 | LENNOX INDUSTRIES, INC. | XC14-036-230-03 | AC | Split System: Air-Cooled Condensing Unit, Coil with Blower | XC14-036-230-03 |  | CH23-41+TDR+TXV | 12 | 14.5 | Yes | Yes | 2011-01-21 |  | 0
FALSE | 14ACX-036-230-15 | 2264 | 3130833 | LENNOX INDUSTRIES, INC. | XC14-036-230-03 | AC | Split System: Air-Cooled Condensing Unit, Coil with Blower | XC14-036-230-03 |  | CX34-36+TDR | 12.2 | 14.5 | Yes | Yes | 2011-01-21 |  | 0
FALSE | 14ACX-036-230-15 | 2264 | 3130834 | LENNOX INDUSTRIES, INC. | XC14-036-230-03 | AC | Split System: Air-Cooled Condensing Unit, Coil with Blower | XC14-036-230-03 |  | CX34-31+TDR | 12.2 | 14.7 | Yes | Yes | 2011-01-21 |  | 0
FALSE | 14ACX-036-230-15 | 2264 | 3130835 | LENNOX INDUSTRIES, INC. | XC14-036-230-03 | AC | Split System: Air-Cooled Condensing Unit, Coil with Blower | XC14-036-230-03 |  | CX34-42+TDR | 12.2 | 14.5 | Yes | Yes | 2011-01-21 |  | 0
FALSE | 14ACX-036-230-15 | 2264 | 3130836 | LENNOX INDUSTRIES, INC. | XC14-036-230-03 | AC | Split System: Air-Cooled Condensing Unit, Coil with Blower | XC14-036-230-03 |  | C33-36+TDR+TXV | 12.2 | 14.5 | Yes | Yes | 2011-01-21 |  | 0
FALSE | 14ACX-036-230-15 | 2264 | 3130837 | LENNOX INDUSTRIES, INC. | XC14-036-230-03 | AC | Split System: Air-Cooled Condensing Unit, Coil with Blower | XC14-036-230-03 |  | C33-31+TDR+TXV | 12.2 | 14.7 | Yes | Yes | 2011-01-21 |  | 0
FALSE | 14ACX-036-230-15 | 2264 | 3130838 | LENNOX INDUSTRIES, INC. | XC14-036-230-03 | AC | Split System: Air-Cooled Condensing Unit, Coil with Blower | XC14-036-230-03 |  | C33-42+TDR+TXV | 12.2 | 14.5 | Yes | Yes | 2011-01-21 |  | 0
FALSE | 14ACX-036-230-15 | 2264 | 3130839 | LENNOX INDUSTRIES, INC. | XC14-036-230-03 | AC | Split System: Air-Cooled Condensing Unit, Coil with Blower | XC14-036-230-03 |  | CH33-36B+TDR+TXV | 12.2 | 14.5 | Yes | Yes | 2011-01-21 |  | 0
FALSE | 14ACX-036-230-15 | 2264 | 3130840 | LENNOX INDUSTRIES, INC. | XC14-036-230-03 | AC | Split System: Air-Cooled Condensing Unit, Coil with Blower | XC14-036-230-03 |  | CH33-43B+TDR+TXV | 13 | 15.7 | Yes | Yes | 2011-01-21 |  | 1
FALSE | 14ACX-036-230-15 | 2264 | 3130841 | LENNOX INDUSTRIES, INC. | XC14-036-230-03 | AC | Split System: Air-Cooled Condensing Unit, Coil with Blower | XC14-036-230-03 |  | CH33-43C+TDR+TXV | 13 | 15.7 | Yes | Yes | 2011-01-21 |  | 1
FALSE | 14ACX-036-230-15 | 2264 | 3130842 | LENNOX INDUSTRIES, INC. | XC14-036-230-03 | AC | Split System: Air-Cooled Condensing Unit, Coil with Blower | XC14-036-230-03 |  | CH33-43C+TDR+TXV | 13 | 15.7 | Yes | Yes | 2011-01-21 |  | 1
FALSE | 14ACX-036-230-15 | 2264 | 3130843 | LENNOX INDUSTRIES, INC. | XC14-036-230-03 | AC | Split System: Air-Cooled Condensing Unit, Coil with Blower | XC14-036-230-03 |  | CB30U-51*P+TDR+TXV | 12.2 | 14.7 | Yes | Yes | 2011-01-21 |  | 0
FALSE | 14ACX-036-230-15 | 2264 | 3130844 | LENNOX INDUSTRIES, INC. | XC14-036-230-03 | AC | Split System: Air-Cooled Condensing Unit, Coil with Blower | XC14-036-230-03 |  | CBX27UH-036-230*+TDR | 13 | 15.7 | Yes | Yes | 2011-01-21 |  | 1
FALSE | 14ACX-036-230-15 | 2264 | 3130845 | LENNOX INDUSTRIES, INC. | XC14-036-230-03 | AC | Split System: Air-Cooled Condensing Unit, Coil with Blower | XC14-036-230-03 |  | CB27UH-036-230*+TDR+TXV | 13 | 15.7 | Yes | Yes | 2011-01-21 |  | 1
FALSE | 14ACX-036-230-15 | 2264 | 3130846 | LENNOX INDUSTRIES, INC. | XC14-036-230-03 | AC | Split System: Air-Cooled Condensing Unit, Coil with Blower | XC14-036-230-03 |  | CX34-31+TDR | 12.2 | 14.7 | Yes | Yes | 2011-01-21 |  | 0
FALSE | 14ACX-036-230-15 | 2264 | 3130847 | LENNOX INDUSTRIES, INC. | XC14-036-230-03 | AC | Split System: Air-Cooled Condensing Unit, Coil with Blower | XC14-036-230-03 |  | C33-31+TDR+TXV | 12.2 | 14.7 | Yes | Yes | 2011-01-21 |  | 0
FALSE | 14ACX-036-230-15 | 2264 | 3130878 | LENNOX INDUSTRIES, INC. | XC14-036-230*03 | AC | Split System: Air-Cooled Condensing Unit, Coil with Blower | XC14-036-230*03 |  | C33-36* | 12.5 | 14.7 | Yes | Yes | 2011-01-21 |  | 0
FALSE | 14ACX-036-230-15 | 2264 | 3130882 | LENNOX INDUSTRIES, INC. | XC14-036-230*03 | AC | Split System: Air-Cooled Condensing Unit, Coil with Blower | XC14-036-230*03 |  | C33-38 | 12.7 | 15 | Yes | Yes | 2011-01-21 |  | 1
FALSE | 14ACX-036-230-15 | 2264 | 3130886 | LENNOX INDUSTRIES, INC. | XC14-036-230*03 | AC | Split System: Air-Cooled Condensing Unit, Coil with Blower | XC14-036-230*03 |  | C33-31* | 12.7 | 14.7 | Yes | Yes | 2011-01-21 |  | 0
FALSE | 14ACX-036-230-15 | 2264 | 3130889 | LENNOX INDUSTRIES, INC. | XC14-036-230*03 | AC | Split System: Air-Cooled Condensing Unit, Coil with Blower | XC14-036-230*03 |  | C33-42* | 12.5 | 14.7 | Yes | Yes | 2011-01-21 |  | 0
FALSE | 14ACX-036-230-15 | 2264 | 3130892 | LENNOX INDUSTRIES, INC. | XC14-036-230*03 | AC | Split System: Air-Cooled Condensing Unit, Coil with Blower | XC14-036-230*03 |  | C33-43* | 13 | 15.2 | Yes | Yes | 2011-01-21 |  | 1
FALSE | 14ACX-036-230-15 | 2264 | 3130893 | LENNOX INDUSTRIES, INC. | XC14-036-230*03 | AC | Split System: Air-Cooled Condensing Unit, Coil with Blower | XC14-036-230*03 |  | C33-43* | 12.5 | 14.7 | Yes | Yes | 2011-01-21 |  | 0
FALSE | 14ACX-036-230-15 | 2264 | 3130894 | LENNOX INDUSTRIES, INC. | XC14-036-230*03 | AC | Split System: Air-Cooled Condensing Unit, Coil with Blower | XC14-036-230*03 |  | C33-43* | 12.5 | 14.7 | Yes | Yes | 2011-01-21 |  | 0
FALSE | 14ACX-036-230-15 | 2264 | 3130895 | LENNOX INDUSTRIES, INC. | XC14-036-230*03 | AC | Split System: Air-Cooled Condensing Unit, Coil with Blower | XC14-036-230*03 |  | C33-43* | 13.2 | 15.5 | Yes | Yes | 2011-01-21 |  | 1
FALSE | 14ACX-036-230-15 | 2264 | 3130896 | LENNOX INDUSTRIES, INC. | XC14-036-230*03 | AC | Split System: Air-Cooled Condensing Unit, Coil with Blower | XC14-036-230*03 |  | C33-43* | 13 | 15.2 | Yes | Yes | 2011-01-21 |  | 1
FALSE | 14ACX-036-230-15 | 2264 | 3130897 | LENNOX INDUSTRIES, INC. | XC14-036-230*03 | AC | Split System: Air-Cooled Condensing Unit, Coil with Blower | XC14-036-230*03 |  | C33-43* | 13 | 15.2 | Yes | Yes | 2011-01-21 |  | 1
FALSE | 14ACX-036-230-15 | 2264 | 3130898 | LENNOX INDUSTRIES, INC. | XC14-036-230*03 | AC | Split System: Air-Cooled Condensing Unit, Coil with Blower | XC14-036-230*03 |  | C33-43* | 13 | 15.2 | Yes | Yes | 2011-01-21 |  | 1
FALSE | 14ACX-036-230-15 | 2264 | 3130899 | LENNOX INDUSTRIES, INC. | XC14-036-230*03 | AC | Split System: Air-Cooled Condensing Unit, Coil with Blower | XC14-036-230*03 |  | C33-48* | 12.7 | 15 | Yes | Yes | 2011-01-21 |  | 1
FALSE | 14ACX-036-230-15 | 2264 | 3130900 | LENNOX INDUSTRIES, INC. | XC14-036-230*03 | AC | Split System: Air-Cooled Condensing Unit, Coil with Blower | XC14-036-230*03 |  | C33-48* | 12.2 | 14.5 | Yes | Yes | 2011-01-21 |  | 0
FALSE | 14ACX-036-230-15 | 2264 | 3130901 | LENNOX INDUSTRIES, INC. | XC14-036-230*03 | AC | Split System: Air-Cooled Condensing Unit, Coil with Blower | XC14-036-230*03 |  | C33-48* | 12.2 | 14.5 | Yes | Yes | 2011-01-21 |  | 0
FALSE | 14ACX-036-230-15 | 2264 | 3130902 | LENNOX INDUSTRIES, INC. | XC14-036-230*03 | AC | Split System: Air-Cooled Condensing Unit, Coil with Blower | XC14-036-230*03 |  | C33-49* | 13.2 | 15.7 | Yes | Yes | 2011-01-21 |  | 1
FALSE | 14ACX-036-230-15 | 2264 | 3130903 | LENNOX INDUSTRIES, INC. | XC14-036-230*03 | AC | Split System: Air-Cooled Condensing Unit, Coil with Blower | XC14-036-230*03 |  | C33-49* | 13 | 15.2 | Yes | Yes | 2011-01-21 |  | 1
FALSE | 14ACX-036-230-15 | 2264 | 3130904 | LENNOX INDUSTRIES, INC. | XC14-036-230*03 | AC | Split System: Air-Cooled Condensing Unit, Coil with Blower | XC14-036-230*03 |  | C33-49* | 13 | 15.5 | Yes | Yes | 2011-01-21 |  | 1
FALSE | 14ACX-036-230-15 | 2264 | 3130905 | LENNOX INDUSTRIES, INC. | XC14-036-230*03 | AC | Split System: Air-Cooled Condensing Unit, Coil with Blower | XC14-036-230*03 |  | C33-49* | 13 | 15.5 | Yes | Yes | 2011-01-21 |  | 1
FALSE | 14ACX-036-230-15 | 2264 | 3130906 | LENNOX INDUSTRIES, INC. | XC14-036-230*03 | AC | Split System: Air-Cooled Condensing Unit, Coil with Blower | XC14-036-230*03 |  | C33-50/60C* | 13 | 15.2 | Yes | Yes | 2011-01-21 |  | 1
FALSE | 14ACX-036-230-15 | 2264 | 3130907 | LENNOX INDUSTRIES, INC. | XC14-036-230*03 | AC | Split System: Air-Cooled Condensing Unit, Coil with Blower | XC14-036-230*03 |  | C33-50/60C* | 13 | 15.2 | Yes | Yes | 2011-01-21 |  | 1
FALSE | 14ACX-036-230-15 | 2264 | 3130908 | LENNOX INDUSTRIES, INC. | XC14-036-230*03 | AC | Split System: Air-Cooled Condensing Unit, Coil with Blower | XC14-036-230*03 |  | C33-50/60C* | 13 | 15.2 | Yes | Yes | 2011-01-21 |  | 1
FALSE | 14ACX-036-230-15 | 2264 | 3130909 | LENNOX INDUSTRIES, INC. | XC14-036-230*03 | AC | Split System: Air-Cooled Condensing Unit, Coil with Blower | XC14-036-230*03 |  | CR33-30/36* | 12.7 | 15 | Yes | Yes | 2011-01-21 |  | 1
FALSE | 14ACX-036-230-15 | 2264 | 3130912 | LENNOX INDUSTRIES, INC. | XC14-036-230*03 | AC | Split System: Air-Cooled Condensing Unit, Coil with Blower | XC14-036-230*03 |  | CR33-48* | 12.7 | 14.7 | Yes | Yes | 2011-01-21 |  | 0
FALSE | 14ACX-036-230-15 | 2264 | 3130915 | LENNOX INDUSTRIES, INC. | XC14-036-230*03 | AC | Split System: Air-Cooled Condensing Unit, Coil with Blower | XC14-036-230*03 |  | CH33-31* | 12.7 | 15 | Yes | Yes | 2011-01-21 |  | 1
FALSE | 14ACX-036-230-15 | 2264 | 3130918 | LENNOX INDUSTRIES, INC. | XC14-036-230*03 | AC | Split System: Air-Cooled Condensing Unit, Coil with Blower | XC14-036-230*03 |  | CH33-36B* | 12.5 | 14.7 | Yes | Yes | 2011-01-21 |  | 0
FALSE | 14ACX-036-230-15 | 2264 | 3130921 | LENNOX INDUSTRIES, INC. | XC14-036-230*03 | AC | Split System: Air-Cooled Condensing Unit, Coil with Blower | XC14-036-230*03 |  | CH33-43B* | 13 | 15.2 | Yes | Yes | 2011-01-21 |  | 1
FALSE | 14ACX-036-230-15 | 2264 | 3130946 | LENNOX INDUSTRIES, INC. | XC14-036-230*03 | AC | Split System: Air-Cooled Condensing Unit, Coil with Blower | XC14-036-230*03 |  | C33-48* | 12.2 | 14.5 | Yes | Yes | 2011-01-21 |  | 0
FALSE | 14ACX-036-230-15 | 2264 | 3130951 | LENNOX INDUSTRIES, INC. | XC14-036-230*03 | AC | Split System: Air-Cooled Condensing Unit, Coil with Blower | XC14-036-230*03 |  | CH33-43B* | 12.5 | 14.7 | Yes | Yes | 2011-01-21 |  | 0
FALSE | 14ACX-036-230-15 | 2264 | 3130952 | LENNOX INDUSTRIES, INC. | XC14-036-230*03 | AC | Split System: Air-Cooled Condensing Unit, Coil with Blower | XC14-036-230*03 |  | CH33-44/48* | 12.2 | 14.5 | Yes | Yes | 2011-01-21 |  | 0
FALSE | 14ACX-036-230-15 | 2264 | 3130953 | LENNOX INDUSTRIES, INC. | XC14-036-230*03 | AC | Split System: Air-Cooled Condensing Unit, Coil with Blower | XC14-036-230*03 |  | CH23-41* | 12.2 | 14.5 | Yes | Yes | 2011-01-21 |  | 0
FALSE | 14ACX-036-230-15 | 2264 | 3130954 | LENNOX INDUSTRIES, INC. | XC14-036-230*03 | AC | Split System: Air-Cooled Condensing Unit, Coil with Blower | XC14-036-230*03 |  | CH23-51* | 12.5 | 14.5 | Yes | Yes | 2011-01-21 |  | 0
FALSE | 14ACX-036-230-15 | 2264 | 3130959 | LENNOX INDUSTRIES, INC. | XC14-036-230*03 | AC | Split System: Air-Cooled Condensing Unit, Coil with Blower | XC14-036-230*03 |  | C33-43* | 12.5 | 14.7 | Yes | Yes | 2011-01-21 |  | 0
FALSE | 14ACX-036-230-15 | 2264 | 3130960 | LENNOX INDUSTRIES, INC. | XC14-036-230*03 | AC | Split System: Air-Cooled Condensing Unit, Coil with Blower | XC14-036-230*03 |  | C33-48* | 12.2 | 14.5 | Yes | Yes | 2011-01-21 |  | 0
FALSE | 14ACX-036-230-15 | 2264 | 3130965 | LENNOX INDUSTRIES, INC. | XC14-036-230*03 | AC | Split System: Air-Cooled Condensing Unit, Coil with Blower | XC14-036-230*03 |  | CH33-43B* | 12.5 | 14.7 | Yes | Yes | 2011-01-21 |  | 0
FALSE | 14ACX-036-230-15 | 2264 | 3130966 | LENNOX INDUSTRIES, INC. | XC14-036-230*03 | AC | Split System: Air-Cooled Condensing Unit, Coil with Blower | XC14-036-230*03 |  | CH33-44/48* | 12.2 | 14.5 | Yes | Yes | 2011-01-21 |  | 0
FALSE | 14ACX-036-230-15 | 2264 | 3130967 | LENNOX INDUSTRIES, INC. | XC14-036-230*03 | AC | Split System: Air-Cooled Condensing Unit, Coil with Blower | XC14-036-230*03 |  | CH23-41* | 12.2 | 14.5 | Yes | Yes | 2011-01-21 |  | 0
FALSE | 14ACX-036-230-15 | 2264 | 3130968 | LENNOX INDUSTRIES, INC. | XC14-036-230*03 | AC | Split System: Air-Cooled Condensing Unit, Coil with Blower | XC14-036-230*03 |  | CH23-51* | 12.5 | 14.5 | Yes | Yes | 2011-01-21 |  | 0
FALSE | 14ACX-036-230-15 | 2264 | 3130969 | LENNOX INDUSTRIES, INC. | XC14-036-230*03 | AC | Split System: Air-Cooled Condensing Unit, Coil with Blower | XC14-036-230*03 |  | CH33-48 | 13 | 15.2 | Yes | Yes | 2011-01-21 |  | 1
FALSE | 14ACX-036-230-15 | 2264 | 3130970 | LENNOX INDUSTRIES, INC. | XC14-036-230*03 | AC | Split System: Air-Cooled Condensing Unit, Coil with Blower | XC14-036-230*03 |  | CH33-43C* | 13 | 15.2 | Yes | Yes | 2011-01-21 |  | 1
FALSE | 14ACX-036-230-15 | 2264 | 3130971 | LENNOX INDUSTRIES, INC. | XC14-036-230*03 | AC | Split System: Air-Cooled Condensing Unit, Coil with Blower | XC14-036-230*03 |  | C33-50/60C* | 13 | 15.2 | Yes | Yes | 2011-01-21 |  | 1
FALSE | 14ACX-036-230-15 | 2264 | 3130972 | LENNOX INDUSTRIES, INC. | XC14-036-230*03 | AC | Split System: Air-Cooled Condensing Unit, Coil with Blower | XC14-036-230*03 |  | C33-49* | 13 | 15.5 | Yes | Yes | 2011-01-21 |  | 1
FALSE | 14ACX-036-230-15 | 2264 | 3130973 | LENNOX INDUSTRIES, INC. | XC14-036-230*03 | AC | Split System: Air-Cooled Condensing Unit, Coil with Blower | XC14-036-230*03 |  | C33-43* | 13 | 15.2 | Yes | Yes | 2011-01-21 |  | 1
FALSE | TSA042H4N4*Y | 2280 | 3139348 | LENNOX INDUSTRIES, INC. | TSA042H4N41Y | AC | Split System: Air-Cooled Condensing Unit, Coil with Blower | TSA042H4N41Y |  | CX34-38+TDR | 12 | 14.5 | Yes | Yes | 2011-01-21 |  | 0
FALSE | TSA042H4N4*Y | 2280 | 3139352 | LENNOX INDUSTRIES, INC. | TSA042H4N41Y | AC | Split System: Air-Cooled Condensing Unit, Coil with Blower | TSA042H4N41Y |  | CX34-43+TDR | 12 | 14.5 | Yes | Yes | 2011-01-21 |  | 0
FALSE | TSA042H4N4*Y | 2280 | 3139373 | LENNOX INDUSTRIES, INC. | TSA042H4N41Y | AC | Split System: Air-Cooled Condensing Unit, Coil with Blower | TSA042H4N41Y |  | CX34-50/60C+TDR | 12.5 | 14.5 | Yes | Yes | 2011-01-21 |  | 0
FALSE | TSA042H4N4*Y | 2280 | 3139374 | LENNOX INDUSTRIES, INC. | TSA042H4N41Y | AC | Split System: Air-Cooled Condensing Unit, Coil with Blower | TSA042H4N41Y |  | CX34-50/60C+TDR | 12.5 | 14.5 | Yes | Yes | 2011-01-21 |  | 0
FALSE | TSA042H4N4*Y | 2280 | 3139375 | LENNOX INDUSTRIES, INC. | TSA042H4N41Y | AC | Split System: Air-Cooled Condensing Unit, Coil with Blower | TSA042H4N41Y |  | CX34-50/60C+TDR | 12.5 | 14.5 | Yes | Yes | 2011-01-21 |  | 0
FALSE | TSA042H4N4*Y | 2280 | 3139377 | LENNOX INDUSTRIES, INC. | TSA042H4N41Y | AC | Split System: Air-Cooled Condensing Unit, Coil with Blower | TSA042H4N41Y |  | CX34-50/60C+TDR | 12 | 14.5 | Yes | Yes | 2011-01-21 |  | 0
FALSE | TSA042H4N4*Y | 2280 | 3139378 | LENNOX INDUSTRIES, INC. | TSA042H4N41Y | AC | Split System: Air-Cooled Condensing Unit, Coil with Blower | TSA042H4N41Y |  | CX34-62C+TDR | 12.5 | 15 | Yes | Yes | 2011-01-21 |  | 1
FALSE | TSA042H4N4*Y | 2280 | 3139379 | LENNOX INDUSTRIES, INC. | TSA042H4N41Y | AC | Split System: Air-Cooled Condensing Unit, Coil with Blower | TSA042H4N41Y |  | CX34-62C+TDR | 12.5 | 15 | Yes | Yes | 2011-01-21 |  | 1
FALSE | TSA042H4N4*Y | 2280 | 3139380 | LENNOX INDUSTRIES, INC. | TSA042H4N41Y | AC | Split System: Air-Cooled Condensing Unit, Coil with Blower | TSA042H4N41Y |  | CX34-62C+TDR | 12.5 | 15 | Yes | Yes | 2011-01-21 |  | 1
FALSE | TSA042H4N4*Y | 2280 | 3139381 | LENNOX INDUSTRIES, INC. | TSA042H4N41Y | AC | Split System: Air-Cooled Condensing Unit, Coil with Blower | TSA042H4N41Y |  | CX34-62C+TDR | 12.5 | 15 | Yes | Yes | 2011-01-21 |  | 1
FALSE | TSA042H4N4*Y | 2280 | 3139388 | LENNOX INDUSTRIES, INC. | TSA042H4N41Y | AC | Split System: Air-Cooled Condensing Unit, Coil with Blower | TSA042H4N41Y |  | C33-38+TDR+TXV | 12 | 14.5 | Yes | Yes | 2011-01-21 |  | 0
FALSE | TSA042H4N4*Y | 2280 | 3139392 | LENNOX INDUSTRIES, INC. | TSA042H4N41Y | AC | Split System: Air-Cooled Condensing Unit, Coil with Blower | TSA042H4N41Y |  | C33-43+TDR+TXV | 12 | 14.5 | Yes | Yes | 2011-01-21 |  | 0
FALSE | TSA042H4N4*Y | 2280 | 3139413 | LENNOX INDUSTRIES, INC. | TSA042H4N41Y | AC | Split System: Air-Cooled Condensing Unit, Coil with Blower | TSA042H4N41Y |  | C33-50/60C+TDR+TXV | 12.5 | 14.5 | Yes | Yes | 2011-01-21 |  | 0
FALSE | TSA042H4N4*Y | 2280 | 3139414 | LENNOX INDUSTRIES, INC. | TSA042H4N41Y | AC | Split System: Air-Cooled Condensing Unit, Coil with Blower | TSA042H4N41Y |  | C33-50/60C+TDR+TXV | 12.5 | 14.5 | Yes | Yes | 2011-01-21 |  | 0
FALSE | TSA042H4N4*Y | 2280 | 3139415 | LENNOX INDUSTRIES, INC. | TSA042H4N41Y | AC | Split System: Air-Cooled Condensing Unit, Coil with Blower | TSA042H4N41Y |  | C33-50/60C+TDR+TXV | 12.5 | 14.5 | Yes | Yes | 2011-01-21 |  | 0
FALSE | TSA042H4N4*Y | 2280 | 3139417 | LENNOX INDUSTRIES, INC. | TSA042H4N41Y | AC | Split System: Air-Cooled Condensing Unit, Coil with Blower | TSA042H4N41Y |  | C33-50/60C+TDR+TXV | 12 | 14.5 | Yes | Yes | 2011-01-21 |  | 0
FALSE | TSA042H4N4*Y | 2280 | 3139418 | LENNOX INDUSTRIES, INC. | TSA042H4N41Y | AC | Split System: Air-Cooled Condensing Unit, Coil with Blower | TSA042H4N41Y |  | C33-62C+TDR+TXV | 12.5 | 15 | Yes | Yes | 2011-01-21 |  | 1
FALSE | TSA042H4N4*Y | 2280 | 3139419 | LENNOX INDUSTRIES, INC. | TSA042H4N41Y | AC | Split System: Air-Cooled Condensing Unit, Coil with Blower | TSA042H4N41Y |  | C33-62C+TDR+TXV | 12.5 | 15 | Yes | Yes | 2011-01-21 |  | 1
FALSE | TSA042H4N4*Y | 2280 | 3139420 | LENNOX INDUSTRIES, INC. | TSA042H4N41Y | AC | Split System: Air-Cooled Condensing Unit, Coil with Blower | TSA042H4N41Y |  | C33-62C+TDR+TXV | 12.5 | 15 | Yes | Yes | 2011-01-21 |  | 1
FALSE | TSA042H4N4*Y | 2280 | 3139421 | LENNOX INDUSTRIES, INC. | TSA042H4N41Y | AC | Split System: Air-Cooled Condensing Unit, Coil with Blower | TSA042H4N41Y |  | C33-62C+TDR+TXV | 12.5 | 15 | Yes | Yes | 2011-01-21 |  | 1
FALSE | TSA042H4N4*Y | 2280 | 3139422 | LENNOX INDUSTRIES, INC. | TSA042H4N41Y | AC | Split System: Air-Cooled Condensing Unit, Coil with Blower | TSA042H4N41Y |  | C33-62C+TDR+TXV | 12.5 | 15 | Yes | Yes | 2011-01-21 |  | 1
FALSE | TSA042H4N4*Y | 2280 | 3139423 | LENNOX INDUSTRIES, INC. | TSA042H4N41Y | AC | Split System: Air-Cooled Condensing Unit, Coil with Blower | TSA042H4N41Y |  | C33-62C+TDR+TXV | 12.5 | 15 | Yes | Yes | 2011-01-21 |  | 1
FALSE | TSA042H4N4*Y | 2280 | 3139424 | LENNOX INDUSTRIES, INC. | TSA042H4N41Y | AC | Split System: Air-Cooled Condensing Unit, Coil with Blower | TSA042H4N41Y |  | CR33-50/60+TDR+TXV | 12.5 | 15 | Yes | Yes | 2011-01-21 |  | 1
FALSE | TSA042H4N4*Y | 2280 | 3139425 | LENNOX INDUSTRIES, INC. | TSA042H4N41Y | AC | Split System: Air-Cooled Condensing Unit, Coil with Blower | TSA042H4N41Y |  | CR33-50/60+TDR+TXV | 12.5 | 15 | Yes | Yes | 2011-01-21 |  | 1
FALSE | TSA042H4N4*Y | 2280 | 3139426 | LENNOX INDUSTRIES, INC. | TSA042H4N41Y | AC | Split System: Air-Cooled Condensing Unit, Coil with Blower | TSA042H4N41Y |  | CR33-50/60+TDR+TXV | 12.5 | 14.5 | Yes | Yes | 2011-01-21 |  | 0
FALSE | TSA042H4N4*Y | 2280 | 3139427 | LENNOX INDUSTRIES, INC. | TSA042H4N41Y | AC | Split System: Air-Cooled Condensing Unit, Coil with Blower | TSA042H4N41Y |  | CR33-50/60+TDR+TXV | 12.5 | 14.5 | Yes | Yes | 2011-01-21 |  | 0
FALSE | TSA042H4N4*Y | 2280 | 3139428 | LENNOX INDUSTRIES, INC. | TSA042H4N41Y | AC | Split System: Air-Cooled Condensing Unit, Coil with Blower | TSA042H4N41Y |  | CR33-50/60+TDR+TXV | 12 | 14.5 | Yes | Yes | 2011-01-21 |  | 0
FALSE | TSA042H4N4*Y | 2280 | 3139429 | LENNOX INDUSTRIES, INC. | TSA042H4N41Y | AC | Split System: Air-Cooled Condensing Unit, Coil with Blower | TSA042H4N41Y |  | CR33-50/60+TDR+TXV | 12.5 | 14.5 | Yes | Yes | 2011-01-21 |  | 0
FALSE | TSA042H4N4*Y | 2280 | 3139430 | LENNOX INDUSTRIES, INC. | TSA042H4N41Y | AC | Split System: Air-Cooled Condensing Unit, Coil with Blower | TSA042H4N41Y |  | CR33-60+TDR+TXV | 12.5 | 15 | Yes | Yes | 2011-01-21 |  | 1
FALSE | TSA042H4N4*Y | 2280 | 3139431 | LENNOX INDUSTRIES, INC. | TSA042H4N41Y | AC | Split System: Air-Cooled Condensing Unit, Coil with Blower | TSA042H4N41Y |  | CR33-60+TDR+TXV | 12.5 | 15 | Yes | Yes | 2011-01-21 |  | 1
FALSE | TSA042H4N4*Y | 2280 | 3139432 | LENNOX INDUSTRIES, INC. | TSA042H4N41Y | AC | Split System: Air-Cooled Condensing Unit, Coil with Blower | TSA042H4N41Y |  | CH33-43+TDR+TXV | 12.5 | 15 | Yes | Yes | 2011-01-21 |  | 1
FALSE | TSA042H4N4*Y | 2280 | 3139433 | LENNOX INDUSTRIES, INC. | TSA042H4N41Y | AC | Split System: Air-Cooled Condensing Unit, Coil with Blower | TSA042H4N41Y |  | CH33-43+TDR+TXV | 12.5 | 15 | Yes | Yes | 2011-01-21 |  | 1
FALSE | TSA042H4N4*Y | 2280 | 3139434 | LENNOX INDUSTRIES, INC. | TSA042H4N41Y | AC | Split System: Air-Cooled Condensing Unit, Coil with Blower | TSA042H4N41Y |  | CH33-43+TDR+TXV | 12.5 | 15 | Yes | Yes | 2011-01-21 |  | 1
FALSE | TSA042H4N4*Y | 2280 | 3139435 | LENNOX INDUSTRIES, INC. | TSA042H4N41Y | AC | Split System: Air-Cooled Condensing Unit, Coil with Blower | TSA042H4N41Y |  | CH33-43+TDR+TXV | 12.5 | 15 | Yes | Yes | 2011-01-21 |  | 1
FALSE | TSA042H4N4*Y | 2280 | 3139436 | LENNOX INDUSTRIES, INC. | TSA042H4N41Y | AC | Split System: Air-Cooled Condensing Unit, Coil with Blower | TSA042H4N41Y |  | CH33-43+TDR+TXV | 12.5 | 14.5 | Yes | Yes | 2011-01-21 |  | 0
FALSE | TSA042H4N4*Y | 2280 | 3139437 | LENNOX INDUSTRIES, INC. | TSA042H4N41Y | AC | Split System: Air-Cooled Condensing Unit, Coil with Blower | TSA042H4N41Y |  | CH33-43+TDR+TXV | 12.5 | 15 | Yes | Yes | 2011-01-21 |  | 1
FALSE | TSA042H4N4*Y | 2280 | 3139438 | LENNOX INDUSTRIES, INC. | TSA042H4N41Y | AC | Split System: Air-Cooled Condensing Unit, Coil with Blower | TSA042H4N41Y |  | CH33-48+TDR+TXV | 12.5 | 15 | Yes | Yes | 2011-01-21 |  | 1
FALSE | TSA042H4N4*Y | 2280 | 3139439 | LENNOX INDUSTRIES, INC. | TSA042H4N41Y | AC | Split System: Air-Cooled Condensing Unit, Coil with Blower | TSA042H4N41Y |  | CH33-48+TDR+TXV | 12.5 | 14.5 | Yes | Yes | 2011-01-21 |  | 0
FALSE | TSA042H4N4*Y | 2280 | 3139441 | LENNOX INDUSTRIES, INC. | TSA042H4N41Y | AC | Split System: Air-Cooled Condensing Unit, Coil with Blower | TSA042H4N41Y |  | CH33-48+TDR+TXV | 12 | 14.5 | Yes | Yes | 2011-01-21 |  | 0
FALSE | TSA042H4N4*Y | 2280 | 3139442 | LENNOX INDUSTRIES, INC. | TSA042H4N41Y | AC | Split System: Air-Cooled Condensing Unit, Coil with Blower | TSA042H4N41Y |  | CH33-49+TDR+TXV | 12.5 | 15 | Yes | Yes | 2011-01-21 |  | 1
FALSE | TSA042H4N4*Y | 2280 | 3139443 | LENNOX INDUSTRIES, INC. | TSA042H4N41Y | AC | Split System: Air-Cooled Condensing Unit, Coil with Blower | TSA042H4N41Y |  | CH33-49+TDR+TXV | 12.5 | 15 | Yes | Yes | 2011-01-21 |  | 1
FALSE | TSA042H4N4*Y | 2280 | 3139444 | LENNOX INDUSTRIES, INC. | TSA042H4N41Y | AC | Split System: Air-Cooled Condensing Unit, Coil with Blower | TSA042H4N41Y |  | CH33-49+TDR+TXV | 12.5 | 15 | Yes | Yes | 2011-01-21 |  | 1
FALSE | TSA042H4N4*Y | 2280 | 3139445 | LENNOX INDUSTRIES, INC. | TSA042H4N41Y | AC | Split System: Air-Cooled Condensing Unit, Coil with Blower | TSA042H4N41Y |  | CH33-49+TDR+TXV | 12.5 | 15 | Yes | Yes | 2011-01-21 |  | 1
FALSE | TSA042H4N4*Y | 2280 | 3139446 | LENNOX INDUSTRIES, INC. | TSA042H4N41Y | AC | Split System: Air-Cooled Condensing Unit, Coil with Blower | TSA042H4N41Y |  | CH33-49+TDR+TXV | 12 | 14.5 | Yes | Yes | 2011-01-21 |  | 0
FALSE | TSA042H4N4*Y | 2280 | 3139447 | LENNOX INDUSTRIES, INC. | TSA042H4N41Y | AC | Split System: Air-Cooled Condensing Unit, Coil with Blower | TSA042H4N41Y |  | CH33-49+TDR+TXV | 12.5 | 15 | Yes | Yes | 2011-01-21 |  | 1
FALSE | TSA042H4N4*Y | 2280 | 3139448 | LENNOX INDUSTRIES, INC. | TSA042H4N41Y | AC | Split System: Air-Cooled Condensing Unit, Coil with Blower | TSA042H4N41Y |  | CH33-50/60C+TDR+TXV | 12.5 | 15 | Yes | Yes | 2011-01-21 |  | 1
FALSE | TSA042H4N4*Y | 2280 | 3139449 | LENNOX INDUSTRIES, INC. | TSA042H4N41Y | AC | Split System: Air-Cooled Condensing Unit, Coil with Blower | TSA042H4N41Y |  | CH33-50/60C+TDR+TXV | 12.5 | 15 | Yes | Yes | 2011-01-21 |  | 1
FALSE | TSA042H4N4*Y | 2280 | 3139450 | LENNOX INDUSTRIES, INC. | TSA042H4N41Y | AC | Split System: Air-Cooled Condensing Unit, Coil with Blower | TSA042H4N41Y |  | CH33-50/60C+TDR+TXV | 12 | 14.5 | Yes | Yes | 2011-01-21 |  | 0
FALSE | TSA042H4N4*Y | 2280 | 3139451 | LENNOX INDUSTRIES, INC. | TSA042H4N41Y | AC | Split System: Air-Cooled Condensing Unit, Coil with Blower | TSA042H4N41Y |  | CH33-50/60C+TDR+TXV | 12.5 | 15 | Yes | Yes | 2011-01-21 |  | 1
FALSE | TSA042H4N4*Y | 2280 | 3139452 | LENNOX INDUSTRIES, INC. | TSA042H4N41Y | AC | Split System: Air-Cooled Condensing Unit, Coil with Blower | TSA042H4N41Y |  | CH33-50/60C+TDR+TXV | 12 | 14.5 | Yes | Yes | 2011-01-21 |  | 0
FALSE | TSA042H4N4*Y | 2280 | 3139453 | LENNOX INDUSTRIES, INC. | TSA042H4N41Y | AC | Split System: Air-Cooled Condensing Unit, Coil with Blower | TSA042H4N41Y |  | CH33-50/60C+TDR+TXV | 12 | 14.5 | Yes | Yes | 2011-01-21 |  | 0
FALSE | TSA042H4N4*Y | 2280 | 3139459 | LENNOX INDUSTRIES, INC. | TSA042H4N41Y | AC | Split System: Air-Cooled Condensing Unit, Coil with Blower | TSA042H4N41Y |  | CB31MV-51*P+TDR+TXV | 12.5 | 14.5 | Yes | Yes | 2011-01-21 |  | 0
FALSE | TSA042H4N4*Y | 2280 | 3139462 | LENNOX INDUSTRIES, INC. | TSA042H4N41Y | AC | Split System: Air-Cooled Condensing Unit, Coil with Blower | TSA042H4N41Y |  | CBX32MV-048*+TDR | 12.5 | 14.5 | Yes | Yes | 2011-01-21 |  | 0
FALSE | TSA042H4N4*Y | 2280 | 3139463 | LENNOX INDUSTRIES, INC. | TSA042H4N41Y | AC | Split System: Air-Cooled Condensing Unit, Coil with Blower | TSA042H4N41Y |  | CBX27UH-042-230*+TDR | 12.5 | 15 | Yes | Yes | 2011-01-21 |  | 1
FALSE | TSA042H4N4*Y | 2280 | 3139464 | LENNOX INDUSTRIES, INC. | TSA042H4N41Y | AC | Split System: Air-Cooled Condensing Unit, Coil with Blower | TSA042H4N41Y |  | CBX27UH-048-230*+TDR | 12.5 | 15 | Yes | Yes | 2011-01-21 |  | 1
FALSE | TSA042H4N4*Y | 2280 | 3139465 | LENNOX INDUSTRIES, INC. | TSA042H4N41Y | AC | Split System: Air-Cooled Condensing Unit, Coil with Blower | TSA042H4N41Y |  | CB27UH-042-230*+TDR+TXV | 12.5 | 15 | Yes | Yes | 2011-01-21 |  | 1
FALSE | TSA042H4N4*Y | 2280 | 3139466 | LENNOX INDUSTRIES, INC. | TSA042H4N41Y | AC | Split System: Air-Cooled Condensing Unit, Coil with Blower | TSA042H4N41Y |  | CB27UH-048-230*+TDR+TXV | 12.5 | 15 | Yes | Yes | 2011-01-21 |  | 1
FALSE | TSA042H4N4*Y | 2280 | 3139474 | LENNOX INDUSTRIES, INC. | TSA042H4N41Y | AC | Split System: Air-Cooled Condensing Unit, Coil with Blower | TSA042H4N41Y |  | CX34-43+TDR | 12.5 | 15 | Yes | Yes | 2011-01-21 |  | 1
FALSE | TSA042H4N4*Y | 2280 | 3139475 | LENNOX INDUSTRIES, INC. | TSA042H4N41Y | AC | Split System: Air-Cooled Condensing Unit, Coil with Blower | TSA042H4N41Y |  | CX34-44/48+TDR | 12 | 14.5 | Yes | Yes | 2011-01-21 |  | 0
FALSE | TSA042H4N4*Y | 2280 | 3139476 | LENNOX INDUSTRIES, INC. | TSA042H4N41Y | AC | Split System: Air-Cooled Condensing Unit, Coil with Blower | TSA042H4N41Y |  | CX34-49+TDR | 12.5 | 15 | Yes | Yes | 2011-01-21 |  | 1
FALSE | TSA042H4N4*Y | 2280 | 3139477 | LENNOX INDUSTRIES, INC. | TSA042H4N41Y | AC | Split System: Air-Cooled Condensing Unit, Coil with Blower | TSA042H4N41Y |  | CX34-50/60C+TDR | 12.5 | 14.5 | Yes | Yes | 2011-01-21 |  | 0
FALSE | TSA042H4N4*Y | 2280 | 3139479 | LENNOX INDUSTRIES, INC. | TSA042H4N41Y | AC | Split System: Air-Cooled Condensing Unit, Coil with Blower | TSA042H4N41Y |  | C33-43+TDR+TXV | 12.5 | 15 | Yes | Yes | 2011-01-21 |  | 1
FALSE | TSA042H4N4*Y | 2280 | 3139480 | LENNOX INDUSTRIES, INC. | TSA042H4N41Y | AC | Split System: Air-Cooled Condensing Unit, Coil with Blower | TSA042H4N41Y |  | C33-48+TDR+TXV | 12 | 14.5 | Yes | Yes | 2011-01-21 |  | 0
FALSE | TSA042H4N4*Y | 2280 | 3139481 | LENNOX INDUSTRIES, INC. | TSA042H4N41Y | AC | Split System: Air-Cooled Condensing Unit, Coil with Blower | TSA042H4N41Y |  | C33-49+TDR+TXV | 12.5 | 15 | Yes | Yes | 2011-01-21 |  | 1
FALSE | TSA042H4N4*Y | 2280 | 3139482 | LENNOX INDUSTRIES, INC. | TSA042H4N41Y | AC | Split System: Air-Cooled Condensing Unit, Coil with Blower | TSA042H4N41Y |  | C33-50/60C+TDR+TXV | 12.5 | 14.5 | Yes | Yes | 2011-01-21 |  | 0
FALSE | TSA042H4N4*Y | 2280 | 3139483 | LENNOX INDUSTRIES, INC. | TSA042H4N41Y | AC | Split System: Air-Cooled Condensing Unit, Coil with Blower | TSA042H4N41Y |  | C33-62C+TDR+TXV | 12.5 | 15 | Yes | Yes | 2011-01-21 |  | 1
FALSE | TSA042H4N4*Y | 2280 | 3139484 | LENNOX INDUSTRIES, INC. | TSA042H4N41Y | AC | Split System: Air-Cooled Condensing Unit, Coil with Blower | TSA042H4N41Y |  | CR33-50/60+TDR+TXV | 12.5 | 14.5 | Yes | Yes | 2011-01-21 |  | 0
FALSE | TSA042H4N4*Y | 2280 | 3139485 | LENNOX INDUSTRIES, INC. | TSA042H4N41Y | AC | Split System: Air-Cooled Condensing Unit, Coil with Blower | TSA042H4N41Y |  | CH33-43+TDR+TXV | 12.5 | 15 | Yes | Yes | 2011-01-21 |  | 1
FALSE | TSA042H4N4*Y | 2280 | 3139486 | LENNOX INDUSTRIES, INC. | TSA042H4N41Y | AC | Split System: Air-Cooled Condensing Unit, Coil with Blower | TSA042H4N41Y |  | CH33-49+TDR+TXV | 12.5 | 15 | Yes | Yes | 2011-01-21 |  | 1
FALSE | TSA042H4N4*Y | 2280 | 3139487 | LENNOX INDUSTRIES, INC. | TSA042H4N41Y | AC | Split System: Air-Cooled Condensing Unit, Coil with Blower | TSA042H4N41Y |  | CH33-50/60C+TDR+TXV | 12.5 | 15 | Yes | Yes | 2011-01-21 |  | 1
FALSE | TSA042H4N4*Y | 2280 | 3139488 | LENNOX INDUSTRIES, INC. | TSA042H4N41Y | AC | Split System: Air-Cooled Condensing Unit, Coil with Blower | TSA042H4N41Y |  | CR33-60+TDR+TXV | 12.5 | 15 | Yes | Yes | 2011-01-21 |  | 1
FALSE | TSA042H4N4*Y | 2280 | 3139489 | LENNOX INDUSTRIES, INC. | TSA042H4N41Y | AC | Split System: Air-Cooled Condensing Unit, Coil with Blower | TSA042H4N41Y |  | CH33-49+TDR+TXV | 12.5 | 15 | Yes | Yes | 2011-01-21 |  | 1
FALSE | TSA042H4N4*Y | 2280 | 3139490 | LENNOX INDUSTRIES, INC. | TSA042H4N41Y | AC | Split System: Air-Cooled Condensing Unit, Coil with Blower | TSA042H4N41Y |  | C33-60D+TDR+TXV | 12.5 | 15 | Yes | Yes | 2011-01-21 |  | 1
FALSE | TSA042H4N4*Y | 2280 | 3139491 | LENNOX INDUSTRIES, INC. | TSA042H4N41Y | AC | Split System: Air-Cooled Condensing Unit, Coil with Blower | TSA042H4N41Y |  | CX34-60D+TDR | 12.5 | 15 | Yes | Yes | 2011-01-21 |  | 1
FALSE | TSA042H4N4*Y | 2280 | 3139492 | LENNOX INDUSTRIES, INC. | TSA042H4N41Y | AC | Split System: Air-Cooled Condensing Unit, Coil with Blower | TSA042H4N41Y |  | C33-49+TDR+TXV | 12.5 | 15 | Yes | Yes | 2011-01-21 |  | 1
FALSE | TSA042H4N4*Y | 2280 | 3139493 | LENNOX INDUSTRIES, INC. | TSA042H4N41Y | AC | Split System: Air-Cooled Condensing Unit, Coil with Blower | TSA042H4N41Y |  | CX34-49+TDR | 12.5 | 15 | Yes | Yes | 2011-01-21 |  | 1
FALSE | TSA042H4N4*Y | 2280 | 3139523 | LENNOX INDUSTRIES, INC. | TSA042H4N41G | AC | Split System: Air-Cooled Condensing Unit, Coil with Blower | TSA042H4N41G |  | CX34-38+TDR | 12 | 14.5 | Yes | Yes | 2011-01-21 |  | 0
FALSE | TSA042H4N4*Y | 2280 | 3139527 | LENNOX INDUSTRIES, INC. | TSA042H4N41G | AC | Split System: Air-Cooled Condensing Unit, Coil with Blower | TSA042H4N41G |  | CX34-43+TDR | 12 | 14.5 | Yes | Yes | 2011-01-21 |  | 0
FALSE | TSA042H4N4*Y | 2280 | 3139549 | LENNOX INDUSTRIES, INC. | TSA042H4N41G | AC | Split System: Air-Cooled Condensing Unit, Coil with Blower | TSA042H4N41G |  | CX34-50/60C+TDR | 12.5 | 14.5 | Yes | Yes | 2011-01-21 |  | 0
FALSE | TSA042H4N4*Y | 2280 | 3139550 | LENNOX INDUSTRIES, INC. | TSA042H4N41G | AC | Split System: Air-Cooled Condensing Unit, Coil with Blower | TSA042H4N41G |  | CX34-50/60C+TDR | 12.5 | 14.5 | Yes | Yes | 2011-01-21 |  | 0
FALSE | TSA042H4N4*Y | 2280 | 3139552 | LENNOX INDUSTRIES, INC. | TSA042H4N41G | AC | Split System: Air-Cooled Condensing Unit, Coil with Blower | TSA042H4N41G |  | CX34-50/60C+TDR | 12 | 14.5 | Yes | Yes | 2011-01-21 |  | 0
FALSE | TSA042H4N4*Y | 2280 | 3139553 | LENNOX INDUSTRIES, INC. | TSA042H4N41G | AC | Split System: Air-Cooled Condensing Unit, Coil with Blower | TSA042H4N41G |  | CX34-62C+TDR | 12.5 | 15 | Yes | Yes | 2011-01-21 |  | 1
FALSE | TSA042H4N4*Y | 2280 | 3139554 | LENNOX INDUSTRIES, INC. | TSA042H4N41G | AC | Split System: Air-Cooled Condensing Unit, Coil with Blower | TSA042H4N41G |  | CX34-62C+TDR | 12.5 | 15 | Yes | Yes | 2011-01-21 |  | 1
FALSE | TSA042H4N4*Y | 2280 | 3139555 | LENNOX INDUSTRIES, INC. | TSA042H4N41G | AC | Split System: Air-Cooled Condensing Unit, Coil with Blower | TSA042H4N41G |  | CX34-62C+TDR | 12.5 | 15 | Yes | Yes | 2011-01-21 |  | 1
FALSE | TSA042H4N4*Y | 2280 | 3139556 | LENNOX INDUSTRIES, INC. | TSA042H4N41G | AC | Split System: Air-Cooled Condensing Unit, Coil with Blower | TSA042H4N41G |  | CX34-62C+TDR | 12.5 | 15 | Yes | Yes | 2011-01-21 |  | 1
FALSE | TSA042H4N4*Y | 2280 | 3139563 | LENNOX INDUSTRIES, INC. | TSA042H4N41G | AC | Split System: Air-Cooled Condensing Unit, Coil with Blower | TSA042H4N41G |  | C33-38+TDR+TXV | 12 | 14.5 | Yes | Yes | 2011-01-21 |  | 0
FALSE | TSA042H4N4*Y | 2280 | 3139567 | LENNOX INDUSTRIES, INC. | TSA042H4N41G | AC | Split System: Air-Cooled Condensing Unit, Coil with Blower | TSA042H4N41G |  | C33-43+TDR+TXV | 12 | 14.5 | Yes | Yes | 2011-01-21 |  | 0
FALSE | TSA042H4N4*Y | 2280 | 3139589 | LENNOX INDUSTRIES, INC. | TSA042H4N41G | AC | Split System: Air-Cooled Condensing Unit, Coil with Blower | TSA042H4N41G |  | C33-50/60C+TDR+TXV | 12.5 | 14.5 | Yes | Yes | 2011-01-21 |  | 0
FALSE | TSA042H4N4*Y | 2280 | 3139590 | LENNOX INDUSTRIES, INC. | TSA042H4N41G | AC | Split System: Air-Cooled Condensing Unit, Coil with Blower | TSA042H4N41G |  | C33-50/60C+TDR+TXV | 12.5 | 14.5 | Yes | Yes | 2011-01-21 |  | 0
FALSE | TSA042H4N4*Y | 2280 | 3139592 | LENNOX INDUSTRIES, INC. | TSA042H4N41G | AC | Split System: Air-Cooled Condensing Unit, Coil with Blower | TSA042H4N41G |  | C33-50/60C+TDR+TXV | 12 | 14.5 | Yes | Yes | 2011-01-21 |  | 0
FALSE | TSA042H4N4*Y | 2280 | 3139593 | LENNOX INDUSTRIES, INC. | TSA042H4N41G | AC | Split System: Air-Cooled Condensing Unit, Coil with Blower | TSA042H4N41G |  | C33-62C+TDR+TXV | 12.5 | 15 | Yes | Yes | 2011-01-21 |  | 1
FALSE | TSA042H4N4*Y | 2280 | 3139594 | LENNOX INDUSTRIES, INC. | TSA042H4N41G | AC | Split System: Air-Cooled Condensing Unit, Coil with Blower | TSA042H4N41G |  | C33-62C+TDR+TXV | 12.5 | 15 | Yes | Yes | 2011-01-21 |  | 1
FALSE | TSA042H4N4*Y | 2280 | 3139595 | LENNOX INDUSTRIES, INC. | TSA042H4N41G | AC | Split System: Air-Cooled Condensing Unit, Coil with Blower | TSA042H4N41G |  | C33-62C+TDR+TXV | 12.5 | 15 | Yes | Yes | 2011-01-21 |  | 1
FALSE | TSA042H4N4*Y | 2280 | 3139596 | LENNOX INDUSTRIES, INC. | TSA042H4N41G | AC | Split System: Air-Cooled Condensing Unit, Coil with Blower | TSA042H4N41G |  | C33-62C+TDR+TXV | 12.5 | 15 | Yes | Yes | 2011-01-21 |  | 1
FALSE | TSA042H4N4*Y | 2280 | 3139597 | LENNOX INDUSTRIES, INC. | TSA042H4N41G | AC | Split System: Air-Cooled Condensing Unit, Coil with Blower | TSA042H4N41G |  | C33-62C+TDR+TXV | 12.5 | 15 | Yes | Yes | 2011-01-21 |  | 1
FALSE | TSA042H4N4*Y | 2280 | 3139598 | LENNOX INDUSTRIES, INC. | TSA042H4N41G | AC | Split System: Air-Cooled Condensing Unit, Coil with Blower | TSA042H4N41G |  | C33-62C+TDR+TXV | 12.5 | 15 | Yes | Yes | 2011-01-21 |  | 1
FALSE | TSA042H4N4*Y | 2280 | 3139599 | LENNOX INDUSTRIES, INC. | TSA042H4N41G | AC | Split System: Air-Cooled Condensing Unit, Coil with Blower | TSA042H4N41G |  | CR33-50/60+TDR+TXV | 12.5 | 15 | Yes | Yes | 2011-01-21 |  | 1
FALSE | TSA042H4N4*Y | 2280 | 3139600 | LENNOX INDUSTRIES, INC. | TSA042H4N41G | AC | Split System: Air-Cooled Condensing Unit, Coil with Blower | TSA042H4N41G |  | CR33-50/60+TDR+TXV | 12.5 | 15 | Yes | Yes | 2011-01-21 |  | 1
FALSE | TSA042H4N4*Y | 2280 | 3139601 | LENNOX INDUSTRIES, INC. | TSA042H4N41G | AC | Split System: Air-Cooled Condensing Unit, Coil with Blower | TSA042H4N41G |  | CR33-50/60+TDR+TXV | 12.5 | 14.5 | Yes | Yes | 2011-01-21 |  | 0
FALSE | TSA042H4N4*Y | 2280 | 3139602 | LENNOX INDUSTRIES, INC. | TSA042H4N41G | AC | Split System: Air-Cooled Condensing Unit, Coil with Blower | TSA042H4N41G |  | CR33-50/60+TDR+TXV | 12.5 | 14.5 | Yes | Yes | 2011-01-21 |  | 0
FALSE | TSA042H4N4*Y | 2280 | 3139603 | LENNOX INDUSTRIES, INC. | TSA042H4N41G | AC | Split System: Air-Cooled Condensing Unit, Coil with Blower | TSA042H4N41G |  | CR33-50/60+TDR+TXV | 12 | 14.5 | Yes | Yes | 2011-01-21 |  | 0
FALSE | TSA042H4N4*Y | 2280 | 3139604 | LENNOX INDUSTRIES, INC. | TSA042H4N41G | AC | Split System: Air-Cooled Condensing Unit, Coil with Blower | TSA042H4N41G |  | CR33-50/60+TDR+TXV | 12.5 | 14.5 | Yes | Yes | 2011-01-21 |  | 0
FALSE | TSA042H4N4*Y | 2280 | 3139605 | LENNOX INDUSTRIES, INC. | TSA042H4N41G | AC | Split System: Air-Cooled Condensing Unit, Coil with Blower | TSA042H4N41G |  | CR33-60+TDR+TXV | 12.5 | 15 | Yes | Yes | 2011-01-21 |  | 1
FALSE | TSA042H4N4*Y | 2280 | 3139606 | LENNOX INDUSTRIES, INC. | TSA042H4N41G | AC | Split System: Air-Cooled Condensing Unit, Coil with Blower | TSA042H4N41G |  | CR33-60+TDR+TXV | 12.5 | 15 | Yes | Yes | 2011-01-21 |  | 1
FALSE | TSA042H4N4*Y | 2280 | 3139607 | LENNOX INDUSTRIES, INC. | TSA042H4N41G | AC | Split System: Air-Cooled Condensing Unit, Coil with Blower | TSA042H4N41G |  | CH33-43+TDR+TXV | 12.5 | 15 | Yes | Yes | 2011-01-21 |  | 1
FALSE | TSA042H4N4*Y | 2280 | 3139608 | LENNOX INDUSTRIES, INC. | TSA042H4N41G | AC | Split System: Air-Cooled Condensing Unit, Coil with Blower | TSA042H4N41G |  | CH33-43+TDR+TXV | 12.5 | 15 | Yes | Yes | 2011-01-21 |  | 1
FALSE | TSA042H4N4*Y | 2280 | 3139609 | LENNOX INDUSTRIES, INC. | TSA042H4N41G | AC | Split System: Air-Cooled Condensing Unit, Coil with Blower | TSA042H4N41G |  | CH33-43+TDR+TXV | 12.5 | 15 | Yes | Yes | 2011-01-21 |  | 1
FALSE | TSA042H4N4*Y | 2280 | 3139610 | LENNOX INDUSTRIES, INC. | TSA042H4N41G | AC | Split System: Air-Cooled Condensing Unit, Coil with Blower | TSA042H4N41G |  | CH33-43+TDR+TXV | 12.5 | 15 | Yes | Yes | 2011-01-21 |  | 1
FALSE | TSA042H4N4*Y | 2280 | 3139611 | LENNOX INDUSTRIES, INC. | TSA042H4N41G | AC | Split System: Air-Cooled Condensing Unit, Coil with Blower | TSA042H4N41G |  | CH33-43+TDR+TXV | 12.5 | 14.5 | Yes | Yes | 2011-01-21 |  | 0
FALSE | TSA042H4N4*Y | 2280 | 3139612 | LENNOX INDUSTRIES, INC. | TSA042H4N41G | AC | Split System: Air-Cooled Condensing Unit, Coil with Blower | TSA042H4N41G |  | CH33-43+TDR+TXV | 12.5 | 15 | Yes | Yes | 2011-01-21 |  | 1
FALSE | TSA042H4N4*Y | 2280 | 3139613 | LENNOX INDUSTRIES, INC. | TSA042H4N41G | AC | Split System: Air-Cooled Condensing Unit, Coil with Blower | TSA042H4N41G |  | CH33-48+TDR+TXV | 12.5 | 15 | Yes | Yes | 2011-01-21 |  | 1
FALSE | TSA042H4N4*Y | 2280 | 3139614 | LENNOX INDUSTRIES, INC. | TSA042H4N41G | AC | Split System: Air-Cooled Condensing Unit, Coil with Blower | TSA042H4N41G |  | CH33-48+TDR+TXV | 12.5 | 14.5 | Yes | Yes | 2011-01-21 |  | 0
FALSE | TSA042H4N4*Y | 2280 | 3139616 | LENNOX INDUSTRIES, INC. | TSA042H4N41G | AC | Split System: Air-Cooled Condensing Unit, Coil with Blower | TSA042H4N41G |  | CH33-48+TDR+TXV | 12 | 14.5 | Yes | Yes | 2011-01-21 |  | 0
FALSE | TSA042H4N4*Y | 2280 | 3139617 | LENNOX INDUSTRIES, INC. | TSA042H4N41G | AC | Split System: Air-Cooled Condensing Unit, Coil with Blower | TSA042H4N41G |  | CH33-49+TDR+TXV | 12.5 | 15 | Yes | Yes | 2011-01-21 |  | 1
FALSE | TSA042H4N4*Y | 2280 | 3139618 | LENNOX INDUSTRIES, INC. | TSA042H4N41G | AC | Split System: Air-Cooled Condensing Unit, Coil with Blower | TSA042H4N41G |  | CH33-49+TDR+TXV | 12.5 | 15 | Yes | Yes | 2011-01-21 |  | 1
FALSE | TSA042H4N4*Y | 2280 | 3139619 | LENNOX INDUSTRIES, INC. | TSA042H4N41G | AC | Split System: Air-Cooled Condensing Unit, Coil with Blower | TSA042H4N41G |  | CH33-49+TDR+TXV | 12.5 | 15 | Yes | Yes | 2011-01-21 |  | 1
FALSE | TSA042H4N4*Y | 2280 | 3139620 | LENNOX INDUSTRIES, INC. | TSA042H4N41G | AC | Split System: Air-Cooled Condensing Unit, Coil with Blower | TSA042H4N41G |  | CH33-49+TDR+TXV | 12.5 | 15 | Yes | Yes | 2011-01-21 |  | 1
FALSE | TSA042H4N4*Y | 2280 | 3139621 | LENNOX INDUSTRIES, INC. | TSA042H4N41G | AC | Split System: Air-Cooled Condensing Unit, Coil with Blower | TSA042H4N41G |  | CH33-49+TDR+TXV | 12 | 14.5 | Yes | Yes | 2011-01-21 |  | 0
FALSE | TSA042H4N4*Y | 2280 | 3139622 | LENNOX INDUSTRIES, INC. | TSA042H4N41G | AC | Split System: Air-Cooled Condensing Unit, Coil with Blower | TSA042H4N41G |  | CH33-49+TDR+TXV | 12.5 | 15 | Yes | Yes | 2011-01-21 |  | 1
FALSE | TSA042H4N4*Y | 2280 | 3139623 | LENNOX INDUSTRIES, INC. | TSA042H4N41G | AC | Split System: Air-Cooled Condensing Unit, Coil with Blower | TSA042H4N41G |  | CH33-50/60C+TDR+TXV | 12.5 | 15 | Yes | Yes | 2011-01-21 |  | 1
FALSE | TSA042H4N4*Y | 2280 | 3139624 | LENNOX INDUSTRIES, INC. | TSA042H4N41G | AC | Split System: Air-Cooled Condensing Unit, Coil with Blower | TSA042H4N41G |  | CH33-50/60C+TDR+TXV | 12.5 | 15 | Yes | Yes | 2011-01-21 |  | 1
FALSE | TSA042H4N4*Y | 2280 | 3139625 | LENNOX INDUSTRIES, INC. | TSA042H4N41G | AC | Split System: Air-Cooled Condensing Unit, Coil with Blower | TSA042H4N41G |  | CH33-50/60C+TDR+TXV | 12 | 14.5 | Yes | Yes | 2011-01-21 |  | 0
FALSE | TSA042H4N4*Y | 2280 | 3139626 | LENNOX INDUSTRIES, INC. | TSA042H4N41G | AC | Split System: Air-Cooled Condensing Unit, Coil with Blower | TSA042H4N41G |  | CH33-50/60C+TDR+TXV | 12.5 | 15 | Yes | Yes | 2011-01-21 |  | 1
FALSE | TSA042H4N4*Y | 2280 | 3139627 | LENNOX INDUSTRIES, INC. | TSA042H4N41G | AC | Split System: Air-Cooled Condensing Unit, Coil with Blower | TSA042H4N41G |  | CH33-50/60C+TDR+TXV | 12 | 14.5 | Yes | Yes | 2011-01-21 |  | 0
FALSE | TSA042H4N4*Y | 2280 | 3139628 | LENNOX INDUSTRIES, INC. | TSA042H4N41G | AC | Split System: Air-Cooled Condensing Unit, Coil with Blower | TSA042H4N41G |  | CH33-50/60C+TDR+TXV | 12 | 14.5 | Yes | Yes | 2011-01-21 |  | 0
FALSE | TSA042H4N4*Y | 2280 | 3139634 | LENNOX INDUSTRIES, INC. | TSA042H4N41G | AC | Split System: Air-Cooled Condensing Unit, Coil with Blower | TSA042H4N41G |  | CB31MV-51*P+TDR+TXV | 12.5 | 14.5 | Yes | Yes | 2011-01-21 |  | 0
FALSE | TSA042H4N4*Y | 2280 | 3139637 | LENNOX INDUSTRIES, INC. | TSA042H4N41G | AC | Split System: Air-Cooled Condensing Unit, Coil with Blower | TSA042H4N41G |  | CBX32MV-048*+TDR | 12.5 | 14.5 | Yes | Yes | 2011-01-21 |  | 0
FALSE | TSA042H4N4*Y | 2280 | 3139638 | LENNOX INDUSTRIES, INC. | TSA042H4N41G | AC | Split System: Air-Cooled Condensing Unit, Coil with Blower | TSA042H4N41G |  | CBX27UH-042-230*+TDR | 12.5 | 15 | Yes | Yes | 2011-01-21 |  | 1
FALSE | TSA042H4N4*Y | 2280 | 3139639 | LENNOX INDUSTRIES, INC. | TSA042H4N41G | AC | Split System: Air-Cooled Condensing Unit, Coil with Blower | TSA042H4N41G |  | CBX27UH-048-230*+TDR | 12.5 | 15 | Yes | Yes | 2011-01-21 |  | 1
FALSE | TSA042H4N4*Y | 2280 | 3139640 | LENNOX INDUSTRIES, INC. | TSA042H4N41G | AC | Split System: Air-Cooled Condensing Unit, Coil with Blower | TSA042H4N41G |  | CB27UH-042-230*+TDR+TXV | 12.5 | 15 | Yes | Yes | 2011-01-21 |  | 1
FALSE | TSA042H4N4*Y | 2280 | 3139641 | LENNOX INDUSTRIES, INC. | TSA042H4N41G | AC | Split System: Air-Cooled Condensing Unit, Coil with Blower | TSA042H4N41G |  | CB27UH-048-230*+TDR+TXV | 12.5 | 15 | Yes | Yes | 2011-01-21 |  | 1
FALSE | TSA042H4N4*Y | 2280 | 3139649 | LENNOX INDUSTRIES, INC. | TSA042H4N41G | AC | Split System: Air-Cooled Condensing Unit, Coil with Blower | TSA042H4N41G |  | CX34-43+TDR | 12.5 | 15 | Yes | Yes | 2011-01-21 |  | 1
FALSE | TSA042H4N4*Y | 2280 | 3139650 | LENNOX INDUSTRIES, INC. | TSA042H4N41G | AC | Split System: Air-Cooled Condensing Unit, Coil with Blower | TSA042H4N41G |  | CX34-44/48+TDR | 12 | 14.5 | Yes | Yes | 2011-01-21 |  | 0
FALSE | TSA042H4N4*Y | 2280 | 3139651 | LENNOX INDUSTRIES, INC. | TSA042H4N41G | AC | Split System: Air-Cooled Condensing Unit, Coil with Blower | TSA042H4N41G |  | CX34-49+TDR | 12.5 | 15 | Yes | Yes | 2011-01-21 |  | 1
FALSE | TSA042H4N4*Y | 2280 | 3139652 | LENNOX INDUSTRIES, INC. | TSA042H4N41G | AC | Split System: Air-Cooled Condensing Unit, Coil with Blower | TSA042H4N41G |  | CX34-50/60C+TDR | 12.5 | 14.5 | Yes | Yes | 2011-01-21 |  | 0
FALSE | TSA042H4N4*Y | 2280 | 3139654 | LENNOX INDUSTRIES, INC. | TSA042H4N41G | AC | Split System: Air-Cooled Condensing Unit, Coil with Blower | TSA042H4N41G |  | C33-43+TDR+TXV | 12.5 | 15 | Yes | Yes | 2011-01-21 |  | 1
FALSE | TSA042H4N4*Y | 2280 | 3139655 | LENNOX INDUSTRIES, INC. | TSA042H4N41G | AC | Split System: Air-Cooled Condensing Unit, Coil with Blower | TSA042H4N41G |  | C33-48+TDR+TXV | 12 | 14.5 | Yes | Yes | 2011-01-21 |  | 0
FALSE | TSA042H4N4*Y | 2280 | 3139656 | LENNOX INDUSTRIES, INC. | TSA042H4N41G | AC | Split System: Air-Cooled Condensing Unit, Coil with Blower | TSA042H4N41G |  | C33-49+TDR+TXV | 12.5 | 15 | Yes | Yes | 2011-01-21 |  | 1
FALSE | TSA042H4N4*Y | 2280 | 3139657 | LENNOX INDUSTRIES, INC. | TSA042H4N41G | AC | Split System: Air-Cooled Condensing Unit, Coil with Blower | TSA042H4N41G |  | C33-50/60C+TDR+TXV | 12.5 | 14.5 | Yes | Yes | 2011-01-21 |  | 0
FALSE | TSA042H4N4*Y | 2280 | 3139658 | LENNOX INDUSTRIES, INC. | TSA042H4N41G | AC | Split System: Air-Cooled Condensing Unit, Coil with Blower | TSA042H4N41G |  | C33-62C+TDR+TXV | 12.5 | 15 | Yes | Yes | 2011-01-21 |  | 1
FALSE | TSA042H4N4*Y | 2280 | 3139659 | LENNOX INDUSTRIES, INC. | TSA042H4N41G | AC | Split System: Air-Cooled Condensing Unit, Coil with Blower | TSA042H4N41G |  | CR33-50/60+TDR+TXV | 12.5 | 14.5 | Yes | Yes | 2011-01-21 |  | 0
FALSE | TSA042H4N4*Y | 2280 | 3139660 | LENNOX INDUSTRIES, INC. | TSA042H4N41G | AC | Split System: Air-Cooled Condensing Unit, Coil with Blower | TSA042H4N41G |  | CH33-43+TDR+TXV | 12.5 | 15 | Yes | Yes | 2011-01-21 |  | 1
FALSE | TSA042H4N4*Y | 2280 | 3139661 | LENNOX INDUSTRIES, INC. | TSA042H4N41G | AC | Split System: Air-Cooled Condensing Unit, Coil with Blower | TSA042H4N41G |  | CH33-49+TDR+TXV | 12.5 | 15 | Yes | Yes | 2011-01-21 |  | 1
FALSE | TSA042H4N4*Y | 2280 | 3139662 | LENNOX INDUSTRIES, INC. | TSA042H4N41G | AC | Split System: Air-Cooled Condensing Unit, Coil with Blower | TSA042H4N41G |  | CH33-50/60C+TDR+TXV | 12.5 | 15 | Yes | Yes | 2011-01-21 |  | 1
FALSE | TSA042H4N4*Y | 2280 | 3139663 | LENNOX INDUSTRIES, INC. | TSA042H4N41G | AC | Split System: Air-Cooled Condensing Unit, Coil with Blower | TSA042H4N41G |  | CR33-60+TDR+TXV | 12.5 | 15 | Yes | Yes | 2011-01-21 |  | 1
FALSE | TSA042H4N4*Y | 2280 | 3139664 | LENNOX INDUSTRIES, INC. | TSA042H4N41G | AC | Split System: Air-Cooled Condensing Unit, Coil with Blower | TSA042H4N41G |  | CH33-49+TDR+TXV | 12.5 | 15 | Yes | Yes | 2011-01-21 |  | 1
FALSE | TSA042H4N4*Y | 2280 | 3139665 | LENNOX INDUSTRIES, INC. | TSA042H4N41G | AC | Split System: Air-Cooled Condensing Unit, Coil with Blower | TSA042H4N41G |  | C33-60D+TDR+TXV | 12.5 | 15 | Yes | Yes | 2011-01-21 |  | 1
FALSE | TSA042H4N4*Y | 2280 | 3139666 | LENNOX INDUSTRIES, INC. | TSA042H4N41G | AC | Split System: Air-Cooled Condensing Unit, Coil with Blower | TSA042H4N41G |  | CX34-60D+TDR | 12.5 | 15 | Yes | Yes | 2011-01-21 |  | 1
FALSE | TSA042H4N4*Y | 2280 | 3139667 | LENNOX INDUSTRIES, INC. | TSA042H4N41G | AC | Split System: Air-Cooled Condensing Unit, Coil with Blower | TSA042H4N41G |  | C33-49+TDR+TXV | 12.5 | 15 | Yes | Yes | 2011-01-21 |  | 1
FALSE | TSA042H4N4*Y | 2280 | 3139668 | LENNOX INDUSTRIES, INC. | TSA042H4N41G | AC | Split System: Air-Cooled Condensing Unit, Coil with Blower | TSA042H4N41G |  | CX34-49+TDR | 12.5 | 15 | Yes | Yes | 2011-01-21 |  | 1
FALSE | TSA042H4N4*Y | 2280 | 3139671 | LENNOX INDUSTRIES, INC. | TSA042H4N41Y | AC | Split System: Air-Cooled Condensing Unit, Coil with Blower | TSA042H4N41Y |  | CX34-43+TDR | 12.5 | 15 | Yes | Yes | 2011-01-21 |  | 1
FALSE | TSA042H4N4*Y | 2280 | 3139674 | LENNOX INDUSTRIES, INC. | TSA042H4N41Y | AC | Split System: Air-Cooled Condensing Unit, Coil with Blower | TSA042H4N41Y |  | C33-43+TDR+TXV | 12.5 | 15 | Yes | Yes | 2011-01-21 |  | 1
FALSE | TSA042H4N4*Y | 2280 | 3139675 | LENNOX INDUSTRIES, INC. | TSA042H4N41Y | AC | Split System: Air-Cooled Condensing Unit, Coil with Blower | TSA042H4N41Y |  | CH33-43+TDR+TXV | 12.5 | 15 | Yes | Yes | 2011-01-21 |  | 1
FALSE | TSA042H4N4*Y | 2280 | 3139681 | LENNOX INDUSTRIES, INC. | TSA042H4N41G | AC | Split System: Air-Cooled Condensing Unit, Coil with Blower | TSA042H4N41G |  | CX34-43+TDR | 12.5 | 15 | Yes | Yes | 2011-01-21 |  | 1
FALSE | TSA042H4N4*Y | 2280 | 3139684 | LENNOX INDUSTRIES, INC. | TSA042H4N41G | AC | Split System: Air-Cooled Condensing Unit, Coil with Blower | TSA042H4N41G |  | C33-43+TDR+TXV | 12.5 | 15 | Yes | Yes | 2011-01-21 |  | 1
FALSE | TSA042H4N4*Y | 2280 | 3139685 | LENNOX INDUSTRIES, INC. | TSA042H4N41G | AC | Split System: Air-Cooled Condensing Unit, Coil with Blower | TSA042H4N41G |  | CH33-43+TDR+TXV | 12.5 | 15 | Yes | Yes | 2011-01-21 |  | 1
FALSE | XC14-048-230-08 | 2298 | 3139718 | LENNOX INDUSTRIES, INC. | TSA048H4N41Y | AC | Split System: Air-Cooled Condensing Unit, Coil with Blower | TSA048H4N41Y |  | CX34-43+TDR | 12 | 14.5 | Yes | Yes | 2011-01-21 |  | 0
FALSE | XC14-048-230-08 | 2298 | 3139719 | LENNOX INDUSTRIES, INC. | TSA048H4N41Y | AC | Split System: Air-Cooled Condensing Unit, Coil with Blower | TSA048H4N41Y |  | CX34-43+TDR | 12 | 14.5 | Yes | Yes | 2011-01-21 |  | 0
FALSE | XC14-048-230-08 | 2298 | 3139720 | LENNOX INDUSTRIES, INC. | TSA048H4N41Y | AC | Split System: Air-Cooled Condensing Unit, Coil with Blower | TSA048H4N41Y |  | CX34-43+TDR | 12 | 14.5 | Yes | Yes | 2011-01-21 |  | 0
FALSE | XC14-048-230-08 | 2298 | 3139723 | LENNOX INDUSTRIES, INC. | TSA048H4N41Y | AC | Split System: Air-Cooled Condensing Unit, Coil with Blower | TSA048H4N41Y |  | CX34-49+TDR | 12 | 14.5 | Yes | Yes | 2011-01-21 |  | 0
FALSE | XC14-048-230-08 | 2298 | 3139724 | LENNOX INDUSTRIES, INC. | TSA048H4N41Y | AC | Split System: Air-Cooled Condensing Unit, Coil with Blower | TSA048H4N41Y |  | CX34-49+TDR | 12 | 14.5 | Yes | Yes | 2011-01-21 |  | 0
FALSE | XC14-048-230-08 | 2298 | 3139725 | LENNOX INDUSTRIES, INC. | TSA048H4N41Y | AC | Split System: Air-Cooled Condensing Unit, Coil with Blower | TSA048H4N41Y |  | CX34-49+TDR | 12 | 14.5 | Yes | Yes | 2011-01-21 |  | 0
FALSE | XC14-048-230-08 | 2298 | 3139726 | LENNOX INDUSTRIES, INC. | TSA048H4N41Y | AC | Split System: Air-Cooled Condensing Unit, Coil with Blower | TSA048H4N41Y |  | CX34-62C+TDR | 12.5 | 15 | Yes | Yes | 2011-01-21 |  | 1
FALSE | XC14-048-230-08 | 2298 | 3139752 | LENNOX INDUSTRIES, INC. | TSA048H4N41Y | AC | Split System: Air-Cooled Condensing Unit, Coil with Blower | TSA048H4N41Y |  | C33-62C+TDR+TXV | 12 | 14.5 | Yes | Yes | 2011-01-21 |  | 0
FALSE | XC14-048-230-08 | 2298 | 3139753 | LENNOX INDUSTRIES, INC. | TSA048H4N41Y | AC | Split System: Air-Cooled Condensing Unit, Coil with Blower | TSA048H4N41Y |  | C33-62C+TDR+TXV | 12 | 14.5 | Yes | Yes | 2011-01-21 |  | 0
FALSE | XC14-048-230-08 | 2298 | 3139754 | LENNOX INDUSTRIES, INC. | TSA048H4N41Y | AC | Split System: Air-Cooled Condensing Unit, Coil with Blower | TSA048H4N41Y |  | C33-60D+TDR+TXV | 12.5 | 15 | Yes | Yes | 2011-01-21 |  | 1
FALSE | XC14-048-230-08 | 2298 | 3139755 | LENNOX INDUSTRIES, INC. | TSA048H4N41Y | AC | Split System: Air-Cooled Condensing Unit, Coil with Blower | TSA048H4N41Y |  | C33-62D+TDR+TXV | 12.5 | 15 | Yes | Yes | 2011-01-21 |  | 1
FALSE | XC14-048-230-08 | 2298 | 3139756 | LENNOX INDUSTRIES, INC. | TSA048H4N41Y | AC | Split System: Air-Cooled Condensing Unit, Coil with Blower | TSA048H4N41Y |  | C33-62D+TDR+TXV | 12.5 | 15 | Yes | Yes | 2011-01-21 |  | 1
FALSE | XC14-048-230-08 | 2298 | 3139757 | LENNOX INDUSTRIES, INC. | TSA048H4N41Y | AC | Split System: Air-Cooled Condensing Unit, Coil with Blower | TSA048H4N41Y |  | CR33-48+TDR+TXV | 12 | 14.5 | Yes | Yes | 2011-01-21 |  | 0
FALSE | XC14-048-230-08 | 2298 | 3139762 | LENNOX INDUSTRIES, INC. | TSA048H4N41Y | AC | Split System: Air-Cooled Condensing Unit, Coil with Blower | TSA048H4N41Y |  | CR33-50/60+TDR+TXV | 12 | 14.5 | Yes | Yes | 2011-01-21 |  | 0
FALSE | XC14-048-230-08 | 2298 | 3139767 | LENNOX INDUSTRIES, INC. | TSA048H4N41Y | AC | Split System: Air-Cooled Condensing Unit, Coil with Blower | TSA048H4N41Y |  | CR33-60+TDR+TXV | 12 | 14.5 | Yes | Yes | 2011-01-21 |  | 0
FALSE | XC14-048-230-08 | 2298 | 3139768 | LENNOX INDUSTRIES, INC. | TSA048H4N41Y | AC | Split System: Air-Cooled Condensing Unit, Coil with Blower | TSA048H4N41Y |  | CH33-43+TDR+TXV | 12 | 14.5 | Yes | Yes | 2011-01-21 |  | 0
FALSE | XC14-048-230-08 | 2298 | 3139769 | LENNOX INDUSTRIES, INC. | TSA048H4N41Y | AC | Split System: Air-Cooled Condensing Unit, Coil with Blower | TSA048H4N41Y |  | CH33-43+TDR+TXV | 12 | 14.5 | Yes | Yes | 2011-01-21 |  | 0
FALSE | XC14-048-230-08 | 2298 | 3139774 | LENNOX INDUSTRIES, INC. | TSA048H4N41Y | AC | Split System: Air-Cooled Condensing Unit, Coil with Blower | TSA048H4N41Y |  | CH33-48+TDR+TXV | 12 | 14.5 | Yes | Yes | 2011-01-21 |  | 0
FALSE | XC14-048-230-08 | 2298 | 3139798 | LENNOX INDUSTRIES, INC. | TSA048H4N41Y | AC | Split System: Air-Cooled Condensing Unit, Coil with Blower | TSA048H4N41Y |  | CH33-62D+TDR+TXV | 12 | 14.5 | Yes | Yes | 2011-01-21 |  | 0
FALSE | XC14-048-230-08 | 2298 | 3139799 | LENNOX INDUSTRIES, INC. | TSA048H4N41Y | AC | Split System: Air-Cooled Condensing Unit, Coil with Blower | TSA048H4N41Y |  | CH33-62D+TDR+TXV | 12 | 14.5 | Yes | Yes | 2011-01-21 |  | 0
FALSE | XC14-048-230-08 | 2298 | 3139800 | LENNOX INDUSTRIES, INC. | TSA048H4N41Y | AC | Split System: Air-Cooled Condensing Unit, Coil with Blower | TSA048H4N41Y |  | CH23-68+TDR+TXV | 12.5 | 15 | Yes | Yes | 2011-01-21 |  | 1
FALSE | XC14-048-230-08 | 2298 | 3139801 | LENNOX INDUSTRIES, INC. | TSA048H4N41Y | AC | Split System: Air-Cooled Condensing Unit, Coil with Blower | TSA048H4N41Y |  | CH23-68+TDR+TXV | 12.5 | 15 | Yes | Yes | 2011-01-21 |  | 1
FALSE | XC14-048-230-08 | 2298 | 3139806 | LENNOX INDUSTRIES, INC. | TSA048H4N41Y | AC | Split System: Air-Cooled Condensing Unit, Coil with Blower | TSA048H4N41Y |  | CBX32MV-048*+TDR | 12 | 14.5 | Yes | Yes | 2011-01-21 |  | 0
FALSE | XC14-048-230-08 | 2298 | 3139810 | LENNOX INDUSTRIES, INC. | TSA048H4N41Y | AC | Split System: Air-Cooled Condensing Unit, Coil with Blower | TSA048H4N41Y |  | CB31MV-51*P+TDR+TXV | 12 | 14.5 | Yes | Yes | 2011-01-21 |  | 0
FALSE | XC14-048-230-08 | 2298 | 3139811 | LENNOX INDUSTRIES, INC. | TSA048H4N41Y | AC | Split System: Air-Cooled Condensing Unit, Coil with Blower | TSA048H4N41Y |  | CB31MV-65*P+TDR+TXV | 12 | 14.5 | Yes | Yes | 2011-01-21 |  | 0
FALSE | XC14-048-230-08 | 2298 | 3139814 | LENNOX INDUSTRIES, INC. | TSA048H4N41Y | AC | Split System: Air-Cooled Condensing Unit, Coil with Blower | TSA048H4N41Y |  | CBX32MV-060+TDR | 12 | 14.5 | Yes | Yes | 2011-01-21 |  | 0
FALSE | XC14-048-230-08 | 2298 | 3139846 | LENNOX INDUSTRIES, INC. | TSA048H4N41Y | AC | Split System: Air-Cooled Condensing Unit, Coil with Blower | TSA048H4N41Y |  | CH33-49+TDR+TXV | 12 | 14.5 | Yes | Yes | 2011-01-21 |  | 0
FALSE | XC14-048-230-08 | 2298 | 3139847 | LENNOX INDUSTRIES, INC. | TSA048H4N41Y | AC | Split System: Air-Cooled Condensing Unit, Coil with Blower | TSA048H4N41Y |  | CH33-50/60C+TDR+TXV | 12 | 14.5 | Yes | Yes | 2011-01-21 |  | 0
FALSE | XC14-048-230-08 | 2298 | 3139848 | LENNOX INDUSTRIES, INC. | TSA048H4N41Y | AC | Split System: Air-Cooled Condensing Unit, Coil with Blower | TSA048H4N41Y |  | CH33-62D+TDR+TXV | 12 | 14.5 | Yes | Yes | 2011-01-21 |  | 0
FALSE | XC14-048-230-08 | 2298 | 3139851 | LENNOX INDUSTRIES, INC. | TSA048H4N41Y | AC | Split System: Air-Cooled Condensing Unit, Coil with Blower | TSA048H4N41Y |  | CR33-60+TDR+TXV | 12 | 14.5 | Yes | Yes | 2011-01-21 |  | 0
FALSE | XC14-048-230-08 | 2298 | 3139852 | LENNOX INDUSTRIES, INC. | TSA048H4N41Y | AC | Split System: Air-Cooled Condensing Unit, Coil with Blower | TSA048H4N41Y |  | CX34-62D+TDR | 12.5 | 15 | Yes | Yes | 2011-01-21 |  | 1
FALSE | XC14-048-230-08 | 2298 | 3139853 | LENNOX INDUSTRIES, INC. | TSA048H4N41Y | AC | Split System: Air-Cooled Condensing Unit, Coil with Blower | TSA048H4N41Y |  | C33-62D+TDR+TXV | 12.5 | 15 | Yes | Yes | 2011-01-21 |  | 1
FALSE | XC14-048-230-08 | 2298 | 3139854 | LENNOX INDUSTRIES, INC. | TSA048H4N41Y | AC | Split System: Air-Cooled Condensing Unit, Coil with Blower | TSA048H4N41Y |  | CH33-60D+TDR+TXV | 12 | 14.5 | Yes | Yes | 2011-01-21 |  | 0
FALSE | XC14-048-230-08 | 2298 | 3139855 | LENNOX INDUSTRIES, INC. | TSA048H4N41Y | AC | Split System: Air-Cooled Condensing Unit, Coil with Blower | TSA048H4N41Y |  | CH33-62D+TDR+TXV | 12 | 14.5 | Yes | Yes | 2011-01-21 |  | 0
FALSE | XC14-048-230-08 | 2298 | 3139856 | LENNOX INDUSTRIES, INC. | TSA048H4N41Y | AC | Split System: Air-Cooled Condensing Unit, Coil with Blower | TSA048H4N41Y |  | CH23-68+TDR+TXV | 12.5 | 15 | Yes | Yes | 2011-01-21 |  | 1
FALSE | XC14-048-230-08 | 2298 | 3139886 | LENNOX INDUSTRIES, INC. | TSA048H4N41G | AC | Split System: Air-Cooled Condensing Unit, Coil with Blower | TSA048H4N41G |  | CX34-43+TDR | 12 | 14.5 | Yes | Yes | 2011-01-21 |  | 0
FALSE | XC14-048-230-08 | 2298 | 3139887 | LENNOX INDUSTRIES, INC. | TSA048H4N41G | AC | Split System: Air-Cooled Condensing Unit, Coil with Blower | TSA048H4N41G |  | CX34-43+TDR | 12 | 14.5 | Yes | Yes | 2011-01-21 |  | 0
FALSE | XC14-048-230-08 | 2298 | 3139888 | LENNOX INDUSTRIES, INC. | TSA048H4N41G | AC | Split System: Air-Cooled Condensing Unit, Coil with Blower | TSA048H4N41G |  | CX34-43+TDR | 12 | 14.5 | Yes | Yes | 2011-01-21 |  | 0
FALSE | XC14-048-230-08 | 2298 | 3139891 | LENNOX INDUSTRIES, INC. | TSA048H4N41G | AC | Split System: Air-Cooled Condensing Unit, Coil with Blower | TSA048H4N41G |  | CX34-49+TDR | 12 | 14.5 | Yes | Yes | 2011-01-21 |  | 0
FALSE | XC14-048-230-08 | 2298 | 3139892 | LENNOX INDUSTRIES, INC. | TSA048H4N41G | AC | Split System: Air-Cooled Condensing Unit, Coil with Blower | TSA048H4N41G |  | CX34-49+TDR | 12 | 14.5 | Yes | Yes | 2011-01-21 |  | 0
FALSE | XC14-048-230-08 | 2298 | 3139893 | LENNOX INDUSTRIES, INC. | TSA048H4N41G | AC | Split System: Air-Cooled Condensing Unit, Coil with Blower | TSA048H4N41G |  | CX34-49+TDR | 12 | 14.5 | Yes | Yes | 2011-01-21 |  | 0
FALSE | XC14-048-230-08 | 2298 | 3139894 | LENNOX INDUSTRIES, INC. | TSA048H4N41G | AC | Split System: Air-Cooled Condensing Unit, Coil with Blower | TSA048H4N41G |  | CX34-62C+TDR | 12.5 | 15 | Yes | Yes | 2011-01-21 |  | 1
FALSE | XC14-048-230-08 | 2298 | 3139895 | LENNOX INDUSTRIES, INC. | TSA048H4N41G | AC | Split System: Air-Cooled Condensing Unit, Coil with Blower | TSA048H4N41G |  | CX34-62C+TDR | 12.5 | 15 | Yes | Yes | 2011-01-21 |  | 1
FALSE | XC14-048-230-08 | 2298 | 3139896 | LENNOX INDUSTRIES, INC. | TSA048H4N41G | AC | Split System: Air-Cooled Condensing Unit, Coil with Blower | TSA048H4N41G |  | CX34-62C+TDR | 12.5 | 15 | Yes | Yes | 2011-01-21 |  | 1
FALSE | XC14-048-230-08 | 2298 | 3139897 | LENNOX INDUSTRIES, INC. | TSA048H4N41G | AC | Split System: Air-Cooled Condensing Unit, Coil with Blower | TSA048H4N41G |  | CX34-62C+TDR | 12 | 14.5 | Yes | Yes | 2011-01-21 |  | 0
FALSE | XC14-048-230-08 | 2298 | 3139898 | LENNOX INDUSTRIES, INC. | TSA048H4N41G | AC | Split System: Air-Cooled Condensing Unit, Coil with Blower | TSA048H4N41G |  | CX34-62C+TDR | 12 | 14.5 | Yes | Yes | 2011-01-21 |  | 0
FALSE | XC14-048-230-08 | 2298 | 3139899 | LENNOX INDUSTRIES, INC. | TSA048H4N41G | AC | Split System: Air-Cooled Condensing Unit, Coil with Blower | TSA048H4N41G |  | CX34-60D+TDR | 12.5 | 15 | Yes | Yes | 2011-01-21 |  | 1
FALSE | XC14-048-230-08 | 2298 | 3139900 | LENNOX INDUSTRIES, INC. | TSA048H4N41G | AC | Split System: Air-Cooled Condensing Unit, Coil with Blower | TSA048H4N41G |  | CR33-60+TDR+TXV | 12 | 14.5 | Yes | Yes | 2011-01-21 |  | 0
FALSE | XC14-048-230-08 | 2298 | 3139901 | LENNOX INDUSTRIES, INC. | TSA048H4N41G | AC | Split System: Air-Cooled Condensing Unit, Coil with Blower | TSA048H4N41G |  | CX34-62D+TDR | 12.5 | 15 | Yes | Yes | 2011-01-21 |  | 1
FALSE | XC14-048-230-08 | 2298 | 3139902 | LENNOX INDUSTRIES, INC. | TSA048H4N41G | AC | Split System: Air-Cooled Condensing Unit, Coil with Blower | TSA048H4N41G |  | CX34-62D+TDR | 12.5 | 15 | Yes | Yes | 2011-01-21 |  | 1
FALSE | XC14-048-230-08 | 2298 | 3139909 | LENNOX INDUSTRIES, INC. | TSA048H4N41G | AC | Split System: Air-Cooled Condensing Unit, Coil with Blower | TSA048H4N41G |  | C33-43+TDR+TXV | 12 | 14.5 | Yes | Yes | 2011-01-21 |  | 0
FALSE | XC14-048-230-08 | 2298 | 3139910 | LENNOX INDUSTRIES, INC. | TSA048H4N41G | AC | Split System: Air-Cooled Condensing Unit, Coil with Blower | TSA048H4N41G |  | C33-43+TDR+TXV | 12 | 14.5 | Yes | Yes | 2011-01-21 |  | 0
FALSE | XC14-048-230-08 | 2298 | 3139911 | LENNOX INDUSTRIES, INC. | TSA048H4N41G | AC | Split System: Air-Cooled Condensing Unit, Coil with Blower | TSA048H4N41G |  | C33-43+TDR+TXV | 12 | 14.5 | Yes | Yes | 2011-01-21 |  | 0
FALSE | XC14-048-230-08 | 2298 | 3139914 | LENNOX INDUSTRIES, INC. | TSA048H4N41G | AC | Split System: Air-Cooled Condensing Unit, Coil with Blower | TSA048H4N41G |  | C33-49+TDR+TXV | 12 | 14.5 | Yes | Yes | 2011-01-21 |  | 0
FALSE | XC14-048-230-08 | 2298 | 3139915 | LENNOX INDUSTRIES, INC. | TSA048H4N41G | AC | Split System: Air-Cooled Condensing Unit, Coil with Blower | TSA048H4N41G |  | C33-49+TDR+TXV | 12 | 14.5 | Yes | Yes | 2011-01-21 |  | 0
FALSE | XC14-048-230-08 | 2298 | 3139916 | LENNOX INDUSTRIES, INC. | TSA048H4N41G | AC | Split System: Air-Cooled Condensing Unit, Coil with Blower | TSA048H4N41G |  | C33-49+TDR+TXV | 12 | 14.5 | Yes | Yes | 2011-01-21 |  | 0
FALSE | XC14-048-230-08 | 2298 | 3139917 | LENNOX INDUSTRIES, INC. | TSA048H4N41G | AC | Split System: Air-Cooled Condensing Unit, Coil with Blower | TSA048H4N41G |  | C33-62C+TDR+TXV | 12.5 | 15 | Yes | Yes | 2011-01-21 |  | 1
FALSE | XC14-048-230-08 | 2298 | 3139918 | LENNOX INDUSTRIES, INC. | TSA048H4N41G | AC | Split System: Air-Cooled Condensing Unit, Coil with Blower | TSA048H4N41G |  | C33-62C+TDR+TXV | 12.5 | 15 | Yes | Yes | 2011-01-21 |  | 1
FALSE | XC14-048-230-08 | 2298 | 3139919 | LENNOX INDUSTRIES, INC. | TSA048H4N41G | AC | Split System: Air-Cooled Condensing Unit, Coil with Blower | TSA048H4N41G |  | C33-62C+TDR+TXV | 12.5 | 15 | Yes | Yes | 2011-01-21 |  | 1
FALSE | XC14-048-230-08 | 2298 | 3139920 | LENNOX INDUSTRIES, INC. | TSA048H4N41G | AC | Split System: Air-Cooled Condensing Unit, Coil with Blower | TSA048H4N41G |  | C33-62C+TDR+TXV | 12 | 14.5 | Yes | Yes | 2011-01-21 |  | 0
FALSE | XC14-048-230-08 | 2298 | 3139921 | LENNOX INDUSTRIES, INC. | TSA048H4N41G | AC | Split System: Air-Cooled Condensing Unit, Coil with Blower | TSA048H4N41G |  | C33-62C+TDR+TXV | 12 | 14.5 | Yes | Yes | 2011-01-21 |  | 0
FALSE | XC14-048-230-08 | 2298 | 3139922 | LENNOX INDUSTRIES, INC. | TSA048H4N41G | AC | Split System: Air-Cooled Condensing Unit, Coil with Blower | TSA048H4N41G |  | C33-60D+TDR+TXV | 12.5 | 15 | Yes | Yes | 2011-01-21 |  | 1
FALSE | XC14-048-230-08 | 2298 | 3139923 | LENNOX INDUSTRIES, INC. | TSA048H4N41G | AC | Split System: Air-Cooled Condensing Unit, Coil with Blower | TSA048H4N41G |  | C33-62D+TDR+TXV | 12.5 | 15 | Yes | Yes | 2011-01-21 |  | 1
FALSE | XC14-048-230-08 | 2298 | 3139924 | LENNOX INDUSTRIES, INC. | TSA048H4N41G | AC | Split System: Air-Cooled Condensing Unit, Coil with Blower | TSA048H4N41G |  | C33-62D+TDR+TXV | 12.5 | 15 | Yes | Yes | 2011-01-21 |  | 1
FALSE | XC14-048-230-08 | 2298 | 3139925 | LENNOX INDUSTRIES, INC. | TSA048H4N41G | AC | Split System: Air-Cooled Condensing Unit, Coil with Blower | TSA048H4N41G |  | CR33-48+TDR+TXV | 12 | 14.5 | Yes | Yes | 2011-01-21 |  | 0
FALSE | XC14-048-230-08 | 2298 | 3139930 | LENNOX INDUSTRIES, INC. | TSA048H4N41G | AC | Split System: Air-Cooled Condensing Unit, Coil with Blower | TSA048H4N41G |  | CR33-50/60+TDR+TXV | 12 | 14.5 | Yes | Yes | 2011-01-21 |  | 0
FALSE | XC14-048-230-08 | 2298 | 3139959 | LENNOX INDUSTRIES, INC. | TSA048H4N41G | AC | Split System: Air-Cooled Condensing Unit, Coil with Blower | TSA048H4N41G |  | CH33-60D+TDR+TXV | 12 | 14.5 | Yes | Yes | 2011-01-21 |  | 0
FALSE | XC14-048-230-08 | 2298 | 3139960 | LENNOX INDUSTRIES, INC. | TSA048H4N41G | AC | Split System: Air-Cooled Condensing Unit, Coil with Blower | TSA048H4N41G |  | CH33-62D+TDR+TXV | 12.5 | 15 | Yes | Yes | 2011-01-21 |  | 1
FALSE | XC14-048-230-08 | 2298 | 3139961 | LENNOX INDUSTRIES, INC. | TSA048H4N41G | AC | Split System: Air-Cooled Condensing Unit, Coil with Blower | TSA048H4N41G |  | CH33-62D+TDR+TXV | 12 | 14.5 | Yes | Yes | 2011-01-21 |  | 0
FALSE | XC14-048-230-08 | 2298 | 3139962 | LENNOX INDUSTRIES, INC. | TSA048H4N41G | AC | Split System: Air-Cooled Condensing Unit, Coil with Blower | TSA048H4N41G |  | CH33-62D+TDR+TXV | 12 | 14.5 | Yes | Yes | 2011-01-21 |  | 0
FALSE | XC14-048-230-08 | 2298 | 3139963 | LENNOX INDUSTRIES, INC. | TSA048H4N41G | AC | Split System: Air-Cooled Condensing Unit, Coil with Blower | TSA048H4N41G |  | CH33-62D+TDR+TXV | 12 | 14.5 | Yes | Yes | 2011-01-21 |  | 0
FALSE | XC14-048-230-08 | 2298 | 3139964 | LENNOX INDUSTRIES, INC. | TSA048H4N41G | AC | Split System: Air-Cooled Condensing Unit, Coil with Blower | TSA048H4N41G |  | CH33-62D+TDR+TXV | 12 | 14.5 | Yes | Yes | 2011-01-21 |  | 0
FALSE | XC14-048-230-08 | 2298 | 3139966 | LENNOX INDUSTRIES, INC. | TSA048H4N41G | AC | Split System: Air-Cooled Condensing Unit, Coil with Blower | TSA048H4N41G |  | CH33-62D+TDR+TXV | 12 | 14.5 | Yes | Yes | 2011-01-21 |  | 0
FALSE | XC14-048-230-08 | 2298 | 3139967 | LENNOX INDUSTRIES, INC. | TSA048H4N41G | AC | Split System: Air-Cooled Condensing Unit, Coil with Blower | TSA048H4N41G |  | CH33-62D+TDR+TXV | 12 | 14.5 | Yes | Yes | 2011-01-21 |  | 0
FALSE | XC14-048-230-08 | 2298 | 3139968 | LENNOX INDUSTRIES, INC. | TSA048H4N41G | AC | Split System: Air-Cooled Condensing Unit, Coil with Blower | TSA048H4N41G |  | CH23-68+TDR+TXV | 12.5 | 15 | Yes | Yes | 2011-01-21 |  | 1
FALSE | XC14-048-230-08 | 2298 | 3139969 | LENNOX INDUSTRIES, INC. | TSA048H4N41G | AC | Split System: Air-Cooled Condensing Unit, Coil with Blower | TSA048H4N41G |  | CH23-68+TDR+TXV | 12.5 | 15 | Yes | Yes | 2011-01-21 |  | 1
FALSE | XC14-048-230-08 | 2298 | 3139974 | LENNOX INDUSTRIES, INC. | TSA048H4N41G | AC | Split System: Air-Cooled Condensing Unit, Coil with Blower | TSA048H4N41G |  | CBX32MV-048*+TDR | 12 | 14.5 | Yes | Yes | 2011-01-21 |  | 0
FALSE | XC14-048-230-08 | 2298 | 3140003 | LENNOX INDUSTRIES, INC. | TSA048H4N41G | AC | Split System: Air-Cooled Condensing Unit, Coil with Blower | TSA048H4N41G |  | CX34-43+TDR | 12 | 14.5 | Yes | Yes | 2011-01-21 |  | 0
FALSE | XC14-048-230-08 | 2298 | 3140004 | LENNOX INDUSTRIES, INC. | TSA048H4N41G | AC | Split System: Air-Cooled Condensing Unit, Coil with Blower | TSA048H4N41G |  | CX34-49+TDR | 12 | 14.5 | Yes | Yes | 2011-01-21 |  | 0
FALSE | XC14-048-230-08 | 2298 | 3140005 | LENNOX INDUSTRIES, INC. | TSA048H4N41G | AC | Split System: Air-Cooled Condensing Unit, Coil with Blower | TSA048H4N41G |  | CX34-62C+TDR | 12.5 | 15 | Yes | Yes | 2011-01-21 |  | 1
FALSE | XC14-048-230-08 | 2298 | 3140007 | LENNOX INDUSTRIES, INC. | TSA048H4N41G | AC | Split System: Air-Cooled Condensing Unit, Coil with Blower | TSA048H4N41G |  | C33-43+TDR+TXV | 12 | 14.5 | Yes | Yes | 2011-01-21 |  | 0
FALSE | XC14-048-230-08 | 2298 | 3140008 | LENNOX INDUSTRIES, INC. | TSA048H4N41G | AC | Split System: Air-Cooled Condensing Unit, Coil with Blower | TSA048H4N41G |  | C33-49+TDR+TXV | 12 | 14.5 | Yes | Yes | 2011-01-21 |  | 0
FALSE | XC14-048-230-08 | 2298 | 3140009 | LENNOX INDUSTRIES, INC. | TSA048H4N41G | AC | Split System: Air-Cooled Condensing Unit, Coil with Blower | TSA048H4N41G |  | C33-62C+TDR+TXV | 12.5 | 15 | Yes | Yes | 2011-01-21 |  | 1
FALSE | XC14-048-230-08 | 2298 | 3140014 | LENNOX INDUSTRIES, INC. | TSA048H4N41G | AC | Split System: Air-Cooled Condensing Unit, Coil with Blower | TSA048H4N41G |  | CH33-49+TDR+TXV | 12 | 14.5 | Yes | Yes | 2011-01-21 |  | 0
FALSE | XC14-048-230-08 | 2298 | 3140015 | LENNOX INDUSTRIES, INC. | TSA048H4N41G | AC | Split System: Air-Cooled Condensing Unit, Coil with Blower | TSA048H4N41G |  | CH33-50/60C+TDR+TXV | 12 | 14.5 | Yes | Yes | 2011-01-21 |  | 0
FALSE | XC14-048-230-08 | 2298 | 3140016 | LENNOX INDUSTRIES, INC. | TSA048H4N41G | AC | Split System: Air-Cooled Condensing Unit, Coil with Blower | TSA048H4N41G |  | CH33-62D+TDR+TXV | 12 | 14.5 | Yes | Yes | 2011-01-21 |  | 0
FALSE | XC14-048-230-08 | 2298 | 3140019 | LENNOX INDUSTRIES, INC. | TSA048H4N41G | AC | Split System: Air-Cooled Condensing Unit, Coil with Blower | TSA048H4N41G |  | CR33-60+TDR+TXV | 12 | 14.5 | Yes | Yes | 2011-01-21 |  | 0
FALSE | XC14-048-230-08 | 2298 | 3140020 | LENNOX INDUSTRIES, INC. | TSA048H4N41G | AC | Split System: Air-Cooled Condensing Unit, Coil with Blower | TSA048H4N41G |  | CX34-62D+TDR | 12.5 | 15 | Yes | Yes | 2011-01-21 |  | 1
FALSE | XC14-048-230-08 | 2298 | 3140021 | LENNOX INDUSTRIES, INC. | TSA048H4N41G | AC | Split System: Air-Cooled Condensing Unit, Coil with Blower | TSA048H4N41G |  | C33-62D+TDR+TXV | 12.5 | 15 | Yes | Yes | 2011-01-21 |  | 1
FALSE | XC14-048-230-08 | 2298 | 3140314 | LENNOX INDUSTRIES, INC. | TSA048H4N41G | AC | Split System: Air-Cooled Condensing Unit, Coil with Blower | TSA048H4N41G |  | CX34-49+TDR | 12 | 14.5 | Yes | Yes | 2011-01-21 |  | 0
FALSE | XC14-048-230-08 | 2298 | 3140315 | LENNOX INDUSTRIES, INC. | TSA048H4N41G | AC | Split System: Air-Cooled Condensing Unit, Coil with Blower | TSA048H4N41G |  | C33-43+TDR+TXV | 12 | 14.5 | Yes | Yes | 2011-01-21 |  | 0
FALSE | XC14-048-230-08 | 2298 | 3140316 | LENNOX INDUSTRIES, INC. | TSA048H4N41G | AC | Split System: Air-Cooled Condensing Unit, Coil with Blower | TSA048H4N41G |  | C33-49+TDR+TXV | 12.5 | 15 | Yes | Yes | 2011-01-21 |  | 1
FALSE | XC14-048-230-08 | 2298 | 3140317 | LENNOX INDUSTRIES, INC. | TSA048H4N41G | AC | Split System: Air-Cooled Condensing Unit, Coil with Blower | TSA048H4N41G |  | C33-49+TDR+TXV | 12.5 | 15 | Yes | Yes | 2011-01-21 |  | 1
FALSE | XC14-048-230-08 | 2298 | 3140318 | LENNOX INDUSTRIES, INC. | TSA048H4N41G | AC | Split System: Air-Cooled Condensing Unit, Coil with Blower | TSA048H4N41G |  | C33-49+TDR+TXV | 12 | 14.5 | Yes | Yes | 2011-01-21 |  | 0
FALSE | XC14-048-230-08 | 2298 | 3140319 | LENNOX INDUSTRIES, INC. | TSA048H4N41G | AC | Split System: Air-Cooled Condensing Unit, Coil with Blower | TSA048H4N41G |  | C33-62C+TDR+TXV | 12.5 | 15 | Yes | Yes | 2011-01-21 |  | 1
FALSE | XC14-048-230-08 | 2298 | 3140320 | LENNOX INDUSTRIES, INC. | TSA048H4N41G | AC | Split System: Air-Cooled Condensing Unit, Coil with Blower | TSA048H4N41G |  | CH33-50/60C+TDR+TXV | 12 | 14.5 | Yes | Yes | 2011-01-21 |  | 0
FALSE | XC14-048-230-08 | 2298 | 3140321 | LENNOX INDUSTRIES, INC. | TSA048H4N41G | AC | Split System: Air-Cooled Condensing Unit, Coil with Blower | TSA048H4N41G |  | CX34-50/60C+TDR | 12 | 14.5 | Yes | Yes | 2011-01-21 |  | 0
FALSE | XC14-048-230-08 | 2298 | 3140322 | LENNOX INDUSTRIES, INC. | TSA048H4N41G | AC | Split System: Air-Cooled Condensing Unit, Coil with Blower | TSA048H4N41G |  | C33-50/60C+TDR+TXV | 12 | 14.5 | Yes | Yes | 2011-01-21 |  | 0
FALSE | XC14-048-230-08 | 2298 | 3140323 | LENNOX INDUSTRIES, INC. | TSA048H4N41G | AC | Split System: Air-Cooled Condensing Unit, Coil with Blower | TSA048H4N41G |  | CX34-62C+TDR | 12.5 | 15 | Yes | Yes | 2011-01-21 |  | 1
FALSE | XC14-060-230-** | 2308 | 3140621 | LENNOX INDUSTRIES, INC. | TSA060H4N41Y | AC | Split System: Air-Cooled Condensing Unit, Coil with Blower | TSA060H4N41Y |  | CX34-60D+TDR | 12.5 | 15 | Yes | Yes | 2011-01-21 |  | 1
FALSE | XC14-060-230-** | 2308 | 3140622 | LENNOX INDUSTRIES, INC. | TSA060H4N41Y | AC | Split System: Air-Cooled Condensing Unit, Coil with Blower | TSA060H4N41Y |  | CX34-60D+TDR | 12 | 14.5 | Yes | Yes | 2011-01-21 |  | 0
FALSE | XC14-060-230-** | 2308 | 3140623 | LENNOX INDUSTRIES, INC. | TSA060H4N41Y | AC | Split System: Air-Cooled Condensing Unit, Coil with Blower | TSA060H4N41Y |  | CX34-62C+TDR | 12 | 14.5 | Yes | Yes | 2011-01-21 |  | 0
FALSE | XC14-060-230-** | 2308 | 3140624 | LENNOX INDUSTRIES, INC. | TSA060H4N41Y | AC | Split System: Air-Cooled Condensing Unit, Coil with Blower | TSA060H4N41Y |  | CX34-62C+TDR | 12 | 14.6 | Yes | Yes | 2011-01-21 |  | 0
FALSE | XC14-060-230-** | 2308 | 3140626 | LENNOX INDUSTRIES, INC. | TSA060H4N41Y | AC | Split System: Air-Cooled Condensing Unit, Coil with Blower | TSA060H4N41Y |  | CX34-62C+TDR | 12 | 14.5 | Yes | Yes | 2011-01-21 |  | 0
FALSE | XC14-060-230-** | 2308 | 3140627 | LENNOX INDUSTRIES, INC. | TSA060H4N41Y | AC | Split System: Air-Cooled Condensing Unit, Coil with Blower | TSA060H4N41Y |  | CX34-62C+TDR | 12.5 | 15 | Yes | Yes | 2011-01-21 |  | 1
FALSE | XC14-060-230-** | 2308 | 3140628 | LENNOX INDUSTRIES, INC. | TSA060H4N41Y | AC | Split System: Air-Cooled Condensing Unit, Coil with Blower | TSA060H4N41Y |  | CX34-62D+TDR | 12 | 14.5 | Yes | Yes | 2011-01-21 |  | 0
FALSE | XC14-060-230-** | 2308 | 3140629 | LENNOX INDUSTRIES, INC. | TSA060H4N41Y | AC | Split System: Air-Cooled Condensing Unit, Coil with Blower | TSA060H4N41Y |  | CX34-62D+TDR | 12 | 14.5 | Yes | Yes | 2011-01-21 |  | 0
FALSE | XC14-060-230-** | 2308 | 3140638 | LENNOX INDUSTRIES, INC. | TSA060H4N41Y | AC | Split System: Air-Cooled Condensing Unit, Coil with Blower | TSA060H4N41Y |  | C33-60D+TDR+TXV | 12.5 | 15 | Yes | Yes | 2011-01-21 |  | 1
FALSE | XC14-060-230-** | 2308 | 3140639 | LENNOX INDUSTRIES, INC. | TSA060H4N41Y | AC | Split System: Air-Cooled Condensing Unit, Coil with Blower | TSA060H4N41Y |  | C33-60D+TDR+TXV | 12 | 14.5 | Yes | Yes | 2011-01-21 |  | 0
FALSE | XC14-060-230-** | 2308 | 3140640 | LENNOX INDUSTRIES, INC. | TSA060H4N41Y | AC | Split System: Air-Cooled Condensing Unit, Coil with Blower | TSA060H4N41Y |  | C33-62C+TDR+TXV | 12 | 14.5 | Yes | Yes | 2011-01-21 |  | 0
FALSE | XC14-060-230-** | 2308 | 3140641 | LENNOX INDUSTRIES, INC. | TSA060H4N41Y | AC | Split System: Air-Cooled Condensing Unit, Coil with Blower | TSA060H4N41Y |  | C33-62C+TDR+TXV | 12 | 14.6 | Yes | Yes | 2011-01-21 |  | 0
FALSE | XC14-060-230-** | 2308 | 3140643 | LENNOX INDUSTRIES, INC. | TSA060H4N41Y | AC | Split System: Air-Cooled Condensing Unit, Coil with Blower | TSA060H4N41Y |  | C33-62C+TDR+TXV | 12 | 14.5 | Yes | Yes | 2011-01-21 |  | 0
FALSE | XC14-060-230-** | 2308 | 3140644 | LENNOX INDUSTRIES, INC. | TSA060H4N41Y | AC | Split System: Air-Cooled Condensing Unit, Coil with Blower | TSA060H4N41Y |  | C33-62C+TDR+TXV | 12.5 | 15 | Yes | Yes | 2011-01-21 |  | 1
FALSE | XC14-060-230-** | 2308 | 3140645 | LENNOX INDUSTRIES, INC. | TSA060H4N41Y | AC | Split System: Air-Cooled Condensing Unit, Coil with Blower | TSA060H4N41Y |  | C33-62D+TDR+TXV | 12 | 14.5 | Yes | Yes | 2011-01-21 |  | 0
FALSE | XC14-060-230-** | 2308 | 3140646 | LENNOX INDUSTRIES, INC. | TSA060H4N41Y | AC | Split System: Air-Cooled Condensing Unit, Coil with Blower | TSA060H4N41Y |  | C33-62D+TDR+TXV | 12 | 14.5 | Yes | Yes | 2011-01-21 |  | 0
FALSE | XC14-060-230-** | 2308 | 3140649 | LENNOX INDUSTRIES, INC. | TSA060H4N41Y | AC | Split System: Air-Cooled Condensing Unit, Coil with Blower | TSA060H4N41Y |  | CH33-49+TDR+TXV | 12 | 14.5 | Yes | Yes | 2011-01-21 |  | 0
FALSE | XC14-060-230-** | 2308 | 3140654 | LENNOX INDUSTRIES, INC. | TSA060H4N41Y | AC | Split System: Air-Cooled Condensing Unit, Coil with Blower | TSA060H4N41Y |  | CH33-60D+TDR+TXV | 12 | 14.5 | Yes | Yes | 2011-01-21 |  | 0
FALSE | XC14-060-230-** | 2308 | 3140656 | LENNOX INDUSTRIES, INC. | TSA060H4N41Y | AC | Split System: Air-Cooled Condensing Unit, Coil with Blower | TSA060H4N41Y |  | CH33-62D+TDR+TXV | 12 | 14.5 | Yes | Yes | 2011-01-21 |  | 0
FALSE | XC14-060-230-** | 2308 | 3140657 | LENNOX INDUSTRIES, INC. | TSA060H4N41Y | AC | Split System: Air-Cooled Condensing Unit, Coil with Blower | TSA060H4N41Y |  | CH33-62D+TDR+TXV | 12 | 14.5 | Yes | Yes | 2011-01-21 |  | 0
FALSE | XC14-060-230-** | 2308 | 3140661 | LENNOX INDUSTRIES, INC. | TSA060H4N41Y | AC | Split System: Air-Cooled Condensing Unit, Coil with Blower | TSA060H4N41Y |  | CH23-68+TDR+TXV | 12.5 | 15 | Yes | Yes | 2011-01-21 |  | 1
FALSE | XC14-060-230-** | 2308 | 3140662 | LENNOX INDUSTRIES, INC. | TSA060H4N41Y | AC | Split System: Air-Cooled Condensing Unit, Coil with Blower | TSA060H4N41Y |  | CH23-68+TDR+TXV | 12 | 14.5 | Yes | Yes | 2011-01-21 |  | 0
FALSE | XC14-060-230-** | 2308 | 3140689 | LENNOX INDUSTRIES, INC. | TSA060H4N41Y | AC | Split System: Air-Cooled Condensing Unit, Coil with Blower | TSA060H4N41Y |  | CX34-60D+TDR | 12 | 14.5 | Yes | Yes | 2011-01-21 |  | 0
FALSE | XC14-060-230-** | 2308 | 3140690 | LENNOX INDUSTRIES, INC. | TSA060H4N41Y | AC | Split System: Air-Cooled Condensing Unit, Coil with Blower | TSA060H4N41Y |  | CX34-62D+TDR | 12 | 14.5 | Yes | Yes | 2011-01-21 |  | 0
FALSE | XC14-060-230-** | 2308 | 3140691 | LENNOX INDUSTRIES, INC. | TSA060H4N41Y | AC | Split System: Air-Cooled Condensing Unit, Coil with Blower | TSA060H4N41Y |  | C33-60D+TDR+TXV | 12 | 14.5 | Yes | Yes | 2011-01-21 |  | 0
FALSE | XC14-060-230-** | 2308 | 3140692 | LENNOX INDUSTRIES, INC. | TSA060H4N41Y | AC | Split System: Air-Cooled Condensing Unit, Coil with Blower | TSA060H4N41Y |  | C33-62D+TDR+TXV | 12 | 14.5 | Yes | Yes | 2011-01-21 |  | 0
FALSE | XC14-060-230-** | 2308 | 3140695 | LENNOX INDUSTRIES, INC. | TSA060H4N41Y | AC | Split System: Air-Cooled Condensing Unit, Coil with Blower | TSA060H4N41Y |  | CH33-62D+TDR+TXV | 12 | 14.5 | Yes | Yes | 2011-01-21 |  | 0
FALSE | XC14-060-230-** | 2308 | 3140696 | LENNOX INDUSTRIES, INC. | TSA060H4N41Y | AC | Split System: Air-Cooled Condensing Unit, Coil with Blower | TSA060H4N41Y |  | CH23-68+TDR+TXV | 12 | 14.5 | Yes | Yes | 2011-01-21 |  | 0
FALSE | XC14-060-230-** | 2308 | 3140725 | LENNOX INDUSTRIES, INC. | TSA060H4N41G | AC | Split System: Air-Cooled Condensing Unit, Coil with Blower | TSA060H4N41G |  | CX34-60D+TDR | 12.5 | 15 | Yes | Yes | 2011-01-21 |  | 1
FALSE | XC14-060-230-** | 2308 | 3140726 | LENNOX INDUSTRIES, INC. | TSA060H4N41G | AC | Split System: Air-Cooled Condensing Unit, Coil with Blower | TSA060H4N41G |  | CX34-60D+TDR | 12 | 14.5 | Yes | Yes | 2011-01-21 |  | 0
FALSE | XC14-060-230-** | 2308 | 3140727 | LENNOX INDUSTRIES, INC. | TSA060H4N41G | AC | Split System: Air-Cooled Condensing Unit, Coil with Blower | TSA060H4N41G |  | CX34-62C+TDR | 12 | 14.5 | Yes | Yes | 2011-01-21 |  | 0
FALSE | XC14-060-230-** | 2308 | 3140728 | LENNOX INDUSTRIES, INC. | TSA060H4N41G | AC | Split System: Air-Cooled Condensing Unit, Coil with Blower | TSA060H4N41G |  | CX34-62C+TDR | 12 | 14.6 | Yes | Yes | 2011-01-21 |  | 0
FALSE | XC14-060-230-** | 2308 | 3140730 | LENNOX INDUSTRIES, INC. | TSA060H4N41G | AC | Split System: Air-Cooled Condensing Unit, Coil with Blower | TSA060H4N41G |  | CX34-62C+TDR | 12 | 14.5 | Yes | Yes | 2011-01-21 |  | 0
FALSE | XC14-060-230-** | 2308 | 3140731 | LENNOX INDUSTRIES, INC. | TSA060H4N41G | AC | Split System: Air-Cooled Condensing Unit, Coil with Blower | TSA060H4N41G |  | CX34-62C+TDR | 12.5 | 15 | Yes | Yes | 2011-01-21 |  | 1
FALSE | XC14-060-230-** | 2308 | 3140732 | LENNOX INDUSTRIES, INC. | TSA060H4N41G | AC | Split System: Air-Cooled Condensing Unit, Coil with Blower | TSA060H4N41G |  | CX34-62D+TDR | 12 | 14.5 | Yes | Yes | 2011-01-21 |  | 0
FALSE | XC14-060-230-** | 2308 | 3140733 | LENNOX INDUSTRIES, INC. | TSA060H4N41G | AC | Split System: Air-Cooled Condensing Unit, Coil with Blower | TSA060H4N41G |  | CX34-62D+TDR | 12 | 14.5 | Yes | Yes | 2011-01-21 |  | 0
FALSE | XC14-060-230-** | 2308 | 3140742 | LENNOX INDUSTRIES, INC. | TSA060H4N41G | AC | Split System: Air-Cooled Condensing Unit, Coil with Blower | TSA060H4N41G |  | C33-60D+TDR+TXV | 12.5 | 15 | Yes | Yes | 2011-01-21 |  | 1
FALSE | XC14-060-230-** | 2308 | 3140743 | LENNOX INDUSTRIES, INC. | TSA060H4N41G | AC | Split System: Air-Cooled Condensing Unit, Coil with Blower | TSA060H4N41G |  | C33-60D+TDR+TXV | 12 | 14.5 | Yes | Yes | 2011-01-21 |  | 0
FALSE | XC14-060-230-** | 2308 | 3140744 | LENNOX INDUSTRIES, INC. | TSA060H4N41G | AC | Split System: Air-Cooled Condensing Unit, Coil with Blower | TSA060H4N41G |  | C33-62C+TDR+TXV | 12 | 14.5 | Yes | Yes | 2011-01-21 |  | 0
FALSE | XC14-060-230-** | 2308 | 3140745 | LENNOX INDUSTRIES, INC. | TSA060H4N41G | AC | Split System: Air-Cooled Condensing Unit, Coil with Blower | TSA060H4N41G |  | C33-62C+TDR+TXV | 12 | 14.6 | Yes | Yes | 2011-01-21 |  | 0
FALSE | XC14-060-230-** | 2308 | 3140747 | LENNOX INDUSTRIES, INC. | TSA060H4N41G | AC | Split System: Air-Cooled Condensing Unit, Coil with Blower | TSA060H4N41G |  | C33-62C+TDR+TXV | 12 | 14.5 | Yes | Yes | 2011-01-21 |  | 0
FALSE | XC14-060-230-** | 2308 | 3140748 | LENNOX INDUSTRIES, INC. | TSA060H4N41G | AC | Split System: Air-Cooled Condensing Unit, Coil with Blower | TSA060H4N41G |  | C33-62C+TDR+TXV | 12.5 | 15 | Yes | Yes | 2011-01-21 |  | 1
FALSE | XC14-060-230-** | 2308 | 3140749 | LENNOX INDUSTRIES, INC. | TSA060H4N41G | AC | Split System: Air-Cooled Condensing Unit, Coil with Blower | TSA060H4N41G |  | C33-62D+TDR+TXV | 12 | 14.5 | Yes | Yes | 2011-01-21 |  | 0
FALSE | XC14-060-230-** | 2308 | 3140750 | LENNOX INDUSTRIES, INC. | TSA060H4N41G | AC | Split System: Air-Cooled Condensing Unit, Coil with Blower | TSA060H4N41G |  | C33-62D+TDR+TXV | 12 | 14.5 | Yes | Yes | 2011-01-21 |  | 0
FALSE | XC14-060-230-** | 2308 | 3140753 | LENNOX INDUSTRIES, INC. | TSA060H4N41G | AC | Split System: Air-Cooled Condensing Unit, Coil with Blower | TSA060H4N41G |  | CH33-49+TDR+TXV | 12 | 14.5 | Yes | Yes | 2011-01-21 |  | 0
FALSE | XC14-060-230-** | 2308 | 3140758 | LENNOX INDUSTRIES, INC. | TSA060H4N41G | AC | Split System: Air-Cooled Condensing Unit, Coil with Blower | TSA060H4N41G |  | CH33-60D+TDR+TXV | 12 | 14.5 | Yes | Yes | 2011-01-21 |  | 0
FALSE | XC14-060-230-** | 2308 | 3140760 | LENNOX INDUSTRIES, INC. | TSA060H4N41G | AC | Split System: Air-Cooled Condensing Unit, Coil with Blower | TSA060H4N41G |  | CH33-62D+TDR+TXV | 12 | 14.5 | Yes | Yes | 2011-01-21 |  | 0
FALSE | XC14-060-230-** | 2308 | 3140761 | LENNOX INDUSTRIES, INC. | TSA060H4N41G | AC | Split System: Air-Cooled Condensing Unit, Coil with Blower | TSA060H4N41G |  | CH33-62D+TDR+TXV | 12 | 14.5 | Yes | Yes | 2011-01-21 |  | 0
FALSE | XC14-060-230-** | 2308 | 3140787 | LENNOX INDUSTRIES, INC. | TSA060H4N41G | AC | Split System: Air-Cooled Condensing Unit, Coil with Blower | TSA060H4N41G |  | CX34-62C+TDR | 12 | 14.5 | Yes | Yes | 2011-01-21 |  | 0
FALSE | XC14-060-230-** | 2308 | 3140790 | LENNOX INDUSTRIES, INC. | TSA060H4N41G | AC | Split System: Air-Cooled Condensing Unit, Coil with Blower | TSA060H4N41G |  | C33-62C+TDR+TXV | 12 | 14.5 | Yes | Yes | 2011-01-21 |  | 0
FALSE | XC14-060-230-** | 2308 | 3140793 | LENNOX INDUSTRIES, INC. | TSA060H4N41G | AC | Split System: Air-Cooled Condensing Unit, Coil with Blower | TSA060H4N41G |  | CX34-60D+TDR | 12 | 14.5 | Yes | Yes | 2011-01-21 |  | 0
FALSE | XC14-060-230-** | 2308 | 3140794 | LENNOX INDUSTRIES, INC. | TSA060H4N41G | AC | Split System: Air-Cooled Condensing Unit, Coil with Blower | TSA060H4N41G |  | CX34-62D+TDR | 12 | 14.5 | Yes | Yes | 2011-01-21 |  | 0
FALSE | XC14-060-230-** | 2308 | 3140795 | LENNOX INDUSTRIES, INC. | TSA060H4N41G | AC | Split System: Air-Cooled Condensing Unit, Coil with Blower | TSA060H4N41G |  | C33-60D+TDR+TXV | 12 | 14.5 | Yes | Yes | 2011-01-21 |  | 0
FALSE | XC14-060-230-** | 2308 | 3140796 | LENNOX INDUSTRIES, INC. | TSA060H4N41G | AC | Split System: Air-Cooled Condensing Unit, Coil with Blower | TSA060H4N41G |  | C33-62D+TDR+TXV | 12 | 14.5 | Yes | Yes | 2011-01-21 |  | 0
FALSE | XC14-060-230-** | 2308 | 3140799 | LENNOX INDUSTRIES, INC. | TSA060H4N41G | AC | Split System: Air-Cooled Condensing Unit, Coil with Blower | TSA060H4N41G |  | CH33-62D+TDR+TXV | 12 | 14.5 | Yes | Yes | 2011-01-21 |  | 0
FALSE | XC14-060-230-** | 2308 | 3140800 | LENNOX INDUSTRIES, INC. | TSA060H4N41G | AC | Split System: Air-Cooled Condensing Unit, Coil with Blower | TSA060H4N41G |  | CH23-68+TDR+TXV | 12 | 14.5 | Yes | Yes | 2011-01-21 |  | 0
FALSE | XC13N042-230-** | 2288 | 3152932 | LENNOX INDUSTRIES, INC. | XC13-042-230-03 | AC | Split System: Air-Cooled Condensing Unit, Coil with Blower | XC13-042-230-03 |  | C33-49+TDR+TXV | 12 | 14.5 | Yes | Yes | 2011-01-21 |  | 0
FALSE | XC13N042-230-** | 2288 | 3152933 | LENNOX INDUSTRIES, INC. | XC13-042-230-03 | AC | Split System: Air-Cooled Condensing Unit, Coil with Blower | XC13-042-230-03 |  | C33-49+TDR+TXV | 12 | 14.5 | Yes | Yes | 2011-01-21 |  | 0
FALSE | XC13N042-230-** | 2288 | 3152938 | LENNOX INDUSTRIES, INC. | XC13-042-230-03 | AC | Split System: Air-Cooled Condensing Unit, Coil with Blower | XC13-042-230-03 |  | C33-50/60C+TDR+TXV | 12 | 14.5 | Yes | Yes | 2011-01-21 |  | 0
FALSE | XC13N042-230-** | 2288 | 3152939 | LENNOX INDUSTRIES, INC. | XC13-042-230-03 | AC | Split System: Air-Cooled Condensing Unit, Coil with Blower | XC13-042-230-03 |  | C33-50/60C+TDR+TXV | 12 | 14.5 | Yes | Yes | 2011-01-21 |  | 0
FALSE | XC13N042-230-** | 2288 | 3152940 | LENNOX INDUSTRIES, INC. | XC13-042-230-03 | AC | Split System: Air-Cooled Condensing Unit, Coil with Blower | XC13-042-230-03 |  | C33-50/60C+TDR+TXV | 12 | 14.5 | Yes | Yes | 2011-01-21 |  | 0
FALSE | XC13N042-230-** | 2288 | 3152942 | LENNOX INDUSTRIES, INC. | XC13-042-230-03 | AC | Split System: Air-Cooled Condensing Unit, Coil with Blower | XC13-042-230-03 |  | C33-50/60C+TDR+TXV | 12 | 14.5 | Yes | Yes | 2011-01-21 |  | 0
FALSE | XC13N042-230-** | 2288 | 3152943 | LENNOX INDUSTRIES, INC. | XC13-042-230-03 | AC | Split System: Air-Cooled Condensing Unit, Coil with Blower | XC13-042-230-03 |  | C33-50/60C+TDR+TXV | 12 | 14.5 | Yes | Yes | 2011-01-21 |  | 0
FALSE | XC13N042-230-** | 2288 | 3152946 | LENNOX INDUSTRIES, INC. | XC13-042-230-03 | AC | Split System: Air-Cooled Condensing Unit, Coil with Blower | XC13-042-230-03 |  | C33-60D+TDR+TXV | 12 | 14.5 | Yes | Yes | 2011-01-21 |  | 0
FALSE | XC13N042-230-** | 2288 | 3152947 | LENNOX INDUSTRIES, INC. | XC13-042-230-03 | AC | Split System: Air-Cooled Condensing Unit, Coil with Blower | XC13-042-230-03 |  | C33-60D+TDR+TXV | 12 | 14.5 | Yes | Yes | 2011-01-21 |  | 0
FALSE | XC13N042-230-** | 2288 | 3152951 | LENNOX INDUSTRIES, INC. | XC13-042-230-03 | AC | Split System: Air-Cooled Condensing Unit, Coil with Blower | XC13-042-230-03 |  | CB27UH-042-230*+TDR+TXV | 12.5 | 15 | Yes | Yes | 2011-01-21 |  | 1
FALSE | XC13N042-230-** | 2288 | 3152952 | LENNOX INDUSTRIES, INC. | XC13-042-230-03 | AC | Split System: Air-Cooled Condensing Unit, Coil with Blower | XC13-042-230-03 |  | CB27UH-048-230*+TDR+TXV | 12.5 | 15 | Yes | Yes | 2011-01-21 |  | 1
FALSE | XC13N042-230-** | 2288 | 3152955 | LENNOX INDUSTRIES, INC. | XC13-042-230-03 | AC | Split System: Air-Cooled Condensing Unit, Coil with Blower | XC13-042-230-03 |  | CBX27UH-042-230*+TDR | 12.5 | 15 | Yes | Yes | 2011-01-21 |  | 1
FALSE | XC13N042-230-** | 2288 | 3152956 | LENNOX INDUSTRIES, INC. | XC13-042-230-03 | AC | Split System: Air-Cooled Condensing Unit, Coil with Blower | XC13-042-230-03 |  | CBX27UH-048-230*+TDR | 12.5 | 15 | Yes | Yes | 2011-01-21 |  | 1
FALSE | XC13N042-230-** | 2288 | 3152958 | LENNOX INDUSTRIES, INC. | XC13-042-230-03 | AC | Split System: Air-Cooled Condensing Unit, Coil with Blower | XC13-042-230-03 |  | CBX32MV-048*+TDR | 12 | 14.5 | Yes | Yes | 2011-01-21 |  | 0
FALSE | XC13N042-230-** | 2288 | 3152959 | LENNOX INDUSTRIES, INC. | XC13-042-230-03 | AC | Split System: Air-Cooled Condensing Unit, Coil with Blower | XC13-042-230-03 |  | CBX32MV-060*+TDR | 12 | 14.5 | Yes | Yes | 2011-01-21 |  | 0
FALSE | XC13N042-230-** | 2288 | 3152983 | LENNOX INDUSTRIES, INC. | XC13-042-230-03 | AC | Split System: Air-Cooled Condensing Unit, Coil with Blower | XC13-042-230-03 |  | CH33-43B+TDR+TXV | 12 | 14.5 | Yes | Yes | 2011-01-21 |  | 0
FALSE | XC13N042-230-** | 2288 | 3152989 | LENNOX INDUSTRIES, INC. | XC13-042-230-03 | AC | Split System: Air-Cooled Condensing Unit, Coil with Blower | XC13-042-230-03 |  | CH33-43C+TDR+TXV | 12 | 14.5 | Yes | Yes | 2011-01-21 |  | 0
FALSE | XC13N042-230-** | 2288 | 3153018 | LENNOX INDUSTRIES, INC. | XC13-042-230-03 | AC | Split System: Air-Cooled Condensing Unit, Coil with Blower | XC13-042-230-03 |  | CH33-49+TDR+TXV | 12 | 14.5 | Yes | Yes | 2011-01-21 |  | 0
FALSE | XC13N042-230-** | 2288 | 3153019 | LENNOX INDUSTRIES, INC. | XC13-042-230-03 | AC | Split System: Air-Cooled Condensing Unit, Coil with Blower | XC13-042-230-03 |  | CH33-49+TDR+TXV | 12 | 14.5 | Yes | Yes | 2011-01-21 |  | 0
FALSE | XC13N042-230-** | 2288 | 3153020 | LENNOX INDUSTRIES, INC. | XC13-042-230-03 | AC | Split System: Air-Cooled Condensing Unit, Coil with Blower | XC13-042-230-03 |  | CH33-49+TDR+TXV | 12 | 14.5 | Yes | Yes | 2011-01-21 |  | 0
FALSE | XC13N042-230-** | 2288 | 3153021 | LENNOX INDUSTRIES, INC. | XC13-042-230-03 | AC | Split System: Air-Cooled Condensing Unit, Coil with Blower | XC13-042-230-03 |  | CH33-49+TDR+TXV | 12 | 14.5 | Yes | Yes | 2011-01-21 |  | 0
FALSE | XC13N042-230-** | 2288 | 3153022 | LENNOX INDUSTRIES, INC. | XC13-042-230-03 | AC | Split System: Air-Cooled Condensing Unit, Coil with Blower | XC13-042-230-03 |  | CH33-49+TDR+TXV | 12 | 14.5 | Yes | Yes | 2011-01-21 |  | 0
FALSE | XC13N042-230-** | 2288 | 3153023 | LENNOX INDUSTRIES, INC. | XC13-042-230-03 | AC | Split System: Air-Cooled Condensing Unit, Coil with Blower | XC13-042-230-03 |  | CH33-49+TDR+TXV | 12 | 14.5 | Yes | Yes | 2011-01-21 |  | 0
FALSE | XC13N042-230-** | 2288 | 3153025 | LENNOX INDUSTRIES, INC. | XC13-042-230-03 | AC | Split System: Air-Cooled Condensing Unit, Coil with Blower | XC13-042-230-03 |  | CH33-50/60C+TDR+TXV | 12 | 14.5 | Yes | Yes | 2011-01-21 |  | 0
FALSE | XC13N042-230-** | 2288 | 3153026 | LENNOX INDUSTRIES, INC. | XC13-042-230-03 | AC | Split System: Air-Cooled Condensing Unit, Coil with Blower | XC13-042-230-03 |  | CH33-50/60C+TDR+TXV | 12 | 14.5 | Yes | Yes | 2011-01-21 |  | 0
FALSE | XC13N042-230-** | 2288 | 3153027 | LENNOX INDUSTRIES, INC. | XC13-042-230-03 | AC | Split System: Air-Cooled Condensing Unit, Coil with Blower | XC13-042-230-03 |  | CH33-50/60C+TDR+TXV | 12 | 14.5 | Yes | Yes | 2011-01-21 |  | 0
FALSE | XC13N042-230-** | 2288 | 3153029 | LENNOX INDUSTRIES, INC. | XC13-042-230-03 | AC | Split System: Air-Cooled Condensing Unit, Coil with Blower | XC13-042-230-03 |  | CH33-50/60C+TDR+TXV | 12 | 14.5 | Yes | Yes | 2011-01-21 |  | 0
FALSE | XC13N042-230-** | 2288 | 3153030 | LENNOX INDUSTRIES, INC. | XC13-042-230-03 | AC | Split System: Air-Cooled Condensing Unit, Coil with Blower | XC13-042-230-03 |  | CH33-50/60C+TDR+TXV | 12 | 14.5 | Yes | Yes | 2011-01-21 |  | 0
FALSE | XC13N042-230-** | 2288 | 3153031 | LENNOX INDUSTRIES, INC. | XC13-042-230-03 | AC | Split System: Air-Cooled Condensing Unit, Coil with Blower | XC13-042-230-03 |  | CH33-50/60C+TDR+TXV | 12 | 14.5 | Yes | Yes | 2011-01-21 |  | 0
FALSE | XC13N042-230-** | 2288 | 3153032 | LENNOX INDUSTRIES, INC. | XC13-042-230-03 | AC | Split System: Air-Cooled Condensing Unit, Coil with Blower | XC13-042-230-03 |  | CH33-50/60C+TDR+TXV | 12 | 14.5 | Yes | Yes | 2011-01-21 |  | 0
FALSE | XC13N042-230-** | 2288 | 3153035 | LENNOX INDUSTRIES, INC. | XC13-042-230-03 | AC | Split System: Air-Cooled Condensing Unit, Coil with Blower | XC13-042-230-03 |  | CH33-60D+TDR+TXV | 12.5 | 14.5 | Yes | Yes | 2011-01-21 |  | 0
FALSE | XC13N042-230-** | 2288 | 3153036 | LENNOX INDUSTRIES, INC. | XC13-042-230-03 | AC | Split System: Air-Cooled Condensing Unit, Coil with Blower | XC13-042-230-03 |  | CH33-60D+TDR+TXV | 12 | 14.5 | Yes | Yes | 2011-01-21 |  | 0
FALSE | XC13N042-230-** | 2288 | 3153047 | LENNOX INDUSTRIES, INC. | XC13-042-230-03 | AC | Split System: Air-Cooled Condensing Unit, Coil with Blower | XC13-042-230-03 |  | CR33-48+TDR+TXV | 12 | 14.5 | Yes | Yes | 2011-01-21 |  | 0
FALSE | XC13N042-230-** | 2288 | 3153048 | LENNOX INDUSTRIES, INC. | XC13-042-230-03 | AC | Split System: Air-Cooled Condensing Unit, Coil with Blower | XC13-042-230-03 |  | CR33-48+TDR+TXV | 12 | 14.5 | Yes | Yes | 2011-01-21 |  | 0
FALSE | XC13N042-230-** | 2288 | 3153094 | LENNOX INDUSTRIES, INC. | XC13-042-230-03 | AC | Split System: Air-Cooled Condensing Unit, Coil with Blower | XC13-042-230-03 |  | CX34-43+TDR | 12 | 14.5 | Yes | Yes | 2011-01-21 |  | 0
FALSE | XC13N042-230-** | 2288 | 3153095 | LENNOX INDUSTRIES, INC. | XC13-042-230-03 | AC | Split System: Air-Cooled Condensing Unit, Coil with Blower | XC13-042-230-03 |  | CX34-43+TDR | 12 | 14.5 | Yes | Yes | 2011-01-21 |  | 0
FALSE | XC13N042-230-** | 2288 | 3153097 | LENNOX INDUSTRIES, INC. | XC13-042-230-03 | AC | Split System: Air-Cooled Condensing Unit, Coil with Blower | XC13-042-230-03 |  | CX34-43+TDR | 12 | 14.5 | Yes | Yes | 2011-01-21 |  | 0
FALSE | XC13N042-230-** | 2288 | 3153098 | LENNOX INDUSTRIES, INC. | XC13-042-230-03 | AC | Split System: Air-Cooled Condensing Unit, Coil with Blower | XC13-042-230-03 |  | CX34-43+TDR | 12 | 14.5 | Yes | Yes | 2011-01-21 |  | 0
FALSE | XC13N042-230-** | 2288 | 3153103 | LENNOX INDUSTRIES, INC. | XC13-042-230-03 | AC | Split System: Air-Cooled Condensing Unit, Coil with Blower | XC13-042-230-03 |  | CX34-44/48+TDR | 12 | 14.5 | Yes | Yes | 2011-01-21 |  | 0
FALSE | XC13N042-230-** | 2288 | 3153104 | LENNOX INDUSTRIES, INC. | XC13-042-230-03 | AC | Split System: Air-Cooled Condensing Unit, Coil with Blower | XC13-042-230-03 |  | CX34-44/48+TDR | 12 | 14.5 | Yes | Yes | 2011-01-21 |  | 0
FALSE | XC13N042-230-** | 2288 | 3153117 | LENNOX INDUSTRIES, INC. | XC13-042-230-03 | AC | Split System: Air-Cooled Condensing Unit, Coil with Blower | XC13-042-230-03 |  | CX34-49+TDR | 12.5 | 14.5 | Yes | Yes | 2011-01-21 |  | 0
FALSE | XC13N042-230-** | 2288 | 3153118 | LENNOX INDUSTRIES, INC. | XC13-042-230-03 | AC | Split System: Air-Cooled Condensing Unit, Coil with Blower | XC13-042-230-03 |  | CX34-49+TDR | 12.5 | 14.5 | Yes | Yes | 2011-01-21 |  | 0
FALSE | XC13N042-230-** | 2288 | 3153119 | LENNOX INDUSTRIES, INC. | XC13-042-230-03 | AC | Split System: Air-Cooled Condensing Unit, Coil with Blower | XC13-042-230-03 |  | CX34-49+TDR | 12 | 14.5 | Yes | Yes | 2011-01-21 |  | 0
FALSE | XC13N042-230-** | 2288 | 3153120 | LENNOX INDUSTRIES, INC. | XC13-042-230-03 | AC | Split System: Air-Cooled Condensing Unit, Coil with Blower | XC13-042-230-03 |  | CX34-49+TDR | 12 | 14.5 | Yes | Yes | 2011-01-21 |  | 0
FALSE | XC13N042-230-** | 2288 | 3153121 | LENNOX INDUSTRIES, INC. | XC13-042-230-03 | AC | Split System: Air-Cooled Condensing Unit, Coil with Blower | XC13-042-230-03 |  | CX34-49+TDR | 12 | 14.5 | Yes | Yes | 2011-01-21 |  | 0
FALSE | XC13N042-230-** | 2288 | 3153122 | LENNOX INDUSTRIES, INC. | XC13-042-230-03 | AC | Split System: Air-Cooled Condensing Unit, Coil with Blower | XC13-042-230-03 |  | CX34-49+TDR | 12 | 14.5 | Yes | Yes | 2011-01-21 |  | 0
FALSE | XC13N042-230-** | 2288 | 3153123 | LENNOX INDUSTRIES, INC. | XC13-042-230-03 | AC | Split System: Air-Cooled Condensing Unit, Coil with Blower | XC13-042-230-03 |  | CX34-49+TDR | 12 | 14.5 | Yes | Yes | 2011-01-21 |  | 0
FALSE | XC13N042-230-** | 2288 | 3153124 | LENNOX INDUSTRIES, INC. | XC13-042-230-03 | AC | Split System: Air-Cooled Condensing Unit, Coil with Blower | XC13-042-230-03 |  | CX34-49+TDR | 12 | 14.5 | Yes | Yes | 2011-01-21 |  | 0
FALSE | XC13N042-230-** | 2288 | 3153125 | LENNOX INDUSTRIES, INC. | XC13-042-230-03 | AC | Split System: Air-Cooled Condensing Unit, Coil with Blower | XC13-042-230-03 |  | CX34-49+TDR | 12 | 14.5 | Yes | Yes | 2011-01-21 |  | 0
FALSE | XC13N042-230-** | 2288 | 3153126 | LENNOX INDUSTRIES, INC. | XC13-042-230-03 | AC | Split System: Air-Cooled Condensing Unit, Coil with Blower | XC13-042-230-03 |  | CX34-49+TDR | 12 | 14.5 | Yes | Yes | 2011-01-21 |  | 0
FALSE | XC13N042-230-** | 2288 | 3153127 | LENNOX INDUSTRIES, INC. | XC13-042-230-03 | AC | Split System: Air-Cooled Condensing Unit, Coil with Blower | XC13-042-230-03 |  | CX34-49+TDR | 12 | 14.5 | Yes | Yes | 2011-01-21 |  | 0
FALSE | TSA048S4N*G | 2299 | 3159644 | LENNOX INDUSTRIES, INC. | XC13-042-230*03 | AC | Split System: Air-Cooled Condensing Unit, Coil with Blower | XC13-042-230*03 |  | CR33-50/60* | 12 | 14.5 | Yes | Yes | 2011-01-21 |  | 0
FALSE | TSA048S4N*G | 2299 | 3159645 | LENNOX INDUSTRIES, INC. | XC13-042-230*03 | AC | Split System: Air-Cooled Condensing Unit, Coil with Blower | XC13-042-230*03 |  | CR33-50/60* | 12 | 14.5 | Yes | Yes | 2011-01-21 |  | 0
FALSE | TSA048S4N*G | 2299 | 3159654 | LENNOX INDUSTRIES, INC. | XC13-042-230*03 | AC | Split System: Air-Cooled Condensing Unit, Coil with Blower | XC13-042-230*03 |  | CH33-48* | 12 | 14.5 | Yes | Yes | 2011-01-21 |  | 0
FALSE | S4BI-048K | 2601 | 3185639 | TAPPAN | FS4BI-048K | AC | Split System: Air-Cooled Condensing Unit, Coil with Blower | S4BI-048K |  | C6BH-E48C-C | 12.2 | 21 | Yes | Yes | 2011-02-08 |  | 0
FALSE | S4BI-048K | 2601 | 3185640 | TAPPAN | FS4BI-048K | AC | Split System: Air-Cooled Condensing Unit, Coil with Blower | S4BI-048K |  | C6BH-E48C-D | 12.3 | 21 | Yes | Yes | 2011-02-08 |  | 0
FALSE | S4BI-024K | 2602 | 3185641 | TAPPAN | FS4BI-024K | AC | Split System: Air-Cooled Condensing Unit, Coil with Blower | S4BI-024K |  | C6BH-E36C-B | 14.9 | 23 | Yes | Yes | 2011-02-08 |  | 3
FALSE | S4BI-024K | 2602 | 3185642 | TAPPAN | FS4BI-024K | AC | Split System: Air-Cooled Condensing Unit, Coil with Blower | S4BI-024K |  | C6BH-E36C-C | 14.4 | 22.5 | Yes | Yes | 2011-02-08 |  | 3
FALSE | S4BI-036K | 2600 | 3185643 | TAPPAN | FS4BI-036K | AC | Split System: Air-Cooled Condensing Unit, Coil with Blower | S4BI-036K |  | C6BH-E36C-B | 13 | 20 | Yes | Yes | 2011-02-08 |  | 3
FALSE | S4BI-036K | 2600 | 3185644 | TAPPAN | FS4BI-036K | AC | Split System: Air-Cooled Condensing Unit, Coil with Blower | S4BI-036K |  | C6BH-E36C-C | 13.1 | 20.5 | Yes | Yes | 2011-02-08 |  | 3
FALSE | S4BI-048K | 2601 | 3185645 | TAPPAN | FS4BI-048K | AC | Split System: Air-Cooled Condensing Unit, Coil with Blower | S4BI-048K |  | C6BH-E48C-C | 12.2 | 21 | Yes | Yes | 2011-02-08 |  | 0
FALSE | S4BI-048K | 2601 | 3185646 | TAPPAN | FS4BI-048K | AC | Split System: Air-Cooled Condensing Unit, Coil with Blower | S4BI-048K |  | C6BH-E48C-D | 12.3 | 21 | Yes | Yes | 2011-02-08 |  | 0
FALSE | S4BI-024K | 2602 | 3185647 | WESTINGHOUSE | FS4BI-024K | AC | Split System: Air-Cooled Condensing Unit, Coil with Blower | S4BI-024K |  | C6BH-E36C-B | 14.9 | 23 | Yes | Yes | 2011-02-08 |  | 3
FALSE | S4BI-024K | 2602 | 3185648 | WESTINGHOUSE | FS4BI-024K | AC | Split System: Air-Cooled Condensing Unit, Coil with Blower | S4BI-024K |  | C6BH-E36C-C | 14.4 | 22.5 | Yes | Yes | 2011-02-08 |  | 3
FALSE | S4BI-036K | 2600 | 3185649 | WESTINGHOUSE | FS4BI-036K | AC | Split System: Air-Cooled Condensing Unit, Coil with Blower | S4BI-036K |  | C6BH-E36C-B | 13 | 20 | Yes | Yes | 2011-02-08 |  | 3
FALSE | S4BI-036K | 2600 | 3185650 | WESTINGHOUSE | FS4BI-036K | AC | Split System: Air-Cooled Condensing Unit, Coil with Blower | S4BI-036K |  | C6BH-E36C-C | 13.1 | 20.5 | Yes | Yes | 2011-02-08 |  | 3
FALSE | S4BI-048K | 2601 | 3185651 | WESTINGHOUSE | FS4BI-048K | AC | Split System: Air-Cooled Condensing Unit, Coil with Blower | S4BI-048K |  | C6BH-E48C-C | 12.2 | 21 | Yes | Yes | 2011-02-08 |  | 0
FALSE | S4BI-048K | 2601 | 3185652 | WESTINGHOUSE | FS4BI-048K | AC | Split System: Air-Cooled Condensing Unit, Coil with Blower | S4BI-048K |  | C6BH-E48C-D | 12.3 | 21 | Yes | Yes | 2011-02-08 |  | 0
FALSE | S4BI-024K | 2602 | 3185653 | WESTINGHOUSE | FS4BI-024K | AC | Split System: Air-Cooled Condensing Unit, Coil with Blower | S4BI-024K |  | C6BH-E36C-B | 14.9 | 23 | Yes | Yes | 2011-02-08 |  | 3
FALSE | S4BI-024K | 2602 | 3185654 | WESTINGHOUSE | FS4BI-024K | AC | Split System: Air-Cooled Condensing Unit, Coil with Blower | S4BI-024K |  | C6BH-E36C-C | 14.4 | 22.5 | Yes | Yes | 2011-02-08 |  | 3
FALSE | S4BI-036K | 2600 | 3185655 | WESTINGHOUSE | FS4BI-036K | AC | Split System: Air-Cooled Condensing Unit, Coil with Blower | S4BI-036K |  | C6BH-E36C-B | 13 | 20 | Yes | Yes | 2011-02-08 |  | 3
FALSE | S4BI-036K | 2600 | 3185656 | WESTINGHOUSE | FS4BI-036K | AC | Split System: Air-Cooled Condensing Unit, Coil with Blower | S4BI-036K |  | C6BH-E36C-C | 13.1 | 20.5 | Yes | Yes | 2011-02-08 |  | 3
FALSE | S4BI-048K | 2601 | 3185657 | WESTINGHOUSE | FS4BI-048K | AC | Split System: Air-Cooled Condensing Unit, Coil with Blower | S4BI-048K |  | C6BH-E48C-C | 12.2 | 21 | Yes | Yes | 2011-02-08 |  | 0
FALSE | S4BI-048K | 2601 | 3185658 | WESTINGHOUSE | FS4BI-048K | AC | Split System: Air-Cooled Condensing Unit, Coil with Blower | S4BI-048K |  | C6BH-E48C-D | 12.3 | 21 | Yes | Yes | 2011-02-08 |  | 0
FALSE | S4BI-024K | 2602 | 3185659 | NUTONE | FS4BI-024K | AC | Split System: Air-Cooled Condensing Unit, Coil with Blower | S4BI-024K |  | C6BH-E36C-B | 14.9 | 23 | Yes | Yes | 2011-02-08 |  | 3
FALSE | S4BI-024K | 2602 | 3185660 | NUTONE | FS4BI-024K | AC | Split System: Air-Cooled Condensing Unit, Coil with Blower | S4BI-024K |  | C6BH-E36C-C | 14.4 | 22.5 | Yes | Yes | 2011-02-08 |  | 3
FALSE | S4BI-036K | 2600 | 3185661 | NUTONE | FS4BI-036K | AC | Split System: Air-Cooled Condensing Unit, Coil with Blower | S4BI-036K |  | C6BH-E36C-B | 13 | 20 | Yes | Yes | 2011-02-08 |  | 3
FALSE | S4BI-036K | 2600 | 3185662 | NUTONE | FS4BI-036K | AC | Split System: Air-Cooled Condensing Unit, Coil with Blower | S4BI-036K |  | C6BH-E36C-C | 13.1 | 20.5 | Yes | Yes | 2011-02-08 |  | 3
FALSE | S4BI-048K | 2601 | 3185663 | NUTONE | FS4BI-048K | AC | Split System: Air-Cooled Condensing Unit, Coil with Blower | S4BI-048K |  | C6BH-E48C-C | 12.2 | 21 | Yes | Yes | 2011-02-08 |  | 0
FALSE | S4BI-048K | 2601 | 3185664 | NUTONE | FS4BI-048K | AC | Split System: Air-Cooled Condensing Unit, Coil with Blower | S4BI-048K |  | C6BH-E48C-D | 12.3 | 21 | Yes | Yes | 2011-02-08 |  | 0
FALSE | S4BI-024K | 2602 | 3185665 | NUTONE | FS4BI-024K | AC | Split System: Air-Cooled Condensing Unit, Coil with Blower | S4BI-024K |  | C6BH-E36C-B | 14.9 | 23 | Yes | Yes | 2011-02-08 |  | 3
FALSE | S4BI-024K | 2602 | 3185666 | NUTONE | FS4BI-024K | AC | Split System: Air-Cooled Condensing Unit, Coil with Blower | S4BI-024K |  | C6BH-E36C-C | 14.4 | 22.5 | Yes | Yes | 2011-02-08 |  | 3
FALSE | S4BI-036K | 2600 | 3185667 | NUTONE | FS4BI-036K | AC | Split System: Air-Cooled Condensing Unit, Coil with Blower | S4BI-036K |  | C6BH-E36C-B | 13 | 20 | Yes | Yes | 2011-02-08 |  | 3
FALSE | S4BI-036K | 2600 | 3185668 | NUTONE | FS4BI-036K | AC | Split System: Air-Cooled Condensing Unit, Coil with Blower | S4BI-036K |  | C6BH-E36C-C | 13.1 | 20.5 | Yes | Yes | 2011-02-08 |  | 3
FALSE | S4BI-048K | 2601 | 3185669 | NUTONE | FS4BI-048K | AC | Split System: Air-Cooled Condensing Unit, Coil with Blower | S4BI-048K |  | C6BH-E48C-C | 12.2 | 21 | Yes | Yes | 2011-02-08 |  | 0
FALSE | S4BI-048K | 2601 | 3185670 | NUTONE | FS4BI-048K | AC | Split System: Air-Cooled Condensing Unit, Coil with Blower | S4BI-048K |  | C6BH-E48C-D | 12.3 | 21 | Yes | Yes | 2011-02-08 |  | 0
FALSE | S4BI-024K | 2602 | 3185677 | MAYTAG | PSA4BI024K | AC | Split System: Air-Cooled Condensing Unit, Coil with Blower | S4BI-024K |  | C6BH-E36C-B | 14.9 | 23 | Yes | Yes | 2011-02-08 |  | 3
FALSE | S4BI-024K | 2602 | 3185678 | MAYTAG | PSA4BI024K | AC | Split System: Air-Cooled Condensing Unit, Coil with Blower | S4BI-024K |  | C6BH-E36C-C | 14.4 | 22.5 | Yes | Yes | 2011-02-08 |  | 3
FALSE | S4BI-036K | 2600 | 3185679 | MAYTAG | PSA4BI036K | AC | Split System: Air-Cooled Condensing Unit, Coil with Blower | S4BI-036K |  | C6BH-E36C-B | 13 | 20 | Yes | Yes | 2011-02-08 |  | 3
FALSE | S4BI-036K | 2600 | 3185680 | MAYTAG | PSA4BI036K | AC | Split System: Air-Cooled Condensing Unit, Coil with Blower | S4BI-036K |  | C6BH-E36C-C | 13.1 | 20.5 | Yes | Yes | 2011-02-08 |  | 3
FALSE | S4BI-048K | 2601 | 3185681 | MAYTAG | PSA4BI048K | AC | Split System: Air-Cooled Condensing Unit, Coil with Blower | S4BI-048K |  | C6BH-E48C-C | 12.2 | 21 | Yes | Yes | 2011-02-08 |  | 0
FALSE | S4BI-048K | 2601 | 3185682 | MAYTAG | PSA4BI048K | AC | Split System: Air-Cooled Condensing Unit, Coil with Blower | S4BI-048K |  | C6BH-E48C-D | 12.3 | 21 | Yes | Yes | 2011-02-08 |  | 0
TRUE | H4A648GKD* | 2020 | 3198580 | HEIL | H4A648GKD* | AC | Split System: Air-Cooled Condensing Unit, Coil with Blower | H4A648GKD* |  | FVM4X60**** | 13.1 | 16.5 | Yes | Yes | 2011-01-21 |  | 2
TRUE | H4A660GKD* | 2027 | 3198589 | HEIL | H4A660GKD* | AC | Split System: Air-Cooled Condensing Unit, Coil with Blower | H4A660GKD* |  | FVM4X60**** | 12.1 | 15.5 | Yes | Yes | 2011-01-21 |  | 0
TRUE | H4A836GKD* | 2009 | 3198684 | HEIL | H4A836GKD* | AC | Split System: Air-Cooled Condensing Unit, Coil with Blower | H4A836GKD* |  | FVM4X60**** | 13.5 | 18 | Yes | Yes | 2011-01-21 |  | 3
FALSE | 4TTX6024H1 | 3520 | 3202171 | TRANE | 4TTX5024A1 | AC | Split System: Air-Cooled Condensing Unit, Coil with Blower | 4TTX5024A1 |  | 4TXCB036BC3 | 13 | 15.5 | Yes | Yes | 2011-01-21 |  | 1
FALSE | 14ACX-030-230-17 | 2250 | 3208733 | LENNOX INDUSTRIES, INC. | 14ACX-030-230-10 | AC | Split System: Air-Cooled Condensing Unit, Coil with Blower | 14ACX-030-230-10 |  | CH33-25B+TDR+TXV | 12.5 | 15 | Yes | Yes | 2011-01-21 |  | 1
FALSE | 14ACX-030-230-17 | 2250 | 3208734 | LENNOX INDUSTRIES, INC. | 14ACX-030-230-10 | AC | Split System: Air-Cooled Condensing Unit, Coil with Blower | 14ACX-030-230-10 |  | CH33-25B+TDR+TXV | 12.5 | 15 | Yes | Yes | 2011-01-21 |  | 1
FALSE | 14ACX-030-230-17 | 2250 | 3208735 | LENNOX INDUSTRIES, INC. | 14ACX-030-230-10 | AC | Split System: Air-Cooled Condensing Unit, Coil with Blower | 14ACX-030-230-10 |  | CH33-25B+TDR+TXV | 12.5 | 15 | Yes | Yes | 2011-01-21 |  | 1
FALSE | 14ACX-030-230-17 | 2250 | 3208736 | LENNOX INDUSTRIES, INC. | 14ACX-030-230-10 | AC | Split System: Air-Cooled Condensing Unit, Coil with Blower | 14ACX-030-230-10 |  | CH33-31A+TDR+TXV | 12.5 | 15 | Yes | Yes | 2011-01-21 |  | 1
FALSE | 14ACX-030-230-17 | 2250 | 3208737 | LENNOX INDUSTRIES, INC. | 14ACX-030-230-10 | AC | Split System: Air-Cooled Condensing Unit, Coil with Blower | 14ACX-030-230-10 |  | CH33-31B+TDR+TXV | 13 | 16 | Yes | Yes | 2011-01-21 |  | 2
FALSE | 14ACX-030-230-17 | 2250 | 3208738 | LENNOX INDUSTRIES, INC. | 14ACX-030-230-10 | AC | Split System: Air-Cooled Condensing Unit, Coil with Blower | 14ACX-030-230-10 |  | CH33-31B+TDR+TXV | 12.5 | 15 | Yes | Yes | 2011-01-21 |  | 1
FALSE | 14ACX-030-230-17 | 2250 | 3208739 | LENNOX INDUSTRIES, INC. | 14ACX-030-230-10 | AC | Split System: Air-Cooled Condensing Unit, Coil with Blower | 14ACX-030-230-10 |  | CH33-36A+TDR+TXV | 12.5 | 15 | Yes | Yes | 2011-01-21 |  | 1
FALSE | 14ACX-030-230-17 | 2250 | 3208740 | LENNOX INDUSTRIES, INC. | 14ACX-030-230-10 | AC | Split System: Air-Cooled Condensing Unit, Coil with Blower | 14ACX-030-230-10 |  | CH33-36B+TDR+TXV | 12.5 | 15 | Yes | Yes | 2011-01-21 |  | 1
FALSE | 14ACX-030-230-17 | 2250 | 3208741 | LENNOX INDUSTRIES, INC. | 14ACX-030-230-10 | AC | Split System: Air-Cooled Condensing Unit, Coil with Blower | 14ACX-030-230-10 |  | CH33-36B+TDR+TXV | 12 | 14.5 | Yes | Yes | 2011-01-21 |  | 0
FALSE | 14ACX-030-230-17 | 2250 | 3208742 | LENNOX INDUSTRIES, INC. | 14ACX-030-230-10 | AC | Split System: Air-Cooled Condensing Unit, Coil with Blower | 14ACX-030-230-10 |  | CH33-36B+TDR+TXV | 12.5 | 15 | Yes | Yes | 2011-01-21 |  | 1
FALSE | 14ACX-030-230-17 | 2250 | 3208743 | LENNOX INDUSTRIES, INC. | 14ACX-030-230-10 | AC | Split System: Air-Cooled Condensing Unit, Coil with Blower | 14ACX-030-230-10 |  | CH33-36B+TDR+TXV | 12.5 | 15 | Yes | Yes | 2011-01-21 |  | 1
FALSE | 14ACX-030-230-17 | 2250 | 3208744 | LENNOX INDUSTRIES, INC. | 14ACX-030-230-10 | AC | Split System: Air-Cooled Condensing Unit, Coil with Blower | 14ACX-030-230-10 |  | CH33-36B+TDR+TXV | 12.5 | 15 | Yes | Yes | 2011-01-21 |  | 1
FALSE | 14ACX-030-230-17 | 2250 | 3208745 | LENNOX INDUSTRIES, INC. | 14ACX-030-230-10 | AC | Split System: Air-Cooled Condensing Unit, Coil with Blower | 14ACX-030-230-10 |  | CH33-42+TDR+TXV | 12.5 | 15 | Yes | Yes | 2011-01-21 |  | 1
FALSE | 14ACX-030-230-17 | 2250 | 3208746 | LENNOX INDUSTRIES, INC. | 14ACX-030-230-10 | AC | Split System: Air-Cooled Condensing Unit, Coil with Blower | 14ACX-030-230-10 |  | CH33-42+TDR+TXV | 12.5 | 15 | Yes | Yes | 2011-01-21 |  | 1
FALSE | 14ACX-030-230-17 | 2250 | 3208747 | LENNOX INDUSTRIES, INC. | 14ACX-030-230-10 | AC | Split System: Air-Cooled Condensing Unit, Coil with Blower | 14ACX-030-230-10 |  | CH33-42+TDR+TXV | 12.5 | 15 | Yes | Yes | 2011-01-21 |  | 1
FALSE | 14ACX-030-230-17 | 2250 | 3208748 | LENNOX INDUSTRIES, INC. | 14ACX-030-230-10 | AC | Split System: Air-Cooled Condensing Unit, Coil with Blower | 14ACX-030-230-10 |  | CH33-42+TDR+TXV | 12.5 | 15 | Yes | Yes | 2011-01-21 |  | 1
FALSE | 14ACX-030-230-17 | 2250 | 3208749 | LENNOX INDUSTRIES, INC. | 14ACX-030-230-10 | AC | Split System: Air-Cooled Condensing Unit, Coil with Blower | 14ACX-030-230-10 |  | CH33-42+TDR+TXV | 12.5 | 15 | Yes | Yes | 2011-01-21 |  | 1
FALSE | 14ACX-030-230-17 | 2250 | 3208769 | LENNOX INDUSTRIES, INC. | 14ACX-030-230-10 | AC | Split System: Air-Cooled Condensing Unit, Coil with Blower | 14ACX-030-230-10 |  | CX34-30+TDR | 12.5 | 15 | Yes | Yes | 2011-01-21 |  | 1
FALSE | 14ACX-030-230-17 | 2250 | 3208771 | LENNOX INDUSTRIES, INC. | 14ACX-030-230-10 | AC | Split System: Air-Cooled Condensing Unit, Coil with Blower | 14ACX-030-230-10 |  | CX34-30+TDR | 12 | 14.5 | Yes | Yes | 2011-01-21 |  | 0
FALSE | 14ACX-030-230-17 | 2250 | 3208772 | LENNOX INDUSTRIES, INC. | 14ACX-030-230-10 | AC | Split System: Air-Cooled Condensing Unit, Coil with Blower | 14ACX-030-230-10 |  | CX34-30+TDR | 12 | 14.5 | Yes | Yes | 2011-01-21 |  | 0
FALSE | 14ACX-030-230-17 | 2250 | 3208773 | LENNOX INDUSTRIES, INC. | 14ACX-030-230-10 | AC | Split System: Air-Cooled Condensing Unit, Coil with Blower | 14ACX-030-230-10 |  | CX34-30+TDR | 12 | 14.5 | Yes | Yes | 2011-01-21 |  | 0
FALSE | 14ACX-030-230-17 | 2250 | 3208774 | LENNOX INDUSTRIES, INC. | 14ACX-030-230-10 | AC | Split System: Air-Cooled Condensing Unit, Coil with Blower | 14ACX-030-230-10 |  | CX34-31+TDR | 12.5 | 15 | Yes | Yes | 2011-01-21 |  | 1
FALSE | 14ACX-030-230-17 | 2250 | 3208775 | LENNOX INDUSTRIES, INC. | 14ACX-030-230-10 | AC | Split System: Air-Cooled Condensing Unit, Coil with Blower | 14ACX-030-230-10 |  | CX34-31+TDR | 13 | 16 | Yes | Yes | 2011-01-21 |  | 2
FALSE | 14ACX-030-230-17 | 2250 | 3208776 | LENNOX INDUSTRIES, INC. | 14ACX-030-230-10 | AC | Split System: Air-Cooled Condensing Unit, Coil with Blower | 14ACX-030-230-10 |  | CX34-31+TDR | 12.5 | 15 | Yes | Yes | 2011-01-21 |  | 1
FALSE | 14ACX-030-230-17 | 2250 | 3208777 | LENNOX INDUSTRIES, INC. | 14ACX-030-230-10 | AC | Split System: Air-Cooled Condensing Unit, Coil with Blower | 14ACX-030-230-10 |  | CX34-31+TDR | 12.5 | 15 | Yes | Yes | 2011-01-21 |  | 1
FALSE | 14ACX-030-230-17 | 2250 | 3208778 | LENNOX INDUSTRIES, INC. | 14ACX-030-230-10 | AC | Split System: Air-Cooled Condensing Unit, Coil with Blower | 14ACX-030-230-10 |  | CX34-31+TDR | 12.5 | 15 | Yes | Yes | 2011-01-21 |  | 1
FALSE | 14ACX-030-230-17 | 2250 | 3208779 | LENNOX INDUSTRIES, INC. | 14ACX-030-230-10 | AC | Split System: Air-Cooled Condensing Unit, Coil with Blower | 14ACX-030-230-10 |  | CX34-31+TDR | 12.5 | 15 | Yes | Yes | 2011-01-21 |  | 1
FALSE | 14ACX-030-230-17 | 2250 | 3208780 | LENNOX INDUSTRIES, INC. | 14ACX-030-230-10 | AC | Split System: Air-Cooled Condensing Unit, Coil with Blower | 14ACX-030-230-10 |  | CX34-36+TDR | 12.5 | 15 | Yes | Yes | 2011-01-21 |  | 1
FALSE | 14ACX-030-230-17 | 2250 | 3208781 | LENNOX INDUSTRIES, INC. | 14ACX-030-230-10 | AC | Split System: Air-Cooled Condensing Unit, Coil with Blower | 14ACX-030-230-10 |  | CX34-36+TDR | 12.5 | 15 | Yes | Yes | 2011-01-21 |  | 1
FALSE | 14ACX-030-230-17 | 2250 | 3208782 | LENNOX INDUSTRIES, INC. | 14ACX-030-230-10 | AC | Split System: Air-Cooled Condensing Unit, Coil with Blower | 14ACX-030-230-10 |  | CX34-36+TDR | 12 | 14.5 | Yes | Yes | 2011-01-21 |  | 0
FALSE | 14ACX-030-230-17 | 2250 | 3208783 | LENNOX INDUSTRIES, INC. | 14ACX-030-230-10 | AC | Split System: Air-Cooled Condensing Unit, Coil with Blower | 14ACX-030-230-10 |  | CX34-36+TDR | 12.5 | 15 | Yes | Yes | 2011-01-21 |  | 1
FALSE | 14ACX-030-230-17 | 2250 | 3208784 | LENNOX INDUSTRIES, INC. | 14ACX-030-230-10 | AC | Split System: Air-Cooled Condensing Unit, Coil with Blower | 14ACX-030-230-10 |  | CX34-36+TDR | 12.5 | 15 | Yes | Yes | 2011-01-21 |  | 1
FALSE | 14ACX-030-230-17 | 2250 | 3208785 | LENNOX INDUSTRIES, INC. | 14ACX-030-230-10 | AC | Split System: Air-Cooled Condensing Unit, Coil with Blower | 14ACX-030-230-10 |  | CX34-36+TDR | 12.5 | 15 | Yes | Yes | 2011-01-21 |  | 1
FALSE | 14ACX-030-230-17 | 2250 | 3208786 | LENNOX INDUSTRIES, INC. | 14ACX-030-230-10 | AC | Split System: Air-Cooled Condensing Unit, Coil with Blower | 14ACX-030-230-10 |  | CX34-36+TDR | 12.7 | 15.2 | Yes | Yes | 2011-01-21 |  | 1
FALSE | 14ACX-030-230-17 | 2250 | 3208787 | LENNOX INDUSTRIES, INC. | 14ACX-030-230-10 | AC | Split System: Air-Cooled Condensing Unit, Coil with Blower | 14ACX-030-230-10 |  | CX34-38+TDR | 12.5 | 15 | Yes | Yes | 2011-01-21 |  | 1
FALSE | 14ACX-030-230-17 | 2250 | 3208788 | LENNOX INDUSTRIES, INC. | 14ACX-030-230-10 | AC | Split System: Air-Cooled Condensing Unit, Coil with Blower | 14ACX-030-230-10 |  | CX34-38+TDR | 12.5 | 15 | Yes | Yes | 2011-01-21 |  | 1
FALSE | 14ACX-030-230-17 | 2250 | 3208789 | LENNOX INDUSTRIES, INC. | 14ACX-030-230-10 | AC | Split System: Air-Cooled Condensing Unit, Coil with Blower | 14ACX-030-230-10 |  | CX34-38+TDR | 12.5 | 15 | Yes | Yes | 2011-01-21 |  | 1
FALSE | 14ACX-030-230-17 | 2250 | 3208790 | LENNOX INDUSTRIES, INC. | 14ACX-030-230-10 | AC | Split System: Air-Cooled Condensing Unit, Coil with Blower | 14ACX-030-230-10 |  | CX34-38+TDR | 12.5 | 15 | Yes | Yes | 2011-01-21 |  | 1
FALSE | 14ACX-030-230-17 | 2250 | 3208791 | LENNOX INDUSTRIES, INC. | 14ACX-030-230-10 | AC | Split System: Air-Cooled Condensing Unit, Coil with Blower | 14ACX-030-230-10 |  | CX34-38+TDR | 12.5 | 15 | Yes | Yes | 2011-01-21 |  | 1
FALSE | 14ACX-030-230-17 | 2250 | 3208792 | LENNOX INDUSTRIES, INC. | 14ACX-030-230-10 | AC | Split System: Air-Cooled Condensing Unit, Coil with Blower | 14ACX-030-230-10 |  | CX34-38+TDR | 12.5 | 15 | Yes | Yes | 2011-01-21 |  | 1
FALSE | 14ACX-030-230-17 | 2250 | 3208793 | LENNOX INDUSTRIES, INC. | 14ACX-030-230-10 | AC | Split System: Air-Cooled Condensing Unit, Coil with Blower | 14ACX-030-230-10 |  | CX34-42+TDR | 12.5 | 15 | Yes | Yes | 2011-01-21 |  | 1
FALSE | 14ACX-030-230-17 | 2250 | 3208794 | LENNOX INDUSTRIES, INC. | 14ACX-030-230-10 | AC | Split System: Air-Cooled Condensing Unit, Coil with Blower | 14ACX-030-230-10 |  | CX34-42+TDR | 12 | 14.5 | Yes | Yes | 2011-01-21 |  | 0
FALSE | 14ACX-030-230-17 | 2250 | 3208795 | LENNOX INDUSTRIES, INC. | 14ACX-030-230-10 | AC | Split System: Air-Cooled Condensing Unit, Coil with Blower | 14ACX-030-230-10 |  | CX34-42+TDR | 12.5 | 15 | Yes | Yes | 2011-01-21 |  | 1
FALSE | 14ACX-030-230-17 | 2250 | 3208796 | LENNOX INDUSTRIES, INC. | 14ACX-030-230-10 | AC | Split System: Air-Cooled Condensing Unit, Coil with Blower | 14ACX-030-230-10 |  | CX34-42+TDR | 12.5 | 15 | Yes | Yes | 2011-01-21 |  | 1
FALSE | 14ACX-030-230-17 | 2250 | 3208797 | LENNOX INDUSTRIES, INC. | 14ACX-030-230-10 | AC | Split System: Air-Cooled Condensing Unit, Coil with Blower | 14ACX-030-230-10 |  | CX34-42+TDR | 12.5 | 15 | Yes | Yes | 2011-01-21 |  | 1
FALSE | 14ACX-030-230-17 | 2250 | 3208798 | LENNOX INDUSTRIES, INC. | 14ACX-030-230-10 | AC | Split System: Air-Cooled Condensing Unit, Coil with Blower | 14ACX-030-230-10 |  | CX34-43+TDR | 13 | 16 | Yes | Yes | 2011-01-21 |  | 2
FALSE | 14ACX-030-230-17 | 2250 | 3208799 | LENNOX INDUSTRIES, INC. | 14ACX-030-230-10 | AC | Split System: Air-Cooled Condensing Unit, Coil with Blower | 14ACX-030-230-10 |  | CX34-43+TDR | 12.5 | 15 | Yes | Yes | 2011-01-21 |  | 1
FALSE | 14ACX-030-230-17 | 2250 | 3208800 | LENNOX INDUSTRIES, INC. | 14ACX-030-230-10 | AC | Split System: Air-Cooled Condensing Unit, Coil with Blower | 14ACX-030-230-10 |  | CX34-43+TDR | 12.5 | 15 | Yes | Yes | 2011-01-21 |  | 1
FALSE | 14ACX-030-230-17 | 2250 | 3208801 | LENNOX INDUSTRIES, INC. | 14ACX-030-230-10 | AC | Split System: Air-Cooled Condensing Unit, Coil with Blower | 14ACX-030-230-10 |  | CX34-43+TDR | 12.5 | 15 | Yes | Yes | 2011-01-21 |  | 1
FALSE | 14ACX-030-230-17 | 2250 | 3208802 | LENNOX INDUSTRIES, INC. | 14ACX-030-230-10 | AC | Split System: Air-Cooled Condensing Unit, Coil with Blower | 14ACX-030-230-10 |  | CX34-43+TDR | 12.5 | 15 | Yes | Yes | 2011-01-21 |  | 1
FALSE | 14ACX-030-230-17 | 2250 | 3208803 | LENNOX INDUSTRIES, INC. | 14ACX-030-230-10 | AC | Split System: Air-Cooled Condensing Unit, Coil with Blower | 14ACX-030-230-10 |  | CX34-43+TDR | 13 | 15.5 | Yes | Yes | 2011-01-21 |  | 1
FALSE | 14ACX-030-230-17 | 2250 | 3208804 | LENNOX INDUSTRIES, INC. | 14ACX-030-230-10 | AC | Split System: Air-Cooled Condensing Unit, Coil with Blower | 14ACX-030-230-10 |  | C33-25+TDR+TXV | 12.5 | 15 | Yes | Yes | 2011-01-21 |  | 1
FALSE | 14ACX-030-230-17 | 2250 | 3208805 | LENNOX INDUSTRIES, INC. | 14ACX-030-230-10 | AC | Split System: Air-Cooled Condensing Unit, Coil with Blower | 14ACX-030-230-10 |  | C33-25+TDR+TXV | 12.5 | 15 | Yes | Yes | 2011-01-21 |  | 1
FALSE | 14ACX-030-230-17 | 2250 | 3208806 | LENNOX INDUSTRIES, INC. | 14ACX-030-230-10 | AC | Split System: Air-Cooled Condensing Unit, Coil with Blower | 14ACX-030-230-10 |  | C33-25+TDR+TXV | 12 | 14.5 | Yes | Yes | 2011-01-21 |  | 0
FALSE | 14ACX-030-230-17 | 2250 | 3208807 | LENNOX INDUSTRIES, INC. | 14ACX-030-230-10 | AC | Split System: Air-Cooled Condensing Unit, Coil with Blower | 14ACX-030-230-10 |  | C33-25+TDR+TXV | 12.5 | 15 | Yes | Yes | 2011-01-21 |  | 1
FALSE | 14ACX-030-230-17 | 2250 | 3208808 | LENNOX INDUSTRIES, INC. | 14ACX-030-230-10 | AC | Split System: Air-Cooled Condensing Unit, Coil with Blower | 14ACX-030-230-10 |  | C33-25+TDR+TXV | 12.5 | 15 | Yes | Yes | 2011-01-21 |  | 1
FALSE | 14ACX-030-230-17 | 2250 | 3208809 | LENNOX INDUSTRIES, INC. | 14ACX-030-230-10 | AC | Split System: Air-Cooled Condensing Unit, Coil with Blower | 14ACX-030-230-10 |  | C33-25+TDR+TXV | 12.5 | 15 | Yes | Yes | 2011-01-21 |  | 1
FALSE | 14ACX-030-230-17 | 2250 | 3208810 | LENNOX INDUSTRIES, INC. | 14ACX-030-230-10 | AC | Split System: Air-Cooled Condensing Unit, Coil with Blower | 14ACX-030-230-10 |  | C33-30+TDR+TXV | 12 | 14.5 | Yes | Yes | 2011-01-21 |  | 0
FALSE | 14ACX-030-230-17 | 2250 | 3208811 | LENNOX INDUSTRIES, INC. | 14ACX-030-230-10 | AC | Split System: Air-Cooled Condensing Unit, Coil with Blower | 14ACX-030-230-10 |  | C33-30+TDR+TXV | 12.5 | 15 | Yes | Yes | 2011-01-21 |  | 1
FALSE | 14ACX-030-230-17 | 2250 | 3208813 | LENNOX INDUSTRIES, INC. | 14ACX-030-230-10 | AC | Split System: Air-Cooled Condensing Unit, Coil with Blower | 14ACX-030-230-10 |  | C33-30+TDR+TXV | 12 | 14.5 | Yes | Yes | 2011-01-21 |  | 0
FALSE | 14ACX-030-230-17 | 2250 | 3208814 | LENNOX INDUSTRIES, INC. | 14ACX-030-230-10 | AC | Split System: Air-Cooled Condensing Unit, Coil with Blower | 14ACX-030-230-10 |  | C33-30+TDR+TXV | 12 | 14.5 | Yes | Yes | 2011-01-21 |  | 0
FALSE | 14ACX-030-230-17 | 2250 | 3208815 | LENNOX INDUSTRIES, INC. | 14ACX-030-230-10 | AC | Split System: Air-Cooled Condensing Unit, Coil with Blower | 14ACX-030-230-10 |  | C33-30+TDR+TXV | 12 | 14.5 | Yes | Yes | 2011-01-21 |  | 0
FALSE | 14ACX-030-230-17 | 2250 | 3208816 | LENNOX INDUSTRIES, INC. | 14ACX-030-230-10 | AC | Split System: Air-Cooled Condensing Unit, Coil with Blower | 14ACX-030-230-10 |  | C33-31+TDR+TXV | 12.5 | 15 | Yes | Yes | 2011-01-21 |  | 1
FALSE | 14ACX-030-230-17 | 2250 | 3208817 | LENNOX INDUSTRIES, INC. | 14ACX-030-230-10 | AC | Split System: Air-Cooled Condensing Unit, Coil with Blower | 14ACX-030-230-10 |  | C33-31+TDR+TXV | 13 | 16 | Yes | Yes | 2011-01-21 |  | 2
FALSE | 14ACX-030-230-17 | 2250 | 3208818 | LENNOX INDUSTRIES, INC. | 14ACX-030-230-10 | AC | Split System: Air-Cooled Condensing Unit, Coil with Blower | 14ACX-030-230-10 |  | C33-31+TDR+TXV | 12.5 | 15 | Yes | Yes | 2011-01-21 |  | 1
FALSE | 14ACX-030-230-17 | 2250 | 3208819 | LENNOX INDUSTRIES, INC. | 14ACX-030-230-10 | AC | Split System: Air-Cooled Condensing Unit, Coil with Blower | 14ACX-030-230-10 |  | C33-31+TDR+TXV | 12.5 | 15 | Yes | Yes | 2011-01-21 |  | 1
FALSE | 14ACX-030-230-17 | 2250 | 3208820 | LENNOX INDUSTRIES, INC. | 14ACX-030-230-10 | AC | Split System: Air-Cooled Condensing Unit, Coil with Blower | 14ACX-030-230-10 |  | C33-31+TDR+TXV | 12.5 | 15 | Yes | Yes | 2011-01-21 |  | 1
FALSE | 14ACX-030-230-17 | 2250 | 3208821 | LENNOX INDUSTRIES, INC. | 14ACX-030-230-10 | AC | Split System: Air-Cooled Condensing Unit, Coil with Blower | 14ACX-030-230-10 |  | C33-31+TDR+TXV | 12.5 | 15 | Yes | Yes | 2011-01-21 |  | 1
FALSE | 14ACX-030-230-17 | 2250 | 3208822 | LENNOX INDUSTRIES, INC. | 14ACX-030-230-10 | AC | Split System: Air-Cooled Condensing Unit, Coil with Blower | 14ACX-030-230-10 |  | C33-36+TDR+TXV | 12.5 | 15 | Yes | Yes | 2011-01-21 |  | 1
FALSE | 14ACX-030-230-17 | 2250 | 3208841 | LENNOX INDUSTRIES, INC. | 14ACX-030-230-10 | AC | Split System: Air-Cooled Condensing Unit, Coil with Blower | 14ACX-030-230-10 |  | C33-43+TDR+TXV | 12.5 | 14.5 | Yes | Yes | 2011-01-21 |  | 0
FALSE | 14ACX-030-230-17 | 2250 | 3208842 | LENNOX INDUSTRIES, INC. | 14ACX-030-230-10 | AC | Split System: Air-Cooled Condensing Unit, Coil with Blower | 14ACX-030-230-10 |  | C33-43+TDR+TXV | 12.5 | 15 | Yes | Yes | 2011-01-21 |  | 1
FALSE | 14ACX-030-230-17 | 2250 | 3208843 | LENNOX INDUSTRIES, INC. | 14ACX-030-230-10 | AC | Split System: Air-Cooled Condensing Unit, Coil with Blower | 14ACX-030-230-10 |  | C33-43+TDR+TXV | 12.5 | 15 | Yes | Yes | 2011-01-21 |  | 1
FALSE | 14ACX-030-230-17 | 2250 | 3208844 | LENNOX INDUSTRIES, INC. | 14ACX-030-230-10 | AC | Split System: Air-Cooled Condensing Unit, Coil with Blower | 14ACX-030-230-10 |  | C33-43+TDR+TXV | 12.5 | 15 | Yes | Yes | 2011-01-21 |  | 1
FALSE | 14ACX-030-230-17 | 2250 | 3208845 | LENNOX INDUSTRIES, INC. | 14ACX-030-230-10 | AC | Split System: Air-Cooled Condensing Unit, Coil with Blower | 14ACX-030-230-10 |  | C33-43+TDR+TXV | 13 | 15.5 | Yes | Yes | 2011-01-21 |  | 1
FALSE | 14ACX-030-230-17 | 2250 | 3208846 | LENNOX INDUSTRIES, INC. | 14ACX-030-230-10 | AC | Split System: Air-Cooled Condensing Unit, Coil with Blower | 14ACX-030-230-10 |  | C33-43+TDR+TXV | 13 | 15.5 | Yes | Yes | 2011-01-21 |  | 1
FALSE | 14ACX-030-230-17 | 2250 | 3208849 | LENNOX INDUSTRIES, INC. | 14ACX-030-230-10 | AC | Split System: Air-Cooled Condensing Unit, Coil with Blower | 14ACX-030-230-10 |  | CB27UH-030-230*+TDR+TXV | 12.5 | 15 | Yes | Yes | 2011-01-21 |  | 1
FALSE | 14ACX-030-230-17 | 2250 | 3208850 | LENNOX INDUSTRIES, INC. | 14ACX-030-230-10 | AC | Split System: Air-Cooled Condensing Unit, Coil with Blower | 14ACX-030-230-10 |  | CB27UH-036-230*+TDR+TXV | 12.5 | 15 | Yes | Yes | 2011-01-21 |  | 1
FALSE | 14ACX-030-230-17 | 2250 | 3208854 | LENNOX INDUSTRIES, INC. | 14ACX-030-230-10 | AC | Split System: Air-Cooled Condensing Unit, Coil with Blower | 14ACX-030-230-10 |  | CB31MV-41*P+TDR+TXV | 12.5 | 15 | Yes | Yes | 2011-01-21 |  | 1
FALSE | 14ACX-030-230-17 | 2250 | 3208856 | LENNOX INDUSTRIES, INC. | 14ACX-030-230-10 | AC | Split System: Air-Cooled Condensing Unit, Coil with Blower | 14ACX-030-230-10 |  | CH33-31B+TDR+TXV | 12.5 | 15 | Yes | Yes | 2011-01-21 |  | 1
FALSE | 14ACX-030-230-17 | 2250 | 3208857 | LENNOX INDUSTRIES, INC. | 14ACX-030-230-10 | AC | Split System: Air-Cooled Condensing Unit, Coil with Blower | 14ACX-030-230-10 |  | CH33-31B+TDR+TXV | 12.5 | 15 | Yes | Yes | 2011-01-21 |  | 1
FALSE | 14ACX-030-230-17 | 2250 | 3208858 | LENNOX INDUSTRIES, INC. | 14ACX-030-230-10 | AC | Split System: Air-Cooled Condensing Unit, Coil with Blower | 14ACX-030-230-10 |  | CH33-31B+TDR+TXV | 12.5 | 15 | Yes | Yes | 2011-01-21 |  | 1
FALSE | 14ACX-036-230-15 | 2264 | 3208887 | LENNOX INDUSTRIES, INC. | 14ACX-036-230-10 | AC | Split System: Air-Cooled Condensing Unit, Coil with Blower | 14ACX-036-230-10 |  | CX34-36+TDR | 12.5 | 15 | Yes | Yes | 2011-01-21 |  | 1
FALSE | 14ACX-036-230-15 | 2264 | 3208888 | LENNOX INDUSTRIES, INC. | 14ACX-036-230-10 | AC | Split System: Air-Cooled Condensing Unit, Coil with Blower | 14ACX-036-230-10 |  | CX34-36+TDR | 12 | 14.5 | Yes | Yes | 2011-01-21 |  | 0
FALSE | 14ACX-036-230-15 | 2264 | 3208889 | LENNOX INDUSTRIES, INC. | 14ACX-036-230-10 | AC | Split System: Air-Cooled Condensing Unit, Coil with Blower | 14ACX-036-230-10 |  | CX34-36+TDR | 12 | 14.5 | Yes | Yes | 2011-01-21 |  | 0
FALSE | 14ACX-036-230-15 | 2264 | 3208890 | LENNOX INDUSTRIES, INC. | 14ACX-036-230-10 | AC | Split System: Air-Cooled Condensing Unit, Coil with Blower | 14ACX-036-230-10 |  | CX34-38+TDR | 12 | 14.5 | Yes | Yes | 2011-01-21 |  | 0
FALSE | 14ACX-036-230-15 | 2264 | 3208891 | LENNOX INDUSTRIES, INC. | 14ACX-036-230-10 | AC | Split System: Air-Cooled Condensing Unit, Coil with Blower | 14ACX-036-230-10 |  | CX34-38+TDR | 12.5 | 15.2 | Yes | Yes | 2011-01-21 |  | 1
FALSE | 14ACX-036-230-15 | 2264 | 3208910 | LENNOX INDUSTRIES, INC. | 14ACX-036-230-10 | AC | Split System: Air-Cooled Condensing Unit, Coil with Blower | 14ACX-036-230-10 |  | CX34-43+TDR | 12.5 | 15 | Yes | Yes | 2011-01-21 |  | 1
FALSE | 14ACX-036-230-15 | 2264 | 3208911 | LENNOX INDUSTRIES, INC. | 14ACX-036-230-10 | AC | Split System: Air-Cooled Condensing Unit, Coil with Blower | 14ACX-036-230-10 |  | CX34-44/48+TDR | 12.5 | 15 | Yes | Yes | 2011-01-21 |  | 1
FALSE | 14ACX-036-230-15 | 2264 | 3208912 | LENNOX INDUSTRIES, INC. | 14ACX-036-230-10 | AC | Split System: Air-Cooled Condensing Unit, Coil with Blower | 14ACX-036-230-10 |  | CX34-44/48+TDR | 12.5 | 14.5 | Yes | Yes | 2011-01-21 |  | 0
FALSE | 14ACX-036-230-15 | 2264 | 3208913 | LENNOX INDUSTRIES, INC. | 14ACX-036-230-10 | AC | Split System: Air-Cooled Condensing Unit, Coil with Blower | 14ACX-036-230-10 |  | CX34-44/48+TDR | 12.5 | 15 | Yes | Yes | 2011-01-21 |  | 1
FALSE | 14ACX-036-230-15 | 2264 | 3208914 | LENNOX INDUSTRIES, INC. | 14ACX-036-230-10 | AC | Split System: Air-Cooled Condensing Unit, Coil with Blower | 14ACX-036-230-10 |  | CX34-44/48+TDR | 12.5 | 15 | Yes | Yes | 2011-01-21 |  | 1
FALSE | 14ACX-036-230-15 | 2264 | 3208915 | LENNOX INDUSTRIES, INC. | 14ACX-036-230-10 | AC | Split System: Air-Cooled Condensing Unit, Coil with Blower | 14ACX-036-230-10 |  | CX34-44/48+TDR | 12.5 | 15 | Yes | Yes | 2011-01-21 |  | 1
FALSE | 14ACX-036-230-15 | 2264 | 3208916 | LENNOX INDUSTRIES, INC. | 14ACX-036-230-10 | AC | Split System: Air-Cooled Condensing Unit, Coil with Blower | 14ACX-036-230-10 |  | CX34-44/48+TDR | 12.5 | 15 | Yes | Yes | 2011-01-21 |  | 1
FALSE | 14ACX-036-230-15 | 2264 | 3208917 | LENNOX INDUSTRIES, INC. | 14ACX-036-230-10 | AC | Split System: Air-Cooled Condensing Unit, Coil with Blower | 14ACX-036-230-10 |  | CX34-49+TDR | 13 | 16 | Yes | Yes | 2011-01-21 |  | 2
FALSE | 14ACX-036-230-15 | 2264 | 3208918 | LENNOX INDUSTRIES, INC. | 14ACX-036-230-10 | AC | Split System: Air-Cooled Condensing Unit, Coil with Blower | 14ACX-036-230-10 |  | CX34-49+TDR | 12.5 | 15 | Yes | Yes | 2011-01-21 |  | 1
FALSE | 14ACX-036-230-15 | 2264 | 3208919 | LENNOX INDUSTRIES, INC. | 14ACX-036-230-10 | AC | Split System: Air-Cooled Condensing Unit, Coil with Blower | 14ACX-036-230-10 |  | CX34-49+TDR | 12.5 | 15 | Yes | Yes | 2011-01-21 |  | 1
FALSE | 14ACX-036-230-15 | 2264 | 3208920 | LENNOX INDUSTRIES, INC. | 14ACX-036-230-10 | AC | Split System: Air-Cooled Condensing Unit, Coil with Blower | 14ACX-036-230-10 |  | CX34-49+TDR | 12.5 | 15 | Yes | Yes | 2011-01-21 |  | 1
FALSE | 14ACX-036-230-15 | 2264 | 3208921 | LENNOX INDUSTRIES, INC. | 14ACX-036-230-10 | AC | Split System: Air-Cooled Condensing Unit, Coil with Blower | 14ACX-036-230-10 |  | CX34-50/60C+TDR | 12.5 | 15 | Yes | Yes | 2011-01-21 |  | 1
FALSE | 14ACX-036-230-15 | 2264 | 3208922 | LENNOX INDUSTRIES, INC. | 14ACX-036-230-10 | AC | Split System: Air-Cooled Condensing Unit, Coil with Blower | 14ACX-036-230-10 |  | CX34-50/60C+TDR | 12.5 | 15 | Yes | Yes | 2011-01-21 |  | 1
FALSE | 14ACX-036-230-15 | 2264 | 3208923 | LENNOX INDUSTRIES, INC. | 14ACX-036-230-10 | AC | Split System: Air-Cooled Condensing Unit, Coil with Blower | 14ACX-036-230-10 |  | CX34-50/60C+TDR | 12.5 | 15 | Yes | Yes | 2011-01-21 |  | 1
FALSE | 14ACX-036-230-15 | 2264 | 3208924 | LENNOX INDUSTRIES, INC. | 14ACX-036-230-10 | AC | Split System: Air-Cooled Condensing Unit, Coil with Blower | 14ACX-036-230-10 |  | CX34-50/60C+TDR | 12.5 | 15 | Yes | Yes | 2011-01-21 |  | 1
FALSE | 14ACX-036-230-15 | 2264 | 3208926 | LENNOX INDUSTRIES, INC. | 14ACX-036-230-10 | AC | Split System: Air-Cooled Condensing Unit, Coil with Blower | 14ACX-036-230-10 |  | C33-36+TDR+TXV | 12.5 | 15 | Yes | Yes | 2011-01-21 |  | 1
FALSE | 14ACX-036-230-15 | 2264 | 3208927 | LENNOX INDUSTRIES, INC. | 14ACX-036-230-10 | AC | Split System: Air-Cooled Condensing Unit, Coil with Blower | 14ACX-036-230-10 |  | C33-36+TDR+TXV | 12 | 14.5 | Yes | Yes | 2011-01-21 |  | 0
FALSE | 14ACX-036-230-15 | 2264 | 3208946 | LENNOX INDUSTRIES, INC. | 14ACX-036-230-10 | AC | Split System: Air-Cooled Condensing Unit, Coil with Blower | 14ACX-036-230-10 |  | C33-43+TDR+TXV | 12.5 | 15 | Yes | Yes | 2011-01-21 |  | 1
FALSE | 14ACX-036-230-15 | 2264 | 3208947 | LENNOX INDUSTRIES, INC. | 14ACX-036-230-10 | AC | Split System: Air-Cooled Condensing Unit, Coil with Blower | 14ACX-036-230-10 |  | C33-43+TDR+TXV | 12.5 | 15 | Yes | Yes | 2011-01-21 |  | 1
FALSE | 14ACX-036-230-15 | 2264 | 3208948 | LENNOX INDUSTRIES, INC. | 14ACX-036-230-10 | AC | Split System: Air-Cooled Condensing Unit, Coil with Blower | 14ACX-036-230-10 |  | C33-43+TDR+TXV | 12.5 | 15 | Yes | Yes | 2011-01-21 |  | 1
FALSE | 14ACX-036-230-15 | 2264 | 3208949 | LENNOX INDUSTRIES, INC. | 14ACX-036-230-10 | AC | Split System: Air-Cooled Condensing Unit, Coil with Blower | 14ACX-036-230-10 |  | C33-43+TDR+TXV | 12.5 | 15 | Yes | Yes | 2011-01-21 |  | 1
FALSE | 14ACX-036-230-15 | 2264 | 3208950 | LENNOX INDUSTRIES, INC. | 14ACX-036-230-10 | AC | Split System: Air-Cooled Condensing Unit, Coil with Blower | 14ACX-036-230-10 |  | C33-48+TDR+TXV | 12.5 | 15 | Yes | Yes | 2011-01-21 |  | 1
FALSE | 14ACX-036-230-15 | 2264 | 3208951 | LENNOX INDUSTRIES, INC. | 14ACX-036-230-10 | AC | Split System: Air-Cooled Condensing Unit, Coil with Blower | 14ACX-036-230-10 |  | C33-48+TDR+TXV | 12.5 | 14.5 | Yes | Yes | 2011-01-21 |  | 0
FALSE | 14ACX-036-230-15 | 2264 | 3208952 | LENNOX INDUSTRIES, INC. | 14ACX-036-230-10 | AC | Split System: Air-Cooled Condensing Unit, Coil with Blower | 14ACX-036-230-10 |  | C33-48+TDR+TXV | 12.5 | 15 | Yes | Yes | 2011-01-21 |  | 1
FALSE | 14ACX-036-230-15 | 2264 | 3208953 | LENNOX INDUSTRIES, INC. | 14ACX-036-230-10 | AC | Split System: Air-Cooled Condensing Unit, Coil with Blower | 14ACX-036-230-10 |  | C33-48+TDR+TXV | 12.5 | 15 | Yes | Yes | 2011-01-21 |  | 1
FALSE | 14ACX-036-230-15 | 2264 | 3208954 | LENNOX INDUSTRIES, INC. | 14ACX-036-230-10 | AC | Split System: Air-Cooled Condensing Unit, Coil with Blower | 14ACX-036-230-10 |  | C33-48+TDR+TXV | 12.5 | 15 | Yes | Yes | 2011-01-21 |  | 1
FALSE | 14ACX-036-230-15 | 2264 | 3208955 | LENNOX INDUSTRIES, INC. | 14ACX-036-230-10 | AC | Split System: Air-Cooled Condensing Unit, Coil with Blower | 14ACX-036-230-10 |  | C33-48+TDR+TXV | 12.5 | 15 | Yes | Yes | 2011-01-21 |  | 1
FALSE | 14ACX-036-230-15 | 2264 | 3208956 | LENNOX INDUSTRIES, INC. | 14ACX-036-230-10 | AC | Split System: Air-Cooled Condensing Unit, Coil with Blower | 14ACX-036-230-10 |  | C33-49+TDR+TXV | 13 | 16 | Yes | Yes | 2011-01-21 |  | 2
FALSE | 14ACX-036-230-15 | 2264 | 3208957 | LENNOX INDUSTRIES, INC. | 14ACX-036-230-10 | AC | Split System: Air-Cooled Condensing Unit, Coil with Blower | 14ACX-036-230-10 |  | C33-49+TDR+TXV | 12.5 | 15 | Yes | Yes | 2011-01-21 |  | 1
FALSE | 14ACX-036-230-15 | 2264 | 3208958 | LENNOX INDUSTRIES, INC. | 14ACX-036-230-10 | AC | Split System: Air-Cooled Condensing Unit, Coil with Blower | 14ACX-036-230-10 |  | C33-49+TDR+TXV | 12.5 | 15 | Yes | Yes | 2011-01-21 |  | 1
FALSE | 14ACX-036-230-15 | 2264 | 3208959 | LENNOX INDUSTRIES, INC. | 14ACX-036-230-10 | AC | Split System: Air-Cooled Condensing Unit, Coil with Blower | 14ACX-036-230-10 |  | C33-49+TDR+TXV | 12.5 | 15 | Yes | Yes | 2011-01-21 |  | 1
FALSE | 14ACX-036-230-15 | 2264 | 3208960 | LENNOX INDUSTRIES, INC. | 14ACX-036-230-10 | AC | Split System: Air-Cooled Condensing Unit, Coil with Blower | 14ACX-036-230-10 |  | C33-50/60C+TDR+TXV | 12.5 | 15 | Yes | Yes | 2011-01-21 |  | 1
FALSE | 14ACX-036-230-15 | 2264 | 3208961 | LENNOX INDUSTRIES, INC. | 14ACX-036-230-10 | AC | Split System: Air-Cooled Condensing Unit, Coil with Blower | 14ACX-036-230-10 |  | C33-50/60C+TDR+TXV | 12.5 | 15 | Yes | Yes | 2011-01-21 |  | 1
FALSE | 14ACX-036-230-15 | 2264 | 3208962 | LENNOX INDUSTRIES, INC. | 14ACX-036-230-10 | AC | Split System: Air-Cooled Condensing Unit, Coil with Blower | 14ACX-036-230-10 |  | C33-50/60C+TDR+TXV | 12.5 | 15 | Yes | Yes | 2011-01-21 |  | 1
FALSE | 14ACX-036-230-15 | 2264 | 3208982 | LENNOX INDUSTRIES, INC. | 14ACX-036-230-10 | AC | Split System: Air-Cooled Condensing Unit, Coil with Blower | 14ACX-036-230-10 |  | CH33-43+TDR+TXV | 12.5 | 15 | Yes | Yes | 2011-01-21 |  | 1
FALSE | 14ACX-036-230-15 | 2264 | 3208983 | LENNOX INDUSTRIES, INC. | 14ACX-036-230-10 | AC | Split System: Air-Cooled Condensing Unit, Coil with Blower | 14ACX-036-230-10 |  | CH33-43+TDR+TXV | 12.5 | 15 | Yes | Yes | 2011-01-21 |  | 1
FALSE | 14ACX-036-230-15 | 2264 | 3208984 | LENNOX INDUSTRIES, INC. | 14ACX-036-230-10 | AC | Split System: Air-Cooled Condensing Unit, Coil with Blower | 14ACX-036-230-10 |  | CH33-48+TDR+TXV | 12.5 | 15 | Yes | Yes | 2011-01-21 |  | 1
FALSE | 14ACX-036-230-15 | 2264 | 3208985 | LENNOX INDUSTRIES, INC. | 14ACX-036-230-10 | AC | Split System: Air-Cooled Condensing Unit, Coil with Blower | 14ACX-036-230-10 |  | CH33-48+TDR+TXV | 12.5 | 15 | Yes | Yes | 2011-01-21 |  | 1
FALSE | 14ACX-036-230-15 | 2264 | 3208986 | LENNOX INDUSTRIES, INC. | 14ACX-036-230-10 | AC | Split System: Air-Cooled Condensing Unit, Coil with Blower | 14ACX-036-230-10 |  | CH33-48+TDR+TXV | 12.5 | 15 | Yes | Yes | 2011-01-21 |  | 1
FALSE | 14ACX-036-230-15 | 2264 | 3208987 | LENNOX INDUSTRIES, INC. | 14ACX-036-230-10 | AC | Split System: Air-Cooled Condensing Unit, Coil with Blower | 14ACX-036-230-10 |  | CH33-48+TDR+TXV | 12.5 | 15 | Yes | Yes | 2011-01-21 |  | 1
FALSE | 14ACX-036-230-15 | 2264 | 3208988 | LENNOX INDUSTRIES, INC. | 14ACX-036-230-10 | AC | Split System: Air-Cooled Condensing Unit, Coil with Blower | 14ACX-036-230-10 |  | CH23-41+TDR+TXV | 12.5 | 15 | Yes | Yes | 2011-01-21 |  | 1
FALSE | 14ACX-036-230-15 | 2264 | 3208989 | LENNOX INDUSTRIES, INC. | 14ACX-036-230-10 | AC | Split System: Air-Cooled Condensing Unit, Coil with Blower | 14ACX-036-230-10 |  | CH23-41+TDR+TXV | 12 | 14.5 | Yes | Yes | 2011-01-21 |  | 0
FALSE | 14ACX-036-230-15 | 2264 | 3208990 | LENNOX INDUSTRIES, INC. | 14ACX-036-230-10 | AC | Split System: Air-Cooled Condensing Unit, Coil with Blower | 14ACX-036-230-10 |  | CH23-41+TDR+TXV | 12 | 14.5 | Yes | Yes | 2011-01-21 |  | 0
FALSE | 14ACX-036-230-15 | 2264 | 3208991 | LENNOX INDUSTRIES, INC. | 14ACX-036-230-10 | AC | Split System: Air-Cooled Condensing Unit, Coil with Blower | 14ACX-036-230-10 |  | CH23-41+TDR+TXV | 12 | 14.5 | Yes | Yes | 2011-01-21 |  | 0
FALSE | 14ACX-036-230-15 | 2264 | 3208992 | LENNOX INDUSTRIES, INC. | 14ACX-036-230-10 | AC | Split System: Air-Cooled Condensing Unit, Coil with Blower | 14ACX-036-230-10 |  | CH23-51+TDR+TXV | 12.5 | 15 | Yes | Yes | 2011-01-21 |  | 1
FALSE | 14ACX-036-230-15 | 2264 | 3208993 | LENNOX INDUSTRIES, INC. | 14ACX-036-230-10 | AC | Split System: Air-Cooled Condensing Unit, Coil with Blower | 14ACX-036-230-10 |  | CH23-51+TDR+TXV | 12.5 | 14.5 | Yes | Yes | 2011-01-21 |  | 0
FALSE | 14ACX-036-230-15 | 2264 | 3209000 | LENNOX INDUSTRIES, INC. | 14ACX-036-230-10 | AC | Split System: Air-Cooled Condensing Unit, Coil with Blower | 14ACX-036-230-10 |  | CB31MV-51*P+TDR+TXV | 12.5 | 15 | Yes | Yes | 2011-01-21 |  | 1
FALSE | 14ACX-036-230-15 | 2264 | 3209006 | LENNOX INDUSTRIES, INC. | 14ACX-036-230-10 | AC | Split System: Air-Cooled Condensing Unit, Coil with Blower | 14ACX-036-230-10 |  | CBX32MV-048*+TDR | 12.5 | 15 | Yes | Yes | 2011-01-21 |  | 1
FALSE | 14ACX-036-230-15 | 2264 | 3209008 | LENNOX INDUSTRIES, INC. | 14ACX-036-230-10 | AC | Split System: Air-Cooled Condensing Unit, Coil with Blower | 14ACX-036-230-10 |  | CH33-44/48+TDR+TXV | 12.5 | 15 | Yes | Yes | 2011-01-21 |  | 1
FALSE | 14ACX-036-230-15 | 2264 | 3209009 | LENNOX INDUSTRIES, INC. | 14ACX-036-230-10 | AC | Split System: Air-Cooled Condensing Unit, Coil with Blower | 14ACX-036-230-10 |  | CH33-44/48+TDR+TXV | 12 | 14.5 | Yes | Yes | 2011-01-21 |  | 0
FALSE | 14ACX-036-230-15 | 2264 | 3209010 | LENNOX INDUSTRIES, INC. | 14ACX-036-230-10 | AC | Split System: Air-Cooled Condensing Unit, Coil with Blower | 14ACX-036-230-10 |  | CH33-44/48+TDR+TXV | 12.5 | 14.5 | Yes | Yes | 2011-01-21 |  | 0
FALSE | 14ACX-036-230-15 | 2264 | 3209031 | LENNOX INDUSTRIES, INC. | 14ACX-036-230-10 | AC | Split System: Air-Cooled Condensing Unit, Coil with Blower | 14ACX-036-230-10 |  | CX34-43+TDR | 12.5 | 15 | Yes | Yes | 2011-01-21 |  | 1
FALSE | 14ACX-036-230-15 | 2264 | 3209032 | LENNOX INDUSTRIES, INC. | 14ACX-036-230-10 | AC | Split System: Air-Cooled Condensing Unit, Coil with Blower | 14ACX-036-230-10 |  | C33-49+TDR+TXV | 12.7 | 15.2 | Yes | Yes | 2011-01-21 |  | 1
FALSE | 14ACX-036-230-15 | 2264 | 3209033 | LENNOX INDUSTRIES, INC. | 14ACX-036-230-10 | AC | Split System: Air-Cooled Condensing Unit, Coil with Blower | 14ACX-036-230-10 |  | CX34-49+TDR | 12.7 | 15.2 | Yes | Yes | 2011-01-21 |  | 1
FALSE | 14ACX-036-230-15 | 2264 | 3209034 | LENNOX INDUSTRIES, INC. | 14ACX-036-230-10 | AC | Split System: Air-Cooled Condensing Unit, Coil with Blower | 14ACX-036-230-10 |  | C33-49+TDR+TXV | 12.5 | 15 | Yes | Yes | 2011-01-21 |  | 1
FALSE | 14ACX-036-230-15 | 2264 | 3209035 | LENNOX INDUSTRIES, INC. | 14ACX-036-230-10 | AC | Split System: Air-Cooled Condensing Unit, Coil with Blower | 14ACX-036-230-10 |  | CX34-49+TDR | 12.5 | 15 | Yes | Yes | 2011-01-21 |  | 1
FALSE | 14ACX-036-230-15 | 2264 | 3209036 | LENNOX INDUSTRIES, INC. | 14ACX-036-230-10 | AC | Split System: Air-Cooled Condensing Unit, Coil with Blower | 14ACX-036-230-10 |  | C33-50/60C+TDR+TXV | 12.5 | 15 | Yes | Yes | 2011-01-21 |  | 1
FALSE | 14ACX-036-230-15 | 2264 | 3209037 | LENNOX INDUSTRIES, INC. | 14ACX-036-230-10 | AC | Split System: Air-Cooled Condensing Unit, Coil with Blower | 14ACX-036-230-10 |  | CX34-50/60C+TDR | 12.5 | 15 | Yes | Yes | 2011-01-21 |  | 1
FALSE | 14ACX-036-230-15 | 2264 | 3209038 | LENNOX INDUSTRIES, INC. | 14ACX-036-230-10 | AC | Split System: Air-Cooled Condensing Unit, Coil with Blower | 14ACX-036-230-10 |  | CB27UH-036-230*+TDR+TXV | 12.5 | 15 | Yes | Yes | 2011-01-21 |  | 1
FALSE | 14ACX-036-230-15 | 2264 | 3209039 | LENNOX INDUSTRIES, INC. | 14ACX-036-230-10 | AC | Split System: Air-Cooled Condensing Unit, Coil with Blower | 14ACX-036-230-10 |  | CB27UH-042-230*+TDR+TXV | 12.5 | 15 | Yes | Yes | 2011-01-21 |  | 1
FALSE | 14ACX-036-230-15 | 2264 | 3209040 | LENNOX INDUSTRIES, INC. | 14ACX-036-230-10 | AC | Split System: Air-Cooled Condensing Unit, Coil with Blower | 14ACX-036-230-10 |  | C33-48+TDR+TXV | 12.5 | 15 | Yes | Yes | 2011-01-21 |  | 1
FALSE | 14ACX-036-230-15 | 2264 | 3209041 | LENNOX INDUSTRIES, INC. | 14ACX-036-230-10 | AC | Split System: Air-Cooled Condensing Unit, Coil with Blower | 14ACX-036-230-10 |  | CX34-44/48+TDR | 12.5 | 15 | Yes | Yes | 2011-01-21 |  | 1
FALSE | 14ACX-036-230-15 | 2264 | 3209044 | LENNOX INDUSTRIES, INC. | 14ACX-036-230-10 | AC | Split System: Air-Cooled Condensing Unit, Coil with Blower | 14ACX-036-230-10 |  | CH33-43C+TDR+TXV | 12.5 | 15 | Yes | Yes | 2011-01-21 |  | 1
FALSE | 14ACX-036-230-15 | 2264 | 3209045 | LENNOX INDUSTRIES, INC. | 14ACX-036-230-10 | AC | Split System: Air-Cooled Condensing Unit, Coil with Blower | 14ACX-036-230-10 |  | CH33-43C+TDR+TXV | 12.5 | 15 | Yes | Yes | 2011-01-21 |  | 1
FALSE | 14ACX-036-230-15 | 2264 | 3209046 | LENNOX INDUSTRIES, INC. | 14ACX-036-230-10 | AC | Split System: Air-Cooled Condensing Unit, Coil with Blower | 14ACX-036-230-10 |  | C33-38+TDR+TXV | 12 | 14.5 | Yes | Yes | 2011-01-21 |  | 0
FALSE | 14ACX-036-230-15 | 2264 | 3209047 | LENNOX INDUSTRIES, INC. | 14ACX-036-230-10 | AC | Split System: Air-Cooled Condensing Unit, Coil with Blower | 14ACX-036-230-10 |  | C33-43+TDR+TXV | 12.5 | 15 | Yes | Yes | 2011-01-21 |  | 1
FALSE | 14ACX-036-230-15 | 2264 | 3209048 | LENNOX INDUSTRIES, INC. | 14ACX-036-230-10 | AC | Split System: Air-Cooled Condensing Unit, Coil with Blower | 14ACX-036-230-10 |  | CX34-38+TDR | 12 | 14.5 | Yes | Yes | 2011-01-21 |  | 0
FALSE | 14ACX-036-230-15 | 2264 | 3209049 | LENNOX INDUSTRIES, INC. | 14ACX-036-230-10 | AC | Split System: Air-Cooled Condensing Unit, Coil with Blower | 14ACX-036-230-10 |  | CX34-43+TDR | 12.5 | 15 | Yes | Yes | 2011-01-21 |  | 1
FALSE | 14ACX-036-230-15 | 2264 | 3209068 | LENNOX INDUSTRIES, INC. | 14ACX-036-230-10 | AC | Split System: Air-Cooled Condensing Unit, Coil with Blower | 14ACX-036-230-10 |  | CR33-30/36+TDR+TXV | 12 | 14.5 | Yes | Yes | 2011-01-21 |  | 0
FALSE | 14ACX-036-230-15 | 2264 | 3209069 | LENNOX INDUSTRIES, INC. | 14ACX-036-230-10 | AC | Split System: Air-Cooled Condensing Unit, Coil with Blower | 14ACX-036-230-10 |  | CR33-48+TDR+TXV | 12 | 14.5 | Yes | Yes | 2011-01-21 |  | 0
FALSE | 14ACX-036-230-15 | 2264 | 3209070 | LENNOX INDUSTRIES, INC. | 14ACX-036-230-10 | AC | Split System: Air-Cooled Condensing Unit, Coil with Blower | 14ACX-036-230-10 |  | CH33-31+TDR+TXV | 12 | 14.5 | Yes | Yes | 2011-01-21 |  | 0
FALSE | 14ACX-036-230-15 | 2264 | 3209071 | LENNOX INDUSTRIES, INC. | 14ACX-036-230-10 | AC | Split System: Air-Cooled Condensing Unit, Coil with Blower | 14ACX-036-230-10 |  | CH33-43+TDR+TXV | 12.5 | 15 | Yes | Yes | 2011-01-21 |  | 1
FALSE | 14ACX-036-230-15 | 2264 | 3209072 | LENNOX INDUSTRIES, INC. | 14ACX-036-230-10 | AC | Split System: Air-Cooled Condensing Unit, Coil with Blower | 14ACX-036-230-10 |  | CH23-41+TDR+TXV | 12 | 14.5 | Yes | Yes | 2011-01-21 |  | 0
FALSE | 14ACX-036-230-15 | 2264 | 3209073 | LENNOX INDUSTRIES, INC. | 14ACX-036-230-10 | AC | Split System: Air-Cooled Condensing Unit, Coil with Blower | 14ACX-036-230-10 |  | CH23-51+TDR+TXV | 12.5 | 15 | Yes | Yes | 2011-01-21 |  | 1
FALSE | 14ACX-036-230-15 | 2264 | 3209074 | LENNOX INDUSTRIES, INC. | 14ACX-036-230-10 | AC | Split System: Air-Cooled Condensing Unit, Coil with Blower | 14ACX-036-230-10 |  | CH33-44/48+TDR+TXV | 12.5 | 14.5 | Yes | Yes | 2011-01-21 |  | 0
FALSE | 14ACX-036-230-15 | 2264 | 3209075 | LENNOX INDUSTRIES, INC. | 14ACX-036-230-10 | AC | Split System: Air-Cooled Condensing Unit, Coil with Blower | 14ACX-036-230-10 |  | CH33-36+TDR+TXV | 12 | 14.5 | Yes | Yes | 2011-01-21 |  | 0
FALSE | 14ACX-036-230-15 | 2264 | 3209078 | LENNOX INDUSTRIES, INC. | 14ACX-036-230-10 | AC | Split System: Air-Cooled Condensing Unit, Coil with Blower | 14ACX-036-230-10 |  | CH33-43C+TDR+TXV | 12.5 | 15 | Yes | Yes | 2011-01-21 |  | 1
FALSE | 14ACX-036-230-15 | 2264 | 3209079 | LENNOX INDUSTRIES, INC. | 14ACX-036-230-10 | AC | Split System: Air-Cooled Condensing Unit, Coil with Blower | 14ACX-036-230-10 |  | C33-43+TDR+TXV | 12.5 | 15 | Yes | Yes | 2011-01-21 |  | 1
FALSE | 14ACX-036-230-15 | 2264 | 3209080 | LENNOX INDUSTRIES, INC. | 14ACX-036-230-10 | AC | Split System: Air-Cooled Condensing Unit, Coil with Blower | 14ACX-036-230-10 |  | CX34-43+TDR | 12.5 | 15 | Yes | Yes | 2011-01-21 |  | 1
FALSE | 14ACX-036-230-15 | 2264 | 3209081 | LENNOX INDUSTRIES, INC. | 14ACX-036-230-10 | AC | Split System: Air-Cooled Condensing Unit, Coil with Blower | 14ACX-036-230-10 |  | C33-49+TDR+TXV | 12.7 | 15.2 | Yes | Yes | 2011-01-21 |  | 1
FALSE | 14ACX-036-230-15 | 2264 | 3209082 | LENNOX INDUSTRIES, INC. | 14ACX-036-230-10 | AC | Split System: Air-Cooled Condensing Unit, Coil with Blower | 14ACX-036-230-10 |  | CX34-49+TDR | 12.7 | 15.2 | Yes | Yes | 2011-01-21 |  | 1
FALSE | 14ACX-036-230-15 | 2264 | 3209083 | LENNOX INDUSTRIES, INC. | 14ACX-036-230-10 | AC | Split System: Air-Cooled Condensing Unit, Coil with Blower | 14ACX-036-230-10 |  | CX34-43+TDR | 12.5 | 15 | Yes | Yes | 2011-01-21 |  | 1
FALSE | 14ACX-036-230-15 | 2264 | 3209084 | LENNOX INDUSTRIES, INC. | 14ACX-036-230-10 | AC | Split System: Air-Cooled Condensing Unit, Coil with Blower | 14ACX-036-230-10 |  | CX34-44/48+TDR | 12.5 | 15 | Yes | Yes | 2011-01-21 |  | 1
FALSE | 14ACX-036-230-15 | 2264 | 3209085 | LENNOX INDUSTRIES, INC. | 14ACX-036-230-10 | AC | Split System: Air-Cooled Condensing Unit, Coil with Blower | 14ACX-036-230-10 |  | CX34-49+TDR | 12.5 | 15 | Yes | Yes | 2011-01-21 |  | 1
FALSE | 14ACX-036-230-15 | 2264 | 3209086 | LENNOX INDUSTRIES, INC. | 14ACX-036-230-10 | AC | Split System: Air-Cooled Condensing Unit, Coil with Blower | 14ACX-036-230-10 |  | CX34-50/60C+TDR | 12.5 | 15 | Yes | Yes | 2011-01-21 |  | 1
FALSE | 14ACX-036-230-15 | 2264 | 3209106 | LENNOX INDUSTRIES, INC. | 14ACX-036-230-10 | AC | Split System: Air-Cooled Condensing Unit, Coil with Blower | 14ACX-036-230-10 |  | C33-48+TDR+TXV | 12.5 | 15 | Yes | Yes | 2011-01-21 |  | 1
FALSE | 14ACX-036-230-15 | 2264 | 3209107 | LENNOX INDUSTRIES, INC. | 14ACX-036-230-10 | AC | Split System: Air-Cooled Condensing Unit, Coil with Blower | 14ACX-036-230-10 |  | C33-48+TDR+TXV | 12.5 | 15 | Yes | Yes | 2011-01-21 |  | 1
FALSE | 14ACX-036-230-15 | 2264 | 3209108 | LENNOX INDUSTRIES, INC. | 14ACX-036-230-10 | AC | Split System: Air-Cooled Condensing Unit, Coil with Blower | 14ACX-036-230-10 |  | CH23-51+TDR+TXV | 12.5 | 15 | Yes | Yes | 2011-01-21 |  | 1
FALSE | 14ACX-036-230-15 | 2264 | 3209109 | LENNOX INDUSTRIES, INC. | 14ACX-036-230-10 | AC | Split System: Air-Cooled Condensing Unit, Coil with Blower | 14ACX-036-230-10 |  | CH23-51+TDR+TXV | 12.5 | 15 | Yes | Yes | 2011-01-21 |  | 1
FALSE | 14ACX-036-230-15 | 2264 | 3209110 | LENNOX INDUSTRIES, INC. | 14ACX-036-230-10 | AC | Split System: Air-Cooled Condensing Unit, Coil with Blower | 14ACX-036-230-10 |  | CBX32MV-036*+TDR | 12.5 | 15 | Yes | Yes | 2011-01-21 |  | 1
FALSE | 14ACX-036-230-15 | 2264 | 3209111 | LENNOX INDUSTRIES, INC. | 14ACX-036-230-10 | AC | Split System: Air-Cooled Condensing Unit, Coil with Blower | 14ACX-036-230-10 |  | CB31MV-41*P+TDR+TXV | 12.5 | 15 | Yes | Yes | 2011-01-21 |  | 1
FALSE | 14ACX-036-230-15 | 2264 | 3209112 | LENNOX INDUSTRIES, INC. | 14ACX-036-230-10 | AC | Split System: Air-Cooled Condensing Unit, Coil with Blower | 14ACX-036-230-10 |  | CH33-36+TDR+TXV | 12 | 14.5 | Yes | Yes | 2011-01-21 |  | 0
FALSE | TSA042H4N4*Y | 2280 | 3209142 | LENNOX INDUSTRIES, INC. | 14ACX-042-230-10 | AC | Split System: Air-Cooled Condensing Unit, Coil with Blower | 14ACX-042-230-10 |  | CX34-38+TDR | 12 | 14.5 | Yes | Yes | 2011-01-21 |  | 0
FALSE | TSA042H4N4*Y | 2280 | 3209148 | LENNOX INDUSTRIES, INC. | 14ACX-042-230-10 | AC | Split System: Air-Cooled Condensing Unit, Coil with Blower | 14ACX-042-230-10 |  | CX34-43+TDR | 12 | 14.5 | Yes | Yes | 2011-01-21 |  | 0
FALSE | TSA042H4N4*Y | 2280 | 3209151 | LENNOX INDUSTRIES, INC. | 14ACX-042-230-10 | AC | Split System: Air-Cooled Condensing Unit, Coil with Blower | 14ACX-042-230-10 |  | CX34-43+TDR | 12.5 | 15 | Yes | Yes | 2011-01-21 |  | 1
FALSE | TSA042H4N4*Y | 2280 | 3209152 | LENNOX INDUSTRIES, INC. | 14ACX-042-230-10 | AC | Split System: Air-Cooled Condensing Unit, Coil with Blower | 14ACX-042-230-10 |  | CX34-43+TDR | 12.5 | 15 | Yes | Yes | 2011-01-21 |  | 1
FALSE | TSA042H4N4*Y | 2280 | 3209153 | LENNOX INDUSTRIES, INC. | 14ACX-042-230-10 | AC | Split System: Air-Cooled Condensing Unit, Coil with Blower | 14ACX-042-230-10 |  | CX34-43+TDR | 12.5 | 14.5 | Yes | Yes | 2011-01-21 |  | 0
FALSE | TSA042H4N4*Y | 2280 | 3209154 | LENNOX INDUSTRIES, INC. | 14ACX-042-230-10 | AC | Split System: Air-Cooled Condensing Unit, Coil with Blower | 14ACX-042-230-10 |  | CX34-43+TDR | 12.5 | 15 | Yes | Yes | 2011-01-21 |  | 1
FALSE | TSA042H4N4*Y | 2280 | 3209155 | LENNOX INDUSTRIES, INC. | 14ACX-042-230-10 | AC | Split System: Air-Cooled Condensing Unit, Coil with Blower | 14ACX-042-230-10 |  | CX34-43+TDR | 12.5 | 14.5 | Yes | Yes | 2011-01-21 |  | 0
FALSE | TSA042H4N4*Y | 2280 | 3209156 | LENNOX INDUSTRIES, INC. | 14ACX-042-230-10 | AC | Split System: Air-Cooled Condensing Unit, Coil with Blower | 14ACX-042-230-10 |  | CX34-44/48+TDR | 12.5 | 14.5 | Yes | Yes | 2011-01-21 |  | 0
FALSE | TSA042H4N4*Y | 2280 | 3209157 | LENNOX INDUSTRIES, INC. | 14ACX-042-230-10 | AC | Split System: Air-Cooled Condensing Unit, Coil with Blower | 14ACX-042-230-10 |  | CX34-44/48+TDR | 12 | 14.5 | Yes | Yes | 2011-01-21 |  | 0
FALSE | TSA042H4N4*Y | 2280 | 3209158 | LENNOX INDUSTRIES, INC. | 14ACX-042-230-10 | AC | Split System: Air-Cooled Condensing Unit, Coil with Blower | 14ACX-042-230-10 |  | CX34-44/48+TDR | 12 | 14.5 | Yes | Yes | 2011-01-21 |  | 0
FALSE | TSA042H4N4*Y | 2280 | 3209193 | LENNOX INDUSTRIES, INC. | 14ACX-042-230-10 | AC | Split System: Air-Cooled Condensing Unit, Coil with Blower | 14ACX-042-230-10 |  | C33-43+TDR+TXV | 12.5 | 15 | Yes | Yes | 2011-01-21 |  | 1
FALSE | TSA042H4N4*Y | 2280 | 3209194 | LENNOX INDUSTRIES, INC. | 14ACX-042-230-10 | AC | Split System: Air-Cooled Condensing Unit, Coil with Blower | 14ACX-042-230-10 |  | C33-43+TDR+TXV | 12.5 | 15 | Yes | Yes | 2011-01-21 |  | 1
FALSE | TSA042H4N4*Y | 2280 | 3209195 | LENNOX INDUSTRIES, INC. | 14ACX-042-230-10 | AC | Split System: Air-Cooled Condensing Unit, Coil with Blower | 14ACX-042-230-10 |  | C33-43+TDR+TXV | 12.5 | 14.5 | Yes | Yes | 2011-01-21 |  | 0
FALSE | TSA042H4N4*Y | 2280 | 3209196 | LENNOX INDUSTRIES, INC. | 14ACX-042-230-10 | AC | Split System: Air-Cooled Condensing Unit, Coil with Blower | 14ACX-042-230-10 |  | C33-43+TDR+TXV | 12.5 | 15 | Yes | Yes | 2011-01-21 |  | 1
FALSE | TSA042H4N4*Y | 2280 | 3209197 | LENNOX INDUSTRIES, INC. | 14ACX-042-230-10 | AC | Split System: Air-Cooled Condensing Unit, Coil with Blower | 14ACX-042-230-10 |  | C33-43+TDR+TXV | 12.5 | 14.5 | Yes | Yes | 2011-01-21 |  | 0
FALSE | TSA042H4N4*Y | 2280 | 3209198 | LENNOX INDUSTRIES, INC. | 14ACX-042-230-10 | AC | Split System: Air-Cooled Condensing Unit, Coil with Blower | 14ACX-042-230-10 |  | C33-48+TDR+TXV | 12.5 | 14.5 | Yes | Yes | 2011-01-21 |  | 0
FALSE | TSA042H4N4*Y | 2280 | 3209199 | LENNOX INDUSTRIES, INC. | 14ACX-042-230-10 | AC | Split System: Air-Cooled Condensing Unit, Coil with Blower | 14ACX-042-230-10 |  | C33-48+TDR+TXV | 12 | 14.5 | Yes | Yes | 2011-01-21 |  | 0
FALSE | TSA042H4N4*Y | 2280 | 3209200 | LENNOX INDUSTRIES, INC. | 14ACX-042-230-10 | AC | Split System: Air-Cooled Condensing Unit, Coil with Blower | 14ACX-042-230-10 |  | C33-48+TDR+TXV | 12 | 14.5 | Yes | Yes | 2011-01-21 |  | 0
FALSE | TSA042H4N4*Y | 2280 | 3209201 | LENNOX INDUSTRIES, INC. | 14ACX-042-230-10 | AC | Split System: Air-Cooled Condensing Unit, Coil with Blower | 14ACX-042-230-10 |  | C33-48+TDR+TXV | 12 | 14.5 | Yes | Yes | 2011-01-21 |  | 0
FALSE | TSA042H4N4*Y | 2280 | 3209203 | LENNOX INDUSTRIES, INC. | 14ACX-042-230-10 | AC | Split System: Air-Cooled Condensing Unit, Coil with Blower | 14ACX-042-230-10 |  | C33-48+TDR+TXV | 12 | 14.5 | Yes | Yes | 2011-01-21 |  | 0
FALSE | TSA042H4N4*Y | 2280 | 3209204 | LENNOX INDUSTRIES, INC. | 14ACX-042-230-10 | AC | Split System: Air-Cooled Condensing Unit, Coil with Blower | 14ACX-042-230-10 |  | C33-49+TDR+TXV | 12.5 | 15 | Yes | Yes | 2011-01-21 |  | 1
FALSE | TSA042H4N4*Y | 2280 | 3209205 | LENNOX INDUSTRIES, INC. | 14ACX-042-230-10 | AC | Split System: Air-Cooled Condensing Unit, Coil with Blower | 14ACX-042-230-10 |  | C33-49+TDR+TXV | 12.5 | 15 | Yes | Yes | 2011-01-21 |  | 1
FALSE | TSA042H4N4*Y | 2280 | 3209206 | LENNOX INDUSTRIES, INC. | 14ACX-042-230-10 | AC | Split System: Air-Cooled Condensing Unit, Coil with Blower | 14ACX-042-230-10 |  | C33-49+TDR+TXV | 12.5 | 15 | Yes | Yes | 2011-01-21 |  | 1
FALSE | TSA042H4N4*Y | 2280 | 3209207 | LENNOX INDUSTRIES, INC. | 14ACX-042-230-10 | AC | Split System: Air-Cooled Condensing Unit, Coil with Blower | 14ACX-042-230-10 |  | C33-49+TDR+TXV | 12.5 | 15 | Yes | Yes | 2011-01-21 |  | 1
FALSE | TSA042H4N4*Y | 2280 | 3209208 | LENNOX INDUSTRIES, INC. | 14ACX-042-230-10 | AC | Split System: Air-Cooled Condensing Unit, Coil with Blower | 14ACX-042-230-10 |  | C33-49+TDR+TXV | 12.5 | 15 | Yes | Yes | 2011-01-21 |  | 1
FALSE | TSA042H4N4*Y | 2280 | 3209209 | LENNOX INDUSTRIES, INC. | 14ACX-042-230-10 | AC | Split System: Air-Cooled Condensing Unit, Coil with Blower | 14ACX-042-230-10 |  | C33-49+TDR+TXV | 12.5 | 15 | Yes | Yes | 2011-01-21 |  | 1
FALSE | TSA042H4N4*Y | 2280 | 3209210 | LENNOX INDUSTRIES, INC. | 14ACX-042-230-10 | AC | Split System: Air-Cooled Condensing Unit, Coil with Blower | 14ACX-042-230-10 |  | C33-50/60C+TDR+TXV | 12.5 | 15 | Yes | Yes | 2011-01-21 |  | 1
FALSE | TSA042H4N4*Y | 2280 | 3209230 | LENNOX INDUSTRIES, INC. | 14ACX-042-230-10 | AC | Split System: Air-Cooled Condensing Unit, Coil with Blower | 14ACX-042-230-10 |  | CH33-43+TDR+TXV | 12.5 | 15 | Yes | Yes | 2011-01-21 |  | 1
FALSE | TSA042H4N4*Y | 2280 | 3209231 | LENNOX INDUSTRIES, INC. | 14ACX-042-230-10 | AC | Split System: Air-Cooled Condensing Unit, Coil with Blower | 14ACX-042-230-10 |  | CH33-43+TDR+TXV | 12.5 | 15 | Yes | Yes | 2011-01-21 |  | 1
FALSE | TSA042H4N4*Y | 2280 | 3209232 | LENNOX INDUSTRIES, INC. | 14ACX-042-230-10 | AC | Split System: Air-Cooled Condensing Unit, Coil with Blower | 14ACX-042-230-10 |  | CH33-43+TDR+TXV | 12.5 | 15 | Yes | Yes | 2011-01-21 |  | 1
FALSE | TSA042H4N4*Y | 2280 | 3209233 | LENNOX INDUSTRIES, INC. | 14ACX-042-230-10 | AC | Split System: Air-Cooled Condensing Unit, Coil with Blower | 14ACX-042-230-10 |  | CH33-43+TDR+TXV | 12.5 | 15 | Yes | Yes | 2011-01-21 |  | 1
FALSE | TSA042H4N4*Y | 2280 | 3209234 | LENNOX INDUSTRIES, INC. | 14ACX-042-230-10 | AC | Split System: Air-Cooled Condensing Unit, Coil with Blower | 14ACX-042-230-10 |  | CH33-43+TDR+TXV | 12.5 | 14.5 | Yes | Yes | 2011-01-21 |  | 0
FALSE | TSA042H4N4*Y | 2280 | 3209235 | LENNOX INDUSTRIES, INC. | 14ACX-042-230-10 | AC | Split System: Air-Cooled Condensing Unit, Coil with Blower | 14ACX-042-230-10 |  | CH33-43+TDR+TXV | 12.5 | 15 | Yes | Yes | 2011-01-21 |  | 1
FALSE | TSA042H4N4*Y | 2280 | 3209236 | LENNOX INDUSTRIES, INC. | 14ACX-042-230-10 | AC | Split System: Air-Cooled Condensing Unit, Coil with Blower | 14ACX-042-230-10 |  | CH33-48+TDR+TXV | 12.5 | 15 | Yes | Yes | 2011-01-21 |  | 1
FALSE | TSA042H4N4*Y | 2280 | 3209237 | LENNOX INDUSTRIES, INC. | 14ACX-042-230-10 | AC | Split System: Air-Cooled Condensing Unit, Coil with Blower | 14ACX-042-230-10 |  | CH33-48+TDR+TXV | 12.5 | 14.5 | Yes | Yes | 2011-01-21 |  | 0
FALSE | TSA042H4N4*Y | 2280 | 3209239 | LENNOX INDUSTRIES, INC. | 14ACX-042-230-10 | AC | Split System: Air-Cooled Condensing Unit, Coil with Blower | 14ACX-042-230-10 |  | CH33-48+TDR+TXV | 12 | 14.5 | Yes | Yes | 2011-01-21 |  | 0
FALSE | TSA042H4N4*Y | 2280 | 3209240 | LENNOX INDUSTRIES, INC. | 14ACX-042-230-10 | AC | Split System: Air-Cooled Condensing Unit, Coil with Blower | 14ACX-042-230-10 |  | CH33-49+TDR+TXV | 12.5 | 15 | Yes | Yes | 2011-01-21 |  | 1
FALSE | TSA042H4N4*Y | 2280 | 3209241 | LENNOX INDUSTRIES, INC. | 14ACX-042-230-10 | AC | Split System: Air-Cooled Condensing Unit, Coil with Blower | 14ACX-042-230-10 |  | CH33-49+TDR+TXV | 12.5 | 15 | Yes | Yes | 2011-01-21 |  | 1
FALSE | TSA042H4N4*Y | 2280 | 3209242 | LENNOX INDUSTRIES, INC. | 14ACX-042-230-10 | AC | Split System: Air-Cooled Condensing Unit, Coil with Blower | 14ACX-042-230-10 |  | CH33-49+TDR+TXV | 12.5 | 15 | Yes | Yes | 2011-01-21 |  | 1
FALSE | TSA042H4N4*Y | 2280 | 3209243 | LENNOX INDUSTRIES, INC. | 14ACX-042-230-10 | AC | Split System: Air-Cooled Condensing Unit, Coil with Blower | 14ACX-042-230-10 |  | CH33-49+TDR+TXV | 12.5 | 15 | Yes | Yes | 2011-01-21 |  | 1
FALSE | TSA042H4N4*Y | 2280 | 3209244 | LENNOX INDUSTRIES, INC. | 14ACX-042-230-10 | AC | Split System: Air-Cooled Condensing Unit, Coil with Blower | 14ACX-042-230-10 |  | CH33-49+TDR+TXV | 12 | 14.5 | Yes | Yes | 2011-01-21 |  | 0
FALSE | TSA042H4N4*Y | 2280 | 3209245 | LENNOX INDUSTRIES, INC. | 14ACX-042-230-10 | AC | Split System: Air-Cooled Condensing Unit, Coil with Blower | 14ACX-042-230-10 |  | CH33-49+TDR+TXV | 12.5 | 15 | Yes | Yes | 2011-01-21 |  | 1
FALSE | TSA042H4N4*Y | 2280 | 3209246 | LENNOX INDUSTRIES, INC. | 14ACX-042-230-10 | AC | Split System: Air-Cooled Condensing Unit, Coil with Blower | 14ACX-042-230-10 |  | CH33-50/60C+TDR+TXV | 12.5 | 15 | Yes | Yes | 2011-01-21 |  | 1
FALSE | TSA042H4N4*Y | 2280 | 3209247 | LENNOX INDUSTRIES, INC. | 14ACX-042-230-10 | AC | Split System: Air-Cooled Condensing Unit, Coil with Blower | 14ACX-042-230-10 |  | CH33-50/60C+TDR+TXV | 12.5 | 15 | Yes | Yes | 2011-01-21 |  | 1
FALSE | TSA042H4N4*Y | 2280 | 3209284 | LENNOX INDUSTRIES, INC. | 14ACX-042-230-10 | AC | Split System: Air-Cooled Condensing Unit, Coil with Blower | 14ACX-042-230-10 |  | C33-62C+TDR+TXV | 12.5 | 15 | Yes | Yes | 2011-01-21 |  | 1
FALSE | TSA042H4N4*Y | 2280 | 3209285 | LENNOX INDUSTRIES, INC. | 14ACX-042-230-10 | AC | Split System: Air-Cooled Condensing Unit, Coil with Blower | 14ACX-042-230-10 |  | CR33-50/60+TDR+TXV | 12.5 | 14.5 | Yes | Yes | 2011-01-21 |  | 0
FALSE | TSA042H4N4*Y | 2280 | 3209286 | LENNOX INDUSTRIES, INC. | 14ACX-042-230-10 | AC | Split System: Air-Cooled Condensing Unit, Coil with Blower | 14ACX-042-230-10 |  | CH33-43+TDR+TXV | 12.5 | 15 | Yes | Yes | 2011-01-21 |  | 1
FALSE | TSA042H4N4*Y | 2280 | 3209287 | LENNOX INDUSTRIES, INC. | 14ACX-042-230-10 | AC | Split System: Air-Cooled Condensing Unit, Coil with Blower | 14ACX-042-230-10 |  | CH33-49+TDR+TXV | 12.5 | 15 | Yes | Yes | 2011-01-21 |  | 1
FALSE | TSA042H4N4*Y | 2280 | 3209288 | LENNOX INDUSTRIES, INC. | 14ACX-042-230-10 | AC | Split System: Air-Cooled Condensing Unit, Coil with Blower | 14ACX-042-230-10 |  | CH33-50/60C+TDR+TXV | 12.5 | 15 | Yes | Yes | 2011-01-21 |  | 1
FALSE | TSA042H4N4*Y | 2280 | 3209289 | LENNOX INDUSTRIES, INC. | 14ACX-042-230-10 | AC | Split System: Air-Cooled Condensing Unit, Coil with Blower | 14ACX-042-230-10 |  | CR33-60+TDR+TXV | 12.5 | 15 | Yes | Yes | 2011-01-21 |  | 1
FALSE | TSA042H4N4*Y | 2280 | 3209290 | LENNOX INDUSTRIES, INC. | 14ACX-042-230-10 | AC | Split System: Air-Cooled Condensing Unit, Coil with Blower | 14ACX-042-230-10 |  | CH33-49+TDR+TXV | 12.5 | 15 | Yes | Yes | 2011-01-21 |  | 1
FALSE | TSA042H4N4*Y | 2280 | 3209291 | LENNOX INDUSTRIES, INC. | 14ACX-042-230-10 | AC | Split System: Air-Cooled Condensing Unit, Coil with Blower | 14ACX-042-230-10 |  | CH33-50/60C+TDR+TXV | 12 | 14.5 | Yes | Yes | 2011-01-21 |  | 0
FALSE | TSA042H4N4*Y | 2280 | 3209292 | LENNOX INDUSTRIES, INC. | 14ACX-042-230-10 | AC | Split System: Air-Cooled Condensing Unit, Coil with Blower | 14ACX-042-230-10 |  | C33-60D+TDR+TXV | 12.5 | 15 | Yes | Yes | 2011-01-21 |  | 1
FALSE | TSA042H4N4*Y | 2280 | 3209293 | LENNOX INDUSTRIES, INC. | 14ACX-042-230-10 | AC | Split System: Air-Cooled Condensing Unit, Coil with Blower | 14ACX-042-230-10 |  | CX34-60D+TDR | 12.5 | 15 | Yes | Yes | 2011-01-21 |  | 1
FALSE | TSA042H4N4*Y | 2280 | 3209294 | LENNOX INDUSTRIES, INC. | 14ACX-042-230-10 | AC | Split System: Air-Cooled Condensing Unit, Coil with Blower | 14ACX-042-230-10 |  | C33-49+TDR+TXV | 12.5 | 15 | Yes | Yes | 2011-01-21 |  | 1
FALSE | TSA042H4N4*Y | 2280 | 3209295 | LENNOX INDUSTRIES, INC. | 14ACX-042-230-10 | AC | Split System: Air-Cooled Condensing Unit, Coil with Blower | 14ACX-042-230-10 |  | CX34-49+TDR | 12.5 | 15.2 | Yes | Yes | 2011-01-21 |  | 1
FALSE | TSA042H4N4*Y | 2280 | 3209296 | LENNOX INDUSTRIES, INC. | 14ACX-042-230-10 | AC | Split System: Air-Cooled Condensing Unit, Coil with Blower | 14ACX-042-230-10 |  | CX34-62C+TDR | 12.5 | 15 | Yes | Yes | 2011-01-21 |  | 1
FALSE | TSA042H4N4*Y | 2280 | 3209297 | LENNOX INDUSTRIES, INC. | 14ACX-042-230-10 | AC | Split System: Air-Cooled Condensing Unit, Coil with Blower | 14ACX-042-230-10 |  | CX34-62C+TDR | 12.5 | 15 | Yes | Yes | 2011-01-21 |  | 1
FALSE | TSA042H4N4*Y | 2280 | 3209298 | LENNOX INDUSTRIES, INC. | 14ACX-042-230-10 | AC | Split System: Air-Cooled Condensing Unit, Coil with Blower | 14ACX-042-230-10 |  | CX34-62C+TDR | 12.5 | 15 | Yes | Yes | 2011-01-21 |  | 1
FALSE | TSA042H4N4*Y | 2280 | 3209299 | LENNOX INDUSTRIES, INC. | 14ACX-042-230-10 | AC | Split System: Air-Cooled Condensing Unit, Coil with Blower | 14ACX-042-230-10 |  | CX34-62C+TDR | 12.5 | 15 | Yes | Yes | 2011-01-21 |  | 1
FALSE | TSA042H4N4*Y | 2280 | 3209300 | LENNOX INDUSTRIES, INC. | 14ACX-042-230-10 | AC | Split System: Air-Cooled Condensing Unit, Coil with Blower | 14ACX-042-230-10 |  | CX34-50/60C+TDR | 12.5 | 14.5 | Yes | Yes | 2011-01-21 |  | 0
TRUE | 4A7Z0048A1 | 262 | 3220497 | AMERICAN STANDARD, INC. | 4A7Z0048A1 | AC | Split System: Air-Cooled Condensing Unit, Coil with Blower | 4A7Z0048A1 |  | 4TEE3C07A1 | 12.25 | 17.75 | Yes | Yes | 2011-01-21 |  | 0
FALSE | 4TTX6018H1 | 3491 | 3224607 | TRANE | 4TTX5018A1 | AC | Split System: Air-Cooled Condensing Unit, Coil with Blower | 4TTX5018A1 |  | 4TXCB031BC3 | 13.5 | 16 | Yes | Yes | 2011-01-21 |  | 2
FALSE | 4TTX6024H1 | 3520 | 3224615 | TRANE | 4TTX5024A1 | AC | Split System: Air-Cooled Condensing Unit, Coil with Blower | 4TTX5024A1 |  | 4TXAB025BC3 | 12.7 | 15.25 | Yes | Yes | 2011-01-21 |  | 1
FALSE | 4TTX6024H1 | 3520 | 3224616 | TRANE | 4TTX5024A1 | AC | Split System: Air-Cooled Condensing Unit, Coil with Blower | 4TTX5024A1 |  | 4TXAB025BC3 | 12.9 | 15.5 | Yes | Yes | 2011-01-21 |  | 1
FALSE | 4TTX6024H1 | 3520 | 3224617 | TRANE | 4TTX5024A1 | AC | Split System: Air-Cooled Condensing Unit, Coil with Blower | 4TTX5024A1 |  | 4TXAB025BC3 | 12.9 | 15.5 | Yes | Yes | 2011-01-21 |  | 1
FALSE | 4TTX6024H1 | 3520 | 3224618 | TRANE | 4TTX5024A1 | AC | Split System: Air-Cooled Condensing Unit, Coil with Blower | 4TTX5024A1 |  | 4TXAB025BC3 | 12.8 | 15.25 | Yes | Yes | 2011-01-21 |  | 1
FALSE | 4TTX6024H1 | 3520 | 3224623 | TRANE | 4TTX5024A1 | AC | Split System: Air-Cooled Condensing Unit, Coil with Blower | 4TTX5024A1 |  | 4TXAB031BC3 | 12.8 | 15.5 | Yes | Yes | 2011-01-21 |  | 1
FALSE | 4TTX6024H1 | 3520 | 3224624 | TRANE | 4TTX5024A1 | AC | Split System: Air-Cooled Condensing Unit, Coil with Blower | 4TTX5024A1 |  | 4TXAB031BC3 | 12.7 | 15.25 | Yes | Yes | 2011-01-21 |  | 1
FALSE | 4TTX6024H1 | 3520 | 3224625 | TRANE | 4TTX5024A1 | AC | Split System: Air-Cooled Condensing Unit, Coil with Blower | 4TTX5024A1 |  | 4TXAB031BC3 | 12.9 | 15.5 | Yes | Yes | 2011-01-21 |  | 1
FALSE | 4TTX6024H1 | 3520 | 3224626 | TRANE | 4TTX5024A1 | AC | Split System: Air-Cooled Condensing Unit, Coil with Blower | 4TTX5024A1 |  | 4TXAB031BC3 | 12.9 | 15.5 | Yes | Yes | 2011-01-21 |  | 1
FALSE | 4TTX6024H1 | 3520 | 3224627 | TRANE | 4TTX5024A1 | AC | Split System: Air-Cooled Condensing Unit, Coil with Blower | 4TTX5024A1 |  | 4TXAB032BC3 | 13.1 | 15.75 | Yes | Yes | 2011-01-21 |  | 1
FALSE | 4TTX6024H1 | 3520 | 3224628 | TRANE | 4TTX5024A1 | AC | Split System: Air-Cooled Condensing Unit, Coil with Blower | 4TTX5024A1 |  | 4TXAB032BC3 | 13.1 | 15.75 | Yes | Yes | 2011-01-21 |  | 1
FALSE | 4TTX6024H1 | 3520 | 3224629 | TRANE | 4TTX5024A1 | AC | Split System: Air-Cooled Condensing Unit, Coil with Blower | 4TTX5024A1 |  | 4TXAB032BC3 | 13 | 15.75 | Yes | Yes | 2011-01-21 |  | 1
FALSE | 4TTX6024H1 | 3520 | 3224630 | TRANE | 4TTX5024A1 | AC | Split System: Air-Cooled Condensing Unit, Coil with Blower | 4TTX5024A1 |  | 4TXAB032BC3 | 13 | 15.5 | Yes | Yes | 2011-01-21 |  | 1
FALSE | 4TTX6024H1 | 3520 | 3224631 | TRANE | 4TTX5024A1 | AC | Split System: Air-Cooled Condensing Unit, Coil with Blower | 4TTX5024A1 |  | 4TXCB025BC3 | 12.8 | 15.25 | Yes | Yes | 2011-01-21 |  | 1
FALSE | 4TTX6024H1 | 3520 | 3224632 | TRANE | 4TTX5024A1 | AC | Split System: Air-Cooled Condensing Unit, Coil with Blower | 4TTX5024A1 |  | 4TXCB025BC3 | 12.9 | 15.5 | Yes | Yes | 2011-01-21 |  | 1
FALSE | 4TTX6024H1 | 3520 | 3224633 | TRANE | 4TTX5024A1 | AC | Split System: Air-Cooled Condensing Unit, Coil with Blower | 4TTX5024A1 |  | 4TXCB025BC3 | 12.7 | 15.25 | Yes | Yes | 2011-01-21 |  | 1
FALSE | 4TTX6024H1 | 3520 | 3224634 | TRANE | 4TTX5024A1 | AC | Split System: Air-Cooled Condensing Unit, Coil with Blower | 4TTX5024A1 |  | 4TXCB025BC3 | 12.9 | 15.5 | Yes | Yes | 2011-01-21 |  | 1
FALSE | 4TTX6024H1 | 3520 | 3224635 | TRANE | 4TTX5024A1 | AC | Split System: Air-Cooled Condensing Unit, Coil with Blower | 4TTX5024A1 |  | 4TXCB031BC3 | 12.9 | 15.5 | Yes | Yes | 2011-01-21 |  | 1
FALSE | 4TTX6024H1 | 3520 | 3224636 | TRANE | 4TTX5024A1 | AC | Split System: Air-Cooled Condensing Unit, Coil with Blower | 4TTX5024A1 |  | 4TXCB031BC3 | 12.8 | 15.5 | Yes | Yes | 2011-01-21 |  | 1
FALSE | 4TTX6024H1 | 3520 | 3224637 | TRANE | 4TTX5024A1 | AC | Split System: Air-Cooled Condensing Unit, Coil with Blower | 4TTX5024A1 |  | 4TXCB031BC3 | 12.7 | 15.25 | Yes | Yes | 2011-01-21 |  | 1
FALSE | 4TTX6030H1 | 3530 | 3224683 | TRANE | 4TTX5030A1 | AC | Split System: Air-Cooled Condensing Unit, Coil with Blower | 4TTX5030A1 |  | 4TXAC037BC3 | 12.5 | 15 | Yes | Yes | 2011-01-21 |  | 1
FALSE | 4TTX6030H1 | 3530 | 3224684 | TRANE | 4TTX5030A1 | AC | Split System: Air-Cooled Condensing Unit, Coil with Blower | 4TTX5030A1 |  | 4TXAC037BC3 | 12.6 | 15.25 | Yes | Yes | 2011-01-21 |  | 1
FALSE | 4TTX6030H1 | 3530 | 3224685 | TRANE | 4TTX5030A1 | AC | Split System: Air-Cooled Condensing Unit, Coil with Blower | 4TTX5030A1 |  | 4TXAC037BC3 | 12.7 | 15.25 | Yes | Yes | 2011-01-21 |  | 1
FALSE | 4TTX6030H1 | 3530 | 3224686 | TRANE | 4TTX5030A1 | AC | Split System: Air-Cooled Condensing Unit, Coil with Blower | 4TTX5030A1 |  | 4TXCB031BC3 | 12.1 | 14.5 | Yes | Yes | 2011-01-21 |  | 0
FALSE | 4TTX6030H1 | 3530 | 3224687 | TRANE | 4TTX5030A1 | AC | Split System: Air-Cooled Condensing Unit, Coil with Blower | 4TTX5030A1 |  | 4TXCB031BC3 | 12.5 | 15 | Yes | Yes | 2011-01-21 |  | 1
FALSE | 4TTX6030H1 | 3530 | 3224688 | TRANE | 4TTX5030A1 | AC | Split System: Air-Cooled Condensing Unit, Coil with Blower | 4TTX5030A1 |  | 4TXCB031BC3 | 12 | 14.75 | Yes | Yes | 2011-01-21 |  | 0
FALSE | 4TTX6030H1 | 3530 | 3224689 | TRANE | 4TTX5030A1 | AC | Split System: Air-Cooled Condensing Unit, Coil with Blower | 4TTX5030A1 |  | 4TXCB031BC3 | 12.3 | 14.75 | Yes | Yes | 2011-01-21 |  | 0
FALSE | 4TTX6030H1 | 3530 | 3224690 | TRANE | 4TTX5030A1 | AC | Split System: Air-Cooled Condensing Unit, Coil with Blower | 4TTX5030A1 |  | 4TXCB031BC3 | 12.4 | 14.75 | Yes | Yes | 2011-01-21 |  | 0
FALSE | 4TTX6030H1 | 3530 | 3224691 | TRANE | 4TTX5030A1 | AC | Split System: Air-Cooled Condensing Unit, Coil with Blower | 4TTX5030A1 |  | 4TXCB032BC3 | 12.3 | 14.75 | Yes | Yes | 2011-01-21 |  | 0
FALSE | 4TTX6030H1 | 3530 | 3224692 | TRANE | 4TTX5030A1 | AC | Split System: Air-Cooled Condensing Unit, Coil with Blower | 4TTX5030A1 |  | 4TXCB032BC3 | 12.6 | 15.25 | Yes | Yes | 2011-01-21 |  | 1
FALSE | 4TTX6030H1 | 3530 | 3224693 | TRANE | 4TTX5030A1 | AC | Split System: Air-Cooled Condensing Unit, Coil with Blower | 4TTX5030A1 |  | 4TXCB032BC3 | 12.7 | 15.25 | Yes | Yes | 2011-01-21 |  | 1
FALSE | 4TTX6030H1 | 3530 | 3224694 | TRANE | 4TTX5030A1 | AC | Split System: Air-Cooled Condensing Unit, Coil with Blower | 4TTX5030A1 |  | 4TXCB032BC3 | 12.7 | 15 | Yes | Yes | 2011-01-21 |  | 1
FALSE | 4TTX6030H1 | 3530 | 3224695 | TRANE | 4TTX5030A1 | AC | Split System: Air-Cooled Condensing Unit, Coil with Blower | 4TTX5030A1 |  | 4TXCB032BC3 | 12.6 | 15 | Yes | Yes | 2011-01-21 |  | 1
FALSE | 4TTX6030H1 | 3530 | 3224696 | TRANE | 4TTX5030A1 | AC | Split System: Air-Cooled Condensing Unit, Coil with Blower | 4TTX5030A1 |  | 4TXCB042BC3 | 12.3 | 14.75 | Yes | Yes | 2011-01-21 |  | 0
FALSE | 4TTX6030H1 | 3530 | 3224697 | TRANE | 4TTX5030A1 | AC | Split System: Air-Cooled Condensing Unit, Coil with Blower | 4TTX5030A1 |  | 4TXCB042BC3 | 12.1 | 14.5 | Yes | Yes | 2011-01-21 |  | 0
FALSE | 4TTX6030H1 | 3530 | 3224698 | TRANE | 4TTX5030A1 | AC | Split System: Air-Cooled Condensing Unit, Coil with Blower | 4TTX5030A1 |  | 4TXCB042BC3 | 12.3 | 14.75 | Yes | Yes | 2011-01-21 |  | 0
FALSE | 4TTX6030H1 | 3530 | 3224699 | TRANE | 4TTX5030A1 | AC | Split System: Air-Cooled Condensing Unit, Coil with Blower | 4TTX5030A1 |  | 4TXCB042BC3 | 12 | 14.5 | Yes | Yes | 2011-01-21 |  | 0
FALSE | 4TTX6030H1 | 3530 | 3224700 | TRANE | 4TTX5030A1 | AC | Split System: Air-Cooled Condensing Unit, Coil with Blower | 4TTX5030A1 |  | 4TXCB042BC3 | 12.5 | 15 | Yes | Yes | 2011-01-21 |  | 1
FALSE | 4TTX6030H1 | 3530 | 3224701 | TRANE | 4TTX5030A1 | AC | Split System: Air-Cooled Condensing Unit, Coil with Blower | 4TTX5030A1 |  | 4TXCC037BC3 | 12.6 | 15.25 | Yes | Yes | 2011-01-21 |  | 1
FALSE | 4TTX6030H1 | 3530 | 3224702 | TRANE | 4TTX5030A1 | AC | Split System: Air-Cooled Condensing Unit, Coil with Blower | 4TTX5030A1 |  | 4TXCC037BC3 | 12.5 | 15 | Yes | Yes | 2011-01-21 |  | 1
FALSE | 4TTX6036H1 | 3598 | 3224754 | TRANE | 4TTX5036A1 | AC | Split System: Air-Cooled Condensing Unit, Coil with Blower | 4TTX5036A1 |  | 4TXAC044BC3 | 13 | 15.75 | Yes | Yes | 2011-01-21 |  | 1
FALSE | 4TTX6036H1 | 3598 | 3224755 | TRANE | 4TTX5036A1 | AC | Split System: Air-Cooled Condensing Unit, Coil with Blower | 4TTX5036A1 |  | 4TXCB036BC3 | 12 | 14.75 | Yes | Yes | 2011-01-21 |  | 0
FALSE | 4TTX6036H1 | 3598 | 3224756 | TRANE | 4TTX5036A1 | AC | Split System: Air-Cooled Condensing Unit, Coil with Blower | 4TTX5036A1 |  | 4TXCB036BC3 | 12 | 14.5 | Yes | Yes | 2011-01-21 |  | 0
FALSE | 4TTX6036H1 | 3598 | 3224758 | TRANE | 4TTX5036A1 | AC | Split System: Air-Cooled Condensing Unit, Coil with Blower | 4TTX5036A1 |  | 4TXCB036BC3 | 12 | 14.75 | Yes | Yes | 2011-01-21 |  | 0
FALSE | 4TTX6036H1 | 3598 | 3224760 | TRANE | 4TTX5036A1 | AC | Split System: Air-Cooled Condensing Unit, Coil with Blower | 4TTX5036A1 |  | 4TXCB042BC3 | 12 | 14.5 | Yes | Yes | 2011-01-21 |  | 0
FALSE | 4TTX6036H1 | 3598 | 3224761 | TRANE | 4TTX5036A1 | AC | Split System: Air-Cooled Condensing Unit, Coil with Blower | 4TTX5036A1 |  | 4TXCB042BC3 | 12 | 14.5 | Yes | Yes | 2011-01-21 |  | 0
FALSE | 4TTX6036H1 | 3598 | 3224763 | TRANE | 4TTX5036A1 | AC | Split System: Air-Cooled Condensing Unit, Coil with Blower | 4TTX5036A1 |  | 4TXCB042BC3 | 12 | 14.5 | Yes | Yes | 2011-01-21 |  | 0
FALSE | 4TTX6036H1 | 3598 | 3224765 | TRANE | 4TTX5036A1 | AC | Split System: Air-Cooled Condensing Unit, Coil with Blower | 4TTX5036A1 |  | 4TXCB048BC3 | 12 | 14.5 | Yes | Yes | 2011-01-21 |  | 0
FALSE | 4TTX6036H1 | 3598 | 3224766 | TRANE | 4TTX5036A1 | AC | Split System: Air-Cooled Condensing Unit, Coil with Blower | 4TTX5036A1 |  | 4TXCB048BC3 | 12 | 14.75 | Yes | Yes | 2011-01-21 |  | 0
FALSE | 4TTX6036H1 | 3598 | 3224767 | TRANE | 4TTX5036A1 | AC | Split System: Air-Cooled Condensing Unit, Coil with Blower | 4TTX5036A1 |  | 4TXCB048BC3 | 12.5 | 14.75 | Yes | Yes | 2011-01-21 |  | 0
FALSE | 4TTX6036H1 | 3598 | 3224768 | TRANE | 4TTX5036A1 | AC | Split System: Air-Cooled Condensing Unit, Coil with Blower | 4TTX5036A1 |  | 4TXCC037BC3 | 12 | 14.5 | Yes | Yes | 2011-01-21 |  | 0
FALSE | 4TTX6036H1 | 3598 | 3224769 | TRANE | 4TTX5036A1 | AC | Split System: Air-Cooled Condensing Unit, Coil with Blower | 4TTX5036A1 |  | 4TXCC037BC3 | 12.5 | 15 | Yes | Yes | 2011-01-21 |  | 1
FALSE | 4TTX6036H1 | 3598 | 3224770 | TRANE | 4TTX5036A1 | AC | Split System: Air-Cooled Condensing Unit, Coil with Blower | 4TTX5036A1 |  | 4TXCC037BC3 | 12.5 | 15 | Yes | Yes | 2011-01-21 |  | 1
FALSE | 4TTX6036H1 | 3598 | 3224771 | TRANE | 4TTX5036A1 | AC | Split System: Air-Cooled Condensing Unit, Coil with Blower | 4TTX5036A1 |  | 4TXCC037BC3 | 12.5 | 14.75 | Yes | Yes | 2011-01-21 |  | 0
FALSE | 4TTX6036H1 | 3598 | 3224772 | TRANE | 4TTX5036A1 | AC | Split System: Air-Cooled Condensing Unit, Coil with Blower | 4TTX5036A1 |  | 4TXCC037BC3 | 12.5 | 14.75 | Yes | Yes | 2011-01-21 |  | 0
FALSE | 4TTX6036H1 | 3598 | 3224773 | TRANE | 4TTX5036A1 | AC | Split System: Air-Cooled Condensing Unit, Coil with Blower | 4TTX5036A1 |  | 4TXCC037BC3 | 12 | 14.5 | Yes | Yes | 2011-01-21 |  | 0
FALSE | 4TTX6036H1 | 3598 | 3224774 | TRANE | 4TTX5036A1 | AC | Split System: Air-Cooled Condensing Unit, Coil with Blower | 4TTX5036A1 |  | 4TXCC037BC3 | 12 | 14.75 | Yes | Yes | 2011-01-21 |  | 0
FALSE | 4TTX6036H1 | 3598 | 3224776 | TRANE | 4TTX5036A1 | AC | Split System: Air-Cooled Condensing Unit, Coil with Blower | 4TTX5036A1 |  | 4TXCC043BC3 | 12 | 14.5 | Yes | Yes | 2011-01-21 |  | 0
FALSE | 4TTX6036H1 | 3598 | 3224778 | TRANE | 4TTX5036A1 | AC | Split System: Air-Cooled Condensing Unit, Coil with Blower | 4TTX5036A1 |  | 4TXCC043BC3 | 12.4 | 14.75 | Yes | Yes | 2011-01-21 |  | 0
FALSE | 4TTX6036H1 | 3598 | 3224780 | TRANE | 4TTX5036A1 | AC | Split System: Air-Cooled Condensing Unit, Coil with Blower | 4TTX5036A1 |  | 4TXCC043BC3 | 12.2 | 14.5 | Yes | Yes | 2011-01-21 |  | 0
FALSE | 4TTX6036H1 | 3598 | 3224781 | TRANE | 4TTX5036A1 | AC | Split System: Air-Cooled Condensing Unit, Coil with Blower | 4TTX5036A1 |  | 4TXCC044BC3 | 12.3 | 14.5 | Yes | Yes | 2011-01-21 |  | 0
FALSE | 4TTX6048H1 | 3702 | 3224852 | TRANE | 4TTX5048A1 | AC | Split System: Air-Cooled Condensing Unit, Coil with Blower | 4TTX5048A1 |  | 4TXAD064BC3 | 12 | 14.75 | Yes | Yes | 2011-01-21 |  | 0
FALSE | 4TTX6048H1 | 3702 | 3224853 | TRANE | 4TTX5048A1 | AC | Split System: Air-Cooled Condensing Unit, Coil with Blower | 4TTX5048A1 |  | 4TXAD064BC3 | 12 | 14.75 | Yes | Yes | 2011-01-21 |  | 0
FALSE | 4TTX6048H1 | 3702 | 3224860 | TRANE | 4TTX5048A1 | AC | Split System: Air-Cooled Condensing Unit, Coil with Blower | 4TTX5048A1 |  | 4TXCC060BC3 | 12 | 15 | Yes | Yes | 2011-01-21 |  | 0
FALSE | 4TTX6048H1 | 3702 | 3224867 | TRANE | 4TTX5048A1 | AC | Split System: Air-Cooled Condensing Unit, Coil with Blower | 4TTX5048A1 |  | 4TXCD061BC3 | 12 | 14.75 | Yes | Yes | 2011-01-21 |  | 0
FALSE | 4TTX6048H1 | 3702 | 3224868 | TRANE | 4TTX5048A1 | AC | Split System: Air-Cooled Condensing Unit, Coil with Blower | 4TTX5048A1 |  | 4TXCD061BC3 | 12 | 14.75 | Yes | Yes | 2011-01-21 |  | 0
FALSE | 4TTX6048H1 | 3702 | 3224869 | TRANE | 4TTX5048A1 | AC | Split System: Air-Cooled Condensing Unit, Coil with Blower | 4TTX5048A1 |  | 4TXCD061BC3 | 12 | 14.75 | Yes | Yes | 2011-01-21 |  | 0
FALSE | 4TTX6048H1 | 3702 | 3224870 | TRANE | 4TTX5048A1 | AC | Split System: Air-Cooled Condensing Unit, Coil with Blower | 4TTX5048A1 |  | 4TXCD061BC3 | 12 | 15 | Yes | Yes | 2011-01-21 |  | 0
FALSE | 4TTX6048H1 | 3702 | 3224871 | TRANE | 4TTX5048A1 | AC | Split System: Air-Cooled Condensing Unit, Coil with Blower | 4TTX5048A1 |  | 4TXCD061BC3 | 12.5 | 15 | Yes | Yes | 2011-01-21 |  | 1
FALSE | 4TTX6048H1 | 3702 | 3224872 | TRANE | 4TTX5048A1 | AC | Split System: Air-Cooled Condensing Unit, Coil with Blower | 4TTX5048A1 |  | 4TXCD064BC3 | 12 | 14.75 | Yes | Yes | 2011-01-21 |  | 0
FALSE | 4TTX6048H1 | 3702 | 3224873 | TRANE | 4TTX5048A1 | AC | Split System: Air-Cooled Condensing Unit, Coil with Blower | 4TTX5048A1 |  | 4TXCD064BC3 | 12 | 14.75 | Yes | Yes | 2011-01-21 |  | 0
FALSE | 4TTX6060H1 | 3708 | 3224893 | TRANE | 4TTX5060A1 | AC | Split System: Air-Cooled Condensing Unit, Coil with Blower | 4TTX5060A1 |  | 4TXAD064BC3 | 12.1 | 14.5 | Yes | Yes | 2011-01-21 |  | 0
FALSE | 4TTX6060H1 | 3708 | 3224910 | TRANE | 4TTX5060A1 | AC | Split System: Air-Cooled Condensing Unit, Coil with Blower | 4TTX5060A1 |  | 4TXCD064BC3 | 12.1 | 14.5 | Yes | Yes | 2011-01-21 |  | 0
FALSE | 4TTX6018H1 | 3491 | 3225653 | AMERICAN STANDARD, INC. | 4A7A5018A1 | AC | Split System: Air-Cooled Condensing Unit, Coil with Blower | 4TTX5018A1 |  | 4TXAA018BC3 | 13.3 | 16 | Yes | Yes | 2011-02-28 |  | 2
FALSE | 4TTX6018H1 | 3491 | 3225654 | AMERICAN STANDARD, INC. | 4A7A5018A1 | AC | Split System: Air-Cooled Condensing Unit, Coil with Blower | 4TTX5018A1 |  | 4TXAA018BC3 | 13.1 | 15.75 | Yes | Yes | 2011-02-28 |  | 1
FALSE | 4TTX6018H1 | 3491 | 3225655 | AMERICAN STANDARD, INC. | 4A7A5018A1 | AC | Split System: Air-Cooled Condensing Unit, Coil with Blower | 4TTX5018A1 |  | 4TXAA018BC3 | 13.2 | 16 | Yes | Yes | 2011-02-28 |  | 2
FALSE | 4TTX6018H1 | 3491 | 3225656 | AMERICAN STANDARD, INC. | 4A7A5018A1 | AC | Split System: Air-Cooled Condensing Unit, Coil with Blower | 4TTX5018A1 |  | 4TXAA024BC3 | 13.1 | 15.75 | Yes | Yes | 2011-02-28 |  | 1
FALSE | 4TTX6018H1 | 3491 | 3225657 | AMERICAN STANDARD, INC. | 4A7A5018A1 | AC | Split System: Air-Cooled Condensing Unit, Coil with Blower | 4TTX5018A1 |  | 4TXAA024BC3 | 12.9 | 15.5 | Yes | Yes | 2011-02-28 |  | 1
FALSE | 4TTX6018H1 | 3491 | 3225658 | AMERICAN STANDARD, INC. | 4A7A5018A1 | AC | Split System: Air-Cooled Condensing Unit, Coil with Blower | 4TTX5018A1 |  | 4TXAA024BC3 | 13 | 15.75 | Yes | Yes | 2011-02-28 |  | 1
FALSE | 4TTX6018H1 | 3491 | 3225662 | AMERICAN STANDARD, INC. | 4A7A5018A1 | AC | Split System: Air-Cooled Condensing Unit, Coil with Blower | 4TTX5018A1 |  | 4TXAB025BC3 | 13.5 | 16 | Yes | Yes | 2011-02-28 |  | 2
FALSE | 4TTX6018H1 | 3491 | 3225663 | AMERICAN STANDARD, INC. | 4A7A5018A1 | AC | Split System: Air-Cooled Condensing Unit, Coil with Blower | 4TTX5018A1 |  | 4TXAB025BC3 | 13.5 | 16 | Yes | Yes | 2011-02-28 |  | 2
FALSE | 4TTX6018H1 | 3491 | 3225664 | AMERICAN STANDARD, INC. | 4A7A5018A1 | AC | Split System: Air-Cooled Condensing Unit, Coil with Blower | 4TTX5018A1 |  | 4TXAB031BC3 | 13.5 | 16 | Yes | Yes | 2011-02-28 |  | 2
FALSE | 4TTX6018H1 | 3491 | 3225665 | AMERICAN STANDARD, INC. | 4A7A5018A1 | AC | Split System: Air-Cooled Condensing Unit, Coil with Blower | 4TTX5018A1 |  | 4TXAB031BC3 | 13.5 | 16 | Yes | Yes | 2011-02-28 |  | 2
FALSE | 4TTX6018H1 | 3491 | 3225666 | AMERICAN STANDARD, INC. | 4A7A5018A1 | AC | Split System: Air-Cooled Condensing Unit, Coil with Blower | 4TTX5018A1 |  | 4TXAB031BC3 | 13.4 | 16 | Yes | Yes | 2011-02-28 |  | 2
FALSE | 4TTX6018H1 | 3491 | 3225667 | AMERICAN STANDARD, INC. | 4A7A5018A1 | AC | Split System: Air-Cooled Condensing Unit, Coil with Blower | 4TTX5018A1 |  | 4TXCA018BC3 | 13.1 | 15.75 | Yes | Yes | 2011-02-28 |  | 1
FALSE | 4TTX6018H1 | 3491 | 3225668 | AMERICAN STANDARD, INC. | 4A7A5018A1 | AC | Split System: Air-Cooled Condensing Unit, Coil with Blower | 4TTX5018A1 |  | 4TXCA018BC3 | 13.2 | 16 | Yes | Yes | 2011-02-28 |  | 2
FALSE | 4TTX6018H1 | 3491 | 3225669 | AMERICAN STANDARD, INC. | 4A7A5018A1 | AC | Split System: Air-Cooled Condensing Unit, Coil with Blower | 4TTX5018A1 |  | 4TXCA018BC3 | 13.3 | 16 | Yes | Yes | 2011-02-28 |  | 2
FALSE | 4TTX6018H1 | 3491 | 3225670 | AMERICAN STANDARD, INC. | 4A7A5018A1 | AC | Split System: Air-Cooled Condensing Unit, Coil with Blower | 4TTX5018A1 |  | 4TXCA024BC3 | 12.9 | 15.5 | Yes | Yes | 2011-02-28 |  | 1
FALSE | 4TTX6018H1 | 3491 | 3225671 | AMERICAN STANDARD, INC. | 4A7A5018A1 | AC | Split System: Air-Cooled Condensing Unit, Coil with Blower | 4TTX5018A1 |  | 4TXCA024BC3 | 13 | 15.75 | Yes | Yes | 2011-02-28 |  | 1
FALSE | 4TTX6018H1 | 3491 | 3225672 | AMERICAN STANDARD, INC. | 4A7A5018A1 | AC | Split System: Air-Cooled Condensing Unit, Coil with Blower | 4TTX5018A1 |  | 4TXCA024BC3 | 13.1 | 15.75 | Yes | Yes | 2011-02-28 |  | 1
FALSE | XC14-048-230-08 | 2298 | 3229106 | LENNOX INDUSTRIES, INC. | 14ACX-048-230-10 | AC | Split System: Air-Cooled Condensing Unit, Coil with Blower | 14ACX-048-230-10 |  | CX34-43+TDR | 12 | 14.5 | Yes | Yes | 2011-01-21 |  | 0
FALSE | XC14-048-230-08 | 2298 | 3229107 | LENNOX INDUSTRIES, INC. | 14ACX-048-230-10 | AC | Split System: Air-Cooled Condensing Unit, Coil with Blower | 14ACX-048-230-10 |  | CX34-43+TDR | 12 | 14.5 | Yes | Yes | 2011-01-21 |  | 0
FALSE | XC14-048-230-08 | 2298 | 3229108 | LENNOX INDUSTRIES, INC. | 14ACX-048-230-10 | AC | Split System: Air-Cooled Condensing Unit, Coil with Blower | 14ACX-048-230-10 |  | CX34-43+TDR | 12 | 14.5 | Yes | Yes | 2011-01-21 |  | 0
FALSE | XC14-048-230-08 | 2298 | 3229109 | LENNOX INDUSTRIES, INC. | 14ACX-048-230-10 | AC | Split System: Air-Cooled Condensing Unit, Coil with Blower | 14ACX-048-230-10 |  | CX34-43+TDR | 12 | 14.5 | Yes | Yes | 2011-01-21 |  | 0
FALSE | XC14-048-230-08 | 2298 | 3229112 | LENNOX INDUSTRIES, INC. | 14ACX-048-230-10 | AC | Split System: Air-Cooled Condensing Unit, Coil with Blower | 14ACX-048-230-10 |  | CX34-49+TDR | 12 | 14.5 | Yes | Yes | 2011-01-21 |  | 0
FALSE | XC14-048-230-08 | 2298 | 3229113 | LENNOX INDUSTRIES, INC. | 14ACX-048-230-10 | AC | Split System: Air-Cooled Condensing Unit, Coil with Blower | 14ACX-048-230-10 |  | CX34-49+TDR | 12 | 14.5 | Yes | Yes | 2011-01-21 |  | 0
FALSE | XC14-048-230-08 | 2298 | 3229114 | LENNOX INDUSTRIES, INC. | 14ACX-048-230-10 | AC | Split System: Air-Cooled Condensing Unit, Coil with Blower | 14ACX-048-230-10 |  | CX34-49+TDR | 12 | 14.5 | Yes | Yes | 2011-01-21 |  | 0
FALSE | XC14-048-230-08 | 2298 | 3229115 | LENNOX INDUSTRIES, INC. | 14ACX-048-230-10 | AC | Split System: Air-Cooled Condensing Unit, Coil with Blower | 14ACX-048-230-10 |  | CX34-49+TDR | 12 | 14.5 | Yes | Yes | 2011-01-21 |  | 0
FALSE | XC14-048-230-08 | 2298 | 3229116 | LENNOX INDUSTRIES, INC. | 14ACX-048-230-10 | AC | Split System: Air-Cooled Condensing Unit, Coil with Blower | 14ACX-048-230-10 |  | CX34-62C+TDR | 12.5 | 15 | Yes | Yes | 2011-01-21 |  | 1
FALSE | XC14-048-230-08 | 2298 | 3229117 | LENNOX INDUSTRIES, INC. | 14ACX-048-230-10 | AC | Split System: Air-Cooled Condensing Unit, Coil with Blower | 14ACX-048-230-10 |  | CX34-62C+TDR | 12.5 | 15 | Yes | Yes | 2011-01-21 |  | 1
FALSE | XC14-048-230-08 | 2298 | 3229118 | LENNOX INDUSTRIES, INC. | 14ACX-048-230-10 | AC | Split System: Air-Cooled Condensing Unit, Coil with Blower | 14ACX-048-230-10 |  | CX34-62C+TDR | 12.5 | 15 | Yes | Yes | 2011-01-21 |  | 1
FALSE | XC14-048-230-08 | 2298 | 3229119 | LENNOX INDUSTRIES, INC. | 14ACX-048-230-10 | AC | Split System: Air-Cooled Condensing Unit, Coil with Blower | 14ACX-048-230-10 |  | CX34-62C+TDR | 12 | 14.5 | Yes | Yes | 2011-01-21 |  | 0
FALSE | XC14-048-230-08 | 2298 | 3229120 | LENNOX INDUSTRIES, INC. | 14ACX-048-230-10 | AC | Split System: Air-Cooled Condensing Unit, Coil with Blower | 14ACX-048-230-10 |  | CX34-62C+TDR | 12 | 14.5 | Yes | Yes | 2011-01-21 |  | 0
FALSE | XC14-048-230-08 | 2298 | 3229121 | LENNOX INDUSTRIES, INC. | 14ACX-048-230-10 | AC | Split System: Air-Cooled Condensing Unit, Coil with Blower | 14ACX-048-230-10 |  | CX34-60D+TDR | 12.5 | 15 | Yes | Yes | 2011-01-21 |  | 1
FALSE | XC14-048-230-08 | 2298 | 3229122 | LENNOX INDUSTRIES, INC. | 14ACX-048-230-10 | AC | Split System: Air-Cooled Condensing Unit, Coil with Blower | 14ACX-048-230-10 |  | CR33-60+TDR+TXV | 12 | 14.5 | Yes | Yes | 2011-01-21 |  | 0
FALSE | XC14-048-230-08 | 2298 | 3229123 | LENNOX INDUSTRIES, INC. | 14ACX-048-230-10 | AC | Split System: Air-Cooled Condensing Unit, Coil with Blower | 14ACX-048-230-10 |  | CX34-62D+TDR | 12.5 | 15 | Yes | Yes | 2011-01-21 |  | 1
FALSE | XC14-048-230-08 | 2298 | 3229154 | LENNOX INDUSTRIES, INC. | 14ACX-048-230-10 | AC | Split System: Air-Cooled Condensing Unit, Coil with Blower | 14ACX-048-230-10 |  | CR33-50/60+TDR+TXV | 12 | 14.5 | Yes | Yes | 2011-01-21 |  | 0
FALSE | XC14-048-230-08 | 2298 | 3229159 | LENNOX INDUSTRIES, INC. | 14ACX-048-230-10 | AC | Split System: Air-Cooled Condensing Unit, Coil with Blower | 14ACX-048-230-10 |  | CR33-60+TDR+TXV | 12 | 14.5 | Yes | Yes | 2011-01-21 |  | 0
FALSE | XC14-048-230-08 | 2298 | 3229160 | LENNOX INDUSTRIES, INC. | 14ACX-048-230-10 | AC | Split System: Air-Cooled Condensing Unit, Coil with Blower | 14ACX-048-230-10 |  | CH33-43+TDR+TXV | 12 | 14.5 | Yes | Yes | 2011-01-21 |  | 0
FALSE | XC14-048-230-08 | 2298 | 3229161 | LENNOX INDUSTRIES, INC. | 14ACX-048-230-10 | AC | Split System: Air-Cooled Condensing Unit, Coil with Blower | 14ACX-048-230-10 |  | CH33-43+TDR+TXV | 12 | 14.5 | Yes | Yes | 2011-01-21 |  | 0
FALSE | XC14-048-230-08 | 2298 | 3229166 | LENNOX INDUSTRIES, INC. | 14ACX-048-230-10 | AC | Split System: Air-Cooled Condensing Unit, Coil with Blower | 14ACX-048-230-10 |  | CH33-48+TDR+TXV | 12 | 14.5 | Yes | Yes | 2011-01-21 |  | 0
FALSE | XC14-048-230-08 | 2298 | 3229172 | LENNOX INDUSTRIES, INC. | 14ACX-048-230-10 | AC | Split System: Air-Cooled Condensing Unit, Coil with Blower | 14ACX-048-230-10 |  | CH33-49+TDR+TXV | 12 | 14.5 | Yes | Yes | 2011-01-21 |  | 0
FALSE | XC14-048-230-08 | 2298 | 3229173 | LENNOX INDUSTRIES, INC. | 14ACX-048-230-10 | AC | Split System: Air-Cooled Condensing Unit, Coil with Blower | 14ACX-048-230-10 |  | CH33-49+TDR+TXV | 12 | 14.5 | Yes | Yes | 2011-01-21 |  | 0
FALSE | XC14-048-230-08 | 2298 | 3229174 | LENNOX INDUSTRIES, INC. | 14ACX-048-230-10 | AC | Split System: Air-Cooled Condensing Unit, Coil with Blower | 14ACX-048-230-10 |  | CH33-49+TDR+TXV | 12 | 14.5 | Yes | Yes | 2011-01-21 |  | 0
FALSE | XC14-048-230-08 | 2298 | 3229175 | LENNOX INDUSTRIES, INC. | 14ACX-048-230-10 | AC | Split System: Air-Cooled Condensing Unit, Coil with Blower | 14ACX-048-230-10 |  | CH33-49+TDR+TXV | 12 | 14.5 | Yes | Yes | 2011-01-21 |  | 0
FALSE | XC14-048-230-08 | 2298 | 3229177 | LENNOX INDUSTRIES, INC. | 14ACX-048-230-10 | AC | Split System: Air-Cooled Condensing Unit, Coil with Blower | 14ACX-048-230-10 |  | CH33-49+TDR+TXV | 12 | 14.5 | Yes | Yes | 2011-01-21 |  | 0
FALSE | XC14-048-230-08 | 2298 | 3229178 | LENNOX INDUSTRIES, INC. | 14ACX-048-230-10 | AC | Split System: Air-Cooled Condensing Unit, Coil with Blower | 14ACX-048-230-10 |  | CH33-50/60C+TDR+TXV | 12 | 14.5 | Yes | Yes | 2011-01-21 |  | 0
FALSE | XC14-048-230-08 | 2298 | 3229179 | LENNOX INDUSTRIES, INC. | 14ACX-048-230-10 | AC | Split System: Air-Cooled Condensing Unit, Coil with Blower | 14ACX-048-230-10 |  | CH33-50/60C+TDR+TXV | 12 | 14.5 | Yes | Yes | 2011-01-21 |  | 0
FALSE | XC14-048-230-08 | 2298 | 3229180 | LENNOX INDUSTRIES, INC. | 14ACX-048-230-10 | AC | Split System: Air-Cooled Condensing Unit, Coil with Blower | 14ACX-048-230-10 |  | CH33-50/60C+TDR+TXV | 12 | 14.5 | Yes | Yes | 2011-01-21 |  | 0
FALSE | XC14-048-230-08 | 2298 | 3229181 | LENNOX INDUSTRIES, INC. | 14ACX-048-230-10 | AC | Split System: Air-Cooled Condensing Unit, Coil with Blower | 14ACX-048-230-10 |  | CH33-50/60C+TDR+TXV | 12 | 14.5 | Yes | Yes | 2011-01-21 |  | 0
FALSE | XC14-048-230-08 | 2298 | 3229183 | LENNOX INDUSTRIES, INC. | 14ACX-048-230-10 | AC | Split System: Air-Cooled Condensing Unit, Coil with Blower | 14ACX-048-230-10 |  | CH33-60D+TDR+TXV | 12.5 | 15 | Yes | Yes | 2011-01-21 |  | 1
FALSE | XC14-048-230-08 | 2298 | 3229184 | LENNOX INDUSTRIES, INC. | 14ACX-048-230-10 | AC | Split System: Air-Cooled Condensing Unit, Coil with Blower | 14ACX-048-230-10 |  | CH33-60D+TDR+TXV | 12 | 14.5 | Yes | Yes | 2011-01-21 |  | 0
FALSE | XC14-048-230-08 | 2298 | 3229185 | LENNOX INDUSTRIES, INC. | 14ACX-048-230-10 | AC | Split System: Air-Cooled Condensing Unit, Coil with Blower | 14ACX-048-230-10 |  | CH33-62D+TDR+TXV | 12.5 | 15 | Yes | Yes | 2011-01-21 |  | 1
FALSE | XC14-048-230-08 | 2298 | 3229226 | LENNOX INDUSTRIES, INC. | 14ACX-048-230-10 | AC | Split System: Air-Cooled Condensing Unit, Coil with Blower | 14ACX-048-230-10 |  | CB27UH-060-230*+TDR+TXV | 12 | 14.5 | Yes | Yes | 2011-01-21 |  | 0
FALSE | XC14-048-230-08 | 2298 | 3229230 | LENNOX INDUSTRIES, INC. | 14ACX-048-230-10 | AC | Split System: Air-Cooled Condensing Unit, Coil with Blower | 14ACX-048-230-10 |  | CX34-43+TDR | 12 | 14.5 | Yes | Yes | 2011-01-21 |  | 0
FALSE | XC14-048-230-08 | 2298 | 3229231 | LENNOX INDUSTRIES, INC. | 14ACX-048-230-10 | AC | Split System: Air-Cooled Condensing Unit, Coil with Blower | 14ACX-048-230-10 |  | CX34-49+TDR | 12 | 14.5 | Yes | Yes | 2011-01-21 |  | 0
FALSE | XC14-048-230-08 | 2298 | 3229232 | LENNOX INDUSTRIES, INC. | 14ACX-048-230-10 | AC | Split System: Air-Cooled Condensing Unit, Coil with Blower | 14ACX-048-230-10 |  | CX34-62C+TDR | 12.5 | 15 | Yes | Yes | 2011-01-21 |  | 1
FALSE | XC14-048-230-08 | 2298 | 3229234 | LENNOX INDUSTRIES, INC. | 14ACX-048-230-10 | AC | Split System: Air-Cooled Condensing Unit, Coil with Blower | 14ACX-048-230-10 |  | C33-43+TDR+TXV | 12 | 14.5 | Yes | Yes | 2011-01-21 |  | 0
FALSE | XC14-048-230-08 | 2298 | 3229235 | LENNOX INDUSTRIES, INC. | 14ACX-048-230-10 | AC | Split System: Air-Cooled Condensing Unit, Coil with Blower | 14ACX-048-230-10 |  | C33-49+TDR+TXV | 12 | 14.5 | Yes | Yes | 2011-01-21 |  | 0
FALSE | XC14-048-230-08 | 2298 | 3229236 | LENNOX INDUSTRIES, INC. | 14ACX-048-230-10 | AC | Split System: Air-Cooled Condensing Unit, Coil with Blower | 14ACX-048-230-10 |  | C33-62C+TDR+TXV | 12.5 | 15 | Yes | Yes | 2011-01-21 |  | 1
FALSE | XC14-048-230-08 | 2298 | 3229241 | LENNOX INDUSTRIES, INC. | 14ACX-048-230-10 | AC | Split System: Air-Cooled Condensing Unit, Coil with Blower | 14ACX-048-230-10 |  | CH33-49+TDR+TXV | 12 | 14.5 | Yes | Yes | 2011-01-21 |  | 0
FALSE | XC14-048-230-08 | 2298 | 3229242 | LENNOX INDUSTRIES, INC. | 14ACX-048-230-10 | AC | Split System: Air-Cooled Condensing Unit, Coil with Blower | 14ACX-048-230-10 |  | CH33-50/60C+TDR+TXV | 12 | 14.5 | Yes | Yes | 2011-01-21 |  | 0
FALSE | XC14-048-230-08 | 2298 | 3229243 | LENNOX INDUSTRIES, INC. | 14ACX-048-230-10 | AC | Split System: Air-Cooled Condensing Unit, Coil with Blower | 14ACX-048-230-10 |  | CH33-62D+TDR+TXV | 12 | 14.5 | Yes | Yes | 2011-01-21 |  | 0
FALSE | XC14-048-230-08 | 2298 | 3229246 | LENNOX INDUSTRIES, INC. | 14ACX-048-230-10 | AC | Split System: Air-Cooled Condensing Unit, Coil with Blower | 14ACX-048-230-10 |  | CR33-60+TDR+TXV | 12 | 14.5 | Yes | Yes | 2011-01-21 |  | 0
FALSE | XC14-048-230-08 | 2298 | 3229247 | LENNOX INDUSTRIES, INC. | 14ACX-048-230-10 | AC | Split System: Air-Cooled Condensing Unit, Coil with Blower | 14ACX-048-230-10 |  | CX34-62D+TDR | 12.5 | 15 | Yes | Yes | 2011-01-21 |  | 1
FALSE | XC14-048-230-08 | 2298 | 3229248 | LENNOX INDUSTRIES, INC. | 14ACX-048-230-10 | AC | Split System: Air-Cooled Condensing Unit, Coil with Blower | 14ACX-048-230-10 |  | C33-62D+TDR+TXV | 12.5 | 15 | Yes | Yes | 2011-01-21 |  | 1
FALSE | XC14-048-230-08 | 2298 | 3229249 | LENNOX INDUSTRIES, INC. | 14ACX-048-230-10 | AC | Split System: Air-Cooled Condensing Unit, Coil with Blower | 14ACX-048-230-10 |  | CH33-60D+TDR+TXV | 12 | 14.5 | Yes | Yes | 2011-01-21 |  | 0
FALSE | XC14-048-230-08 | 2298 | 3229250 | LENNOX INDUSTRIES, INC. | 14ACX-048-230-10 | AC | Split System: Air-Cooled Condensing Unit, Coil with Blower | 14ACX-048-230-10 |  | CH33-62D+TDR+TXV | 12 | 14.5 | Yes | Yes | 2011-01-21 |  | 0
FALSE | XC14-048-230-08 | 2298 | 3229251 | LENNOX INDUSTRIES, INC. | 14ACX-048-230-10 | AC | Split System: Air-Cooled Condensing Unit, Coil with Blower | 14ACX-048-230-10 |  | CH23-68+TDR+TXV | 12.5 | 15 | Yes | Yes | 2011-01-21 |  | 1
FALSE | XC14-048-230-08 | 2298 | 3229252 | LENNOX INDUSTRIES, INC. | 14ACX-048-230-10 | AC | Split System: Air-Cooled Condensing Unit, Coil with Blower | 14ACX-048-230-10 |  | CX34-49+TDR | 12.5 | 15 | Yes | Yes | 2011-01-21 |  | 1
FALSE | XC14-060-230-** | 2308 | 3229500 | LENNOX INDUSTRIES, INC. | 14ACX-060-230-10 | AC | Split System: Air-Cooled Condensing Unit, Coil with Blower | 14ACX-060-230-10 |  | C33-62C+TDR+TXV | 12.5 | 15 | Yes | Yes | 2011-01-21 |  | 1
FALSE | XC14-060-230-** | 2308 | 3229501 | LENNOX INDUSTRIES, INC. | 14ACX-060-230-10 | AC | Split System: Air-Cooled Condensing Unit, Coil with Blower | 14ACX-060-230-10 |  | C33-62D+TDR+TXV | 12 | 14.5 | Yes | Yes | 2011-01-21 |  | 0
FALSE | XC14-060-230-** | 2308 | 3229502 | LENNOX INDUSTRIES, INC. | 14ACX-060-230-10 | AC | Split System: Air-Cooled Condensing Unit, Coil with Blower | 14ACX-060-230-10 |  | C33-62D+TDR+TXV | 12 | 14.5 | Yes | Yes | 2011-01-21 |  | 0
FALSE | XC14-060-230-** | 2308 | 3229505 | LENNOX INDUSTRIES, INC. | 14ACX-060-230-10 | AC | Split System: Air-Cooled Condensing Unit, Coil with Blower | 14ACX-060-230-10 |  | CH33-49+TDR+TXV | 12 | 14.5 | Yes | Yes | 2011-01-21 |  | 0
FALSE | XC14-060-230-** | 2308 | 3229510 | LENNOX INDUSTRIES, INC. | 14ACX-060-230-10 | AC | Split System: Air-Cooled Condensing Unit, Coil with Blower | 14ACX-060-230-10 |  | CH33-60D+TDR+TXV | 12 | 14.5 | Yes | Yes | 2011-01-21 |  | 0
FALSE | XC14-060-230-** | 2308 | 3229512 | LENNOX INDUSTRIES, INC. | 14ACX-060-230-10 | AC | Split System: Air-Cooled Condensing Unit, Coil with Blower | 14ACX-060-230-10 |  | CH33-62D+TDR+TXV | 12 | 14.5 | Yes | Yes | 2011-01-21 |  | 0
FALSE | XC14-060-230-** | 2308 | 3229513 | LENNOX INDUSTRIES, INC. | 14ACX-060-230-10 | AC | Split System: Air-Cooled Condensing Unit, Coil with Blower | 14ACX-060-230-10 |  | CH33-62D+TDR+TXV | 12 | 14.5 | Yes | Yes | 2011-01-21 |  | 0
FALSE | XC14-060-230-** | 2308 | 3229517 | LENNOX INDUSTRIES, INC. | 14ACX-060-230-10 | AC | Split System: Air-Cooled Condensing Unit, Coil with Blower | 14ACX-060-230-10 |  | CH23-68+TDR+TXV | 12.5 | 15 | Yes | Yes | 2011-01-21 |  | 1
FALSE | XC14-060-230-** | 2308 | 3229518 | LENNOX INDUSTRIES, INC. | 14ACX-060-230-10 | AC | Split System: Air-Cooled Condensing Unit, Coil with Blower | 14ACX-060-230-10 |  | CH23-68+TDR+TXV | 12 | 14.5 | Yes | Yes | 2011-01-21 |  | 0
FALSE | XC14-060-230-** | 2308 | 3229531 | LENNOX INDUSTRIES, INC. | 14ACX-060-230-10 | AC | Split System: Air-Cooled Condensing Unit, Coil with Blower | 14ACX-060-230-10 |  | CBX32MV-068+TDR | 12 | 14.5 | Yes | Yes | 2011-01-21 |  | 0
FALSE | XC14-060-230-** | 2308 | 3229535 | LENNOX INDUSTRIES, INC. | 14ACX-060-230-10 | AC | Split System: Air-Cooled Condensing Unit, Coil with Blower | 14ACX-060-230-10 |  | C33-62C+TDR+TXV | 12 | 14.5 | Yes | Yes | 2011-01-21 |  | 0
FALSE | XC14-060-230-** | 2308 | 3229536 | LENNOX INDUSTRIES, INC. | 14ACX-060-230-10 | AC | Split System: Air-Cooled Condensing Unit, Coil with Blower | 14ACX-060-230-10 |  | CX34-62C+TDR | 12 | 14.5 | Yes | Yes | 2011-01-21 |  | 0
FALSE | XC14-060-230-** | 2308 | 3229539 | LENNOX INDUSTRIES, INC. | 14ACX-060-230-10 | AC | Split System: Air-Cooled Condensing Unit, Coil with Blower | 14ACX-060-230-10 |  | CX34-62C+TDR | 12 | 14.5 | Yes | Yes | 2011-01-21 |  | 0
FALSE | XC14-060-230-** | 2308 | 3229542 | LENNOX INDUSTRIES, INC. | 14ACX-060-230-10 | AC | Split System: Air-Cooled Condensing Unit, Coil with Blower | 14ACX-060-230-10 |  | C33-62C+TDR+TXV | 12 | 14.5 | Yes | Yes | 2011-01-21 |  | 0
FALSE | XC14-060-230-** | 2308 | 3229545 | LENNOX INDUSTRIES, INC. | 14ACX-060-230-10 | AC | Split System: Air-Cooled Condensing Unit, Coil with Blower | 14ACX-060-230-10 |  | CX34-60D+TDR | 12 | 14.5 | Yes | Yes | 2011-01-21 |  | 0
FALSE | XC14-060-230-** | 2308 | 3229546 | LENNOX INDUSTRIES, INC. | 14ACX-060-230-10 | AC | Split System: Air-Cooled Condensing Unit, Coil with Blower | 14ACX-060-230-10 |  | CX34-62D+TDR | 12 | 14.5 | Yes | Yes | 2011-01-21 |  | 0
FALSE | XC14-060-230-** | 2308 | 3229547 | LENNOX INDUSTRIES, INC. | 14ACX-060-230-10 | AC | Split System: Air-Cooled Condensing Unit, Coil with Blower | 14ACX-060-230-10 |  | C33-60D+TDR+TXV | 12 | 14.5 | Yes | Yes | 2011-01-21 |  | 0
FALSE | 14ACX-030-230-17 | 2250 | 3232565 | LENNOX INDUSTRIES, INC. | 14ACX-030-230*10 | AC | Split System: Air-Cooled Condensing Unit, Coil with Blower | 14ACX-030-230*10 |  | C33-31* | 12.5 | 15 | Yes | Yes | 2011-01-21 |  | 1
FALSE | 14ACX-030-230-17 | 2250 | 3232566 | LENNOX INDUSTRIES, INC. | 14ACX-030-230*10 | AC | Split System: Air-Cooled Condensing Unit, Coil with Blower | 14ACX-030-230*10 |  | C33-31* | 12.5 | 15 | Yes | Yes | 2011-01-21 |  | 1
FALSE | 14ACX-030-230-17 | 2250 | 3232567 | LENNOX INDUSTRIES, INC. | 14ACX-030-230*10 | AC | Split System: Air-Cooled Condensing Unit, Coil with Blower | 14ACX-030-230*10 |  | C33-36* | 12.5 | 14.5 | Yes | Yes | 2011-01-21 |  | 0
FALSE | 14ACX-030-230-17 | 2250 | 3232568 | LENNOX INDUSTRIES, INC. | 14ACX-030-230*10 | AC | Split System: Air-Cooled Condensing Unit, Coil with Blower | 14ACX-030-230*10 |  | C33-36* | 12.5 | 15 | Yes | Yes | 2011-01-21 |  | 1
FALSE | 14ACX-030-230-17 | 2250 | 3232572 | LENNOX INDUSTRIES, INC. | 14ACX-030-230*10 | AC | Split System: Air-Cooled Condensing Unit, Coil with Blower | 14ACX-030-230*10 |  | C33-38 | 12.5 | 15 | Yes | Yes | 2011-01-21 |  | 1
FALSE | 14ACX-030-230-17 | 2250 | 3232573 | LENNOX INDUSTRIES, INC. | 14ACX-030-230*10 | AC | Split System: Air-Cooled Condensing Unit, Coil with Blower | 14ACX-030-230*10 |  | C33-38 | 12.5 | 15 | Yes | Yes | 2011-01-21 |  | 1
FALSE | 14ACX-030-230-17 | 2250 | 3232575 | LENNOX INDUSTRIES, INC. | 14ACX-030-230*10 | AC | Split System: Air-Cooled Condensing Unit, Coil with Blower | 14ACX-030-230*10 |  | C33-38 | 12.5 | 14.5 | Yes | Yes | 2011-01-21 |  | 0
FALSE | 14ACX-030-230-17 | 2250 | 3232576 | LENNOX INDUSTRIES, INC. | 14ACX-030-230*10 | AC | Split System: Air-Cooled Condensing Unit, Coil with Blower | 14ACX-030-230*10 |  | C33-38 | 12.5 | 14.5 | Yes | Yes | 2011-01-21 |  | 0
FALSE | 14ACX-030-230-17 | 2250 | 3232577 | LENNOX INDUSTRIES, INC. | 14ACX-030-230*10 | AC | Split System: Air-Cooled Condensing Unit, Coil with Blower | 14ACX-030-230*10 |  | C33-42* | 12.5 | 15 | Yes | Yes | 2011-01-21 |  | 1
FALSE | 14ACX-030-230-17 | 2250 | 3232581 | LENNOX INDUSTRIES, INC. | 14ACX-030-230*10 | AC | Split System: Air-Cooled Condensing Unit, Coil with Blower | 14ACX-030-230*10 |  | C33-43* | 12.5 | 15 | Yes | Yes | 2011-01-21 |  | 1
FALSE | 14ACX-030-230-17 | 2250 | 3232582 | LENNOX INDUSTRIES, INC. | 14ACX-030-230*10 | AC | Split System: Air-Cooled Condensing Unit, Coil with Blower | 14ACX-030-230*10 |  | C33-43* | 12.5 | 14.5 | Yes | Yes | 2011-01-21 |  | 0
FALSE | 14ACX-030-230-17 | 2250 | 3232583 | LENNOX INDUSTRIES, INC. | 14ACX-030-230*10 | AC | Split System: Air-Cooled Condensing Unit, Coil with Blower | 14ACX-030-230*10 |  | C33-43* | 12.5 | 15 | Yes | Yes | 2011-01-21 |  | 1
FALSE | 14ACX-030-230-17 | 2250 | 3232584 | LENNOX INDUSTRIES, INC. | 14ACX-030-230*10 | AC | Split System: Air-Cooled Condensing Unit, Coil with Blower | 14ACX-030-230*10 |  | C33-43* | 12.5 | 15 | Yes | Yes | 2011-01-21 |  | 1
FALSE | 14ACX-030-230-17 | 2250 | 3232585 | LENNOX INDUSTRIES, INC. | 14ACX-030-230*10 | AC | Split System: Air-Cooled Condensing Unit, Coil with Blower | 14ACX-030-230*10 |  | CR33-30/36* | 12.5 | 15 | Yes | Yes | 2011-01-21 |  | 1
FALSE | 14ACX-030-230-17 | 2250 | 3232587 | LENNOX INDUSTRIES, INC. | 14ACX-030-230*10 | AC | Split System: Air-Cooled Condensing Unit, Coil with Blower | 14ACX-030-230*10 |  | CR33-30/36* | 12.5 | 15 | Yes | Yes | 2011-01-21 |  | 1
FALSE | 14ACX-030-230-17 | 2250 | 3232588 | LENNOX INDUSTRIES, INC. | 14ACX-030-230*10 | AC | Split System: Air-Cooled Condensing Unit, Coil with Blower | 14ACX-030-230*10 |  | CR33-30/36* | 12.5 | 15 | Yes | Yes | 2011-01-21 |  | 1
FALSE | 14ACX-030-230-17 | 2250 | 3232593 | LENNOX INDUSTRIES, INC. | 14ACX-030-230*10 | AC | Split System: Air-Cooled Condensing Unit, Coil with Blower | 14ACX-030-230*10 |  | C33-25* | 12.5 | 14.5 | Yes | Yes | 2011-01-21 |  | 0
FALSE | 14ACX-030-230-17 | 2250 | 3232625 | LENNOX INDUSTRIES, INC. | 14ACX-030-230*10 | AC | Split System: Air-Cooled Condensing Unit, Coil with Blower | 14ACX-030-230*10 |  | C33-25* | 12.5 | 14.5 | Yes | Yes | 2011-01-21 |  | 0
FALSE | 14ACX-030-230-17 | 2250 | 3232627 | LENNOX INDUSTRIES, INC. | 14ACX-030-230*10 | AC | Split System: Air-Cooled Condensing Unit, Coil with Blower | 14ACX-030-230*10 |  | C33-31* | 12.5 | 15 | Yes | Yes | 2011-01-21 |  | 1
FALSE | 14ACX-030-230-17 | 2250 | 3232629 | LENNOX INDUSTRIES, INC. | 14ACX-030-230*10 | AC | Split System: Air-Cooled Condensing Unit, Coil with Blower | 14ACX-030-230*10 |  | C33-38 | 12.5 | 14.5 | Yes | Yes | 2011-01-21 |  | 0
FALSE | 14ACX-030-230-17 | 2250 | 3232631 | LENNOX INDUSTRIES, INC. | 14ACX-030-230*10 | AC | Split System: Air-Cooled Condensing Unit, Coil with Blower | 14ACX-030-230*10 |  | C33-43* | 12.5 | 15 | Yes | Yes | 2011-01-21 |  | 1
FALSE | 14ACX-030-230-17 | 2250 | 3232632 | LENNOX INDUSTRIES, INC. | 14ACX-030-230*10 | AC | Split System: Air-Cooled Condensing Unit, Coil with Blower | 14ACX-030-230*10 |  | CR33-30/36* | 12.5 | 15 | Yes | Yes | 2011-01-21 |  | 1
FALSE | 14ACX-030-230-17 | 2250 | 3232634 | LENNOX INDUSTRIES, INC. | 14ACX-030-230*10 | AC | Split System: Air-Cooled Condensing Unit, Coil with Blower | 14ACX-030-230*10 |  | CH33-25B* | 12.5 | 14.5 | Yes | Yes | 2011-01-21 |  | 0
FALSE | 14ACX-030-230-17 | 2250 | 3232635 | LENNOX INDUSTRIES, INC. | 14ACX-030-230*10 | AC | Split System: Air-Cooled Condensing Unit, Coil with Blower | 14ACX-030-230*10 |  | CH33-31B* | 12.5 | 15 | Yes | Yes | 2011-01-21 |  | 1
FALSE | 14ACX-030-230-17 | 2250 | 3232636 | LENNOX INDUSTRIES, INC. | 14ACX-030-230*10 | AC | Split System: Air-Cooled Condensing Unit, Coil with Blower | 14ACX-030-230*10 |  | CH33-36B* | 12.5 | 14.5 | Yes | Yes | 2011-01-21 |  | 0
FALSE | 14ACX-030-230-17 | 2250 | 3232637 | LENNOX INDUSTRIES, INC. | 14ACX-030-230*10 | AC | Split System: Air-Cooled Condensing Unit, Coil with Blower | 14ACX-030-230*10 |  | CH33-42* | 12.5 | 15 | Yes | Yes | 2011-01-21 |  | 1
FALSE | 14ACX-036-230-15 | 2264 | 3232661 | LENNOX INDUSTRIES, INC. | 14ACX-036-230*10 | AC | Split System: Air-Cooled Condensing Unit, Coil with Blower | 14ACX-036-230*10 |  | C33-38 | 12.5 | 15 | Yes | Yes | 2011-01-21 |  | 1
FALSE | 14ACX-036-230-15 | 2264 | 3232666 | LENNOX INDUSTRIES, INC. | 14ACX-036-230*10 | AC | Split System: Air-Cooled Condensing Unit, Coil with Blower | 14ACX-036-230*10 |  | C33-31* | 12.5 | 14.5 | Yes | Yes | 2011-01-21 |  | 0
FALSE | 14ACX-036-230-15 | 2264 | 3232670 | LENNOX INDUSTRIES, INC. | 14ACX-036-230*10 | AC | Split System: Air-Cooled Condensing Unit, Coil with Blower | 14ACX-036-230*10 |  | C33-42* | 12.5 | 14.5 | Yes | Yes | 2011-01-21 |  | 0
FALSE | 14ACX-036-230-15 | 2264 | 3232674 | LENNOX INDUSTRIES, INC. | 14ACX-036-230*10 | AC | Split System: Air-Cooled Condensing Unit, Coil with Blower | 14ACX-036-230*10 |  | C33-43* | 12.5 | 15 | Yes | Yes | 2011-01-21 |  | 1
FALSE | 14ACX-036-230-15 | 2264 | 3232675 | LENNOX INDUSTRIES, INC. | 14ACX-036-230*10 | AC | Split System: Air-Cooled Condensing Unit, Coil with Blower | 14ACX-036-230*10 |  | C33-43* | 12.5 | 14.5 | Yes | Yes | 2011-01-21 |  | 0
FALSE | 14ACX-036-230-15 | 2264 | 3232676 | LENNOX INDUSTRIES, INC. | 14ACX-036-230*10 | AC | Split System: Air-Cooled Condensing Unit, Coil with Blower | 14ACX-036-230*10 |  | C33-43* | 12.5 | 14.5 | Yes | Yes | 2011-01-21 |  | 0
FALSE | 14ACX-036-230-15 | 2264 | 3232677 | LENNOX INDUSTRIES, INC. | 14ACX-036-230*10 | AC | Split System: Air-Cooled Condensing Unit, Coil with Blower | 14ACX-036-230*10 |  | C33-43* | 12.5 | 14.5 | Yes | Yes | 2011-01-21 |  | 0
FALSE | 14ACX-036-230-15 | 2264 | 3232678 | LENNOX INDUSTRIES, INC. | 14ACX-036-230*10 | AC | Split System: Air-Cooled Condensing Unit, Coil with Blower | 14ACX-036-230*10 |  | C33-43* | 12.5 | 15 | Yes | Yes | 2011-01-21 |  | 1
FALSE | 14ACX-036-230-15 | 2264 | 3232713 | LENNOX INDUSTRIES, INC. | 14ACX-036-230*10 | AC | Split System: Air-Cooled Condensing Unit, Coil with Blower | 14ACX-036-230*10 |  | CH33-43B* | 12.5 | 15 | Yes | Yes | 2011-01-21 |  | 1
FALSE | 14ACX-036-230-15 | 2264 | 3232714 | LENNOX INDUSTRIES, INC. | 14ACX-036-230*10 | AC | Split System: Air-Cooled Condensing Unit, Coil with Blower | 14ACX-036-230*10 |  | CH33-43B* | 12.5 | 15 | Yes | Yes | 2011-01-21 |  | 1
FALSE | 14ACX-036-230-15 | 2264 | 3232715 | LENNOX INDUSTRIES, INC. | 14ACX-036-230*10 | AC | Split System: Air-Cooled Condensing Unit, Coil with Blower | 14ACX-036-230*10 |  | CH33-43B* | 12.5 | 15 | Yes | Yes | 2011-01-21 |  | 1
FALSE | 14ACX-036-230-15 | 2264 | 3232716 | LENNOX INDUSTRIES, INC. | 14ACX-036-230*10 | AC | Split System: Air-Cooled Condensing Unit, Coil with Blower | 14ACX-036-230*10 |  | CH33-43B* | 12.5 | 15 | Yes | Yes | 2011-01-21 |  | 1
FALSE | 14ACX-036-230-15 | 2264 | 3232717 | LENNOX INDUSTRIES, INC. | 14ACX-036-230*10 | AC | Split System: Air-Cooled Condensing Unit, Coil with Blower | 14ACX-036-230*10 |  | CH33-44/48* | 12.5 | 15 | Yes | Yes | 2011-01-21 |  | 1
FALSE | 14ACX-036-230-15 | 2264 | 3232721 | LENNOX INDUSTRIES, INC. | 14ACX-036-230*10 | AC | Split System: Air-Cooled Condensing Unit, Coil with Blower | 14ACX-036-230*10 |  | CH23-41* | 12.5 | 15 | Yes | Yes | 2011-01-21 |  | 1
FALSE | 14ACX-036-230-15 | 2264 | 3232722 | LENNOX INDUSTRIES, INC. | 14ACX-036-230*10 | AC | Split System: Air-Cooled Condensing Unit, Coil with Blower | 14ACX-036-230*10 |  | CH23-41* | 12 | 14.5 | Yes | Yes | 2011-01-21 |  | 0
FALSE | 14ACX-036-230-15 | 2264 | 3232725 | LENNOX INDUSTRIES, INC. | 14ACX-036-230*10 | AC | Split System: Air-Cooled Condensing Unit, Coil with Blower | 14ACX-036-230*10 |  | CH23-51* | 12.5 | 15 | Yes | Yes | 2011-01-21 |  | 1
FALSE | 14ACX-036-230-15 | 2264 | 3232729 | LENNOX INDUSTRIES, INC. | 14ACX-036-230*10 | AC | Split System: Air-Cooled Condensing Unit, Coil with Blower | 14ACX-036-230*10 |  | CH33-48 | 12.5 | 15 | Yes | Yes | 2011-01-21 |  | 1
FALSE | 14ACX-036-230-15 | 2264 | 3232730 | LENNOX INDUSTRIES, INC. | 14ACX-036-230*10 | AC | Split System: Air-Cooled Condensing Unit, Coil with Blower | 14ACX-036-230*10 |  | CH33-48 | 12.5 | 15 | Yes | Yes | 2011-01-21 |  | 1
FALSE | 14ACX-036-230-15 | 2264 | 3232731 | LENNOX INDUSTRIES, INC. | 14ACX-036-230*10 | AC | Split System: Air-Cooled Condensing Unit, Coil with Blower | 14ACX-036-230*10 |  | CH33-48 | 12.5 | 15 | Yes | Yes | 2011-01-21 |  | 1
FALSE | 14ACX-036-230-15 | 2264 | 3232732 | LENNOX INDUSTRIES, INC. | 14ACX-036-230*10 | AC | Split System: Air-Cooled Condensing Unit, Coil with Blower | 14ACX-036-230*10 |  | CH33-48 | 12.5 | 15 | Yes | Yes | 2011-01-21 |  | 1
FALSE | 14ACX-036-230-15 | 2264 | 3232737 | LENNOX INDUSTRIES, INC. | 14ACX-036-230*10 | AC | Split System: Air-Cooled Condensing Unit, Coil with Blower | 14ACX-036-230*10 |  | C33-43* | 12.5 | 14.5 | Yes | Yes | 2011-01-21 |  | 0
FALSE | 14ACX-036-230-15 | 2264 | 3232743 | LENNOX INDUSTRIES, INC. | 14ACX-036-230*10 | AC | Split System: Air-Cooled Condensing Unit, Coil with Blower | 14ACX-036-230*10 |  | CH33-43B* | 12.5 | 14.5 | Yes | Yes | 2011-01-21 |  | 0
FALSE | 14ACX-036-230-15 | 2264 | 3232747 | LENNOX INDUSTRIES, INC. | 14ACX-036-230*10 | AC | Split System: Air-Cooled Condensing Unit, Coil with Blower | 14ACX-036-230*10 |  | C33-43* | 12.5 | 15 | Yes | Yes | 2011-01-21 |  | 1
FALSE | 14ACX-036-230-15 | 2264 | 3232748 | LENNOX INDUSTRIES, INC. | 14ACX-036-230*10 | AC | Split System: Air-Cooled Condensing Unit, Coil with Blower | 14ACX-036-230*10 |  | C33-49* | 12.5 | 15 | Yes | Yes | 2011-01-21 |  | 1
FALSE | 14ACX-036-230-15 | 2264 | 3232749 | LENNOX INDUSTRIES, INC. | 14ACX-036-230*10 | AC | Split System: Air-Cooled Condensing Unit, Coil with Blower | 14ACX-036-230*10 |  | C33-50/60C* | 12.5 | 15 | Yes | Yes | 2011-01-21 |  | 1
FALSE | TSA042H4N4*Y | 2280 | 3232812 | LENNOX INDUSTRIES, INC. | 14ACX-042-230*10 | AC | Split System: Air-Cooled Condensing Unit, Coil with Blower | 14ACX-042-230*10 |  | CH33-43* | 12.5 | 14.5 | Yes | Yes | 2011-01-21 |  | 0
FALSE | TSA042H4N4*Y | 2280 | 3232813 | LENNOX INDUSTRIES, INC. | 14ACX-042-230*10 | AC | Split System: Air-Cooled Condensing Unit, Coil with Blower | 14ACX-042-230*10 |  | CH33-43* | 12.5 | 15 | Yes | Yes | 2011-01-21 |  | 1
FALSE | TSA042H4N4*Y | 2280 | 3232814 | LENNOX INDUSTRIES, INC. | 14ACX-042-230*10 | AC | Split System: Air-Cooled Condensing Unit, Coil with Blower | 14ACX-042-230*10 |  | CH33-43* | 12.5 | 14.5 | Yes | Yes | 2011-01-21 |  | 0
FALSE | TSA042H4N4*Y | 2280 | 3232815 | LENNOX INDUSTRIES, INC. | 14ACX-042-230*10 | AC | Split System: Air-Cooled Condensing Unit, Coil with Blower | 14ACX-042-230*10 |  | CH33-43* | 12.5 | 14.5 | Yes | Yes | 2011-01-21 |  | 0
FALSE | TSA042H4N4*Y | 2280 | 3232816 | LENNOX INDUSTRIES, INC. | 14ACX-042-230*10 | AC | Split System: Air-Cooled Condensing Unit, Coil with Blower | 14ACX-042-230*10 |  | CH33-43* | 12.5 | 14.5 | Yes | Yes | 2011-01-21 |  | 0
FALSE | TSA042H4N4*Y | 2280 | 3232818 | LENNOX INDUSTRIES, INC. | 14ACX-042-230*10 | AC | Split System: Air-Cooled Condensing Unit, Coil with Blower | 14ACX-042-230*10 |  | CH33-43* | 12.5 | 14.5 | Yes | Yes | 2011-01-21 |  | 0
FALSE | TSA042H4N4*Y | 2280 | 3232819 | LENNOX INDUSTRIES, INC. | 14ACX-042-230*10 | AC | Split System: Air-Cooled Condensing Unit, Coil with Blower | 14ACX-042-230*10 |  | CH33-48 | 12.5 | 14.5 | Yes | Yes | 2011-01-21 |  | 0
FALSE | TSA042H4N4*Y | 2280 | 3232822 | LENNOX INDUSTRIES, INC. | 14ACX-042-230*10 | AC | Split System: Air-Cooled Condensing Unit, Coil with Blower | 14ACX-042-230*10 |  | CH33-48 | 12.5 | 14.5 | Yes | Yes | 2011-01-21 |  | 0
FALSE | TSA042H4N4*Y | 2280 | 3232825 | LENNOX INDUSTRIES, INC. | 14ACX-042-230*10 | AC | Split System: Air-Cooled Condensing Unit, Coil with Blower | 14ACX-042-230*10 |  | CH33-49* | 12.5 | 15 | Yes | Yes | 2011-01-21 |  | 1
FALSE | TSA042H4N4*Y | 2280 | 3232826 | LENNOX INDUSTRIES, INC. | 14ACX-042-230*10 | AC | Split System: Air-Cooled Condensing Unit, Coil with Blower | 14ACX-042-230*10 |  | CH33-49* | 12.5 | 14.5 | Yes | Yes | 2011-01-21 |  | 0
FALSE | TSA042H4N4*Y | 2280 | 3232827 | LENNOX INDUSTRIES, INC. | 14ACX-042-230*10 | AC | Split System: Air-Cooled Condensing Unit, Coil with Blower | 14ACX-042-230*10 |  | CH33-49* | 12.5 | 14.5 | Yes | Yes | 2011-01-21 |  | 0
FALSE | TSA042H4N4*Y | 2280 | 3232828 | LENNOX INDUSTRIES, INC. | 14ACX-042-230*10 | AC | Split System: Air-Cooled Condensing Unit, Coil with Blower | 14ACX-042-230*10 |  | CH33-49* | 12.5 | 14.5 | Yes | Yes | 2011-01-21 |  | 0
FALSE | TSA042H4N4*Y | 2280 | 3232830 | LENNOX INDUSTRIES, INC. | 14ACX-042-230*10 | AC | Split System: Air-Cooled Condensing Unit, Coil with Blower | 14ACX-042-230*10 |  | CH33-49* | 12.5 | 14.5 | Yes | Yes | 2011-01-21 |  | 0
FALSE | TSA042H4N4*Y | 2280 | 3232831 | LENNOX INDUSTRIES, INC. | 14ACX-042-230*10 | AC | Split System: Air-Cooled Condensing Unit, Coil with Blower | 14ACX-042-230*10 |  | CH33-50/60C* | 12.5 | 15 | Yes | Yes | 2011-01-21 |  | 1
FALSE | TSA042H4N4*Y | 2280 | 3232832 | LENNOX INDUSTRIES, INC. | 14ACX-042-230*10 | AC | Split System: Air-Cooled Condensing Unit, Coil with Blower | 14ACX-042-230*10 |  | CH33-50/60C* | 12.5 | 14.5 | Yes | Yes | 2011-01-21 |  | 0
FALSE | TSA042H4N4*Y | 2280 | 3232833 | LENNOX INDUSTRIES, INC. | 14ACX-042-230*10 | AC | Split System: Air-Cooled Condensing Unit, Coil with Blower | 14ACX-042-230*10 |  | CH33-50/60C* | 12.5 | 14.5 | Yes | Yes | 2011-01-21 |  | 0
FALSE | TSA042H4N4*Y | 2280 | 3232834 | LENNOX INDUSTRIES, INC. | 14ACX-042-230*10 | AC | Split System: Air-Cooled Condensing Unit, Coil with Blower | 14ACX-042-230*10 |  | CH33-50/60C* | 12.5 | 14.5 | Yes | Yes | 2011-01-21 |  | 0
FALSE | XC14-048-230-08 | 2298 | 3232895 | LENNOX INDUSTRIES, INC. | 14ACX-048-230*10 | AC | Split System: Air-Cooled Condensing Unit, Coil with Blower | 14ACX-048-230*10 |  | C33-62C | 12 | 14.5 | Yes | Yes | 2011-01-21 |  | 0
FALSE | XC14-048-230-08 | 2298 | 3232896 | LENNOX INDUSTRIES, INC. | 14ACX-048-230*10 | AC | Split System: Air-Cooled Condensing Unit, Coil with Blower | 14ACX-048-230*10 |  | C33-62C | 12 | 14.5 | Yes | Yes | 2011-01-21 |  | 0
FALSE | XC14-048-230-08 | 2298 | 3232899 | LENNOX INDUSTRIES, INC. | 14ACX-048-230*10 | AC | Split System: Air-Cooled Condensing Unit, Coil with Blower | 14ACX-048-230*10 |  | C33-60D* | 12 | 14.5 | Yes | Yes | 2011-01-21 |  | 0
FALSE | XC14-048-230-08 | 2298 | 3232940 | LENNOX INDUSTRIES, INC. | 14ACX-048-230*10 | AC | Split System: Air-Cooled Condensing Unit, Coil with Blower | 14ACX-048-230*10 |  | CH33-62D-2F | 12 | 14.5 | Yes | Yes | 2011-01-21 |  | 0
FALSE | XC14-048-230-08 | 2298 | 3232948 | LENNOX INDUSTRIES, INC. | 14ACX-048-230*10 | AC | Split System: Air-Cooled Condensing Unit, Coil with Blower | 14ACX-048-230*10 |  | CH23-68* | 12.5 | 15 | Yes | Yes | 2011-01-21 |  | 1
FALSE | XC14-048-230-08 | 2298 | 3232949 | LENNOX INDUSTRIES, INC. | 14ACX-048-230*10 | AC | Split System: Air-Cooled Condensing Unit, Coil with Blower | 14ACX-048-230*10 |  | CH23-68* | 12.5 | 15 | Yes | Yes | 2011-01-21 |  | 1
FALSE | XC14-048-230-08 | 2298 | 3232956 | LENNOX INDUSTRIES, INC. | 14ACX-048-230*10 | AC | Split System: Air-Cooled Condensing Unit, Coil with Blower | 14ACX-048-230*10 |  | C33-62D | 12.5 | 15 | Yes | Yes | 2011-01-21 |  | 1
FALSE | XC14-048-230-08 | 2298 | 3232957 | LENNOX INDUSTRIES, INC. | 14ACX-048-230*10 | AC | Split System: Air-Cooled Condensing Unit, Coil with Blower | 14ACX-048-230*10 |  | C33-62D | 12 | 14.5 | Yes | Yes | 2011-01-21 |  | 0
FALSE | XC14-048-230-08 | 2298 | 3232961 | LENNOX INDUSTRIES, INC. | 14ACX-048-230*10 | AC | Split System: Air-Cooled Condensing Unit, Coil with Blower | 14ACX-048-230*10 |  | C33-62C | 12 | 14.5 | Yes | Yes | 2011-01-21 |  | 0
FALSE | XC14-048-230-08 | 2298 | 3232974 | LENNOX INDUSTRIES, INC. | 14ACX-048-230*10 | AC | Split System: Air-Cooled Condensing Unit, Coil with Blower | 14ACX-048-230*10 |  | CH23-68* | 12.5 | 15 | Yes | Yes | 2011-01-21 |  | 1
FALSE | XC14-048-230-08 | 2298 | 3232975 | LENNOX INDUSTRIES, INC. | 14ACX-048-230*10 | AC | Split System: Air-Cooled Condensing Unit, Coil with Blower | 14ACX-048-230*10 |  | C33-62D | 12 | 14.5 | Yes | Yes | 2011-01-21 |  | 0
FALSE | XC14-060-230-** | 2308 | 3232996 | LENNOX INDUSTRIES, INC. | 14ACX-060-230*10 | AC | Split System: Air-Cooled Condensing Unit, Coil with Blower | 14ACX-060-230*10 |  | C33-60D* | 12 | 14.5 | Yes | Yes | 2011-01-21 |  | 0
FALSE | XC14-060-230-** | 2308 | 3233002 | LENNOX INDUSTRIES, INC. | 14ACX-060-230*10 | AC | Split System: Air-Cooled Condensing Unit, Coil with Blower | 14ACX-060-230*10 |  | C33-62C | 12 | 14.5 | Yes | Yes | 2011-01-21 |  | 0
FALSE | XC14-060-230-** | 2308 | 3233003 | LENNOX INDUSTRIES, INC. | 14ACX-060-230*10 | AC | Split System: Air-Cooled Condensing Unit, Coil with Blower | 14ACX-060-230*10 |  | C33-62D | 12 | 14.5 | Yes | Yes | 2011-01-21 |  | 0
FALSE | XC14-060-230-** | 2308 | 3233019 | LENNOX INDUSTRIES, INC. | 14ACX-060-230*10 | AC | Split System: Air-Cooled Condensing Unit, Coil with Blower | 14ACX-060-230*10 |  | CH23-68* | 12 | 14.5 | Yes | Yes | 2011-01-21 |  | 0
FALSE | 4TTX6024H1 | 3520 | 3233136 | AMERICAN STANDARD, INC. | 4A7A5024A1 | AC | Split System: Air-Cooled Condensing Unit, Coil with Blower | 4TTX5024A1 |  | 4TXCB036BC3 | 13 | 15.5 | Yes | Yes | 2011-02-28 |  | 1
FALSE | S4BI-024K | 2602 | 3238134 | FRIGIDAIRE | FS4BI-024K | AC | Split System: Air-Cooled Condensing Unit, Coil with Blower | S4BI-024K |  | C6BH-E36C-B | 14.9 | 23 | Yes | Yes | 2011-02-08 |  | 3
FALSE | S4BI-024K | 2602 | 3238135 | FRIGIDAIRE | FS4BI-024K | AC | Split System: Air-Cooled Condensing Unit, Coil with Blower | S4BI-024K |  | C6BH-E36C-C | 14.4 | 22.5 | Yes | Yes | 2011-02-08 |  | 3
FALSE | S4BI-036K | 2600 | 3238136 | FRIGIDAIRE | FS4BI-036K | AC | Split System: Air-Cooled Condensing Unit, Coil with Blower | S4BI-036K |  | C6BH-E36C-B | 13 | 20 | Yes | Yes | 2011-02-08 |  | 3
FALSE | S4BI-036K | 2600 | 3238137 | FRIGIDAIRE | FS4BI-036K | AC | Split System: Air-Cooled Condensing Unit, Coil with Blower | S4BI-036K |  | C6BH-E36C-C | 13.1 | 20.5 | Yes | Yes | 2011-02-08 |  | 3
FALSE | S4BI-048K | 2601 | 3238138 | FRIGIDAIRE | FS4BI-048K | AC | Split System: Air-Cooled Condensing Unit, Coil with Blower | S4BI-048K |  | C6BH-E48C-C | 12.2 | 21 | Yes | Yes | 2011-02-08 |  | 0
FALSE | S4BI-048K | 2601 | 3238139 | FRIGIDAIRE | FS4BI-048K | AC | Split System: Air-Cooled Condensing Unit, Coil with Blower | S4BI-048K |  | C6BH-E48C-D | 12.3 | 21 | Yes | Yes | 2011-02-08 |  | 0
FALSE | S4BI-024K | 2602 | 3238298 | MAYTAG | PSA4BI024K | AC | Split System: Air-Cooled Condensing Unit, Coil with Blower | S4BI-024K |  | C6BH-E36C-B | 14.9 | 23 | Yes | Yes | 2011-02-08 |  | 3
FALSE | S4BI-024K | 2602 | 3238299 | MAYTAG | PSA4BI024K | AC | Split System: Air-Cooled Condensing Unit, Coil with Blower | S4BI-024K |  | C6BH-E36C-C | 14.4 | 22.5 | Yes | Yes | 2011-02-08 |  | 3
FALSE | S4BI-036K | 2600 | 3238300 | MAYTAG | PSA4BI036K | AC | Split System: Air-Cooled Condensing Unit, Coil with Blower | S4BI-036K |  | C6BH-E36C-B | 13 | 20 | Yes | Yes | 2011-02-08 |  | 3
FALSE | S4BI-036K | 2600 | 3238301 | MAYTAG | PSA4BI036K | AC | Split System: Air-Cooled Condensing Unit, Coil with Blower | S4BI-036K |  | C6BH-E36C-C | 13.1 | 20.5 | Yes | Yes | 2011-02-08 |  | 3
FALSE | S4BI-048K | 2601 | 3238302 | MAYTAG | PSA4BI048K | AC | Split System: Air-Cooled Condensing Unit, Coil with Blower | S4BI-048K |  | C6BH-E48C-C | 12.2 | 21 | Yes | Yes | 2011-02-08 |  | 0
FALSE | S4BI-048K | 2601 | 3238303 | MAYTAG | PSA4BI048K | AC | Split System: Air-Cooled Condensing Unit, Coil with Blower | S4BI-048K |  | C6BH-E48C-D | 12.3 | 21 | Yes | Yes | 2011-02-08 |  | 0
FALSE | XC17-024-230* | 2237 | 3291608 | LENNOX INDUSTRIES, INC. | XC15-024-230-05 | AC | Split System: Air-Cooled Condensing Unit, Coil with Blower | XC15-024-230-05 |  | CBX40UHV-024*+TDR | 12.7 | 15.2 | Yes | Yes | 2011-01-21 |  | 1
FALSE | XC17-024-230* | 2237 | 3291629 | LENNOX INDUSTRIES, INC. | XC15-024-230-05 | AC | Split System: Air-Cooled Condensing Unit, Coil with Blower | XC15-024-230-05 |  | CBX40UHV-030*+TDR | 13.5 | 16.2 | Yes | Yes | 2011-01-21 |  | 2
FALSE | 14ACX-036-230-15 | 2264 | 3291696 | LENNOX INDUSTRIES, INC. | 14ACX-036-230-10 | AC | Split System: Air-Cooled Condensing Unit, Coil with Blower | 14ACX-036-230-10 |  | CBX40UHV-042*+TDR | 12.5 | 15 | Yes | Yes | 2011-01-21 |  | 1
FALSE | TSA042H4N4*Y | 2280 | 3291698 | LENNOX INDUSTRIES, INC. | 14ACX-042-230-10 | AC | Split System: Air-Cooled Condensing Unit, Coil with Blower | 14ACX-042-230-10 |  | CBX40UHV-042*+TDR | 12.5 | 15 | Yes | Yes | 2011-01-21 |  | 1
FALSE | 14ACX-036-230-15 | 2264 | 3291699 | LENNOX INDUSTRIES, INC. | TSA036H4N42G | AC | Split System: Air-Cooled Condensing Unit, Coil with Blower | TSA036H4N42G |  | CBX40UHV-042*+TDR | 12.5 | 15 | Yes | Yes | 2011-01-21 |  | 1
FALSE | 14ACX-036-230-15 | 2264 | 3291700 | LENNOX INDUSTRIES, INC. | TSA036H4N42Y | AC | Split System: Air-Cooled Condensing Unit, Coil with Blower | TSA036H4N42Y |  | CBX40UHV-042*+TDR | 12.5 | 15 | Yes | Yes | 2011-01-21 |  | 1
FALSE | TSA042H4N4*Y | 2280 | 3291701 | LENNOX INDUSTRIES, INC. | TSA042H4N41G | AC | Split System: Air-Cooled Condensing Unit, Coil with Blower | TSA042H4N41G |  | CBX40UHV-042*+TDR | 12.5 | 15 | Yes | Yes | 2011-01-21 |  | 1
FALSE | TSA042H4N4*Y | 2280 | 3291702 | LENNOX INDUSTRIES, INC. | TSA042H4N41Y | AC | Split System: Air-Cooled Condensing Unit, Coil with Blower | TSA042H4N41Y |  | CBX40UHV-042*+TDR | 12.5 | 15 | Yes | Yes | 2011-01-21 |  | 1
FALSE | XC13N042-230-** | 2288 | 3291705 | LENNOX INDUSTRIES, INC. | XC13-042-230-03 | AC | Split System: Air-Cooled Condensing Unit, Coil with Blower | XC13-042-230-03 |  | CBX40UHV-042*+TDR | 12.5 | 15 | Yes | Yes | 2011-01-21 |  | 1
FALSE | TSA042H4N4*Y | 2280 | 3291706 | LENNOX INDUSTRIES, INC. | XC14-042-230* | AC | Split System: Air-Cooled Condensing Unit, Coil with Blower | XC14-042-230* |  | CBX40UHV-042*+TDR | 12.7 | 15.2 | Yes | Yes | 2011-01-21 |  | 1
FALSE | 14ACX-036-230-15 | 2264 | 3291734 | LENNOX INDUSTRIES, INC. | 14ACX-036-230-10 | AC | Split System: Air-Cooled Condensing Unit, Coil with Blower | 14ACX-036-230-10 |  | CBX40UHV-048*+TDR | 12.5 | 15 | Yes | Yes | 2011-01-21 |  | 1
FALSE | TSA042H4N4*Y | 2280 | 3291736 | LENNOX INDUSTRIES, INC. | 14ACX-042-230-10 | AC | Split System: Air-Cooled Condensing Unit, Coil with Blower | 14ACX-042-230-10 |  | CBX40UHV-048*+TDR | 12.5 | 14.5 | Yes | Yes | 2011-01-21 |  | 0
FALSE | XC14-048-230-08 | 2298 | 3291738 | LENNOX INDUSTRIES, INC. | 14ACX-048-230-10 | AC | Split System: Air-Cooled Condensing Unit, Coil with Blower | 14ACX-048-230-10 |  | CBX40UHV-048*+TDR | 12 | 14.5 | Yes | Yes | 2011-01-21 |  | 0
FALSE | XC17-048-230-** | 2300 | 3291795 | LENNOX INDUSTRIES, INC. | XC15-048-230* | AC | Split System: Air-Cooled Condensing Unit, Coil with Blower | XC15-048-230* |  | CBX40UHV-048*+TDR | 12.5 | 15.2 | Yes | Yes | 2011-01-21 |  | 1
FALSE | XC14-048-230-08 | 2298 | 3291812 | LENNOX INDUSTRIES, INC. | 14ACX-048-230-10 | AC | Split System: Air-Cooled Condensing Unit, Coil with Blower | 14ACX-048-230-10 |  | CBX40UHV-060*+TDR | 12 | 14.5 | Yes | Yes | 2011-01-21 |  | 0
FALSE | XC14-048-230-08 | 2298 | 3291823 | LENNOX INDUSTRIES, INC. | TSA048H4N41G | AC | Split System: Air-Cooled Condensing Unit, Coil with Blower | TSA048H4N41G |  | CBX40UHV-060*+TDR | 12 | 14.5 | Yes | Yes | 2011-01-21 |  | 0
FALSE | XC14-048-230-08 | 2298 | 3291824 | LENNOX INDUSTRIES, INC. | TSA048H4N41Y | AC | Split System: Air-Cooled Condensing Unit, Coil with Blower | TSA048H4N41Y |  | CBX40UHV-060*+TDR | 12 | 14.5 | Yes | Yes | 2011-01-21 |  | 0
FALSE | XC13N042-230-** | 2288 | 3291840 | LENNOX INDUSTRIES, INC. | XC13-042-230-03 | AC | Split System: Air-Cooled Condensing Unit, Coil with Blower | XC13-042-230-03 |  | CBX40UHV-060*+TDR | 12 | 14.5 | Yes | Yes | 2011-01-21 |  | 0
FALSE | YCJF30S41S1 | 3875 | 3293464 | YORK BY JOHNSON CONTROLS | YCJF30S41S1 | AC | Split System: Air-Cooled Condensing Unit, Coil with Blower | YCJF30S41S1 |  | AHX30+TXV | 13 | 15.25 | Yes | Yes | 2011-01-21 |  | 1
FALSE | YCJF30S41S1 | 3875 | 3293465 | YORK BY JOHNSON CONTROLS | YCJF30S41S1 | AC | Split System: Air-Cooled Condensing Unit, Coil with Blower | YCJF30S41S1 |  | AHX36+TXV | 13 | 16.25 | Yes | Yes | 2011-01-21 |  | 2
FALSE | YCJF30S41S1 | 3875 | 3293466 | YORK BY JOHNSON CONTROLS | YCJF30S41S1 | AC | Split System: Air-Cooled Condensing Unit, Coil with Blower | YCJF30S41S1 |  | AHX42+TXV | 13.25 | 16.5 | Yes | Yes | 2011-01-21 |  | 2
FALSE | YCJF30S41S1 | 3875 | 3293467 | YORK BY JOHNSON CONTROLS | YCJF30S41S1 | AC | Split System: Air-Cooled Condensing Unit, Coil with Blower | YCJF30S41S1 |  | AHX48+TXV | 13.25 | 16.5 | Yes | Yes | 2011-01-21 |  | 2
FALSE | YCJF30S41S1 | 3875 | 3293468 | YORK BY JOHNSON CONTROLS | YCJF30S41S1 | AC | Split System: Air-Cooled Condensing Unit, Coil with Blower | YCJF30S41S1 |  | F6FP030+TXV | 12.5 | 14.75 | Yes | Yes | 2011-01-21 |  | 0
FALSE | YCJF30S41S1 | 3875 | 3293469 | YORK BY JOHNSON CONTROLS | YCJF30S41S1 | AC | Split System: Air-Cooled Condensing Unit, Coil with Blower | YCJF30S41S1 |  | F6FP036+TXV | 13 | 15.25 | Yes | Yes | 2011-01-21 |  | 1
FALSE | YCJF30S41S1 | 3875 | 3293470 | YORK BY JOHNSON CONTROLS | YCJF30S41S1 | AC | Split System: Air-Cooled Condensing Unit, Coil with Blower | YCJF30S41S1 |  | F6FP042+TXV | 13.25 | 16.5 | Yes | Yes | 2011-01-21 |  | 2
FALSE | YCJF30S41S1 | 3875 | 3293471 | YORK BY JOHNSON CONTROLS | YCJF30S41S1 | AC | Split System: Air-Cooled Condensing Unit, Coil with Blower | YCJF30S41S1 |  | F6FP048+TXV | 12.5 | 14.75 | Yes | Yes | 2011-01-21 |  | 0
FALSE | YCJF42S41S1 | 3881 | 3293521 | YORK BY JOHNSON CONTROLS | YCJF42S41S1 | AC | Split System: Air-Cooled Condensing Unit, Coil with Blower | YCJF42S41S1 |  | AHX42+TXV | 13 | 16 | Yes | Yes | 2011-01-21 |  | 2
FALSE | YCJF42S41S1 | 3881 | 3293522 | YORK BY JOHNSON CONTROLS | YCJF42S41S1 | AC | Split System: Air-Cooled Condensing Unit, Coil with Blower | YCJF42S41S1 |  | AHX48+TXV | 13 | 16 | Yes | Yes | 2011-01-21 |  | 2
FALSE | YCJF42S41S1 | 3881 | 3293523 | YORK BY JOHNSON CONTROLS | YCJF42S41S1 | AC | Split System: Air-Cooled Condensing Unit, Coil with Blower | YCJF42S41S1 |  | AHX60+TXV | 13 | 15.75 | Yes | Yes | 2011-01-21 |  | 1
FALSE | YCJF42S41S1 | 3881 | 3293524 | YORK BY JOHNSON CONTROLS | YCJF42S41S1 | AC | Split System: Air-Cooled Condensing Unit, Coil with Blower | YCJF42S41S1 |  | F6FP042+TXV | 12.5 | 15 | Yes | Yes | 2011-01-21 |  | 1
FALSE | YCJF42S41S1 | 3881 | 3293525 | YORK BY JOHNSON CONTROLS | YCJF42S41S1 | AC | Split System: Air-Cooled Condensing Unit, Coil with Blower | YCJF42S41S1 |  | F6FP048+TXV | 12.75 | 15 | Yes | Yes | 2011-01-21 |  | 1
FALSE | YCJF42S41S1 | 3881 | 3293526 | YORK BY JOHNSON CONTROLS | YCJF42S41S1 | AC | Split System: Air-Cooled Condensing Unit, Coil with Blower | YCJF42S41S1 |  | F6FP060+TXV | 13 | 15.5 | Yes | Yes | 2011-01-21 |  | 1
FALSE | 4TTX6030H1 | 3530 | 3315359 | TRANE | 4TTX5030A1 | AC | Split System: Air-Cooled Condensing Unit, Coil with Blower | 4TTX5030A1 |  | 4TXCC060BC3 | 13 | 16 | Yes | Yes | 2011-01-21 |  | 2
FALSE | 4TTX6030H1 | 3530 | 3315467 | TRANE | 4TTX5030A1 | AC | Split System: Air-Cooled Condensing Unit, Coil with Blower | 4TTX5030A1 |  | 4TXCC044BC3 | 13 | 16 | Yes | Yes | 2011-01-21 |  | 2
FALSE | 4TTX6024H1 | 3520 | 3330151 | TRANE | 4TTX5024A1 | AC | Split System: Air-Cooled Condensing Unit, Coil with Blower | 4TTX5024A1 |  | 4TEE3F39A1 | 13 | 16 | Yes | Yes | 2011-01-21 |  | 2
FALSE | 4TTX6024H1 | 3520 | 3330179 | AMERICAN STANDARD, INC. | 4A7A5024A1 | AC | Split System: Air-Cooled Condensing Unit, Coil with Blower | 4TTX5024A1 |  | 4TEE3F39A1 | 13 | 16 | Yes | Yes | 2011-02-28 |  | 2
TRUE | 14AJM24 | 3029 | 3412285 | RHEEM MANUFACTURING COMPANY | 14AJM24 | AC | Split System: Air-Cooled Condensing Unit, Coil Alone | 14AJM24 |  | RCFL-H*2417+RXMD-C04 | 12 | 14.5 | Yes | Yes | 2011-01-21 |  | 0
FALSE | 14AJM30 | 4513 | 3412317 | RHEEM SALES COMPANY, INC. | 14AJM30 | AC | Split System: Air-Cooled Condensing Unit, Coil Alone | 14AJM30 |  | RCFL-A*3621+RXMD-C04 | 12.2 | 14.5 | Yes | Yes | 2011-01-21 |  | 0
TRUE | 14AJM30 | 4513 | 3412325 | RHEEM SALES COMPANY, INC. | 14AJM30 | AC | Split System: Air-Cooled Condensing Unit, Coil Alone | 14AJM30 |  | RCFL-H*3617+RXMD-C04 | 12.2 | 14.5 | Yes | Yes | 2011-01-21 |  | 0
FALSE | 14AJM30 | 4513 | 3412333 | RHEEM SALES COMPANY, INC. | 14AJM30 | AC | Split System: Air-Cooled Condensing Unit, Coil Alone | 14AJM30 |  | RCFL-H*3621+RXMD-C04 | 12.2 | 14.5 | Yes | Yes | 2011-01-21 |  | 0
FALSE | 14AJM30 | 4513 | 3412342 | RHEEM SALES COMPANY, INC. | 14AJM30 | AC | Split System: Air-Cooled Condensing Unit, Coil with Blower | 14AJM30 |  | RBHP-21+RCHL-36A1 | 13 | 16 | Yes | Yes | 2011-01-21 |  | 2
FALSE | 14AJM30 | 4513 | 3412354 | RHEEM SALES COMPANY, INC. | 14AJM30 | AC | Split System: Air-Cooled Condensing Unit, Coil with Blower | 14AJM30 |  | RHKL-HM3617+RCSL-H*3617 | 13 | 15.5 | Yes | Yes | 2011-01-21 |  | 1
FALSE | 14AJM30 | 4513 | 3412355 | RHEEM SALES COMPANY, INC. | 14AJM30 | AC | Split System: Air-Cooled Condensing Unit, Coil with Blower | 14AJM30 |  | RHLL-HM3617+RCSL-H*3617 | 13 | 16 | Yes | Yes | 2011-01-21 |  | 2
FALSE | 14AJM30 | 4513 | 3412356 | RHEEM SALES COMPANY, INC. | 14AJM30 | AC | Split System: Air-Cooled Condensing Unit, Coil with Blower | 14AJM30 |  | RHSL-HM3017+RCSL-H*3617 | 12.2 | 14.5 | Yes | Yes | 2011-01-21 |  | 0
FALSE | 14AJM36 | 38 | 3412357 | RHEEM SALES COMPANY, INC. | 14AJM36 | AC | Split System: Air-Cooled Condensing Unit, Coil Alone | 14AJM36 |  | RCFL-A*3617+RXMD-C04 | 12.2 | 14.5 | Yes | Yes | 2011-01-21 |  | 0
FALSE | 14AJM36 | 38 | 3412365 | RHEEM SALES COMPANY, INC. | 14AJM36 | AC | Split System: Air-Cooled Condensing Unit, Coil Alone | 14AJM36 |  | RCFL-A*3621+RXMD-C04 | 12.2 | 14.5 | Yes | Yes | 2011-01-21 |  | 0
TRUE | 14AJM36 | 38 | 3412372 | RHEEM SALES COMPANY, INC. | 14AJM36 | AC | Split System: Air-Cooled Condensing Unit, Coil Alone | 14AJM36 |  | RCFL-H*3617+RXMD-C04 | 12.2 | 14.5 | Yes | Yes | 2011-01-21 |  | 0
FALSE | 14AJM36 | 38 | 3412380 | RHEEM SALES COMPANY, INC. | 14AJM36 | AC | Split System: Air-Cooled Condensing Unit, Coil Alone | 14AJM36 |  | RCFL-H*3621+RXMD-C04 | 12.2 | 14.5 | Yes | Yes | 2011-01-21 |  | 0
FALSE | 14AJM36 | 38 | 3412388 | RHEEM SALES COMPANY, INC. | 14AJM36 | AC | Split System: Air-Cooled Condensing Unit, Coil with Blower | 14AJM36 |  | RBHP-21+RCHL-36A1 | 12.5 | 15 | Yes | Yes | 2011-01-21 |  | 1
FALSE | 14AJM36 | 38 | 3412408 | RHEEM SALES COMPANY, INC. | 14AJM36 | AC | Split System: Air-Cooled Condensing Unit, Coil with Blower | 14AJM36 |  | RHKL-HM3617+RCSL-H*3617 | 12.5 | 15 | Yes | Yes | 2011-01-21 |  | 1
FALSE | 14AJM36 | 38 | 3412409 | RHEEM SALES COMPANY, INC. | 14AJM36 | AC | Split System: Air-Cooled Condensing Unit, Coil with Blower | 14AJM36 |  | RHLL-HM3617+RCSL-H*3617 | 13 | 15.5 | Yes | Yes | 2011-01-21 |  | 1
FALSE | 14AJM36 | 38 | 3412410 | RHEEM SALES COMPANY, INC. | 14AJM36 | AC | Split System: Air-Cooled Condensing Unit, Coil with Blower | 14AJM36 |  | RHSL-HM3617+RCSL-H*3617 | 12 | 14.5 | Yes | Yes | 2011-01-21 |  | 0
FALSE | 14AJM42 | 4530 | 3412412 | RHEEM SALES COMPANY, INC. | 14AJM42 | AC | Split System: Air-Cooled Condensing Unit, Coil Alone | 14AJM42 |  | RCFL-A*4821+RXMD-C04 | 12 | 14.5 | Yes | Yes | 2011-01-21 |  | 0
FALSE | 14AJM42 | 4530 | 3412419 | RHEEM SALES COMPANY, INC. | 14AJM42 | AC | Split System: Air-Cooled Condensing Unit, Coil Alone | 14AJM42 |  | RCFL-A*4824+RXMD-C04 | 12 | 14.5 | Yes | Yes | 2011-01-21 |  | 0
TRUE | 14AJM42 | 4530 | 3412424 | RHEEM SALES COMPANY, INC. | 14AJM42 | AC | Split System: Air-Cooled Condensing Unit, Coil Alone | 14AJM42 |  | RCFL-H*4821+RXMD-C04 | 12 | 14.5 | Yes | Yes | 2011-01-21 |  | 0
FALSE | 14AJM42 | 4530 | 3412431 | RHEEM SALES COMPANY, INC. | 14AJM42 | AC | Split System: Air-Cooled Condensing Unit, Coil Alone | 14AJM42 |  | RCFL-H*4824+RXMD-C04 | 12 | 14.5 | Yes | Yes | 2011-01-21 |  | 0
FALSE | 14AJM42 | 4530 | 3412437 | RHEEM SALES COMPANY, INC. | 14AJM42 | AC | Split System: Air-Cooled Condensing Unit, Coil with Blower | 14AJM42 |  | RBHP-24+RCHL-48A1 | 13 | 15.5 | Yes | Yes | 2011-01-21 |  | 1
FALSE | 14AJM42 | 4530 | 3412453 | RHEEM SALES COMPANY, INC. | 14AJM42 | AC | Split System: Air-Cooled Condensing Unit, Coil with Blower | 14AJM42 |  | RHKL-HM4821+RCSL-H*4821 | 13 | 15.5 | Yes | Yes | 2011-01-21 |  | 1
FALSE | 14AJM42 | 4530 | 3412454 | RHEEM SALES COMPANY, INC. | 14AJM42 | AC | Split System: Air-Cooled Condensing Unit, Coil with Blower | 14AJM42 |  | RHLL-HM4821+RCSL-H*4821 | 13 | 15.5 | Yes | Yes | 2011-01-21 |  | 1
FALSE | 14AJM48 | 58 | 3412456 | RHEEM SALES COMPANY, INC. | 14AJM48 | AC | Split System: Air-Cooled Condensing Unit, Coil Alone | 14AJM48 |  | RCFL-A*4821+RXMD-C04 | 12 | 14.5 | Yes | Yes | 2011-01-21 |  | 0
FALSE | 14AJM48 | 58 | 3412457 | RHEEM SALES COMPANY, INC. | 14AJM48 | AC | Split System: Air-Cooled Condensing Unit, Coil Alone | 14AJM48 |  | RCFL-A*4824+RXMD-C04 | 12 | 14.5 | Yes | Yes | 2011-01-21 |  | 0
TRUE | 14AJM48 | 58 | 3412458 | RHEEM SALES COMPANY, INC. | 14AJM48 | AC | Split System: Air-Cooled Condensing Unit, Coil Alone | 14AJM48 |  | RCFL-H*4821+RXMD-C04 | 12 | 14.5 | Yes | Yes | 2011-01-21 |  | 0
FALSE | 14AJM48 | 58 | 3412459 | RHEEM SALES COMPANY, INC. | 14AJM48 | AC | Split System: Air-Cooled Condensing Unit, Coil Alone | 14AJM48 |  | RCFL-H*4824+RXMD-C04 | 12 | 14.5 | Yes | Yes | 2011-01-21 |  | 0
FALSE | 14AJM48 | 58 | 3412473 | RHEEM SALES COMPANY, INC. | 14AJM48 | AC | Split System: Air-Cooled Condensing Unit, Coil with Blower | 14AJM48 |  | RHKL-HM4821+RCSL-H*4821 | 12.5 | 15 | Yes | Yes | 2011-01-21 |  | 1
FALSE | 14AJM48 | 58 | 3412474 | RHEEM SALES COMPANY, INC. | 14AJM48 | AC | Split System: Air-Cooled Condensing Unit, Coil with Blower | 14AJM48 |  | RHLL-HM4821+RCSL-H*4821 | 12.5 | 15 | Yes | Yes | 2011-01-21 |  | 1
FALSE | 14AJM48 | 58 | 3412477 | RHEEM SALES COMPANY, INC. | 14AJM48 | AC | Split System: Air-Cooled Condensing Unit, Coil with Blower | 14AJM48 |  | RHLL-HM4824+RCSL-H*4824 | 13 | 15.5 | Yes | Yes | 2011-01-21 |  | 1
FALSE | 14AJM60 | 66 | 3412478 | RHEEM SALES COMPANY, INC. | 14AJM60 | AC | Split System: Air-Cooled Condensing Unit, Coil Alone | 14AJM60 |  | RCFL-A*6024+RXMD-C04 | 12 | 14.5 | Yes | Yes | 2011-01-21 |  | 0
TRUE | 14AJM60 | 66 | 3412479 | RHEEM SALES COMPANY, INC. | 14AJM60 | AC | Split System: Air-Cooled Condensing Unit, Coil Alone | 14AJM60 |  | RCFL-H*6024+RXMD-C04 | 12 | 14.5 | Yes | Yes | 2011-01-21 |  | 0
FALSE | 14AJM60 | 66 | 3412481 | RHEEM SALES COMPANY, INC. | 14AJM60 | AC | Split System: Air-Cooled Condensing Unit, Coil with Blower | 14AJM60 |  | RHKL-HM6024+RCSL-H*6024 | 12.5 | 15 | Yes | Yes | 2011-01-21 |  | 1
FALSE | 14AJM60 | 66 | 3412482 | RHEEM SALES COMPANY, INC. | 14AJM60 | AC | Split System: Air-Cooled Condensing Unit, Coil with Blower | 14AJM60 |  | RHLL-HM6024+RCSL-H*6024 | 12.5 | 15 | Yes | Yes | 2011-01-21 |  | 1
TRUE | 14AJM18 | 21 | 3412567 | CENTURY BY HEAT CONTROLLER | RSG1418-1B | AC | Split System: Air-Cooled Condensing Unit, Coil Alone | 14AJM18 |  | RCFL-H*2417 | 12 | 14.5 | Yes | Yes | 2011-03-08 |  | 0
TRUE | 14AJM18 | 21 | 3412568 | HEAT CONTROLLER, INC. | RSG1418-1B | AC | Split System: Air-Cooled Condensing Unit, Coil Alone | 14AJM18 |  | RCFL-H*2417 | 12 | 14.5 | Yes | Yes | 2011-03-08 |  | 0
TRUE | 14AJM18 | 21 | 3412569 | RUUD AIR CONDITIONING DIVISION | 14AJM18 | AC | Split System: Air-Cooled Condensing Unit, Coil Alone | 14AJM18 |  | RCFL-H*2417 | 12 | 14.5 | Yes | Yes | 2011-03-08 |  | 0
FALSE | 14AJM30 | 4513 | 3412782 | RUUD AIR CONDITIONING DIVISION | 14AJM30 | AC | Split System: Air-Cooled Condensing Unit, Coil Alone | 14AJM30 |  | RCFL-A*3621+RXMD-C04 | 12.2 | 14.5 | Yes | Yes | 2011-03-08 |  | 0
FALSE | 14AJM30 | 4513 | 3412785 | WEATHERKING AIR CONDITIONING DIVISION | 14AJM30 | AC | Split System: Air-Cooled Condensing Unit, Coil Alone | 14AJM30 |  | RCFL-A*3621+RXMD-C04 | 12.2 | 14.5 | Yes | Yes | 2011-03-08 |  | 0
TRUE | 14AJM30 | 4513 | 3412786 | CENTURY BY HEAT CONTROLLER | RSG1430-1B | AC | Split System: Air-Cooled Condensing Unit, Coil Alone | 14AJM30 |  | RCFL-H*3617+RXMD-C04 | 12.2 | 14.5 | Yes | Yes | 2011-03-08 |  | 0
TRUE | 14AJM30 | 4513 | 3412787 | HEAT CONTROLLER, INC. | RSG1430-1B | AC | Split System: Air-Cooled Condensing Unit, Coil Alone | 14AJM30 |  | RCFL-H*3617+RXMD-C04 | 12.2 | 14.5 | Yes | Yes | 2011-03-08 |  | 0
TRUE | 14AJM30 | 4513 | 3412788 | RUUD AIR CONDITIONING DIVISION | 14AJM30 | AC | Split System: Air-Cooled Condensing Unit, Coil Alone | 14AJM30 |  | RCFL-H*3617+RXMD-C04 | 12.2 | 14.5 | Yes | Yes | 2011-03-08 |  | 0
TRUE | 14AJM30 | 4513 | 3412789 | RHEEM SALES COMPANY, INC. | RCU14410A30J | AC | Split System: Air-Cooled Condensing Unit, Coil Alone | 14AJM30 |  | RCFL-H*3617+RXMD-C04 | 12.2 | 14.5 | Yes | Yes | 2011-03-08 |  | 0
TRUE | 14AJM30 | 4513 | 3412791 | WEATHERKING AIR CONDITIONING DIVISION | 14AJM30 | AC | Split System: Air-Cooled Condensing Unit, Coil Alone | 14AJM30 |  | RCFL-H*3617+RXMD-C04 | 12.2 | 14.5 | Yes | Yes | 2011-03-08 |  | 0
FALSE | 14AJM30 | 4513 | 3412792 | CENTURY BY HEAT CONTROLLER | RSG1430-1B | AC | Split System: Air-Cooled Condensing Unit, Coil Alone | 14AJM30 |  | RCFL-H*3621+RXMD-C04 | 12.2 | 14.5 | Yes | Yes | 2011-03-08 |  | 0
FALSE | 14AJM30 | 4513 | 3412793 | HEAT CONTROLLER, INC. | RSG1430-1B | AC | Split System: Air-Cooled Condensing Unit, Coil Alone | 14AJM30 |  | RCFL-H*3621+RXMD-C04 | 12.2 | 14.5 | Yes | Yes | 2011-03-08 |  | 0
FALSE | 14AJM30 | 4513 | 3412794 | RUUD AIR CONDITIONING DIVISION | 14AJM30 | AC | Split System: Air-Cooled Condensing Unit, Coil Alone | 14AJM30 |  | RCFL-H*3621+RXMD-C04 | 12.2 | 14.5 | Yes | Yes | 2011-03-08 |  | 0
FALSE | 14AJM30 | 4513 | 3412795 | RHEEM SALES COMPANY, INC. | RCU14410A30J | AC | Split System: Air-Cooled Condensing Unit, Coil Alone | 14AJM30 |  | RCFL-H*3621+RXMD-C04 | 12.2 | 14.5 | Yes | Yes | 2011-03-08 |  | 0
FALSE | 14AJM30 | 4513 | 3412797 | WEATHERKING AIR CONDITIONING DIVISION | 14AJM30 | AC | Split System: Air-Cooled Condensing Unit, Coil Alone | 14AJM30 |  | RCFL-H*3621+RXMD-C04 | 12.2 | 14.5 | Yes | Yes | 2011-03-08 |  | 0
FALSE | 14AJM30 | 4513 | 3412804 | RUUD AIR CONDITIONING DIVISION | 14AJM30 | AC | Split System: Air-Cooled Condensing Unit, Coil with Blower | 14AJM30 |  | RBHP-21+RCHL-36A1 | 13 | 16 | Yes | Yes | 2011-03-08 |  | 2
FALSE | 14AJM30 | 4513 | 3412805 | WEATHERKING AIR CONDITIONING DIVISION | 14AJM30 | AC | Split System: Air-Cooled Condensing Unit, Coil with Blower | 14AJM30 |  | RBHP-21+RCHL-36A1 | 13 | 16 | Yes | Yes | 2011-03-08 |  | 2
FALSE | 14AJM36 | 38 | 3412946 | HEAT CONTROLLER, INC. | RSG1436-1B | AC | Split System: Air-Cooled Condensing Unit, Coil Alone | 14AJM36 |  | RCFL-A*3621+RXMD-C04 | 12.2 | 14.5 | Yes | Yes | 2011-03-08 |  | 0
FALSE | 14AJM36 | 38 | 3412947 | RUUD AIR CONDITIONING DIVISION | 14AJM36 | AC | Split System: Air-Cooled Condensing Unit, Coil Alone | 14AJM36 |  | RCFL-A*3621+RXMD-C04 | 12.2 | 14.5 | Yes | Yes | 2011-03-08 |  | 0
FALSE | 14AJM36 | 38 | 3412950 | WEATHERKING AIR CONDITIONING DIVISION | 14AJM36 | AC | Split System: Air-Cooled Condensing Unit, Coil Alone | 14AJM36 |  | RCFL-A*3621+RXMD-C04 | 12.2 | 14.5 | Yes | Yes | 2011-03-08 |  | 0
TRUE | 14AJM36 | 38 | 3412951 | CENTURY BY HEAT CONTROLLER | RSG1436-1B | AC | Split System: Air-Cooled Condensing Unit, Coil Alone | 14AJM36 |  | RCFL-H*3617+RXMD-C04 | 12.2 | 14.5 | Yes | Yes | 2011-03-08 |  | 0
TRUE | 14AJM36 | 38 | 3412952 | HEAT CONTROLLER, INC. | RSG1436-1B | AC | Split System: Air-Cooled Condensing Unit, Coil Alone | 14AJM36 |  | RCFL-H*3617+RXMD-C04 | 12.2 | 14.5 | Yes | Yes | 2011-03-08 |  | 0
TRUE | 14AJM36 | 38 | 3412953 | RUUD AIR CONDITIONING DIVISION | 14AJM36 | AC | Split System: Air-Cooled Condensing Unit, Coil Alone | 14AJM36 |  | RCFL-H*3617+RXMD-C04 | 12.2 | 14.5 | Yes | Yes | 2011-03-08 |  | 0
TRUE | 14AJM36 | 38 | 3412954 | RHEEM SALES COMPANY, INC. | RCU14410A36J | AC | Split System: Air-Cooled Condensing Unit, Coil Alone | 14AJM36 |  | RCFL-H*3617+RXMD-C04 | 12.2 | 14.5 | Yes | Yes | 2011-03-08 |  | 0
TRUE | 14AJM36 | 38 | 3412956 | WEATHERKING AIR CONDITIONING DIVISION | 14AJM36 | AC | Split System: Air-Cooled Condensing Unit, Coil Alone | 14AJM36 |  | RCFL-H*3617+RXMD-C04 | 12.2 | 14.5 | Yes | Yes | 2011-03-08 |  | 0
FALSE | 14AJM36 | 38 | 3412957 | CENTURY BY HEAT CONTROLLER | RSG1436-1B | AC | Split System: Air-Cooled Condensing Unit, Coil Alone | 14AJM36 |  | RCFL-H*3621+RXMD-C04 | 12.2 | 14.5 | Yes | Yes | 2011-03-08 |  | 0
FALSE | 14AJM36 | 38 | 3412958 | HEAT CONTROLLER, INC. | RSG1436-1B | AC | Split System: Air-Cooled Condensing Unit, Coil Alone | 14AJM36 |  | RCFL-H*3621+RXMD-C04 | 12.2 | 14.5 | Yes | Yes | 2011-03-08 |  | 0
FALSE | 14AJM36 | 38 | 3412959 | RUUD AIR CONDITIONING DIVISION | 14AJM36 | AC | Split System: Air-Cooled Condensing Unit, Coil Alone | 14AJM36 |  | RCFL-H*3621+RXMD-C04 | 12.2 | 14.5 | Yes | Yes | 2011-03-08 |  | 0
FALSE | 14AJM36 | 38 | 3412960 | RHEEM SALES COMPANY, INC. | RCU14410A36J | AC | Split System: Air-Cooled Condensing Unit, Coil Alone | 14AJM36 |  | RCFL-H*3621+RXMD-C04 | 12.2 | 14.5 | Yes | Yes | 2011-03-08 |  | 0
FALSE | 14AJM36 | 38 | 3412962 | WEATHERKING AIR CONDITIONING DIVISION | 14AJM36 | AC | Split System: Air-Cooled Condensing Unit, Coil Alone | 14AJM36 |  | RCFL-H*3621+RXMD-C04 | 12.2 | 14.5 | Yes | Yes | 2011-03-08 |  | 0
FALSE | 14AJM36 | 38 | 3412969 | RUUD AIR CONDITIONING DIVISION | 14AJM36 | AC | Split System: Air-Cooled Condensing Unit, Coil with Blower | 14AJM36 |  | RBHP-21+RCHL-36A1 | 12.5 | 15 | Yes | Yes | 2011-03-08 |  | 1
FALSE | 14AJM36 | 38 | 3412970 | WEATHERKING AIR CONDITIONING DIVISION | 14AJM36 | AC | Split System: Air-Cooled Condensing Unit, Coil with Blower | 14AJM36 |  | RBHP-21+RCHL-36A1 | 12.5 | 15 | Yes | Yes | 2011-03-08 |  | 1
FALSE | 14AJM42 | 4530 | 3413131 | CENTURY BY HEAT CONTROLLER | RSG1442-1B | AC | Split System: Air-Cooled Condensing Unit, Coil Alone | 14AJM42 |  | RCFL-A*4824+RXMD-C04 | 12 | 14.5 | Yes | Yes | 2011-03-08 |  | 0
FALSE | 14AJM42 | 4530 | 3413132 | HEAT CONTROLLER, INC. | RSG1442-1B | AC | Split System: Air-Cooled Condensing Unit, Coil Alone | 14AJM42 |  | RCFL-A*4824+RXMD-C04 | 12 | 14.5 | Yes | Yes | 2011-03-08 |  | 0
FALSE | 14AJM42 | 4530 | 3413133 | RUUD AIR CONDITIONING DIVISION | 14AJM42 | AC | Split System: Air-Cooled Condensing Unit, Coil Alone | 14AJM42 |  | RCFL-A*4824+RXMD-C04 | 12 | 14.5 | Yes | Yes | 2011-03-08 |  | 0
FALSE | 14AJM42 | 4530 | 3413136 | WEATHERKING AIR CONDITIONING DIVISION | 14AJM42 | AC | Split System: Air-Cooled Condensing Unit, Coil Alone | 14AJM42 |  | RCFL-A*4824+RXMD-C04 | 12 | 14.5 | Yes | Yes | 2011-03-08 |  | 0
TRUE | 14AJM42 | 4530 | 3413137 | CENTURY BY HEAT CONTROLLER | RSG1442-1B | AC | Split System: Air-Cooled Condensing Unit, Coil Alone | 14AJM42 |  | RCFL-H*4821+RXMD-C04 | 12 | 14.5 | Yes | Yes | 2011-03-08 |  | 0
TRUE | 14AJM42 | 4530 | 3413138 | HEAT CONTROLLER, INC. | RSG1442-1B | AC | Split System: Air-Cooled Condensing Unit, Coil Alone | 14AJM42 |  | RCFL-H*4821+RXMD-C04 | 12 | 14.5 | Yes | Yes | 2011-03-08 |  | 0
TRUE | 14AJM42 | 4530 | 3413139 | RUUD AIR CONDITIONING DIVISION | 14AJM42 | AC | Split System: Air-Cooled Condensing Unit, Coil Alone | 14AJM42 |  | RCFL-H*4821+RXMD-C04 | 12 | 14.5 | Yes | Yes | 2011-03-08 |  | 0
TRUE | 14AJM42 | 4530 | 3413140 | RHEEM SALES COMPANY, INC. | RCU14410A42J | AC | Split System: Air-Cooled Condensing Unit, Coil Alone | 14AJM42 |  | RCFL-H*4821+RXMD-C04 | 12 | 14.5 | Yes | Yes | 2011-03-08 |  | 0
TRUE | 14AJM42 | 4530 | 3413142 | WEATHERKING AIR CONDITIONING DIVISION | 14AJM42 | AC | Split System: Air-Cooled Condensing Unit, Coil Alone | 14AJM42 |  | RCFL-H*4821+RXMD-C04 | 12 | 14.5 | Yes | Yes | 2011-03-08 |  | 0
FALSE | 14AJM42 | 4530 | 3413143 | CENTURY BY HEAT CONTROLLER | RSG1442-1B | AC | Split System: Air-Cooled Condensing Unit, Coil Alone | 14AJM42 |  | RCFL-H*4824+RXMD-C04 | 12 | 14.5 | Yes | Yes | 2011-03-08 |  | 0
FALSE | 14AJM42 | 4530 | 3413144 | HEAT CONTROLLER, INC. | RSG1442-1B | AC | Split System: Air-Cooled Condensing Unit, Coil Alone | 14AJM42 |  | RCFL-H*4824+RXMD-C04 | 12 | 14.5 | Yes | Yes | 2011-03-08 |  | 0
FALSE | 14AJM42 | 4530 | 3413145 | RUUD AIR CONDITIONING DIVISION | 14AJM42 | AC | Split System: Air-Cooled Condensing Unit, Coil Alone | 14AJM42 |  | RCFL-H*4824+RXMD-C04 | 12 | 14.5 | Yes | Yes | 2011-03-08 |  | 0
FALSE | 14AJM42 | 4530 | 3413146 | RHEEM SALES COMPANY, INC. | RCU14410A42J | AC | Split System: Air-Cooled Condensing Unit, Coil Alone | 14AJM42 |  | RCFL-H*4824+RXMD-C04 | 12 | 14.5 | Yes | Yes | 2011-03-08 |  | 0
FALSE | 14AJM42 | 4530 | 3413148 | WEATHERKING AIR CONDITIONING DIVISION | 14AJM42 | AC | Split System: Air-Cooled Condensing Unit, Coil Alone | 14AJM42 |  | RCFL-H*4824+RXMD-C04 | 12 | 14.5 | Yes | Yes | 2011-03-08 |  | 0
FALSE | 14AJM42 | 4530 | 3413155 | RUUD AIR CONDITIONING DIVISION | 14AJM42 | AC | Split System: Air-Cooled Condensing Unit, Coil with Blower | 14AJM42 |  | RBHP-24+RCHL-48A1 | 13 | 15.5 | Yes | Yes | 2011-03-08 |  | 1
FALSE | 14AJM42 | 4530 | 3413156 | WEATHERKING AIR CONDITIONING DIVISION | 14AJM42 | AC | Split System: Air-Cooled Condensing Unit, Coil with Blower | 14AJM42 |  | RBHP-24+RCHL-48A1 | 13 | 15.5 | Yes | Yes | 2011-03-08 |  | 1
TRUE | 14AJM48 | 58 | 3413291 | HEAT CONTROLLER, INC. | RSG1448-1B | AC | Split System: Air-Cooled Condensing Unit, Coil Alone | 14AJM48 |  | RCFL-H*4821+RXMD-C04 | 12 | 14.5 | Yes | Yes | 2011-03-08 |  | 0
TRUE | 14AJM48 | 58 | 3413292 | RUUD AIR CONDITIONING DIVISION | 14AJM48 | AC | Split System: Air-Cooled Condensing Unit, Coil Alone | 14AJM48 |  | RCFL-H*4821+RXMD-C04 | 12 | 14.5 | Yes | Yes | 2011-03-08 |  | 0
TRUE | 14AJM48 | 58 | 3413293 | RHEEM SALES COMPANY, INC. | RCU14410A48J | AC | Split System: Air-Cooled Condensing Unit, Coil Alone | 14AJM48 |  | RCFL-H*4821+RXMD-C04 | 12 | 14.5 | Yes | Yes | 2011-03-08 |  | 0
TRUE | 14AJM48 | 58 | 3413295 | WEATHERKING AIR CONDITIONING DIVISION | 14AJM48 | AC | Split System: Air-Cooled Condensing Unit, Coil Alone | 14AJM48 |  | RCFL-H*4821+RXMD-C04 | 12 | 14.5 | Yes | Yes | 2011-03-08 |  | 0
FALSE | 14AJM48 | 58 | 3413296 | CENTURY BY HEAT CONTROLLER | RSG1448-1B | AC | Split System: Air-Cooled Condensing Unit, Coil Alone | 14AJM48 |  | RCFL-H*4824+RXMD-C04 | 12 | 14.5 | Yes | Yes | 2011-03-08 |  | 0
FALSE | 14AJM48 | 58 | 3413297 | HEAT CONTROLLER, INC. | RSG1448-1B | AC | Split System: Air-Cooled Condensing Unit, Coil Alone | 14AJM48 |  | RCFL-H*4824+RXMD-C04 | 12 | 14.5 | Yes | Yes | 2011-03-08 |  | 0
FALSE | 14AJM48 | 58 | 3413298 | RUUD AIR CONDITIONING DIVISION | 14AJM48 | AC | Split System: Air-Cooled Condensing Unit, Coil Alone | 14AJM48 |  | RCFL-H*4824+RXMD-C04 | 12 | 14.5 | Yes | Yes | 2011-03-08 |  | 0
FALSE | 14AJM48 | 58 | 3413299 | RHEEM SALES COMPANY, INC. | RCU14410A48J | AC | Split System: Air-Cooled Condensing Unit, Coil Alone | 14AJM48 |  | RCFL-H*4824+RXMD-C04 | 12 | 14.5 | Yes | Yes | 2011-03-08 |  | 0
FALSE | 14AJM48 | 58 | 3413301 | WEATHERKING AIR CONDITIONING DIVISION | 14AJM48 | AC | Split System: Air-Cooled Condensing Unit, Coil Alone | 14AJM48 |  | RCFL-H*4824+RXMD-C04 | 12 | 14.5 | Yes | Yes | 2011-03-08 |  | 0
FALSE | 14AJM48 | 58 | 3413346 | CENTURY BY HEAT CONTROLLER | RSG1448-1B | AC | Split System: Air-Cooled Condensing Unit, Coil with Blower | 14AJM48 |  | RHKL-HM4821+RCSL-H*4821 | 12.5 | 15 | Yes | Yes | 2011-03-08 |  | 1
FALSE | 14AJM48 | 58 | 3413347 | HEAT CONTROLLER, INC. | RSG1448-1B | AC | Split System: Air-Cooled Condensing Unit, Coil with Blower | 14AJM48 |  | RHKL-HM4821+RCSL-H*4821 | 12.5 | 15 | Yes | Yes | 2011-03-08 |  | 1
FALSE | 14AJM48 | 58 | 3413348 | RUUD AIR CONDITIONING DIVISION | 14AJM48 | AC | Split System: Air-Cooled Condensing Unit, Coil with Blower | 14AJM48 |  | RHKL-HM4821+RCSL-H*4821 | 12.5 | 15 | Yes | Yes | 2011-03-08 |  | 1
FALSE | 14AJM48 | 58 | 3413350 | CENTURY BY HEAT CONTROLLER | RSG1448-1B | AC | Split System: Air-Cooled Condensing Unit, Coil with Blower | 14AJM48 |  | RHLL-HM4821+RCSL-H*4821 | 12.5 | 15 | Yes | Yes | 2011-03-08 |  | 1
FALSE | 14AJM48 | 58 | 3413351 | HEAT CONTROLLER, INC. | RSG1448-1B | AC | Split System: Air-Cooled Condensing Unit, Coil with Blower | 14AJM48 |  | RHLL-HM4821+RCSL-H*4821 | 12.5 | 15 | Yes | Yes | 2011-03-08 |  | 1
FALSE | 14AJM48 | 58 | 3413352 | RUUD AIR CONDITIONING DIVISION | 14AJM48 | AC | Split System: Air-Cooled Condensing Unit, Coil with Blower | 14AJM48 |  | RHLL-HM4821+RCSL-H*4821 | 12.5 | 15 | Yes | Yes | 2011-03-08 |  | 1
FALSE | 14AJM48 | 58 | 3413353 | RHEEM SALES COMPANY, INC. | RCU14410A48J | AC | Split System: Air-Cooled Condensing Unit, Coil with Blower | 14AJM48 |  | RHLL-HM4821+RCSL-H*4821 | 12.5 | 15 | Yes | Yes | 2011-03-08 |  | 1
FALSE | 14AJM48 | 58 | 3413355 | WEATHERKING AIR CONDITIONING DIVISION | 14AJM48 | AC | Split System: Air-Cooled Condensing Unit, Coil with Blower | 14AJM48 |  | RHLL-HM4821+RCSL-H*4821 | 12.5 | 15 | Yes | Yes | 2011-03-08 |  | 1
FALSE | 14AJM48 | 58 | 3413356 | CENTURY BY HEAT CONTROLLER | RSG1448-1B | AC | Split System: Air-Cooled Condensing Unit, Coil with Blower | 14AJM48 |  | RHLL-HM4824+RCSL-H*4824 | 13 | 15.5 | Yes | Yes | 2011-03-08 |  | 1
FALSE | 14AJM48 | 58 | 3413357 | HEAT CONTROLLER, INC. | RSG1448-1B | AC | Split System: Air-Cooled Condensing Unit, Coil with Blower | 14AJM48 |  | RHLL-HM4824+RCSL-H*4824 | 13 | 15.5 | Yes | Yes | 2011-03-08 |  | 1
FALSE | 14AJM48 | 58 | 3413358 | RUUD AIR CONDITIONING DIVISION | 14AJM48 | AC | Split System: Air-Cooled Condensing Unit, Coil with Blower | 14AJM48 |  | RHLL-HM4824+RCSL-H*4824 | 13 | 15.5 | Yes | Yes | 2011-03-08 |  | 1
FALSE | 14AJM48 | 58 | 3413359 | RHEEM SALES COMPANY, INC. | RCU14410A48J | AC | Split System: Air-Cooled Condensing Unit, Coil with Blower | 14AJM48 |  | RHLL-HM4824+RCSL-H*4824 | 13 | 15.5 | Yes | Yes | 2011-03-08 |  | 1
FALSE | 14AJM48 | 58 | 3413361 | WEATHERKING AIR CONDITIONING DIVISION | 14AJM48 | AC | Split System: Air-Cooled Condensing Unit, Coil with Blower | 14AJM48 |  | RHLL-HM4824+RCSL-H*4824 | 13 | 15.5 | Yes | Yes | 2011-03-08 |  | 1
FALSE | S4BI-024K | 2602 | 3421204 | FRIGIDAIRE | FS4BI-024K | AC | Split System: Air-Cooled Condensing Unit, Coil with Blower | S4BI-024K |  | B4VM-E24K-B | 15 | 24.5 | Yes | Yes | 2011-02-08 |  | 3
FALSE | S4BI-036K | 2600 | 3421205 | FRIGIDAIRE | FS4BI-036K | AC | Split System: Air-Cooled Condensing Unit, Coil with Blower | S4BI-036K |  | B4VM-E36K-B | 14 | 22 | Yes | Yes | 2011-02-08 |  | 3
FALSE | S4BI-048K | 2601 | 3421206 | FRIGIDAIRE | FS4BI-048K | AC | Split System: Air-Cooled Condensing Unit, Coil with Blower | S4BI-048K |  | B4VM-E48K-C | 13 | 22 | Yes | Yes | 2011-02-08 |  | 3
FALSE | S4BI-024K | 2602 | 3421207 | TAPPAN | FS4BI-024K | AC | Split System: Air-Cooled Condensing Unit, Coil with Blower | S4BI-024K |  | B4VM-E24K-B | 15 | 24.5 | Yes | Yes | 2011-02-08 |  | 3
FALSE | S4BI-036K | 2600 | 3421208 | TAPPAN | FS4BI-036K | AC | Split System: Air-Cooled Condensing Unit, Coil with Blower | S4BI-036K |  | B4VM-E36K-B | 14 | 22 | Yes | Yes | 2011-02-08 |  | 3
FALSE | S4BI-048K | 2601 | 3421209 | TAPPAN | FS4BI-048K | AC | Split System: Air-Cooled Condensing Unit, Coil with Blower | S4BI-048K |  | B4VM-E48K-C | 13 | 22 | Yes | Yes | 2011-02-08 |  | 3
FALSE | S4BI-024K | 2602 | 3421210 | WESTINGHOUSE | FS4BI-024K | AC | Split System: Air-Cooled Condensing Unit, Coil with Blower | S4BI-024K |  | B4VM-E24K-B | 15 | 24.5 | Yes | Yes | 2011-02-08 |  | 3
FALSE | S4BI-036K | 2600 | 3421211 | WESTINGHOUSE | FS4BI-036K | AC | Split System: Air-Cooled Condensing Unit, Coil with Blower | S4BI-036K |  | B4VM-E36K-B | 14 | 22 | Yes | Yes | 2011-02-08 |  | 3
FALSE | S4BI-048K | 2601 | 3421212 | WESTINGHOUSE | FS4BI-048K | AC | Split System: Air-Cooled Condensing Unit, Coil with Blower | S4BI-048K |  | B4VM-E48K-C | 13 | 22 | Yes | Yes | 2011-02-08 |  | 3
FALSE | S4BI-024K | 2602 | 3421213 | NUTONE | FS4BI-024K | AC | Split System: Air-Cooled Condensing Unit, Coil with Blower | S4BI-024K |  | B4VM-E24K-B | 15 | 24.5 | Yes | Yes | 2011-02-08 |  | 3
FALSE | S4BI-036K | 2600 | 3421214 | NUTONE | FS4BI-036K | AC | Split System: Air-Cooled Condensing Unit, Coil with Blower | S4BI-036K |  | B4VM-E36K-B | 14 | 22 | Yes | Yes | 2011-02-08 |  | 3
FALSE | S4BI-048K | 2601 | 3421215 | NUTONE | FS4BI-048K | AC | Split System: Air-Cooled Condensing Unit, Coil with Blower | S4BI-048K |  | B4VM-E48K-C | 13 | 22 | Yes | Yes | 2011-02-08 |  | 3
FALSE | S4BI-024K | 2602 | 3421216 | BROAN | FS4BI-024K | AC | Split System: Air-Cooled Condensing Unit, Coil with Blower | S4BI-024K |  | B4VM-E24K-B | 15 | 24.5 | Yes | Yes | 2011-02-08 |  | 3
FALSE | S4BI-036K | 2600 | 3421217 | BROAN | FS4BI-036K | AC | Split System: Air-Cooled Condensing Unit, Coil with Blower | S4BI-036K |  | B4VM-E36K-B | 14 | 22 | Yes | Yes | 2011-02-08 |  | 3
FALSE | S4BI-048K | 2601 | 3421218 | BROAN | FS4BI-048K | AC | Split System: Air-Cooled Condensing Unit, Coil with Blower | S4BI-048K |  | B4VM-E48K-C | 13 | 22 | Yes | Yes | 2011-02-08 |  | 3
FALSE | S4BI-024K | 2602 | 3421219 | MAYTAG | PSA4BI024K | AC | Split System: Air-Cooled Condensing Unit, Coil with Blower | S4BI-024K |  | B4VM-E24K-B | 15 | 24.5 | Yes | Yes | 2011-02-08 |  | 3
FALSE | S4BI-036K | 2600 | 3421220 | MAYTAG | PSA4BI036K | AC | Split System: Air-Cooled Condensing Unit, Coil with Blower | S4BI-036K |  | B4VM-E36K-B | 14 | 22 | Yes | Yes | 2011-02-08 |  | 3
FALSE | S4BI-048K | 2601 | 3421221 | MAYTAG | PSA4BI048K | AC | Split System: Air-Cooled Condensing Unit, Coil with Blower | S4BI-048K |  | B4VM-E48K-C | 13 | 22 | Yes | Yes | 2011-02-08 |  | 3
FALSE | 4TTR6048B1 | 3695 | 3425091 | TRANE | 4TTR5048E1 | AC | Split System: Air-Cooled Condensing Unit, Coil Alone | 4TTR5048E1 |  | 4TXCD009CC3 | 12 | 14.5 | Yes | Yes | 2011-01-21 |  | 0
FALSE | 4TTR6018B1 | 3489 | 3425093 | AMERICAN STANDARD, INC. | 4A7A5018E1 | AC | Split System: Air-Cooled Condensing Unit, Coil Alone | 4TTR5018E1 |  | 4TXCC006CC3 | 12.5 | 14.75 | Yes | Yes | 2011-02-28 |  | 0
FALSE | 4TTR6024B1 | 3503 | 3425094 | AMERICAN STANDARD, INC. | 4A7A5024E1 | AC | Split System: Air-Cooled Condensing Unit, Coil Alone | 4TTR5024E1 |  | 4TXCC006CC3 | 12 | 14.5 | Yes | Yes | 2011-02-28 |  | 0
FALSE | 4TTR6030B1 | 3522 | 3425095 | AMERICAN STANDARD, INC. | 4A7A5030E1 | AC | Split System: Air-Cooled Condensing Unit, Coil Alone | 4TTR5030E1 |  | 4TXCC005CC3 | 12.5 | 14.5 | Yes | Yes | 2011-02-28 |  | 0
FALSE | 4TTR6036B1 | 3674 | 3425096 | AMERICAN STANDARD, INC. | 4A7A5036E1 | AC | Split System: Air-Cooled Condensing Unit, Coil Alone | 4TTR5036E1 |  | 4TXCC005CC3 | 12 | 15 | Yes | Yes | 2011-02-28 |  | 0
FALSE | 4TTR6042B1 | 3680 | 3425097 | AMERICAN STANDARD, INC. | 4A7A5042E1 | AC | Split System: Air-Cooled Condensing Unit, Coil Alone | 4TTR5042E1 |  | 4TXCD009CC3 | 12 | 14.75 | Yes | Yes | 2011-02-28 |  | 0
FALSE | 4TTR6048B1 | 3695 | 3425098 | AMERICAN STANDARD, INC. | 4A7A5048E1 | AC | Split System: Air-Cooled Condensing Unit, Coil Alone | 4TTR5048E1 |  | 4TXCD009CC3 | 12 | 14.5 | Yes | Yes | 2011-02-28 |  | 0
FALSE | 4TTR6018B1 | 3489 | 3425123 | TRANE | 4TTR5018E1 | AC | Split System: Air-Cooled Condensing Unit, Coil with Blower | 4TTR5018E1 |  | 4CXCA024CC3 | 13 | 15.5 | Yes | Yes | 2011-01-21 |  | 1
FALSE | 4TTR6018B1 | 3489 | 3425131 | TRANE | 4TTR5018E1 | AC | Split System: Air-Cooled Condensing Unit, Coil with Blower | 4TTR5018E1 |  | 4CXCA024CC3 | 13 | 15 | Yes | Yes | 2011-01-21 |  | 1
FALSE | 4TTR6018B1 | 3489 | 3425135 | TRANE | 4TTR5018E1 | AC | Split System: Air-Cooled Condensing Unit, Coil with Blower | 4TTR5018E1 |  | 4CXCA024CC3 | 13 | 15 | Yes | Yes | 2011-01-21 |  | 1
FALSE | 4TTR6018B1 | 3489 | 3425139 | TRANE | 4TTR5018E1 | AC | Split System: Air-Cooled Condensing Unit, Coil with Blower | 4TTR5018E1 |  | 4CXCB025CC3 | 13 | 16 | Yes | Yes | 2011-01-21 |  | 2
FALSE | 4TTR6018B1 | 3489 | 3425146 | TRANE | 4TTR5018E1 | AC | Split System: Air-Cooled Condensing Unit, Coil with Blower | 4TTR5018E1 |  | 4CXCB025CC3 | 13 | 16 | Yes | Yes | 2011-01-21 |  | 2
FALSE | 4TTR6018B1 | 3489 | 3425147 | TRANE | 4TTR5018E1 | AC | Split System: Air-Cooled Condensing Unit, Coil with Blower | 4TTR5018E1 |  | 4CXCB025CC3 | 13 | 16 | Yes | Yes | 2011-01-21 |  | 2
FALSE | 4TTR6018B1 | 3489 | 3425151 | TRANE | 4TTR5018E1 | AC | Split System: Air-Cooled Condensing Unit, Coil with Blower | 4TTR5018E1 |  | 4CXCB025CC3 | 13 | 16 | Yes | Yes | 2011-01-21 |  | 2
FALSE | 4TTR6018B1 | 3489 | 3425152 | TRANE | 4TTR5018E1 | AC | Split System: Air-Cooled Condensing Unit, Coil with Blower | 4TTR5018E1 |  | 4CXCB025CC3 | 13 | 16 | Yes | Yes | 2011-01-21 |  | 2
FALSE | 4TTR6018B1 | 3489 | 3425154 | TRANE | 4TTR5018E1 | AC | Split System: Air-Cooled Condensing Unit, Coil with Blower | 4TTR5018E1 |  | 4CXCB025CC3 | 13 | 16 | Yes | Yes | 2011-01-21 |  | 2
FALSE | 4TTR6018B1 | 3489 | 3425160 | TRANE | 4TTR5018E1 | AC | Split System: Air-Cooled Condensing Unit, Coil with Blower | 4TTR5018E1 |  | 4CXCB031CC3 | 13 | 16 | Yes | Yes | 2011-01-21 |  | 2
FALSE | 4TTR6018B1 | 3489 | 3425162 | TRANE | 4TTR5018E1 | AC | Split System: Air-Cooled Condensing Unit, Coil with Blower | 4TTR5018E1 |  | 4CXCB031CC3 | 13 | 16 | Yes | Yes | 2011-01-21 |  | 2
FALSE | 4TTR6018B1 | 3489 | 3425163 | TRANE | 4TTR5018E1 | AC | Split System: Air-Cooled Condensing Unit, Coil with Blower | 4TTR5018E1 |  | 4CXCB031CC3 | 13 | 16 | Yes | Yes | 2011-01-21 |  | 2
FALSE | 4TTR6018B1 | 3489 | 3425170 | TRANE | 4TTR5018E1 | AC | Split System: Air-Cooled Condensing Unit, Coil with Blower | 4TTR5018E1 |  | 4CXCB031CC3 | 13 | 16 | Yes | Yes | 2011-01-21 |  | 2
FALSE | 4TTR6018B1 | 3489 | 3425171 | TRANE | 4TTR5018E1 | AC | Split System: Air-Cooled Condensing Unit, Coil with Blower | 4TTR5018E1 |  | 4CXCB031CC3 | 13 | 16 | Yes | Yes | 2011-01-21 |  | 2
FALSE | 4TTR6018B1 | 3489 | 3425172 | TRANE | 4TTR5018E1 | AC | Split System: Air-Cooled Condensing Unit, Coil with Blower | 4TTR5018E1 |  | 4CXCB031CC3 | 13 | 16 | Yes | Yes | 2011-01-21 |  | 2
FALSE | 4TTR6018B1 | 3489 | 3425178 | TRANE | 4TTR5018E1 | AC | Split System: Air-Cooled Condensing Unit, Coil with Blower | 4TTR5018E1 |  | 4CXCB036CC3 | 13 | 16 | Yes | Yes | 2011-01-21 |  | 2
FALSE | 4TTR6018B1 | 3489 | 3425248 | TRANE | 4TTR5018E1 | AC | Split System: Air-Cooled Condensing Unit, Coil with Blower | 4TTR5018E1 |  | 4TXAA018BC3 | 13 | 15.5 | Yes | Yes | 2011-01-21 |  | 1
FALSE | 4TTR6018B1 | 3489 | 3425250 | TRANE | 4TTR5018E1 | AC | Split System: Air-Cooled Condensing Unit, Coil with Blower | 4TTR5018E1 |  | 4TXAA018BC3 | 13 | 15.5 | Yes | Yes | 2011-01-21 |  | 1
FALSE | 4TTR6018B1 | 3489 | 3425251 | TRANE | 4TTR5018E1 | AC | Split System: Air-Cooled Condensing Unit, Coil with Blower | 4TTR5018E1 |  | 4TXAA018BC3 | 13 | 15 | Yes | Yes | 2011-01-21 |  | 1
FALSE | 4TTR6018B1 | 3489 | 3425254 | TRANE | 4TTR5018E1 | AC | Split System: Air-Cooled Condensing Unit, Coil with Blower | 4TTR5018E1 |  | 4TXAA024BC3 | 13 | 15 | Yes | Yes | 2011-01-21 |  | 1
FALSE | 4TTR6018B1 | 3489 | 3425255 | TRANE | 4TTR5018E1 | AC | Split System: Air-Cooled Condensing Unit, Coil with Blower | 4TTR5018E1 |  | 4TXAA024BC3 | 13 | 15 | Yes | Yes | 2011-01-21 |  | 1
FALSE | 4TTR6018B1 | 3489 | 3425259 | TRANE | 4TTR5018E1 | AC | Split System: Air-Cooled Condensing Unit, Coil with Blower | 4TTR5018E1 |  | 4TXAA024BC3 | 13 | 15.5 | Yes | Yes | 2011-01-21 |  | 1
FALSE | 4TTR6018B1 | 3489 | 3425262 | TRANE | 4TTR5018E1 | AC | Split System: Air-Cooled Condensing Unit, Coil with Blower | 4TTR5018E1 |  | 4TXAA024BC3 | 13 | 15 | Yes | Yes | 2011-01-21 |  | 1
FALSE | 4TTR6018B1 | 3489 | 3425263 | TRANE | 4TTR5018E1 | AC | Split System: Air-Cooled Condensing Unit, Coil with Blower | 4TTR5018E1 |  | 4TXAA024BC3 | 13 | 15 | Yes | Yes | 2011-01-21 |  | 1
FALSE | 4TTR6018B1 | 3489 | 3425283 | TRANE | 4TTR5018E1 | AC | Split System: Air-Cooled Condensing Unit, Coil with Blower | 4TTR5018E1 |  | 4TXAB025BC3 | 13 | 16 | Yes | Yes | 2011-01-21 |  | 2
FALSE | 4TTR6018B1 | 3489 | 3425284 | TRANE | 4TTR5018E1 | AC | Split System: Air-Cooled Condensing Unit, Coil with Blower | 4TTR5018E1 |  | 4TXAB025BC3 | 13 | 16 | Yes | Yes | 2011-01-21 |  | 2
FALSE | 4TTR6018B1 | 3489 | 3425285 | TRANE | 4TTR5018E1 | AC | Split System: Air-Cooled Condensing Unit, Coil with Blower | 4TTR5018E1 |  | 4TXAB025BC3 | 13 | 16 | Yes | Yes | 2011-01-21 |  | 2
FALSE | 4TTR6018B1 | 3489 | 3425286 | TRANE | 4TTR5018E1 | AC | Split System: Air-Cooled Condensing Unit, Coil with Blower | 4TTR5018E1 |  | 4TXAB025BC3 | 13 | 16 | Yes | Yes | 2011-01-21 |  | 2
FALSE | 4TTR6018B1 | 3489 | 3425288 | TRANE | 4TTR5018E1 | AC | Split System: Air-Cooled Condensing Unit, Coil with Blower | 4TTR5018E1 |  | 4TXAB025BC3 | 13 | 16 | Yes | Yes | 2011-01-21 |  | 2
FALSE | 4TTR6018B1 | 3489 | 3425289 | TRANE | 4TTR5018E1 | AC | Split System: Air-Cooled Condensing Unit, Coil with Blower | 4TTR5018E1 |  | 4TXAB025BC3 | 13 | 16 | Yes | Yes | 2011-01-21 |  | 2
FALSE | 4TTR6018B1 | 3489 | 3425290 | TRANE | 4TTR5018E1 | AC | Split System: Air-Cooled Condensing Unit, Coil with Blower | 4TTR5018E1 |  | 4TXAB025BC3 | 13 | 16 | Yes | Yes | 2011-01-21 |  | 2
FALSE | 4TTR6018B1 | 3489 | 3425296 | TRANE | 4TTR5018E1 | AC | Split System: Air-Cooled Condensing Unit, Coil with Blower | 4TTR5018E1 |  | 4TXAB025BC3 | 13 | 16 | Yes | Yes | 2011-01-21 |  | 2
FALSE | 4TTR6018B1 | 3489 | 3425297 | TRANE | 4TTR5018E1 | AC | Split System: Air-Cooled Condensing Unit, Coil with Blower | 4TTR5018E1 |  | 4TXAB025BC3 | 13 | 16 | Yes | Yes | 2011-01-21 |  | 2
FALSE | 4TTR6018B1 | 3489 | 3425300 | TRANE | 4TTR5018E1 | AC | Split System: Air-Cooled Condensing Unit, Coil with Blower | 4TTR5018E1 |  | 4TXAB025BC3 | 13 | 16 | Yes | Yes | 2011-01-21 |  | 2
FALSE | 4TTR6018B1 | 3489 | 3425317 | TRANE | 4TTR5018E1 | AC | Split System: Air-Cooled Condensing Unit, Coil with Blower | 4TTR5018E1 |  | 4TXAB031BC3 | 13 | 16 | Yes | Yes | 2011-01-21 |  | 2
FALSE | 4TTR6018B1 | 3489 | 3425320 | TRANE | 4TTR5018E1 | AC | Split System: Air-Cooled Condensing Unit, Coil with Blower | 4TTR5018E1 |  | 4TXAB031BC3 | 13 | 16 | Yes | Yes | 2011-01-21 |  | 2
FALSE | 4TTR6018B1 | 3489 | 3425375 | TRANE | 4TTR5018E1 | AC | Split System: Air-Cooled Condensing Unit, Coil with Blower | 4TTR5018E1 |  | 4TXAB036BC3 | 13 | 16 | Yes | Yes | 2011-01-21 |  | 2
FALSE | 4TTR6018B1 | 3489 | 3425376 | TRANE | 4TTR5018E1 | AC | Split System: Air-Cooled Condensing Unit, Coil with Blower | 4TTR5018E1 |  | 4TXAB036BC3 | 13 | 16 | Yes | Yes | 2011-01-21 |  | 2
FALSE | 4TTR6018B1 | 3489 | 3425377 | TRANE | 4TTR5018E1 | AC | Split System: Air-Cooled Condensing Unit, Coil with Blower | 4TTR5018E1 |  | 4TXAB036BC3 | 13 | 16 | Yes | Yes | 2011-01-21 |  | 2
FALSE | 4TTR6018B1 | 3489 | 3425378 | TRANE | 4TTR5018E1 | AC | Split System: Air-Cooled Condensing Unit, Coil with Blower | 4TTR5018E1 |  | 4TXAB036BC3 | 13 | 16 | Yes | Yes | 2011-01-21 |  | 2
FALSE | 4TTR6018B1 | 3489 | 3425382 | TRANE | 4TTR5018E1 | AC | Split System: Air-Cooled Condensing Unit, Coil with Blower | 4TTR5018E1 |  | 4TXAB036BC3 | 13 | 16 | Yes | Yes | 2011-01-21 |  | 2
FALSE | 4TTR6018B1 | 3489 | 3425383 | TRANE | 4TTR5018E1 | AC | Split System: Air-Cooled Condensing Unit, Coil with Blower | 4TTR5018E1 |  | 4TXAB036BC3 | 13 | 16 | Yes | Yes | 2011-01-21 |  | 2
FALSE | 4TTR6018B1 | 3489 | 3425387 | TRANE | 4TTR5018E1 | AC | Split System: Air-Cooled Condensing Unit, Coil with Blower | 4TTR5018E1 |  | 4TXAB036BC3 | 13 | 16 | Yes | Yes | 2011-01-21 |  | 2
FALSE | 4TTR6018B1 | 3489 | 3425389 | TRANE | 4TTR5018E1 | AC | Split System: Air-Cooled Condensing Unit, Coil with Blower | 4TTR5018E1 |  | 4TXAB036BC3 | 13 | 16 | Yes | Yes | 2011-01-21 |  | 2
FALSE | 4TTR6018B1 | 3489 | 3425391 | TRANE | 4TTR5018E1 | AC | Split System: Air-Cooled Condensing Unit, Coil with Blower | 4TTR5018E1 |  | 4TXAB036BC3 | 13 | 16 | Yes | Yes | 2011-01-21 |  | 2
FALSE | 4TTR6018B1 | 3489 | 3425407 | TRANE | 4TTR5018E1 | AC | Split System: Air-Cooled Condensing Unit, Coil with Blower | 4TTR5018E1 |  | 4TXAC037BC3 | 13 | 16 | Yes | Yes | 2011-01-21 |  | 2
FALSE | 4TTR6018B1 | 3489 | 3425410 | TRANE | 4TTR5018E1 | AC | Split System: Air-Cooled Condensing Unit, Coil with Blower | 4TTR5018E1 |  | 4TXAC037BC3 | 13 | 16 | Yes | Yes | 2011-01-21 |  | 2
FALSE | 4TTR6018B1 | 3489 | 3425411 | TRANE | 4TTR5018E1 | AC | Split System: Air-Cooled Condensing Unit, Coil with Blower | 4TTR5018E1 |  | 4TXAC037BC3 | 13 | 16 | Yes | Yes | 2011-01-21 |  | 2
FALSE | 4TTR6018B1 | 3489 | 3425412 | TRANE | 4TTR5018E1 | AC | Split System: Air-Cooled Condensing Unit, Coil with Blower | 4TTR5018E1 |  | 4TXAC037BC3 | 13 | 16 | Yes | Yes | 2011-01-21 |  | 2
FALSE | 4TTR6018B1 | 3489 | 3425414 | TRANE | 4TTR5018E1 | AC | Split System: Air-Cooled Condensing Unit, Coil with Blower | 4TTR5018E1 |  | 4TXAC037BC3 | 13 | 16 | Yes | Yes | 2011-01-21 |  | 2
FALSE | 4TTR6018B1 | 3489 | 3425418 | TRANE | 4TTR5018E1 | AC | Split System: Air-Cooled Condensing Unit, Coil with Blower | 4TTR5018E1 |  | 4TXAC037BC3 | 13 | 16 | Yes | Yes | 2011-01-21 |  | 2
FALSE | 4TTR6018B1 | 3489 | 3425419 | TRANE | 4TTR5018E1 | AC | Split System: Air-Cooled Condensing Unit, Coil with Blower | 4TTR5018E1 |  | 4TXAC037BC3 | 13 | 16 | Yes | Yes | 2011-01-21 |  | 2
FALSE | 4TTR6018B1 | 3489 | 3425421 | TRANE | 4TTR5018E1 | AC | Split System: Air-Cooled Condensing Unit, Coil with Blower | 4TTR5018E1 |  | 4TXAC037BC3 | 13 | 16 | Yes | Yes | 2011-01-21 |  | 2
FALSE | 4TTR6018B1 | 3489 | 3425422 | TRANE | 4TTR5018E1 | AC | Split System: Air-Cooled Condensing Unit, Coil with Blower | 4TTR5018E1 |  | 4TXAC037BC3 | 13 | 16 | Yes | Yes | 2011-01-21 |  | 2
FALSE | 4TTR6018B1 | 3489 | 3425424 | TRANE | 4TTR5018E1 | AC | Split System: Air-Cooled Condensing Unit, Coil with Blower | 4TTR5018E1 |  | 4TXAC037BC3 | 13 | 16 | Yes | Yes | 2011-01-21 |  | 2
FALSE | 4TTR6018B1 | 3489 | 3425426 | TRANE | 4TTR5018E1 | AC | Split System: Air-Cooled Condensing Unit, Coil with Blower | 4TTR5018E1 |  | 4TXCA018BC3 | 13 | 15.5 | Yes | Yes | 2011-01-21 |  | 1
FALSE | 4TTR6018B1 | 3489 | 3425484 | TRANE | 4TTR5018E1 | AC | Split System: Air-Cooled Condensing Unit, Coil with Blower | 4TTR5018E1 |  | 4TXCB004CC3 | 13 | 16 | Yes | Yes | 2011-01-21 |  | 2
FALSE | 4TTR6018B1 | 3489 | 3425485 | TRANE | 4TTR5018E1 | AC | Split System: Air-Cooled Condensing Unit, Coil with Blower | 4TTR5018E1 |  | 4TXCB004CC3 | 13 | 16 | Yes | Yes | 2011-01-21 |  | 2
FALSE | 4TTR6018B1 | 3489 | 3425486 | TRANE | 4TTR5018E1 | AC | Split System: Air-Cooled Condensing Unit, Coil with Blower | 4TTR5018E1 |  | 4TXCB004CC3 | 13 | 16 | Yes | Yes | 2011-01-21 |  | 2
FALSE | 4TTR6018B1 | 3489 | 3425487 | TRANE | 4TTR5018E1 | AC | Split System: Air-Cooled Condensing Unit, Coil with Blower | 4TTR5018E1 |  | 4TXCB004CC3 | 13 | 17 | Yes | Yes | 2011-01-21 |  | 2
FALSE | 4TTR6018B1 | 3489 | 3425489 | TRANE | 4TTR5018E1 | AC | Split System: Air-Cooled Condensing Unit, Coil with Blower | 4TTR5018E1 |  | 4TXCB004CC3 | 13 | 17 | Yes | Yes | 2011-01-21 |  | 2
FALSE | 4TTR6018B1 | 3489 | 3425494 | TRANE | 4TTR5018E1 | AC | Split System: Air-Cooled Condensing Unit, Coil with Blower | 4TTR5018E1 |  | 4TXCB004CC3 | 13 | 17 | Yes | Yes | 2011-01-21 |  | 2
FALSE | 4TTR6018B1 | 3489 | 3425495 | TRANE | 4TTR5018E1 | AC | Split System: Air-Cooled Condensing Unit, Coil with Blower | 4TTR5018E1 |  | 4TXCB004CC3 | 13 | 17 | Yes | Yes | 2011-01-21 |  | 2
FALSE | 4TTR6018B1 | 3489 | 3425498 | TRANE | 4TTR5018E1 | AC | Split System: Air-Cooled Condensing Unit, Coil with Blower | 4TTR5018E1 |  | 4TXCB004CC3 | 13 | 17 | Yes | Yes | 2011-01-21 |  | 2
FALSE | 4TTR6018B1 | 3489 | 3425501 | TRANE | 4TTR5018E1 | AC | Split System: Air-Cooled Condensing Unit, Coil with Blower | 4TTR5018E1 |  | 4TXCB025BC3 | 13 | 16 | Yes | Yes | 2011-01-21 |  | 2
FALSE | 4TTR6018B1 | 3489 | 3425505 | TRANE | 4TTR5018E1 | AC | Split System: Air-Cooled Condensing Unit, Coil with Blower | 4TTR5018E1 |  | 4TXCB025BC3 | 13 | 16 | Yes | Yes | 2011-01-21 |  | 2
FALSE | 4TTR6018B1 | 3489 | 3425507 | TRANE | 4TTR5018E1 | AC | Split System: Air-Cooled Condensing Unit, Coil with Blower | 4TTR5018E1 |  | 4TXCB025BC3 | 13 | 16 | Yes | Yes | 2011-01-21 |  | 2
FALSE | 4TTR6018B1 | 3489 | 3425508 | TRANE | 4TTR5018E1 | AC | Split System: Air-Cooled Condensing Unit, Coil with Blower | 4TTR5018E1 |  | 4TXCB025BC3 | 13 | 16 | Yes | Yes | 2011-01-21 |  | 2
FALSE | 4TTR6018B1 | 3489 | 3425509 | TRANE | 4TTR5018E1 | AC | Split System: Air-Cooled Condensing Unit, Coil with Blower | 4TTR5018E1 |  | 4TXCB025BC3 | 13 | 16 | Yes | Yes | 2011-01-21 |  | 2
FALSE | 4TTR6018B1 | 3489 | 3425510 | TRANE | 4TTR5018E1 | AC | Split System: Air-Cooled Condensing Unit, Coil with Blower | 4TTR5018E1 |  | 4TXCB025BC3 | 13 | 16 | Yes | Yes | 2011-01-21 |  | 2
FALSE | 4TTR6018B1 | 3489 | 3425512 | TRANE | 4TTR5018E1 | AC | Split System: Air-Cooled Condensing Unit, Coil with Blower | 4TTR5018E1 |  | 4TXCB025BC3 | 13 | 16 | Yes | Yes | 2011-01-21 |  | 2
FALSE | 4TTR6018B1 | 3489 | 3425513 | TRANE | 4TTR5018E1 | AC | Split System: Air-Cooled Condensing Unit, Coil with Blower | 4TTR5018E1 |  | 4TXCB025BC3 | 13 | 16 | Yes | Yes | 2011-01-21 |  | 2
FALSE | 4TTR6018B1 | 3489 | 3425514 | TRANE | 4TTR5018E1 | AC | Split System: Air-Cooled Condensing Unit, Coil with Blower | 4TTR5018E1 |  | 4TXCB025BC3 | 13 | 16 | Yes | Yes | 2011-01-21 |  | 2
FALSE | 4TTR6018B1 | 3489 | 3425519 | TRANE | 4TTR5018E1 | AC | Split System: Air-Cooled Condensing Unit, Coil with Blower | 4TTR5018E1 |  | 4TXCB025BC3 | 13 | 16 | Yes | Yes | 2011-01-21 |  | 2
FALSE | 4TTR6018B1 | 3489 | 3425536 | TRANE | 4TTR5018E1 | AC | Split System: Air-Cooled Condensing Unit, Coil with Blower | 4TTR5018E1 |  | 4TXCB031BC3 | 13 | 16 | Yes | Yes | 2011-01-21 |  | 2
FALSE | 4TTR6018B1 | 3489 | 3425537 | TRANE | 4TTR5018E1 | AC | Split System: Air-Cooled Condensing Unit, Coil with Blower | 4TTR5018E1 |  | 4TXCB031BC3 | 13 | 16 | Yes | Yes | 2011-01-21 |  | 2
FALSE | 4TTR6018B1 | 3489 | 3425595 | TRANE | 4TTR5018E1 | AC | Split System: Air-Cooled Condensing Unit, Coil with Blower | 4TTR5018E1 |  | 4TXCB036BC3 | 13 | 16 | Yes | Yes | 2011-01-21 |  | 2
FALSE | 4TTR6018B1 | 3489 | 3425596 | TRANE | 4TTR5018E1 | AC | Split System: Air-Cooled Condensing Unit, Coil with Blower | 4TTR5018E1 |  | 4TXCB036BC3 | 13 | 16 | Yes | Yes | 2011-01-21 |  | 2
FALSE | 4TTR6018B1 | 3489 | 3425597 | TRANE | 4TTR5018E1 | AC | Split System: Air-Cooled Condensing Unit, Coil with Blower | 4TTR5018E1 |  | 4TXCB036BC3 | 13 | 16 | Yes | Yes | 2011-01-21 |  | 2
FALSE | 4TTR6018B1 | 3489 | 3425598 | TRANE | 4TTR5018E1 | AC | Split System: Air-Cooled Condensing Unit, Coil with Blower | 4TTR5018E1 |  | 4TXCB036BC3 | 13 | 16 | Yes | Yes | 2011-01-21 |  | 2
FALSE | 4TTR6018B1 | 3489 | 3425602 | TRANE | 4TTR5018E1 | AC | Split System: Air-Cooled Condensing Unit, Coil with Blower | 4TTR5018E1 |  | 4TXCB036BC3 | 13 | 16 | Yes | Yes | 2011-01-21 |  | 2
FALSE | 4TTR6018B1 | 3489 | 3425604 | TRANE | 4TTR5018E1 | AC | Split System: Air-Cooled Condensing Unit, Coil with Blower | 4TTR5018E1 |  | 4TXCB036BC3 | 13 | 16 | Yes | Yes | 2011-01-21 |  | 2
FALSE | 4TTR6018B1 | 3489 | 3425606 | TRANE | 4TTR5018E1 | AC | Split System: Air-Cooled Condensing Unit, Coil with Blower | 4TTR5018E1 |  | 4TXCB036BC3 | 13 | 16 | Yes | Yes | 2011-01-21 |  | 2
FALSE | 4TTR6018B1 | 3489 | 3425608 | TRANE | 4TTR5018E1 | AC | Split System: Air-Cooled Condensing Unit, Coil with Blower | 4TTR5018E1 |  | 4TXCB036BC3 | 13 | 16 | Yes | Yes | 2011-01-21 |  | 2
FALSE | 4TTR6018B1 | 3489 | 3425609 | TRANE | 4TTR5018E1 | AC | Split System: Air-Cooled Condensing Unit, Coil with Blower | 4TTR5018E1 |  | 4TXCB036BC3 | 13 | 16 | Yes | Yes | 2011-01-21 |  | 2
FALSE | 4TTR6018B1 | 3489 | 3425613 | TRANE | 4TTR5018E1 | AC | Split System: Air-Cooled Condensing Unit, Coil with Blower | 4TTR5018E1 |  | 4TXCC005CC3 | 13 | 17 | Yes | Yes | 2011-01-21 |  | 2
FALSE | 4TTR6018B1 | 3489 | 3425615 | TRANE | 4TTR5018E1 | AC | Split System: Air-Cooled Condensing Unit, Coil with Blower | 4TTR5018E1 |  | 4TXCC005CC3 | 13 | 17 | Yes | Yes | 2011-01-21 |  | 2
FALSE | 4TTR6018B1 | 3489 | 3425617 | TRANE | 4TTR5018E1 | AC | Split System: Air-Cooled Condensing Unit, Coil with Blower | 4TTR5018E1 |  | 4TXCC005CC3 | 13 | 17 | Yes | Yes | 2011-01-21 |  | 2
FALSE | 4TTR6018B1 | 3489 | 3425618 | TRANE | 4TTR5018E1 | AC | Split System: Air-Cooled Condensing Unit, Coil with Blower | 4TTR5018E1 |  | 4TXCC005CC3 | 13 | 17 | Yes | Yes | 2011-01-21 |  | 2
FALSE | 4TTR6018B1 | 3489 | 3425625 | TRANE | 4TTR5018E1 | AC | Split System: Air-Cooled Condensing Unit, Coil with Blower | 4TTR5018E1 |  | 4TXCC005CC3 | 13 | 16 | Yes | Yes | 2011-01-21 |  | 2
FALSE | 4TTR6018B1 | 3489 | 3425626 | TRANE | 4TTR5018E1 | AC | Split System: Air-Cooled Condensing Unit, Coil with Blower | 4TTR5018E1 |  | 4TXCC005CC3 | 13 | 16 | Yes | Yes | 2011-01-21 |  | 2
FALSE | 4TTR6018B1 | 3489 | 3425627 | TRANE | 4TTR5018E1 | AC | Split System: Air-Cooled Condensing Unit, Coil with Blower | 4TTR5018E1 |  | 4TXCC005CC3 | 13 | 16 | Yes | Yes | 2011-01-21 |  | 2
FALSE | 4TTR6018B1 | 3489 | 3425628 | TRANE | 4TTR5018E1 | AC | Split System: Air-Cooled Condensing Unit, Coil with Blower | 4TTR5018E1 |  | 4TXCC005CC3 | 13 | 16 | Yes | Yes | 2011-01-21 |  | 2
FALSE | 4TTR6018B1 | 3489 | 3425629 | TRANE | 4TTR5018E1 | AC | Split System: Air-Cooled Condensing Unit, Coil with Blower | 4TTR5018E1 |  | 4TXCC005CC3 | 13 | 16 | Yes | Yes | 2011-01-21 |  | 2
FALSE | 4TTR6018B1 | 3489 | 3425634 | TRANE | 4TTR5018E1 | AC | Split System: Air-Cooled Condensing Unit, Coil with Blower | 4TTR5018E1 |  | 4TXCC005CC3 | 13 | 17 | Yes | Yes | 2011-01-21 |  | 2
FALSE | 4TTR6018B1 | 3489 | 3425635 | TRANE | 4TTR5018E1 | AC | Split System: Air-Cooled Condensing Unit, Coil with Blower | 4TTR5018E1 |  | 4TXCC006CC3 | 13 | 16 | Yes | Yes | 2011-01-21 |  | 2
FALSE | 4TTR6018B1 | 3489 | 3425697 | TRANE | 4TTR5018E1 | AC | Split System: Air-Cooled Condensing Unit, Coil with Blower | 4TTR5018E1 |  | 4TXCC037BC3 | 13 | 16 | Yes | Yes | 2011-01-21 |  | 2
FALSE | 4TTR6018B1 | 3489 | 3425699 | TRANE | 4TTR5018E1 | AC | Split System: Air-Cooled Condensing Unit, Coil with Blower | 4TTR5018E1 |  | 4TXCC037BC3 | 13 | 16 | Yes | Yes | 2011-01-21 |  | 2
FALSE | 4TTR6018B1 | 3489 | 3425702 | TRANE | 4TTR5018E1 | AC | Split System: Air-Cooled Condensing Unit, Coil with Blower | 4TTR5018E1 |  | 4TXCC037BC3 | 13 | 16 | Yes | Yes | 2011-01-21 |  | 2
FALSE | 4TTR6018B1 | 3489 | 3425703 | TRANE | 4TTR5018E1 | AC | Split System: Air-Cooled Condensing Unit, Coil with Blower | 4TTR5018E1 |  | 4TXCC037BC3 | 13 | 16 | Yes | Yes | 2011-01-21 |  | 2
FALSE | 4TTR6018B1 | 3489 | 3425704 | TRANE | 4TTR5018E1 | AC | Split System: Air-Cooled Condensing Unit, Coil with Blower | 4TTR5018E1 |  | 4TXCC037BC3 | 13 | 16 | Yes | Yes | 2011-01-21 |  | 2
FALSE | 4TTR6018B1 | 3489 | 3425705 | TRANE | 4TTR5018E1 | AC | Split System: Air-Cooled Condensing Unit, Coil with Blower | 4TTR5018E1 |  | 4TXCC037BC3 | 13 | 16 | Yes | Yes | 2011-01-21 |  | 2
FALSE | 4TTR6018B1 | 3489 | 3425706 | TRANE | 4TTR5018E1 | AC | Split System: Air-Cooled Condensing Unit, Coil with Blower | 4TTR5018E1 |  | 4TXCC037BC3 | 13 | 16 | Yes | Yes | 2011-01-21 |  | 2
FALSE | 4TTR6018B1 | 3489 | 3425786 | AMERICAN STANDARD, INC. | 4A7A5018E1 | AC | Split System: Air-Cooled Condensing Unit, Coil with Blower | 4TTR5018E1 |  | 4CXCA024CC3 | 13 | 15.5 | Yes | Yes | 2011-02-28 |  | 1
FALSE | 4TTR6018B1 | 3489 | 3425794 | AMERICAN STANDARD, INC. | 4A7A5018E1 | AC | Split System: Air-Cooled Condensing Unit, Coil with Blower | 4TTR5018E1 |  | 4CXCA024CC3 | 13 | 15 | Yes | Yes | 2011-02-28 |  | 1
FALSE | 4TTR6018B1 | 3489 | 3425798 | AMERICAN STANDARD, INC. | 4A7A5018E1 | AC | Split System: Air-Cooled Condensing Unit, Coil with Blower | 4TTR5018E1 |  | 4CXCA024CC3 | 13 | 15 | Yes | Yes | 2011-02-28 |  | 1
FALSE | 4TTR6018B1 | 3489 | 3425802 | AMERICAN STANDARD, INC. | 4A7A5018E1 | AC | Split System: Air-Cooled Condensing Unit, Coil with Blower | 4TTR5018E1 |  | 4CXCB025CC3 | 13 | 16 | Yes | Yes | 2011-02-28 |  | 2
FALSE | 4TTR6018B1 | 3489 | 3425809 | AMERICAN STANDARD, INC. | 4A7A5018E1 | AC | Split System: Air-Cooled Condensing Unit, Coil with Blower | 4TTR5018E1 |  | 4CXCB025CC3 | 13 | 16 | Yes | Yes | 2011-02-28 |  | 2
FALSE | 4TTR6018B1 | 3489 | 3425810 | AMERICAN STANDARD, INC. | 4A7A5018E1 | AC | Split System: Air-Cooled Condensing Unit, Coil with Blower | 4TTR5018E1 |  | 4CXCB025CC3 | 13 | 16 | Yes | Yes | 2011-02-28 |  | 2
FALSE | 4TTR6018B1 | 3489 | 3425815 | AMERICAN STANDARD, INC. | 4A7A5018E1 | AC | Split System: Air-Cooled Condensing Unit, Coil with Blower | 4TTR5018E1 |  | 4CXCB025CC3 | 13 | 16 | Yes | Yes | 2011-02-28 |  | 2
FALSE | 4TTR6018B1 | 3489 | 3425816 | AMERICAN STANDARD, INC. | 4A7A5018E1 | AC | Split System: Air-Cooled Condensing Unit, Coil with Blower | 4TTR5018E1 |  | 4CXCB025CC3 | 13 | 16 | Yes | Yes | 2011-02-28 |  | 2
FALSE | 4TTR6018B1 | 3489 | 3425818 | AMERICAN STANDARD, INC. | 4A7A5018E1 | AC | Split System: Air-Cooled Condensing Unit, Coil with Blower | 4TTR5018E1 |  | 4CXCB025CC3 | 13 | 16 | Yes | Yes | 2011-02-28 |  | 2
FALSE | 4TTR6018B1 | 3489 | 3425824 | AMERICAN STANDARD, INC. | 4A7A5018E1 | AC | Split System: Air-Cooled Condensing Unit, Coil with Blower | 4TTR5018E1 |  | 4CXCB031CC3 | 13 | 16 | Yes | Yes | 2011-02-28 |  | 2
FALSE | 4TTR6018B1 | 3489 | 3425826 | AMERICAN STANDARD, INC. | 4A7A5018E1 | AC | Split System: Air-Cooled Condensing Unit, Coil with Blower | 4TTR5018E1 |  | 4CXCB031CC3 | 13 | 16 | Yes | Yes | 2011-02-28 |  | 2
FALSE | 4TTR6018B1 | 3489 | 3425827 | AMERICAN STANDARD, INC. | 4A7A5018E1 | AC | Split System: Air-Cooled Condensing Unit, Coil with Blower | 4TTR5018E1 |  | 4CXCB031CC3 | 13 | 16 | Yes | Yes | 2011-02-28 |  | 2
FALSE | 4TTR6018B1 | 3489 | 3425835 | AMERICAN STANDARD, INC. | 4A7A5018E1 | AC | Split System: Air-Cooled Condensing Unit, Coil with Blower | 4TTR5018E1 |  | 4CXCB031CC3 | 13 | 16 | Yes | Yes | 2011-02-28 |  | 2
FALSE | 4TTR6018B1 | 3489 | 3425836 | AMERICAN STANDARD, INC. | 4A7A5018E1 | AC | Split System: Air-Cooled Condensing Unit, Coil with Blower | 4TTR5018E1 |  | 4CXCB031CC3 | 13 | 16 | Yes | Yes | 2011-02-28 |  | 2
FALSE | 4TTR6018B1 | 3489 | 3425837 | AMERICAN STANDARD, INC. | 4A7A5018E1 | AC | Split System: Air-Cooled Condensing Unit, Coil with Blower | 4TTR5018E1 |  | 4CXCB031CC3 | 13 | 16 | Yes | Yes | 2011-02-28 |  | 2
FALSE | 4TTR6018B1 | 3489 | 3425843 | AMERICAN STANDARD, INC. | 4A7A5018E1 | AC | Split System: Air-Cooled Condensing Unit, Coil with Blower | 4TTR5018E1 |  | 4CXCB036CC3 | 13 | 16 | Yes | Yes | 2011-02-28 |  | 2
FALSE | 4TTR6018B1 | 3489 | 3425847 | AMERICAN STANDARD, INC. | 4A7A5018E1 | AC | Split System: Air-Cooled Condensing Unit, Coil with Blower | 4TTR5018E1 |  | 4CXCB036CC3 | 13 | 16 | Yes | Yes | 2011-02-28 |  | 2
FALSE | 4TTR6018B1 | 3489 | 3425849 | AMERICAN STANDARD, INC. | 4A7A5018E1 | AC | Split System: Air-Cooled Condensing Unit, Coil with Blower | 4TTR5018E1 |  | 4CXCB036CC3 | 13 | 16 | Yes | Yes | 2011-02-28 |  | 2
FALSE | 4TTR6018B1 | 3489 | 3425850 | AMERICAN STANDARD, INC. | 4A7A5018E1 | AC | Split System: Air-Cooled Condensing Unit, Coil with Blower | 4TTR5018E1 |  | 4CXCB036CC3 | 13 | 16 | Yes | Yes | 2011-02-28 |  | 2
FALSE | 4TTR6018B1 | 3489 | 3425860 | AMERICAN STANDARD, INC. | 4A7A5018E1 | AC | Split System: Air-Cooled Condensing Unit, Coil with Blower | 4TTR5018E1 |  | 4CXCB036CC3 | 13 | 16 | Yes | Yes | 2011-02-28 |  | 2
FALSE | 4TTR6018B1 | 3489 | 3425866 | AMERICAN STANDARD, INC. | 4A7A5018E1 | AC | Split System: Air-Cooled Condensing Unit, Coil with Blower | 4TTR5018E1 |  | 4CXCC037CC3 | 13 | 16 | Yes | Yes | 2011-02-28 |  | 2
FALSE | 4TTR6018B1 | 3489 | 3425871 | AMERICAN STANDARD, INC. | 4A7A5018E1 | AC | Split System: Air-Cooled Condensing Unit, Coil with Blower | 4TTR5018E1 |  | 4CXCC037CC3 | 13 | 16 | Yes | Yes | 2011-02-28 |  | 2
FALSE | 4TTR6018B1 | 3489 | 3425872 | AMERICAN STANDARD, INC. | 4A7A5018E1 | AC | Split System: Air-Cooled Condensing Unit, Coil with Blower | 4TTR5018E1 |  | 4CXCC037CC3 | 13 | 16 | Yes | Yes | 2011-02-28 |  | 2
FALSE | 4TTR6018B1 | 3489 | 3425879 | AMERICAN STANDARD, INC. | 4A7A5018E1 | AC | Split System: Air-Cooled Condensing Unit, Coil with Blower | 4TTR5018E1 |  | 4CXCC037CC3 | 13 | 16 | Yes | Yes | 2011-02-28 |  | 2
FALSE | 4TTR6018B1 | 3489 | 3425884 | AMERICAN STANDARD, INC. | 4A7A5018E1 | AC | Split System: Air-Cooled Condensing Unit, Coil with Blower | 4TTR5018E1 |  | 4CXCC037CC3 | 13 | 16 | Yes | Yes | 2011-02-28 |  | 2
FALSE | 4TTR6018B1 | 3489 | 3425886 | AMERICAN STANDARD, INC. | 4A7A5018E1 | AC | Split System: Air-Cooled Condensing Unit, Coil with Blower | 4TTR5018E1 |  | 4TEC3F24B1 | 12 | 14.5 | Yes | Yes | 2011-02-28 |  | 0
FALSE | 4TTR6018B1 | 3489 | 3426012 | AMERICAN STANDARD, INC. | 4A7A5018E1 | AC | Split System: Air-Cooled Condensing Unit, Coil with Blower | 4TTR5018E1 |  | 4TXAB032BC3 | 13 | 16 | Yes | Yes | 2011-02-28 |  | 2
FALSE | 4TTR6018B1 | 3489 | 3426013 | AMERICAN STANDARD, INC. | 4A7A5018E1 | AC | Split System: Air-Cooled Condensing Unit, Coil with Blower | 4TTR5018E1 |  | 4TXAB032BC3 | 13 | 16 | Yes | Yes | 2011-02-28 |  | 2
FALSE | 4TTR6018B1 | 3489 | 3426015 | AMERICAN STANDARD, INC. | 4A7A5018E1 | AC | Split System: Air-Cooled Condensing Unit, Coil with Blower | 4TTR5018E1 |  | 4TXAB032BC3 | 13 | 16 | Yes | Yes | 2011-02-28 |  | 2
FALSE | 4TTR6018B1 | 3489 | 3426016 | AMERICAN STANDARD, INC. | 4A7A5018E1 | AC | Split System: Air-Cooled Condensing Unit, Coil with Blower | 4TTR5018E1 |  | 4TXAB032BC3 | 13 | 16 | Yes | Yes | 2011-02-28 |  | 2
FALSE | 4TTR6018B1 | 3489 | 3426017 | AMERICAN STANDARD, INC. | 4A7A5018E1 | AC | Split System: Air-Cooled Condensing Unit, Coil with Blower | 4TTR5018E1 |  | 4TXAB032BC3 | 13 | 16 | Yes | Yes | 2011-02-28 |  | 2
FALSE | 4TTR6018B1 | 3489 | 3426018 | AMERICAN STANDARD, INC. | 4A7A5018E1 | AC | Split System: Air-Cooled Condensing Unit, Coil with Blower | 4TTR5018E1 |  | 4TXAB032BC3 | 13 | 16 | Yes | Yes | 2011-02-28 |  | 2
FALSE | 4TTR6018B1 | 3489 | 3426021 | AMERICAN STANDARD, INC. | 4A7A5018E1 | AC | Split System: Air-Cooled Condensing Unit, Coil with Blower | 4TTR5018E1 |  | 4TXAB032BC3 | 13 | 16 | Yes | Yes | 2011-02-28 |  | 2
FALSE | 4TTR6018B1 | 3489 | 3426022 | AMERICAN STANDARD, INC. | 4A7A5018E1 | AC | Split System: Air-Cooled Condensing Unit, Coil with Blower | 4TTR5018E1 |  | 4TXAB032BC3 | 13 | 16 | Yes | Yes | 2011-02-28 |  | 2
FALSE | 4TTR6018B1 | 3489 | 3426023 | AMERICAN STANDARD, INC. | 4A7A5018E1 | AC | Split System: Air-Cooled Condensing Unit, Coil with Blower | 4TTR5018E1 |  | 4TXAB032BC3 | 13 | 16 | Yes | Yes | 2011-02-28 |  | 2
FALSE | 4TTR6018B1 | 3489 | 3426027 | AMERICAN STANDARD, INC. | 4A7A5018E1 | AC | Split System: Air-Cooled Condensing Unit, Coil with Blower | 4TTR5018E1 |  | 4TXAB032BC3 | 13 | 16 | Yes | Yes | 2011-02-28 |  | 2
FALSE | 4TTR6018B1 | 3489 | 3426029 | AMERICAN STANDARD, INC. | 4A7A5018E1 | AC | Split System: Air-Cooled Condensing Unit, Coil with Blower | 4TTR5018E1 |  | 4TXAB032BC3 | 13 | 16 | Yes | Yes | 2011-02-28 |  | 2
FALSE | 4TTR6018B1 | 3489 | 3426030 | AMERICAN STANDARD, INC. | 4A7A5018E1 | AC | Split System: Air-Cooled Condensing Unit, Coil with Blower | 4TTR5018E1 |  | 4TXAB032BC3 | 13 | 16 | Yes | Yes | 2011-02-28 |  | 2
FALSE | 4TTR6018B1 | 3489 | 3426031 | AMERICAN STANDARD, INC. | 4A7A5018E1 | AC | Split System: Air-Cooled Condensing Unit, Coil with Blower | 4TTR5018E1 |  | 4TXAB032BC3 | 13 | 16 | Yes | Yes | 2011-02-28 |  | 2
FALSE | 4TTR6018B1 | 3489 | 3426047 | AMERICAN STANDARD, INC. | 4A7A5018E1 | AC | Split System: Air-Cooled Condensing Unit, Coil with Blower | 4TTR5018E1 |  | 4TXAB036BC3 | 13 | 16 | Yes | Yes | 2011-02-28 |  | 2
FALSE | 4TTR6018B1 | 3489 | 3426048 | AMERICAN STANDARD, INC. | 4A7A5018E1 | AC | Split System: Air-Cooled Condensing Unit, Coil with Blower | 4TTR5018E1 |  | 4TXAB036BC3 | 13 | 16 | Yes | Yes | 2011-02-28 |  | 2
FALSE | 4TTR6018B1 | 3489 | 3426049 | AMERICAN STANDARD, INC. | 4A7A5018E1 | AC | Split System: Air-Cooled Condensing Unit, Coil with Blower | 4TTR5018E1 |  | 4TXAB036BC3 | 13 | 16 | Yes | Yes | 2011-02-28 |  | 2
FALSE | 4TTR6018B1 | 3489 | 3426050 | AMERICAN STANDARD, INC. | 4A7A5018E1 | AC | Split System: Air-Cooled Condensing Unit, Coil with Blower | 4TTR5018E1 |  | 4TXAB036BC3 | 13 | 16 | Yes | Yes | 2011-02-28 |  | 2
FALSE | 4TTR6018B1 | 3489 | 3426052 | AMERICAN STANDARD, INC. | 4A7A5018E1 | AC | Split System: Air-Cooled Condensing Unit, Coil with Blower | 4TTR5018E1 |  | 4TXAB036BC3 | 13 | 16 | Yes | Yes | 2011-02-28 |  | 2
FALSE | 4TTR6018B1 | 3489 | 3426224 | AMERICAN STANDARD, INC. | 4A7A5018E1 | AC | Split System: Air-Cooled Condensing Unit, Coil with Blower | 4TTR5018E1 |  | 4TXCB031BC3 | 13 | 16 | Yes | Yes | 2011-02-28 |  | 2
FALSE | 4TTR6018B1 | 3489 | 3426226 | AMERICAN STANDARD, INC. | 4A7A5018E1 | AC | Split System: Air-Cooled Condensing Unit, Coil with Blower | 4TTR5018E1 |  | 4TXCB031BC3 | 13 | 16 | Yes | Yes | 2011-02-28 |  | 2
FALSE | 4TTR6018B1 | 3489 | 3426228 | AMERICAN STANDARD, INC. | 4A7A5018E1 | AC | Split System: Air-Cooled Condensing Unit, Coil with Blower | 4TTR5018E1 |  | 4TXCB031BC3 | 13 | 16 | Yes | Yes | 2011-02-28 |  | 2
FALSE | 4TTR6018B1 | 3489 | 3426230 | AMERICAN STANDARD, INC. | 4A7A5018E1 | AC | Split System: Air-Cooled Condensing Unit, Coil with Blower | 4TTR5018E1 |  | 4TXCB031BC3 | 13 | 16 | Yes | Yes | 2011-02-28 |  | 2
FALSE | 4TTR6018B1 | 3489 | 3426231 | AMERICAN STANDARD, INC. | 4A7A5018E1 | AC | Split System: Air-Cooled Condensing Unit, Coil with Blower | 4TTR5018E1 |  | 4TXCB031BC3 | 13 | 16 | Yes | Yes | 2011-02-28 |  | 2
FALSE | 4TTR6018B1 | 3489 | 3426234 | AMERICAN STANDARD, INC. | 4A7A5018E1 | AC | Split System: Air-Cooled Condensing Unit, Coil with Blower | 4TTR5018E1 |  | 4TXCB032BC3 | 13 | 16 | Yes | Yes | 2011-02-28 |  | 2
FALSE | 4TTR6018B1 | 3489 | 3426236 | AMERICAN STANDARD, INC. | 4A7A5018E1 | AC | Split System: Air-Cooled Condensing Unit, Coil with Blower | 4TTR5018E1 |  | 4TXCB032BC3 | 13 | 16 | Yes | Yes | 2011-02-28 |  | 2
FALSE | 4TTR6018B1 | 3489 | 3426237 | AMERICAN STANDARD, INC. | 4A7A5018E1 | AC | Split System: Air-Cooled Condensing Unit, Coil with Blower | 4TTR5018E1 |  | 4TXCB032BC3 | 13 | 16 | Yes | Yes | 2011-02-28 |  | 2
FALSE | 4TTR6018B1 | 3489 | 3426238 | AMERICAN STANDARD, INC. | 4A7A5018E1 | AC | Split System: Air-Cooled Condensing Unit, Coil with Blower | 4TTR5018E1 |  | 4TXCB032BC3 | 13 | 16 | Yes | Yes | 2011-02-28 |  | 2
FALSE | 4TTR6018B1 | 3489 | 3426239 | AMERICAN STANDARD, INC. | 4A7A5018E1 | AC | Split System: Air-Cooled Condensing Unit, Coil with Blower | 4TTR5018E1 |  | 4TXCB032BC3 | 13 | 16 | Yes | Yes | 2011-02-28 |  | 2
FALSE | 4TTR6018B1 | 3489 | 3426240 | AMERICAN STANDARD, INC. | 4A7A5018E1 | AC | Split System: Air-Cooled Condensing Unit, Coil with Blower | 4TTR5018E1 |  | 4TXCB032BC3 | 13 | 16 | Yes | Yes | 2011-02-28 |  | 2
FALSE | 4TTR6018B1 | 3489 | 3426244 | AMERICAN STANDARD, INC. | 4A7A5018E1 | AC | Split System: Air-Cooled Condensing Unit, Coil with Blower | 4TTR5018E1 |  | 4TXCB032BC3 | 13 | 16 | Yes | Yes | 2011-02-28 |  | 2
FALSE | 4TTR6018B1 | 3489 | 3426245 | AMERICAN STANDARD, INC. | 4A7A5018E1 | AC | Split System: Air-Cooled Condensing Unit, Coil with Blower | 4TTR5018E1 |  | 4TXCB032BC3 | 13 | 16 | Yes | Yes | 2011-02-28 |  | 2
FALSE | 4TTR6018B1 | 3489 | 3426247 | AMERICAN STANDARD, INC. | 4A7A5018E1 | AC | Split System: Air-Cooled Condensing Unit, Coil with Blower | 4TTR5018E1 |  | 4TXCB032BC3 | 13 | 16 | Yes | Yes | 2011-02-28 |  | 2
FALSE | 4TTR6018B1 | 3489 | 3426249 | AMERICAN STANDARD, INC. | 4A7A5018E1 | AC | Split System: Air-Cooled Condensing Unit, Coil with Blower | 4TTR5018E1 |  | 4TXCB032BC3 | 13 | 16 | Yes | Yes | 2011-02-28 |  | 2
FALSE | 4TTR6018B1 | 3489 | 3426253 | AMERICAN STANDARD, INC. | 4A7A5018E1 | AC | Split System: Air-Cooled Condensing Unit, Coil with Blower | 4TTR5018E1 |  | 4TXCB032BC3 | 13 | 16 | Yes | Yes | 2011-02-28 |  | 2
FALSE | 4TTR6018B1 | 3489 | 3426254 | AMERICAN STANDARD, INC. | 4A7A5018E1 | AC | Split System: Air-Cooled Condensing Unit, Coil with Blower | 4TTR5018E1 |  | 4TXCB032BC3 | 13 | 16 | Yes | Yes | 2011-02-28 |  | 2
FALSE | 4TTR6018B1 | 3489 | 3426257 | AMERICAN STANDARD, INC. | 4A7A5018E1 | AC | Split System: Air-Cooled Condensing Unit, Coil with Blower | 4TTR5018E1 |  | 4TXCB032BC3 | 13 | 16 | Yes | Yes | 2011-02-28 |  | 2
FALSE | 4TTR6024B1 | 3503 | 3426727 | TRANE | 4TTR5024E1 | AC | Split System: Air-Cooled Condensing Unit, Coil with Blower | 4TTR5024E1 |  | 4CXCB025CC3 | 13 | 16 | Yes | Yes | 2011-01-21 |  | 2
FALSE | 4TTR6024B1 | 3503 | 3426729 | TRANE | 4TTR5024E1 | AC | Split System: Air-Cooled Condensing Unit, Coil with Blower | 4TTR5024E1 |  | 4CXCB025CC3 | 13 | 16 | Yes | Yes | 2011-01-21 |  | 2
FALSE | 4TTR6024B1 | 3503 | 3426730 | TRANE | 4TTR5024E1 | AC | Split System: Air-Cooled Condensing Unit, Coil with Blower | 4TTR5024E1 |  | 4CXCB025CC3 | 13 | 15.5 | Yes | Yes | 2011-01-21 |  | 1
FALSE | 4TTR6024B1 | 3503 | 3426731 | TRANE | 4TTR5024E1 | AC | Split System: Air-Cooled Condensing Unit, Coil with Blower | 4TTR5024E1 |  | 4CXCB025CC3 | 13 | 16 | Yes | Yes | 2011-01-21 |  | 2
FALSE | 4TTR6024B1 | 3503 | 3426738 | TRANE | 4TTR5024E1 | AC | Split System: Air-Cooled Condensing Unit, Coil with Blower | 4TTR5024E1 |  | 4CXCB025CC3 | 13 | 16 | Yes | Yes | 2011-01-21 |  | 2
FALSE | 4TTR6024B1 | 3503 | 3426747 | TRANE | 4TTR5024E1 | AC | Split System: Air-Cooled Condensing Unit, Coil with Blower | 4TTR5024E1 |  | 4CXCB031CC3 | 13 | 16 | Yes | Yes | 2011-01-21 |  | 2
FALSE | 4TTR6024B1 | 3503 | 3426751 | TRANE | 4TTR5024E1 | AC | Split System: Air-Cooled Condensing Unit, Coil with Blower | 4TTR5024E1 |  | 4CXCB031CC3 | 13 | 16 | Yes | Yes | 2011-01-21 |  | 2
FALSE | 4TTR6024B1 | 3503 | 3426754 | TRANE | 4TTR5024E1 | AC | Split System: Air-Cooled Condensing Unit, Coil with Blower | 4TTR5024E1 |  | 4CXCB031CC3 | 13 | 16 | Yes | Yes | 2011-01-21 |  | 2
FALSE | 4TTR6024B1 | 3503 | 3426757 | TRANE | 4TTR5024E1 | AC | Split System: Air-Cooled Condensing Unit, Coil with Blower | 4TTR5024E1 |  | 4CXCB031CC3 | 13 | 16 | Yes | Yes | 2011-01-21 |  | 2
FALSE | 4TTR6024B1 | 3503 | 3426760 | TRANE | 4TTR5024E1 | AC | Split System: Air-Cooled Condensing Unit, Coil with Blower | 4TTR5024E1 |  | 4CXCB031CC3 | 13 | 16 | Yes | Yes | 2011-01-21 |  | 2
FALSE | 4TTR6024B1 | 3503 | 3426761 | TRANE | 4TTR5024E1 | AC | Split System: Air-Cooled Condensing Unit, Coil with Blower | 4TTR5024E1 |  | 4CXCB031CC3 | 13 | 15.5 | Yes | Yes | 2011-01-21 |  | 1
FALSE | 4TTR6024B1 | 3503 | 3426763 | TRANE | 4TTR5024E1 | AC | Split System: Air-Cooled Condensing Unit, Coil with Blower | 4TTR5024E1 |  | 4CXCB031CC3 | 13 | 16 | Yes | Yes | 2011-01-21 |  | 2
FALSE | 4TTR6024B1 | 3503 | 3426764 | TRANE | 4TTR5024E1 | AC | Split System: Air-Cooled Condensing Unit, Coil with Blower | 4TTR5024E1 |  | 4CXCB036CC3 | 13 | 16 | Yes | Yes | 2011-01-21 |  | 2
FALSE | 4TTR6024B1 | 3503 | 3426765 | TRANE | 4TTR5024E1 | AC | Split System: Air-Cooled Condensing Unit, Coil with Blower | 4TTR5024E1 |  | 4CXCB036CC3 | 13 | 16 | Yes | Yes | 2011-01-21 |  | 2
FALSE | 4TTR6024B1 | 3503 | 3426766 | TRANE | 4TTR5024E1 | AC | Split System: Air-Cooled Condensing Unit, Coil with Blower | 4TTR5024E1 |  | 4CXCB036CC3 | 13 | 16 | Yes | Yes | 2011-01-21 |  | 2
FALSE | 4TTR6024B1 | 3503 | 3426771 | TRANE | 4TTR5024E1 | AC | Split System: Air-Cooled Condensing Unit, Coil with Blower | 4TTR5024E1 |  | 4CXCB036CC3 | 13 | 16 | Yes | Yes | 2011-01-21 |  | 2
FALSE | 4TTR6024B1 | 3503 | 3426772 | TRANE | 4TTR5024E1 | AC | Split System: Air-Cooled Condensing Unit, Coil with Blower | 4TTR5024E1 |  | 4CXCB036CC3 | 13 | 16 | Yes | Yes | 2011-01-21 |  | 2
FALSE | 4TTR6024B1 | 3503 | 3426777 | TRANE | 4TTR5024E1 | AC | Split System: Air-Cooled Condensing Unit, Coil with Blower | 4TTR5024E1 |  | 4CXCB036CC3 | 13 | 16 | Yes | Yes | 2011-01-21 |  | 2
FALSE | 4TTR6024B1 | 3503 | 3426779 | TRANE | 4TTR5024E1 | AC | Split System: Air-Cooled Condensing Unit, Coil with Blower | 4TTR5024E1 |  | 4CXCB036CC3 | 13 | 16 | Yes | Yes | 2011-01-21 |  | 2
FALSE | 4TTR6024B1 | 3503 | 3426783 | TRANE | 4TTR5024E1 | AC | Split System: Air-Cooled Condensing Unit, Coil with Blower | 4TTR5024E1 |  | 4CXCB036CC3 | 13 | 16 | Yes | Yes | 2011-01-21 |  | 2
FALSE | 4TTR6024B1 | 3503 | 3426848 | TRANE | 4TTR5024E1 | AC | Split System: Air-Cooled Condensing Unit, Coil with Blower | 4TTR5024E1 |  | 4TEC3F30B1 | 12 | 14.5 | Yes | Yes | 2011-01-21 |  | 0
FALSE | 4TTR6024B1 | 3503 | 3426850 | TRANE | 4TTR5024E1 | AC | Split System: Air-Cooled Condensing Unit, Coil with Blower | 4TTR5024E1 |  | 4TEE3C01A1 | 13 | 16 | Yes | Yes | 2011-01-21 |  | 2
FALSE | 4TTR6024B1 | 3503 | 3426851 | TRANE | 4TTR5024E1 | AC | Split System: Air-Cooled Condensing Unit, Coil with Blower | 4TTR5024E1 |  | 4TEE3C02A1 | 13 | 16 | Yes | Yes | 2011-01-21 |  | 2
FALSE | 4TTR6024B1 | 3503 | 3426852 | TRANE | 4TTR5024E1 | AC | Split System: Air-Cooled Condensing Unit, Coil with Blower | 4TTR5024E1 |  | 4TEE3C03A1 | 13 | 16 | Yes | Yes | 2011-01-21 |  | 2
FALSE | 4TTR6024B1 | 3503 | 3426853 | TRANE | 4TTR5024E1 | AC | Split System: Air-Cooled Condensing Unit, Coil with Blower | 4TTR5024E1 |  | 4TEE3C03A1+18-GJ01D | 13 | 16 | Yes | Yes | 2011-01-21 |  | 2
FALSE | 4TTR6024B1 | 3503 | 3426854 | TRANE | 4TTR5024E1 | AC | Split System: Air-Cooled Condensing Unit, Coil with Blower | 4TTR5024E1 |  | 4TEE3C04A1 | 13 | 17 | Yes | Yes | 2011-01-21 |  | 2
FALSE | 4TTR6024B1 | 3503 | 3426855 | TRANE | 4TTR5024E1 | AC | Split System: Air-Cooled Condensing Unit, Coil with Blower | 4TTR5024E1 |  | 4TEE3C04A1+18-GJ01D | 13 | 16 | Yes | Yes | 2011-01-21 |  | 2
FALSE | 4TTR6024B1 | 3503 | 3426861 | TRANE | 4TTR5024E1 | AC | Split System: Air-Cooled Condensing Unit, Coil with Blower | 4TTR5024E1 |  | 4TEE3F31B1 | 13 | 16 | Yes | Yes | 2011-01-21 |  | 2
FALSE | 4TTR6024B1 | 3503 | 3426862 | TRANE | 4TTR5024E1 | AC | Split System: Air-Cooled Condensing Unit, Coil with Blower | 4TTR5024E1 |  | 4TEE3F37B1 | 13 | 16 | Yes | Yes | 2011-01-21 |  | 2
FALSE | 4TTR6024B1 | 3503 | 3426866 | TRANE | 4TTR5024E1 | AC | Split System: Air-Cooled Condensing Unit, Coil with Blower | 4TTR5024E1 |  | 4TXAA018BC3 | 13 | 14.5 | Yes | Yes | 2011-01-21 |  | 0
FALSE | 4TTR6024B1 | 3503 | 3426868 | TRANE | 4TTR5024E1 | AC | Split System: Air-Cooled Condensing Unit, Coil with Blower | 4TTR5024E1 |  | 4TXAA018BC3 | 13 | 15.5 | Yes | Yes | 2011-01-21 |  | 1
FALSE | 4TTR6024B1 | 3503 | 3426869 | TRANE | 4TTR5024E1 | AC | Split System: Air-Cooled Condensing Unit, Coil with Blower | 4TTR5024E1 |  | 4TXAA018BC3 | 13 | 15 | Yes | Yes | 2011-01-21 |  | 1
FALSE | 4TTR6024B1 | 3503 | 3426871 | TRANE | 4TTR5024E1 | AC | Split System: Air-Cooled Condensing Unit, Coil with Blower | 4TTR5024E1 |  | 4TXAA018BC3 | 13 | 15 | Yes | Yes | 2011-01-21 |  | 1
FALSE | 4TTR6024B1 | 3503 | 3426872 | TRANE | 4TTR5024E1 | AC | Split System: Air-Cooled Condensing Unit, Coil with Blower | 4TTR5024E1 |  | 4TXAA018BC3 | 13 | 15 | Yes | Yes | 2011-01-21 |  | 1
FALSE | 4TTR6024B1 | 3503 | 3426877 | TRANE | 4TTR5024E1 | AC | Split System: Air-Cooled Condensing Unit, Coil with Blower | 4TTR5024E1 |  | 4TXAA018BC3 | 13 | 15 | Yes | Yes | 2011-01-21 |  | 1
FALSE | 4TTR6024B1 | 3503 | 3426879 | TRANE | 4TTR5024E1 | AC | Split System: Air-Cooled Condensing Unit, Coil with Blower | 4TTR5024E1 |  | 4TXAA018BC3 | 13 | 15.5 | Yes | Yes | 2011-01-21 |  | 1
FALSE | 4TTR6024B1 | 3503 | 3426882 | TRANE | 4TTR5024E1 | AC | Split System: Air-Cooled Condensing Unit, Coil with Blower | 4TTR5024E1 |  | 4TXAA024BC3 | 13 | 15 | Yes | Yes | 2011-01-21 |  | 1
FALSE | 4TTR6024B1 | 3503 | 3426883 | TRANE | 4TTR5024E1 | AC | Split System: Air-Cooled Condensing Unit, Coil with Blower | 4TTR5024E1 |  | 4TXAA024BC3 | 13 | 14.5 | Yes | Yes | 2011-01-21 |  | 0
FALSE | 4TTR6024B1 | 3503 | 3426884 | TRANE | 4TTR5024E1 | AC | Split System: Air-Cooled Condensing Unit, Coil with Blower | 4TTR5024E1 |  | 4TXAA024BC3 | 13 | 14.5 | Yes | Yes | 2011-01-21 |  | 0
FALSE | 4TTR6024B1 | 3503 | 3426889 | TRANE | 4TTR5024E1 | AC | Split System: Air-Cooled Condensing Unit, Coil with Blower | 4TTR5024E1 |  | 4TXAA024BC3 | 13 | 15 | Yes | Yes | 2011-01-21 |  | 1
FALSE | 4TTR6024B1 | 3503 | 3426963 | TRANE | 4TTR5024E1 | AC | Split System: Air-Cooled Condensing Unit, Coil with Blower | 4TTR5024E1 |  | 4TXAB031BC3 | 13 | 16 | Yes | Yes | 2011-01-21 |  | 2
FALSE | 4TTR6024B1 | 3503 | 3426964 | TRANE | 4TTR5024E1 | AC | Split System: Air-Cooled Condensing Unit, Coil with Blower | 4TTR5024E1 |  | 4TXAB031BC3 | 13 | 16 | Yes | Yes | 2011-01-21 |  | 2
FALSE | 4TTR6024B1 | 3503 | 3426965 | TRANE | 4TTR5024E1 | AC | Split System: Air-Cooled Condensing Unit, Coil with Blower | 4TTR5024E1 |  | 4TXAB031BC3 | 13 | 16 | Yes | Yes | 2011-01-21 |  | 2
FALSE | 4TTR6024B1 | 3503 | 3426967 | TRANE | 4TTR5024E1 | AC | Split System: Air-Cooled Condensing Unit, Coil with Blower | 4TTR5024E1 |  | 4TXAB031BC3 | 13 | 16 | Yes | Yes | 2011-01-21 |  | 2
FALSE | 4TTR6024B1 | 3503 | 3426968 | TRANE | 4TTR5024E1 | AC | Split System: Air-Cooled Condensing Unit, Coil with Blower | 4TTR5024E1 |  | 4TXAB031BC3 | 13 | 16 | Yes | Yes | 2011-01-21 |  | 2
FALSE | 4TTR6024B1 | 3503 | 3426972 | TRANE | 4TTR5024E1 | AC | Split System: Air-Cooled Condensing Unit, Coil with Blower | 4TTR5024E1 |  | 4TXAB032BC3 | 13 | 16 | Yes | Yes | 2011-01-21 |  | 2
FALSE | 4TTR6024B1 | 3503 | 3426973 | TRANE | 4TTR5024E1 | AC | Split System: Air-Cooled Condensing Unit, Coil with Blower | 4TTR5024E1 |  | 4TXAB032BC3 | 13 | 16 | Yes | Yes | 2011-01-21 |  | 2
FALSE | 4TTR6024B1 | 3503 | 3426974 | TRANE | 4TTR5024E1 | AC | Split System: Air-Cooled Condensing Unit, Coil with Blower | 4TTR5024E1 |  | 4TXAB032BC3 | 13 | 16 | Yes | Yes | 2011-01-21 |  | 2
FALSE | 4TTR6024B1 | 3503 | 3426976 | TRANE | 4TTR5024E1 | AC | Split System: Air-Cooled Condensing Unit, Coil with Blower | 4TTR5024E1 |  | 4TXAB032BC3 | 13 | 16 | Yes | Yes | 2011-01-21 |  | 2
FALSE | 4TTR6024B1 | 3503 | 3426977 | TRANE | 4TTR5024E1 | AC | Split System: Air-Cooled Condensing Unit, Coil with Blower | 4TTR5024E1 |  | 4TXAB032BC3 | 13 | 16 | Yes | Yes | 2011-01-21 |  | 2
FALSE | 4TTR6024B1 | 3503 | 3426978 | TRANE | 4TTR5024E1 | AC | Split System: Air-Cooled Condensing Unit, Coil with Blower | 4TTR5024E1 |  | 4TXAB032BC3 | 13 | 16 | Yes | Yes | 2011-01-21 |  | 2
FALSE | 4TTR6024B1 | 3503 | 3426979 | TRANE | 4TTR5024E1 | AC | Split System: Air-Cooled Condensing Unit, Coil with Blower | 4TTR5024E1 |  | 4TXAB032BC3 | 13 | 16 | Yes | Yes | 2011-01-21 |  | 2
FALSE | 4TTR6024B1 | 3503 | 3426980 | TRANE | 4TTR5024E1 | AC | Split System: Air-Cooled Condensing Unit, Coil with Blower | 4TTR5024E1 |  | 4TXAB032BC3 | 13 | 16 | Yes | Yes | 2011-01-21 |  | 2
FALSE | 4TTR6024B1 | 3503 | 3426982 | TRANE | 4TTR5024E1 | AC | Split System: Air-Cooled Condensing Unit, Coil with Blower | 4TTR5024E1 |  | 4TXAB032BC3 | 13 | 16 | Yes | Yes | 2011-01-21 |  | 2
FALSE | 4TTR6024B1 | 3503 | 3426985 | TRANE | 4TTR5024E1 | AC | Split System: Air-Cooled Condensing Unit, Coil with Blower | 4TTR5024E1 |  | 4TXAB032BC3 | 13 | 16 | Yes | Yes | 2011-01-21 |  | 2
FALSE | 4TTR6024B1 | 3503 | 3426987 | TRANE | 4TTR5024E1 | AC | Split System: Air-Cooled Condensing Unit, Coil with Blower | 4TTR5024E1 |  | 4TXAB032BC3 | 13 | 16 | Yes | Yes | 2011-01-21 |  | 2
FALSE | 4TTR6024B1 | 3503 | 3426991 | TRANE | 4TTR5024E1 | AC | Split System: Air-Cooled Condensing Unit, Coil with Blower | 4TTR5024E1 |  | 4TXAB032BC3 | 13 | 16 | Yes | Yes | 2011-01-21 |  | 2
FALSE | 4TTR6024B1 | 3503 | 3426993 | TRANE | 4TTR5024E1 | AC | Split System: Air-Cooled Condensing Unit, Coil with Blower | 4TTR5024E1 |  | 4TXAB032BC3 | 13 | 16 | Yes | Yes | 2011-01-21 |  | 2
FALSE | 4TTR6024B1 | 3503 | 3427010 | TRANE | 4TTR5024E1 | AC | Split System: Air-Cooled Condensing Unit, Coil with Blower | 4TTR5024E1 |  | 4TXAB036BC3 | 13 | 16 | Yes | Yes | 2011-01-21 |  | 2
FALSE | 4TTR6024B1 | 3503 | 3427011 | TRANE | 4TTR5024E1 | AC | Split System: Air-Cooled Condensing Unit, Coil with Blower | 4TTR5024E1 |  | 4TXAB036BC3 | 13 | 16 | Yes | Yes | 2011-01-21 |  | 2
FALSE | 4TTR6024B1 | 3503 | 3427051 | TRANE | 4TTR5024E1 | AC | Split System: Air-Cooled Condensing Unit, Coil with Blower | 4TTR5024E1 |  | 4TXAB048BC3 | 13 | 16 | Yes | Yes | 2011-01-21 |  | 2
FALSE | 4TTR6024B1 | 3503 | 3427052 | TRANE | 4TTR5024E1 | AC | Split System: Air-Cooled Condensing Unit, Coil with Blower | 4TTR5024E1 |  | 4TXAB048BC3 | 13 | 16 | Yes | Yes | 2011-01-21 |  | 2
FALSE | 4TTR6024B1 | 3503 | 3427053 | TRANE | 4TTR5024E1 | AC | Split System: Air-Cooled Condensing Unit, Coil with Blower | 4TTR5024E1 |  | 4TXAB048BC3 | 13 | 16 | Yes | Yes | 2011-01-21 |  | 2
FALSE | 4TTR6024B1 | 3503 | 3427055 | TRANE | 4TTR5024E1 | AC | Split System: Air-Cooled Condensing Unit, Coil with Blower | 4TTR5024E1 |  | 4TXAB048BC3 | 13 | 16 | Yes | Yes | 2011-01-21 |  | 2
FALSE | 4TTR6024B1 | 3503 | 3427057 | TRANE | 4TTR5024E1 | AC | Split System: Air-Cooled Condensing Unit, Coil with Blower | 4TTR5024E1 |  | 4TXAB048BC3 | 13 | 16 | Yes | Yes | 2011-01-21 |  | 2
FALSE | 4TTR6024B1 | 3503 | 3427058 | TRANE | 4TTR5024E1 | AC | Split System: Air-Cooled Condensing Unit, Coil with Blower | 4TTR5024E1 |  | 4TXAB048BC3 | 13 | 16 | Yes | Yes | 2011-01-21 |  | 2
FALSE | 4TTR6024B1 | 3503 | 3427061 | TRANE | 4TTR5024E1 | AC | Split System: Air-Cooled Condensing Unit, Coil with Blower | 4TTR5024E1 |  | 4TXAB048BC3 | 13 | 16 | Yes | Yes | 2011-01-21 |  | 2
FALSE | 4TTR6024B1 | 3503 | 3427062 | TRANE | 4TTR5024E1 | AC | Split System: Air-Cooled Condensing Unit, Coil with Blower | 4TTR5024E1 |  | 4TXAB048BC3 | 13 | 16 | Yes | Yes | 2011-01-21 |  | 2
FALSE | 4TTR6024B1 | 3503 | 3427067 | TRANE | 4TTR5024E1 | AC | Split System: Air-Cooled Condensing Unit, Coil with Blower | 4TTR5024E1 |  | 4TXAB048BC3 | 13 | 16 | Yes | Yes | 2011-01-21 |  | 2
FALSE | 4TTR6024B1 | 3503 | 3427084 | TRANE | 4TTR5024E1 | AC | Split System: Air-Cooled Condensing Unit, Coil with Blower | 4TTR5024E1 |  | 4TXAC037BC3 | 13 | 16 | Yes | Yes | 2011-01-21 |  | 2
FALSE | 4TTR6024B1 | 3503 | 3427085 | TRANE | 4TTR5024E1 | AC | Split System: Air-Cooled Condensing Unit, Coil with Blower | 4TTR5024E1 |  | 4TXAC037BC3 | 13 | 16 | Yes | Yes | 2011-01-21 |  | 2
FALSE | 4TTR6024B1 | 3503 | 3427086 | TRANE | 4TTR5024E1 | AC | Split System: Air-Cooled Condensing Unit, Coil with Blower | 4TTR5024E1 |  | 4TXAC037BC3 | 13 | 16 | Yes | Yes | 2011-01-21 |  | 2
FALSE | 4TTR6024B1 | 3503 | 3427087 | TRANE | 4TTR5024E1 | AC | Split System: Air-Cooled Condensing Unit, Coil with Blower | 4TTR5024E1 |  | 4TXAC037BC3 | 13 | 16 | Yes | Yes | 2011-01-21 |  | 2
FALSE | 4TTR6024B1 | 3503 | 3427088 | TRANE | 4TTR5024E1 | AC | Split System: Air-Cooled Condensing Unit, Coil with Blower | 4TTR5024E1 |  | 4TXAC037BC3 | 13 | 16 | Yes | Yes | 2011-01-21 |  | 2
FALSE | 4TTR6024B1 | 3503 | 3427091 | TRANE | 4TTR5024E1 | AC | Split System: Air-Cooled Condensing Unit, Coil with Blower | 4TTR5024E1 |  | 4TXAC037BC3 | 13 | 16 | Yes | Yes | 2011-01-21 |  | 2
FALSE | 4TTR6024B1 | 3503 | 3427092 | TRANE | 4TTR5024E1 | AC | Split System: Air-Cooled Condensing Unit, Coil with Blower | 4TTR5024E1 |  | 4TXAC037BC3 | 13 | 16 | Yes | Yes | 2011-01-21 |  | 2
FALSE | 4TTR6024B1 | 3503 | 3427093 | TRANE | 4TTR5024E1 | AC | Split System: Air-Cooled Condensing Unit, Coil with Blower | 4TTR5024E1 |  | 4TXAC037BC3 | 13 | 16 | Yes | Yes | 2011-01-21 |  | 2
FALSE | 4TTR6024B1 | 3503 | 3427094 | TRANE | 4TTR5024E1 | AC | Split System: Air-Cooled Condensing Unit, Coil with Blower | 4TTR5024E1 |  | 4TXAC037BC3 | 13 | 16 | Yes | Yes | 2011-01-21 |  | 2
FALSE | 4TTR6024B1 | 3503 | 3427095 | TRANE | 4TTR5024E1 | AC | Split System: Air-Cooled Condensing Unit, Coil with Blower | 4TTR5024E1 |  | 4TXAC037BC3 | 13 | 16 | Yes | Yes | 2011-01-21 |  | 2
FALSE | 4TTR6024B1 | 3503 | 3427096 | TRANE | 4TTR5024E1 | AC | Split System: Air-Cooled Condensing Unit, Coil with Blower | 4TTR5024E1 |  | 4TXAC037BC3 | 13 | 16 | Yes | Yes | 2011-01-21 |  | 2
FALSE | 4TTR6024B1 | 3503 | 3427140 | TRANE | 4TTR5024E1 | AC | Split System: Air-Cooled Condensing Unit, Coil with Blower | 4TTR5024E1 |  | 4TXAC044BC3 | 13 | 16 | Yes | Yes | 2011-01-21 |  | 2
FALSE | 4TTR6024B1 | 3503 | 3427146 | TRANE | 4TTR5024E1 | AC | Split System: Air-Cooled Condensing Unit, Coil with Blower | 4TTR5024E1 |  | 4TXAC044BC3 | 13 | 16 | Yes | Yes | 2011-01-21 |  | 2
FALSE | 4TTR6024B1 | 3503 | 3427147 | TRANE | 4TTR5024E1 | AC | Split System: Air-Cooled Condensing Unit, Coil with Blower | 4TTR5024E1 |  | 4TXAC044BC3 | 13 | 16 | Yes | Yes | 2011-01-21 |  | 2
FALSE | 4TTR6024B1 | 3503 | 3427148 | TRANE | 4TTR5024E1 | AC | Split System: Air-Cooled Condensing Unit, Coil with Blower | 4TTR5024E1 |  | 4TXAC044BC3 | 13 | 16 | Yes | Yes | 2011-01-21 |  | 2
FALSE | 4TTR6024B1 | 3503 | 3427149 | TRANE | 4TTR5024E1 | AC | Split System: Air-Cooled Condensing Unit, Coil with Blower | 4TTR5024E1 |  | 4TXAC044BC3 | 13 | 16 | Yes | Yes | 2011-01-21 |  | 2
FALSE | 4TTR6024B1 | 3503 | 3427151 | TRANE | 4TTR5024E1 | AC | Split System: Air-Cooled Condensing Unit, Coil with Blower | 4TTR5024E1 |  | 4TXCA018BC3 | 13 | 15 | Yes | Yes | 2011-01-21 |  | 1
FALSE | 4TTR6024B1 | 3503 | 3427153 | TRANE | 4TTR5024E1 | AC | Split System: Air-Cooled Condensing Unit, Coil with Blower | 4TTR5024E1 |  | 4TXCA018BC3 | 13 | 15 | Yes | Yes | 2011-01-21 |  | 1
FALSE | 4TTR6024B1 | 3503 | 3427154 | TRANE | 4TTR5024E1 | AC | Split System: Air-Cooled Condensing Unit, Coil with Blower | 4TTR5024E1 |  | 4TXCA018BC3 | 13 | 15.5 | Yes | Yes | 2011-01-21 |  | 1
FALSE | 4TTR6024B1 | 3503 | 3427158 | TRANE | 4TTR5024E1 | AC | Split System: Air-Cooled Condensing Unit, Coil with Blower | 4TTR5024E1 |  | 4TXCA018BC3 | 13 | 15.5 | Yes | Yes | 2011-01-21 |  | 1
FALSE | 4TTR6024B1 | 3503 | 3427160 | TRANE | 4TTR5024E1 | AC | Split System: Air-Cooled Condensing Unit, Coil with Blower | 4TTR5024E1 |  | 4TXCA018BC3 | 13 | 15 | Yes | Yes | 2011-01-21 |  | 1
FALSE | 4TTR6024B1 | 3503 | 3427164 | TRANE | 4TTR5024E1 | AC | Split System: Air-Cooled Condensing Unit, Coil with Blower | 4TTR5024E1 |  | 4TXCA018BC3 | 13 | 14.5 | Yes | Yes | 2011-01-21 |  | 0
FALSE | 4TTR6024B1 | 3503 | 3427165 | TRANE | 4TTR5024E1 | AC | Split System: Air-Cooled Condensing Unit, Coil with Blower | 4TTR5024E1 |  | 4TXCA018BC3 | 13 | 15 | Yes | Yes | 2011-01-21 |  | 1
FALSE | 4TTR6024B1 | 3503 | 3427166 | TRANE | 4TTR5024E1 | AC | Split System: Air-Cooled Condensing Unit, Coil with Blower | 4TTR5024E1 |  | 4TXCA024BC3 | 13 | 14.5 | Yes | Yes | 2011-01-21 |  | 0
FALSE | 4TTR6024B1 | 3503 | 3427169 | TRANE | 4TTR5024E1 | AC | Split System: Air-Cooled Condensing Unit, Coil with Blower | 4TTR5024E1 |  | 4TXCA024BC3 | 13 | 14.5 | Yes | Yes | 2011-01-21 |  | 0
FALSE | 4TTR6024B1 | 3503 | 3427170 | TRANE | 4TTR5024E1 | AC | Split System: Air-Cooled Condensing Unit, Coil with Blower | 4TTR5024E1 |  | 4TXCA024BC3 | 13 | 14.5 | Yes | Yes | 2011-01-21 |  | 0
FALSE | 4TTR6024B1 | 3503 | 3427171 | TRANE | 4TTR5024E1 | AC | Split System: Air-Cooled Condensing Unit, Coil with Blower | 4TTR5024E1 |  | 4TXCA024BC3 | 13 | 15 | Yes | Yes | 2011-01-21 |  | 1
FALSE | 4TTR6024B1 | 3503 | 3427176 | TRANE | 4TTR5024E1 | AC | Split System: Air-Cooled Condensing Unit, Coil with Blower | 4TTR5024E1 |  | 4TXCA024BC3 | 13 | 14.5 | Yes | Yes | 2011-01-21 |  | 0
FALSE | 4TTR6024B1 | 3503 | 3427177 | TRANE | 4TTR5024E1 | AC | Split System: Air-Cooled Condensing Unit, Coil with Blower | 4TTR5024E1 |  | 4TXCA024BC3 | 13 | 14.5 | Yes | Yes | 2011-01-21 |  | 0
FALSE | 4TTR6024B1 | 3503 | 3427178 | TRANE | 4TTR5024E1 | AC | Split System: Air-Cooled Condensing Unit, Coil with Blower | 4TTR5024E1 |  | 4TXCA024BC3 | 13 | 15 | Yes | Yes | 2011-01-21 |  | 1
FALSE | 4TTR6024B1 | 3503 | 3427182 | TRANE | 4TTR5024E1 | AC | Split System: Air-Cooled Condensing Unit, Coil with Blower | 4TTR5024E1 |  | 4TXCB003CC3 | 13 | 16 | Yes | Yes | 2011-01-21 |  | 2
FALSE | 4TTR6024B1 | 3503 | 3427226 | TRANE | 4TTR5024E1 | AC | Split System: Air-Cooled Condensing Unit, Coil with Blower | 4TTR5024E1 |  | 4TXCB004CC3 | 13 | 16 | Yes | Yes | 2011-01-21 |  | 2
FALSE | 4TTR6024B1 | 3503 | 3427227 | TRANE | 4TTR5024E1 | AC | Split System: Air-Cooled Condensing Unit, Coil with Blower | 4TTR5024E1 |  | 4TXCB004CC3 | 13 | 16 | Yes | Yes | 2011-01-21 |  | 2
FALSE | 4TTR6024B1 | 3503 | 3427228 | TRANE | 4TTR5024E1 | AC | Split System: Air-Cooled Condensing Unit, Coil with Blower | 4TTR5024E1 |  | 4TXCB004CC3 | 13 | 16 | Yes | Yes | 2011-01-21 |  | 2
FALSE | 4TTR6024B1 | 3503 | 3427229 | TRANE | 4TTR5024E1 | AC | Split System: Air-Cooled Condensing Unit, Coil with Blower | 4TTR5024E1 |  | 4TXCB004CC3 | 13 | 16 | Yes | Yes | 2011-01-21 |  | 2
FALSE | 4TTR6024B1 | 3503 | 3427230 | TRANE | 4TTR5024E1 | AC | Split System: Air-Cooled Condensing Unit, Coil with Blower | 4TTR5024E1 |  | 4TXCB004CC3 | 13 | 16 | Yes | Yes | 2011-01-21 |  | 2
FALSE | 4TTR6024B1 | 3503 | 3427231 | TRANE | 4TTR5024E1 | AC | Split System: Air-Cooled Condensing Unit, Coil with Blower | 4TTR5024E1 |  | 4TXCB025BC3 | 13 | 16 | Yes | Yes | 2011-01-21 |  | 2
FALSE | 4TTR6024B1 | 3503 | 3427232 | TRANE | 4TTR5024E1 | AC | Split System: Air-Cooled Condensing Unit, Coil with Blower | 4TTR5024E1 |  | 4TXCB025BC3 | 13 | 16 | Yes | Yes | 2011-01-21 |  | 2
FALSE | 4TTR6024B1 | 3503 | 3427233 | TRANE | 4TTR5024E1 | AC | Split System: Air-Cooled Condensing Unit, Coil with Blower | 4TTR5024E1 |  | 4TXCB025BC3 | 13 | 16 | Yes | Yes | 2011-01-21 |  | 2
FALSE | 4TTR6024B1 | 3503 | 3427235 | TRANE | 4TTR5024E1 | AC | Split System: Air-Cooled Condensing Unit, Coil with Blower | 4TTR5024E1 |  | 4TXCB025BC3 | 13 | 16 | Yes | Yes | 2011-01-21 |  | 2
FALSE | 4TTR6024B1 | 3503 | 3427236 | TRANE | 4TTR5024E1 | AC | Split System: Air-Cooled Condensing Unit, Coil with Blower | 4TTR5024E1 |  | 4TXCB025BC3 | 13 | 16 | Yes | Yes | 2011-01-21 |  | 2
FALSE | 4TTR6024B1 | 3503 | 3427237 | TRANE | 4TTR5024E1 | AC | Split System: Air-Cooled Condensing Unit, Coil with Blower | 4TTR5024E1 |  | 4TXCB025BC3 | 13 | 15.5 | Yes | Yes | 2011-01-21 |  | 1
FALSE | 4TTR6024B1 | 3503 | 3427238 | TRANE | 4TTR5024E1 | AC | Split System: Air-Cooled Condensing Unit, Coil with Blower | 4TTR5024E1 |  | 4TXCB025BC3 | 13 | 16 | Yes | Yes | 2011-01-21 |  | 2
FALSE | 4TTR6024B1 | 3503 | 3427239 | TRANE | 4TTR5024E1 | AC | Split System: Air-Cooled Condensing Unit, Coil with Blower | 4TTR5024E1 |  | 4TXCB025BC3 | 13 | 16 | Yes | Yes | 2011-01-21 |  | 2
FALSE | 4TTR6024B1 | 3503 | 3427243 | TRANE | 4TTR5024E1 | AC | Split System: Air-Cooled Condensing Unit, Coil with Blower | 4TTR5024E1 |  | 4TXCB025BC3 | 13 | 15.5 | Yes | Yes | 2011-01-21 |  | 1
FALSE | 4TTR6024B1 | 3503 | 3427244 | TRANE | 4TTR5024E1 | AC | Split System: Air-Cooled Condensing Unit, Coil with Blower | 4TTR5024E1 |  | 4TXCB025BC3 | 13 | 16 | Yes | Yes | 2011-01-21 |  | 2
FALSE | 4TTR6024B1 | 3503 | 3427245 | TRANE | 4TTR5024E1 | AC | Split System: Air-Cooled Condensing Unit, Coil with Blower | 4TTR5024E1 |  | 4TXCB025BC3 | 13 | 16 | Yes | Yes | 2011-01-21 |  | 2
FALSE | 4TTR6024B1 | 3503 | 3427252 | TRANE | 4TTR5024E1 | AC | Split System: Air-Cooled Condensing Unit, Coil with Blower | 4TTR5024E1 |  | 4TXCB025BC3 | 13 | 16 | Yes | Yes | 2011-01-21 |  | 2
FALSE | 4TTR6024B1 | 3503 | 3427271 | TRANE | 4TTR5024E1 | AC | Split System: Air-Cooled Condensing Unit, Coil with Blower | 4TTR5024E1 |  | 4TXCB031BC3 | 13 | 16 | Yes | Yes | 2011-01-21 |  | 2
FALSE | 4TTR6024B1 | 3503 | 3427272 | TRANE | 4TTR5024E1 | AC | Split System: Air-Cooled Condensing Unit, Coil with Blower | 4TTR5024E1 |  | 4TXCB031BC3 | 13 | 16 | Yes | Yes | 2011-01-21 |  | 2
FALSE | 4TTR6024B1 | 3503 | 3427274 | TRANE | 4TTR5024E1 | AC | Split System: Air-Cooled Condensing Unit, Coil with Blower | 4TTR5024E1 |  | 4TXCB031BC3 | 13 | 16 | Yes | Yes | 2011-01-21 |  | 2
FALSE | 4TTR6024B1 | 3503 | 3427333 | TRANE | 4TTR5024E1 | AC | Split System: Air-Cooled Condensing Unit, Coil with Blower | 4TTR5024E1 |  | 4TXCB036BC3 | 13 | 16 | Yes | Yes | 2011-01-21 |  | 2
FALSE | 4TTR6024B1 | 3503 | 3427334 | TRANE | 4TTR5024E1 | AC | Split System: Air-Cooled Condensing Unit, Coil with Blower | 4TTR5024E1 |  | 4TXCB036BC3 | 13 | 16 | Yes | Yes | 2011-01-21 |  | 2
FALSE | 4TTR6024B1 | 3503 | 3427335 | TRANE | 4TTR5024E1 | AC | Split System: Air-Cooled Condensing Unit, Coil with Blower | 4TTR5024E1 |  | 4TXCB036BC3 | 13 | 16 | Yes | Yes | 2011-01-21 |  | 2
FALSE | 4TTR6024B1 | 3503 | 3427336 | TRANE | 4TTR5024E1 | AC | Split System: Air-Cooled Condensing Unit, Coil with Blower | 4TTR5024E1 |  | 4TXCB036BC3 | 13 | 16 | Yes | Yes | 2011-01-21 |  | 2
FALSE | 4TTR6024B1 | 3503 | 3427337 | TRANE | 4TTR5024E1 | AC | Split System: Air-Cooled Condensing Unit, Coil with Blower | 4TTR5024E1 |  | 4TXCB036BC3 | 13 | 16 | Yes | Yes | 2011-01-21 |  | 2
FALSE | 4TTR6024B1 | 3503 | 3427341 | TRANE | 4TTR5024E1 | AC | Split System: Air-Cooled Condensing Unit, Coil with Blower | 4TTR5024E1 |  | 4TXCB036BC3 | 13 | 16 | Yes | Yes | 2011-01-21 |  | 2
FALSE | 4TTR6024B1 | 3503 | 3427342 | TRANE | 4TTR5024E1 | AC | Split System: Air-Cooled Condensing Unit, Coil with Blower | 4TTR5024E1 |  | 4TXCB036BC3 | 13 | 16 | Yes | Yes | 2011-01-21 |  | 2
FALSE | 4TTR6024B1 | 3503 | 3427344 | TRANE | 4TTR5024E1 | AC | Split System: Air-Cooled Condensing Unit, Coil with Blower | 4TTR5024E1 |  | 4TXCB036BC3 | 13 | 16 | Yes | Yes | 2011-01-21 |  | 2
FALSE | 4TTR6024B1 | 3503 | 3427345 | TRANE | 4TTR5024E1 | AC | Split System: Air-Cooled Condensing Unit, Coil with Blower | 4TTR5024E1 |  | 4TXCB036BC3 | 13 | 16 | Yes | Yes | 2011-01-21 |  | 2
FALSE | 4TTR6024B1 | 3503 | 3427347 | TRANE | 4TTR5024E1 | AC | Split System: Air-Cooled Condensing Unit, Coil with Blower | 4TTR5024E1 |  | 4TXCB036BC3 | 13 | 16 | Yes | Yes | 2011-01-21 |  | 2
FALSE | 4TTR6024B1 | 3503 | 3427348 | TRANE | 4TTR5024E1 | AC | Split System: Air-Cooled Condensing Unit, Coil with Blower | 4TTR5024E1 |  | 4TXCB036BC3 | 13 | 16 | Yes | Yes | 2011-01-21 |  | 2
FALSE | 4TTR6024B1 | 3503 | 3427349 | TRANE | 4TTR5024E1 | AC | Split System: Air-Cooled Condensing Unit, Coil with Blower | 4TTR5024E1 |  | 4TXCB036BC3 | 13 | 16 | Yes | Yes | 2011-01-21 |  | 2
FALSE | 4TTR6024B1 | 3503 | 3427350 | TRANE | 4TTR5024E1 | AC | Split System: Air-Cooled Condensing Unit, Coil with Blower | 4TTR5024E1 |  | 4TXCB036BC3 | 13 | 16 | Yes | Yes | 2011-01-21 |  | 2
FALSE | 4TTR6024B1 | 3503 | 3427352 | TRANE | 4TTR5024E1 | AC | Split System: Air-Cooled Condensing Unit, Coil with Blower | 4TTR5024E1 |  | 4TXCB042BC3 | 13 | 16 | Yes | Yes | 2011-01-21 |  | 2
FALSE | 4TTR6024B1 | 3503 | 3427353 | TRANE | 4TTR5024E1 | AC | Split System: Air-Cooled Condensing Unit, Coil with Blower | 4TTR5024E1 |  | 4TXCB042BC3 | 13 | 16 | Yes | Yes | 2011-01-21 |  | 2
FALSE | 4TTR6024B1 | 3503 | 3427354 | TRANE | 4TTR5024E1 | AC | Split System: Air-Cooled Condensing Unit, Coil with Blower | 4TTR5024E1 |  | 4TXCB042BC3 | 13 | 16 | Yes | Yes | 2011-01-21 |  | 2
FALSE | 4TTR6024B1 | 3503 | 3427355 | TRANE | 4TTR5024E1 | AC | Split System: Air-Cooled Condensing Unit, Coil with Blower | 4TTR5024E1 |  | 4TXCB042BC3 | 13 | 16 | Yes | Yes | 2011-01-21 |  | 2
FALSE | 4TTR6024B1 | 3503 | 3427356 | TRANE | 4TTR5024E1 | AC | Split System: Air-Cooled Condensing Unit, Coil with Blower | 4TTR5024E1 |  | 4TXCB042BC3 | 13 | 16 | Yes | Yes | 2011-01-21 |  | 2
FALSE | 4TTR6024B1 | 3503 | 3427357 | TRANE | 4TTR5024E1 | AC | Split System: Air-Cooled Condensing Unit, Coil with Blower | 4TTR5024E1 |  | 4TXCB042BC3 | 13 | 16 | Yes | Yes | 2011-01-21 |  | 2
FALSE | 4TTR6024B1 | 3503 | 3427359 | TRANE | 4TTR5024E1 | AC | Split System: Air-Cooled Condensing Unit, Coil with Blower | 4TTR5024E1 |  | 4TXCB042BC3 | 13 | 16 | Yes | Yes | 2011-01-21 |  | 2
FALSE | 4TTR6024B1 | 3503 | 3427411 | TRANE | 4TTR5024E1 | AC | Split System: Air-Cooled Condensing Unit, Coil with Blower | 4TTR5024E1 |  | 4TXCC005CC3 | 13 | 16 | Yes | Yes | 2011-01-21 |  | 2
FALSE | 4TTR6024B1 | 3503 | 3427412 | TRANE | 4TTR5024E1 | AC | Split System: Air-Cooled Condensing Unit, Coil with Blower | 4TTR5024E1 |  | 4TXCC005CC3 | 13 | 16 | Yes | Yes | 2011-01-21 |  | 2
FALSE | 4TTR6024B1 | 3503 | 3427413 | TRANE | 4TTR5024E1 | AC | Split System: Air-Cooled Condensing Unit, Coil with Blower | 4TTR5024E1 |  | 4TXCC005CC3 | 13 | 16 | Yes | Yes | 2011-01-21 |  | 2
FALSE | 4TTR6024B1 | 3503 | 3427414 | TRANE | 4TTR5024E1 | AC | Split System: Air-Cooled Condensing Unit, Coil with Blower | 4TTR5024E1 |  | 4TXCC005CC3 | 13 | 16 | Yes | Yes | 2011-01-21 |  | 2
FALSE | 4TTR6024B1 | 3503 | 3427417 | TRANE | 4TTR5024E1 | AC | Split System: Air-Cooled Condensing Unit, Coil with Blower | 4TTR5024E1 |  | 4TXCC006CC3 | 13 | 16 | Yes | Yes | 2011-01-21 |  | 2
FALSE | 4TTR6024B1 | 3503 | 3427420 | TRANE | 4TTR5024E1 | AC | Split System: Air-Cooled Condensing Unit, Coil with Blower | 4TTR5024E1 |  | 4TXCC006CC3 | 13 | 16 | Yes | Yes | 2011-01-21 |  | 2
FALSE | 4TTR6024B1 | 3503 | 3427421 | TRANE | 4TTR5024E1 | AC | Split System: Air-Cooled Condensing Unit, Coil with Blower | 4TTR5024E1 |  | 4TXCC006CC3 | 13 | 16 | Yes | Yes | 2011-01-21 |  | 2
FALSE | 4TTR6024B1 | 3503 | 3427423 | TRANE | 4TTR5024E1 | AC | Split System: Air-Cooled Condensing Unit, Coil with Blower | 4TTR5024E1 |  | 4TXCC006CC3 | 13 | 16 | Yes | Yes | 2011-01-21 |  | 2
FALSE | 4TTR6024B1 | 3503 | 3427424 | TRANE | 4TTR5024E1 | AC | Split System: Air-Cooled Condensing Unit, Coil with Blower | 4TTR5024E1 |  | 4TXCC006CC3 | 13 | 16 | Yes | Yes | 2011-01-21 |  | 2
FALSE | 4TTR6024B1 | 3503 | 3427425 | TRANE | 4TTR5024E1 | AC | Split System: Air-Cooled Condensing Unit, Coil with Blower | 4TTR5024E1 |  | 4TXCC006CC3 | 13 | 16 | Yes | Yes | 2011-01-21 |  | 2
FALSE | 4TTR6024B1 | 3503 | 3427426 | TRANE | 4TTR5024E1 | AC | Split System: Air-Cooled Condensing Unit, Coil with Blower | 4TTR5024E1 |  | 4TXCC006CC3 | 13 | 16 | Yes | Yes | 2011-01-21 |  | 2
FALSE | 4TTR6024B1 | 3503 | 3427427 | TRANE | 4TTR5024E1 | AC | Split System: Air-Cooled Condensing Unit, Coil with Blower | 4TTR5024E1 |  | 4TXCC006CC3 | 13 | 16 | Yes | Yes | 2011-01-21 |  | 2
FALSE | 4TTR6024B1 | 3503 | 3427431 | TRANE | 4TTR5024E1 | AC | Split System: Air-Cooled Condensing Unit, Coil with Blower | 4TTR5024E1 |  | 4TXCC006CC3 | 13 | 16 | Yes | Yes | 2011-01-21 |  | 2
FALSE | 4TTR6024B1 | 3503 | 3427432 | TRANE | 4TTR5024E1 | AC | Split System: Air-Cooled Condensing Unit, Coil with Blower | 4TTR5024E1 |  | 4TXCC006CC3 | 13 | 16 | Yes | Yes | 2011-01-21 |  | 2
FALSE | 4TTR6024B1 | 3503 | 3427433 | TRANE | 4TTR5024E1 | AC | Split System: Air-Cooled Condensing Unit, Coil with Blower | 4TTR5024E1 |  | 4TXCC006CC3 | 13 | 16 | Yes | Yes | 2011-01-21 |  | 2
FALSE | 4TTR6024B1 | 3503 | 3427434 | TRANE | 4TTR5024E1 | AC | Split System: Air-Cooled Condensing Unit, Coil with Blower | 4TTR5024E1 |  | 4TXCC006CC3 | 13 | 16 | Yes | Yes | 2011-01-21 |  | 2
FALSE | 4TTR6024B1 | 3503 | 3427435 | TRANE | 4TTR5024E1 | AC | Split System: Air-Cooled Condensing Unit, Coil with Blower | 4TTR5024E1 |  | 4TXCC006CC3 | 13 | 16 | Yes | Yes | 2011-01-21 |  | 2
FALSE | 4TTR6024B1 | 3503 | 3427438 | TRANE | 4TTR5024E1 | AC | Split System: Air-Cooled Condensing Unit, Coil with Blower | 4TTR5024E1 |  | 4TXCC007CC3 | 13 | 16 | Yes | Yes | 2011-01-21 |  | 2
FALSE | 4TTR6024B1 | 3503 | 3427439 | TRANE | 4TTR5024E1 | AC | Split System: Air-Cooled Condensing Unit, Coil with Blower | 4TTR5024E1 |  | 4TXCC007CC3 | 13 | 16 | Yes | Yes | 2011-01-21 |  | 2
FALSE | 4TTR6024B1 | 3503 | 3427442 | TRANE | 4TTR5024E1 | AC | Split System: Air-Cooled Condensing Unit, Coil with Blower | 4TTR5024E1 |  | 4TXCC007CC3 | 13 | 16 | Yes | Yes | 2011-01-21 |  | 2
FALSE | 4TTR6024B1 | 3503 | 3427487 | TRANE | 4TTR5024E1 | AC | Split System: Air-Cooled Condensing Unit, Coil with Blower | 4TTR5024E1 |  | 4TXCC008CC3 | 13 | 16 | Yes | Yes | 2011-01-21 |  | 2
FALSE | 4TTR6024B1 | 3503 | 3427503 | TRANE | 4TTR5024E1 | AC | Split System: Air-Cooled Condensing Unit, Coil with Blower | 4TTR5024E1 |  | 4TXCC037BC3 | 13 | 16 | Yes | Yes | 2011-01-21 |  | 2
FALSE | 4TTR6024B1 | 3503 | 3427504 | TRANE | 4TTR5024E1 | AC | Split System: Air-Cooled Condensing Unit, Coil with Blower | 4TTR5024E1 |  | 4TXCC037BC3 | 13 | 16 | Yes | Yes | 2011-01-21 |  | 2
FALSE | 4TTR6024B1 | 3503 | 3427505 | TRANE | 4TTR5024E1 | AC | Split System: Air-Cooled Condensing Unit, Coil with Blower | 4TTR5024E1 |  | 4TXCC037BC3 | 13 | 16 | Yes | Yes | 2011-01-21 |  | 2
FALSE | 4TTR6024B1 | 3503 | 3427506 | TRANE | 4TTR5024E1 | AC | Split System: Air-Cooled Condensing Unit, Coil with Blower | 4TTR5024E1 |  | 4TXCC037BC3 | 13 | 16 | Yes | Yes | 2011-01-21 |  | 2
FALSE | 4TTR6024B1 | 3503 | 3427508 | TRANE | 4TTR5024E1 | AC | Split System: Air-Cooled Condensing Unit, Coil with Blower | 4TTR5024E1 |  | 4TXCC037BC3 | 13 | 16 | Yes | Yes | 2011-01-21 |  | 2
FALSE | 4TTR6024B1 | 3503 | 3427511 | TRANE | 4TTR5024E1 | AC | Split System: Air-Cooled Condensing Unit, Coil with Blower | 4TTR5024E1 |  | 4TXCC037BC3 | 13 | 16 | Yes | Yes | 2011-01-21 |  | 2
FALSE | 4TTR6024B1 | 3503 | 3427512 | TRANE | 4TTR5024E1 | AC | Split System: Air-Cooled Condensing Unit, Coil with Blower | 4TTR5024E1 |  | 4TXCC037BC3 | 13 | 16 | Yes | Yes | 2011-01-21 |  | 2
FALSE | 4TTR6024B1 | 3503 | 3427513 | TRANE | 4TTR5024E1 | AC | Split System: Air-Cooled Condensing Unit, Coil with Blower | 4TTR5024E1 |  | 4TXCC037BC3 | 13 | 16 | Yes | Yes | 2011-01-21 |  | 2
FALSE | 4TTR6024B1 | 3503 | 3427514 | TRANE | 4TTR5024E1 | AC | Split System: Air-Cooled Condensing Unit, Coil with Blower | 4TTR5024E1 |  | 4TXCC037BC3 | 13 | 16 | Yes | Yes | 2011-01-21 |  | 2
FALSE | 4TTR6024B1 | 3503 | 3427515 | TRANE | 4TTR5024E1 | AC | Split System: Air-Cooled Condensing Unit, Coil with Blower | 4TTR5024E1 |  | 4TXCC037BC3 | 13 | 16 | Yes | Yes | 2011-01-21 |  | 2
FALSE | 4TTR6024B1 | 3503 | 3427516 | TRANE | 4TTR5024E1 | AC | Split System: Air-Cooled Condensing Unit, Coil with Blower | 4TTR5024E1 |  | 4TXCC037BC3 | 13 | 16 | Yes | Yes | 2011-01-21 |  | 2
FALSE | 4TTR6024B1 | 3503 | 3427517 | TRANE | 4TTR5024E1 | AC | Split System: Air-Cooled Condensing Unit, Coil with Blower | 4TTR5024E1 |  | 4TXCC037BC3 | 13 | 16 | Yes | Yes | 2011-01-21 |  | 2
FALSE | 4TTR6024B1 | 3503 | 3427523 | TRANE | 4TTR5024E1 | AC | Split System: Air-Cooled Condensing Unit, Coil with Blower | 4TTR5024E1 |  | 4TXCC037BC3 | 13 | 16 | Yes | Yes | 2011-01-21 |  | 2
FALSE | 4TTR6024B1 | 3503 | 3427524 | TRANE | 4TTR5024E1 | AC | Split System: Air-Cooled Condensing Unit, Coil with Blower | 4TTR5024E1 |  | 4TXCC037BC3 | 13 | 16 | Yes | Yes | 2011-01-21 |  | 2
FALSE | 4TTR6024B1 | 3503 | 3427525 | TRANE | 4TTR5024E1 | AC | Split System: Air-Cooled Condensing Unit, Coil with Blower | 4TTR5024E1 |  | 4TXCC037BC3 | 13 | 16 | Yes | Yes | 2011-01-21 |  | 2
FALSE | 4TTR6024B1 | 3503 | 3427526 | TRANE | 4TTR5024E1 | AC | Split System: Air-Cooled Condensing Unit, Coil with Blower | 4TTR5024E1 |  | 4TXCC043BC3 | 13 | 16 | Yes | Yes | 2011-01-21 |  | 2
FALSE | 4TTR6024B1 | 3503 | 3427527 | TRANE | 4TTR5024E1 | AC | Split System: Air-Cooled Condensing Unit, Coil with Blower | 4TTR5024E1 |  | 4TXCC043BC3 | 13 | 16 | Yes | Yes | 2011-01-21 |  | 2
FALSE | 4TTR6024B1 | 3503 | 3427530 | TRANE | 4TTR5024E1 | AC | Split System: Air-Cooled Condensing Unit, Coil with Blower | 4TTR5024E1 |  | 4TXCC043BC3 | 13 | 16 | Yes | Yes | 2011-01-21 |  | 2
FALSE | 4TTR6024B1 | 3503 | 3427531 | TRANE | 4TTR5024E1 | AC | Split System: Air-Cooled Condensing Unit, Coil with Blower | 4TTR5024E1 |  | 4TXCC043BC3 | 13 | 16 | Yes | Yes | 2011-01-21 |  | 2
FALSE | 4TTR6024B1 | 3503 | 3427578 | TRANE | 4TTR5024E1 | AC | Split System: Air-Cooled Condensing Unit, Coil with Blower | 4TTR5024E1 |  | 4TXCD009CC3 | 13 | 16 | Yes | Yes | 2011-01-21 |  | 2
FALSE | 4TTR6024B1 | 3503 | 3427579 | TRANE | 4TTR5024E1 | AC | Split System: Air-Cooled Condensing Unit, Coil with Blower | 4TTR5024E1 |  | 4TXCD009CC3 | 13 | 16 | Yes | Yes | 2011-01-21 |  | 2
FALSE | 4TTR6024B1 | 3503 | 3427581 | TRANE | 4TTR5024E1 | AC | Split System: Air-Cooled Condensing Unit, Coil with Blower | 4TTR5024E1 |  | 4TXCD009CC3 | 13 | 16 | Yes | Yes | 2011-01-21 |  | 2
FALSE | 4TTR6024B1 | 3503 | 3427582 | TRANE | 4TTR5024E1 | AC | Split System: Air-Cooled Condensing Unit, Coil with Blower | 4TTR5024E1 |  | 4TXCD009CC3 | 13 | 16 | Yes | Yes | 2011-01-21 |  | 2
FALSE | 4TTR6024B1 | 3503 | 3427584 | TRANE | 4TTR5024E1 | AC | Split System: Air-Cooled Condensing Unit, Coil with Blower | 4TTR5024E1 |  | 4TXCD009CC3 | 13 | 16 | Yes | Yes | 2011-01-21 |  | 2
FALSE | 4TTR6024B1 | 3503 | 3427588 | TRANE | 4TTR5024E1 | AC | Split System: Air-Cooled Condensing Unit, Coil with Blower | 4TTR5024E1 |  | 4TXCD009CC3 | 13 | 16 | Yes | Yes | 2011-01-21 |  | 2
FALSE | 4TTR6024B1 | 3503 | 3427589 | TRANE | 4TTR5024E1 | AC | Split System: Air-Cooled Condensing Unit, Coil with Blower | 4TTR5024E1 |  | 4TXCD009CC3 | 13 | 16 | Yes | Yes | 2011-01-21 |  | 2
FALSE | 4TTR6024B1 | 3503 | 3427590 | TRANE | 4TTR5024E1 | AC | Split System: Air-Cooled Condensing Unit, Coil with Blower | 4TTR5024E1 |  | 4TXCD009CC3 | 13 | 16 | Yes | Yes | 2011-01-21 |  | 2
FALSE | 4TTR6024B1 | 3503 | 3427591 | TRANE | 4TTR5024E1 | AC | Split System: Air-Cooled Condensing Unit, Coil with Blower | 4TTR5024E1 |  | 4TXCD009CC3 | 13 | 16 | Yes | Yes | 2011-01-21 |  | 2
FALSE | 4TTR6024B1 | 3503 | 3427592 | TRANE | 4TTR5024E1 | AC | Split System: Air-Cooled Condensing Unit, Coil with Blower | 4TTR5024E1 |  | 4TXCD010CC3 | 13 | 16 | Yes | Yes | 2011-01-21 |  | 2
FALSE | 4TTR6024B1 | 3503 | 3427593 | TRANE | 4TTR5024E1 | AC | Split System: Air-Cooled Condensing Unit, Coil with Blower | 4TTR5024E1 |  | 4TXCD010CC3 | 13 | 16 | Yes | Yes | 2011-01-21 |  | 2
FALSE | 4TTR6024B1 | 3503 | 3427600 | TRANE | 4TTR5024E1 | AC | Split System: Air-Cooled Condensing Unit, Coil with Blower | 4TTR5024E1 |  | 4TXCD010CC3 | 13 | 16 | Yes | Yes | 2011-01-21 |  | 2
FALSE | 4TTR6024B1 | 3503 | 3427601 | TRANE | 4TTR5024E1 | AC | Split System: Air-Cooled Condensing Unit, Coil with Blower | 4TTR5024E1 |  | 4TXCD010CC3 | 13 | 16 | Yes | Yes | 2011-01-21 |  | 2
FALSE | 4TTR6024B1 | 3503 | 3427602 | TRANE | 4TTR5024E1 | AC | Split System: Air-Cooled Condensing Unit, Coil with Blower | 4TTR5024E1 |  | 4TXCD010CC3 | 13 | 16 | Yes | Yes | 2011-01-21 |  | 2
FALSE | 4TTR6024B1 | 3503 | 3427604 | TRANE | 4TTR5024E1 | AC | Split System: Air-Cooled Condensing Unit, Coil with Blower | 4TTR5024E1 |  | 4TXCD010CC3 | 13 | 16 | Yes | Yes | 2011-01-21 |  | 2
FALSE | 4TTR6024B1 | 3503 | 3427605 | TRANE | 4TTR5024E1 | AC | Split System: Air-Cooled Condensing Unit, Coil with Blower | 4TTR5024E1 |  | 4TXCD010CC3 | 13 | 16 | Yes | Yes | 2011-01-21 |  | 2
FALSE | 4TTR6024B1 | 3503 | 3427607 | TRANE | 4TTR5024E1 | AC | Split System: Air-Cooled Condensing Unit, Coil with Blower | 4TTR5024E1 |  | 4TXCD010CC3 | 13 | 16 | Yes | Yes | 2011-01-21 |  | 2
FALSE | 4TTR6024B1 | 3503 | 3427611 | TRANE | 4TTR5024E1 | AC | Split System: Air-Cooled Condensing Unit, Coil with Blower | 4TTR5024E1 |  | 4TXCD010CC3 | 13 | 16 | Yes | Yes | 2011-01-21 |  | 2
FALSE | 4TTR6024B1 | 3503 | 3427612 | TRANE | 4TTR5024E1 | AC | Split System: Air-Cooled Condensing Unit, Coil with Blower | 4TTR5024E1 |  | 4TXCD010CC3 | 13 | 16 | Yes | Yes | 2011-01-21 |  | 2
FALSE | 4TTR6024B1 | 3503 | 3427613 | TRANE | 4TTR5024E1 | AC | Split System: Air-Cooled Condensing Unit, Coil with Blower | 4TTR5024E1 |  | 4TXCD010CC3 | 13 | 16 | Yes | Yes | 2011-01-21 |  | 2
FALSE | 4TTR6024B1 | 3503 | 3427614 | TRANE | 4TTR5024E1 | AC | Split System: Air-Cooled Condensing Unit, Coil with Blower | 4TTR5024E1 |  | 4TXCD010CC3 | 13 | 16 | Yes | Yes | 2011-01-21 |  | 2
FALSE | 4TTR6024B1 | 3503 | 3428116 | AMERICAN STANDARD, INC. | 4A7A5024E1 | AC | Split System: Air-Cooled Condensing Unit, Coil with Blower | 4TTR5024E1 |  | 4CXCC037CC3 | 13 | 16 | Yes | Yes | 2011-02-28 |  | 2
FALSE | 4TTR6024B1 | 3503 | 3428117 | AMERICAN STANDARD, INC. | 4A7A5024E1 | AC | Split System: Air-Cooled Condensing Unit, Coil with Blower | 4TTR5024E1 |  | 4CXCC037CC3 | 13 | 16 | Yes | Yes | 2011-02-28 |  | 2
FALSE | 4TTR6024B1 | 3503 | 3428122 | AMERICAN STANDARD, INC. | 4A7A5024E1 | AC | Split System: Air-Cooled Condensing Unit, Coil with Blower | 4TTR5024E1 |  | 4CXCC037CC3 | 13 | 16 | Yes | Yes | 2011-02-28 |  | 2
FALSE | 4TTR6024B1 | 3503 | 3428124 | AMERICAN STANDARD, INC. | 4A7A5024E1 | AC | Split System: Air-Cooled Condensing Unit, Coil with Blower | 4TTR5024E1 |  | 4CXCC037CC3 | 13 | 16 | Yes | Yes | 2011-02-28 |  | 2
FALSE | 4TTR6024B1 | 3503 | 3428131 | AMERICAN STANDARD, INC. | 4A7A5024E1 | AC | Split System: Air-Cooled Condensing Unit, Coil with Blower | 4TTR5024E1 |  | 4CXCC043CC3 | 13 | 16 | Yes | Yes | 2011-02-28 |  | 2
FALSE | 4TTR6024B1 | 3503 | 3428136 | AMERICAN STANDARD, INC. | 4A7A5024E1 | AC | Split System: Air-Cooled Condensing Unit, Coil with Blower | 4TTR5024E1 |  | 4CXCC043CC3 | 13 | 16 | Yes | Yes | 2011-02-28 |  | 2
FALSE | 4TTR6024B1 | 3503 | 3428137 | AMERICAN STANDARD, INC. | 4A7A5024E1 | AC | Split System: Air-Cooled Condensing Unit, Coil with Blower | 4TTR5024E1 |  | 4CXCC043CC3 | 13 | 16 | Yes | Yes | 2011-02-28 |  | 2
FALSE | 4TTR6024B1 | 3503 | 3428141 | AMERICAN STANDARD, INC. | 4A7A5024E1 | AC | Split System: Air-Cooled Condensing Unit, Coil with Blower | 4TTR5024E1 |  | 4CXCC043CC3 | 13 | 16 | Yes | Yes | 2011-02-28 |  | 2
FALSE | 4TTR6024B1 | 3503 | 3428142 | AMERICAN STANDARD, INC. | 4A7A5024E1 | AC | Split System: Air-Cooled Condensing Unit, Coil with Blower | 4TTR5024E1 |  | 4CXCC043CC3 | 13 | 16 | Yes | Yes | 2011-02-28 |  | 2
FALSE | 4TTR6024B1 | 3503 | 3428144 | AMERICAN STANDARD, INC. | 4A7A5024E1 | AC | Split System: Air-Cooled Condensing Unit, Coil with Blower | 4TTR5024E1 |  | 4CXCC043CC3 | 13 | 16 | Yes | Yes | 2011-02-28 |  | 2
FALSE | 4TTR6024B1 | 3503 | 3428145 | AMERICAN STANDARD, INC. | 4A7A5024E1 | AC | Split System: Air-Cooled Condensing Unit, Coil with Blower | 4TTR5024E1 |  | 4CXCC043CC3 | 13 | 16 | Yes | Yes | 2011-02-28 |  | 2
FALSE | 4TTR6024B1 | 3503 | 3428148 | AMERICAN STANDARD, INC. | 4A7A5024E1 | AC | Split System: Air-Cooled Condensing Unit, Coil with Blower | 4TTR5024E1 |  | 4TEC3F24B1 | 12.5 | 14.5 | Yes | Yes | 2011-02-28 |  | 0
FALSE | 4TTR6024B1 | 3503 | 3428149 | AMERICAN STANDARD, INC. | 4A7A5024E1 | AC | Split System: Air-Cooled Condensing Unit, Coil with Blower | 4TTR5024E1 |  | 4TEC3F30B1 | 12 | 14.5 | Yes | Yes | 2011-02-28 |  | 0
FALSE | 4TTR6024B1 | 3503 | 3428151 | AMERICAN STANDARD, INC. | 4A7A5024E1 | AC | Split System: Air-Cooled Condensing Unit, Coil with Blower | 4TTR5024E1 |  | 4TEE3C01A1 | 13 | 16 | Yes | Yes | 2011-02-28 |  | 2
FALSE | 4TTR6024B1 | 3503 | 3428152 | AMERICAN STANDARD, INC. | 4A7A5024E1 | AC | Split System: Air-Cooled Condensing Unit, Coil with Blower | 4TTR5024E1 |  | 4TEE3C02A1 | 13 | 16 | Yes | Yes | 2011-02-28 |  | 2
FALSE | 4TTR6024B1 | 3503 | 3428153 | AMERICAN STANDARD, INC. | 4A7A5024E1 | AC | Split System: Air-Cooled Condensing Unit, Coil with Blower | 4TTR5024E1 |  | 4TEE3C03A1 | 13 | 16 | Yes | Yes | 2011-02-28 |  | 2
FALSE | 4TTR6024B1 | 3503 | 3428154 | AMERICAN STANDARD, INC. | 4A7A5024E1 | AC | Split System: Air-Cooled Condensing Unit, Coil with Blower | 4TTR5024E1 |  | 4TEE3C03A1+18-GJ01D | 13 | 16 | Yes | Yes | 2011-02-28 |  | 2
FALSE | 4TTR6024B1 | 3503 | 3428155 | AMERICAN STANDARD, INC. | 4A7A5024E1 | AC | Split System: Air-Cooled Condensing Unit, Coil with Blower | 4TTR5024E1 |  | 4TEE3C04A1 | 13 | 17 | Yes | Yes | 2011-02-28 |  | 2
FALSE | 4TTR6024B1 | 3503 | 3428320 | AMERICAN STANDARD, INC. | 4A7A5024E1 | AC | Split System: Air-Cooled Condensing Unit, Coil with Blower | 4TTR5024E1 |  | 4TXAB036BC3 | 13 | 16 | Yes | Yes | 2011-02-28 |  | 2
FALSE | 4TTR6024B1 | 3503 | 3428324 | AMERICAN STANDARD, INC. | 4A7A5024E1 | AC | Split System: Air-Cooled Condensing Unit, Coil with Blower | 4TTR5024E1 |  | 4TXAB036BC3 | 13 | 16 | Yes | Yes | 2011-02-28 |  | 2
FALSE | 4TTR6024B1 | 3503 | 3428325 | AMERICAN STANDARD, INC. | 4A7A5024E1 | AC | Split System: Air-Cooled Condensing Unit, Coil with Blower | 4TTR5024E1 |  | 4TXAB036BC3 | 13 | 16 | Yes | Yes | 2011-02-28 |  | 2
FALSE | 4TTR6024B1 | 3503 | 3428328 | AMERICAN STANDARD, INC. | 4A7A5024E1 | AC | Split System: Air-Cooled Condensing Unit, Coil with Blower | 4TTR5024E1 |  | 4TXAB036BC3 | 13 | 16 | Yes | Yes | 2011-02-28 |  | 2
FALSE | 4TTR6024B1 | 3503 | 3428331 | AMERICAN STANDARD, INC. | 4A7A5024E1 | AC | Split System: Air-Cooled Condensing Unit, Coil with Blower | 4TTR5024E1 |  | 4TXAB036BC3 | 13 | 16 | Yes | Yes | 2011-02-28 |  | 2
FALSE | 4TTR6024B1 | 3503 | 3428332 | AMERICAN STANDARD, INC. | 4A7A5024E1 | AC | Split System: Air-Cooled Condensing Unit, Coil with Blower | 4TTR5024E1 |  | 4TXAB036BC3 | 13 | 16 | Yes | Yes | 2011-02-28 |  | 2
FALSE | 4TTR6024B1 | 3503 | 3428333 | AMERICAN STANDARD, INC. | 4A7A5024E1 | AC | Split System: Air-Cooled Condensing Unit, Coil with Blower | 4TTR5024E1 |  | 4TXAB042BC3 | 13 | 16 | Yes | Yes | 2011-02-28 |  | 2
FALSE | 4TTR6024B1 | 3503 | 3428335 | AMERICAN STANDARD, INC. | 4A7A5024E1 | AC | Split System: Air-Cooled Condensing Unit, Coil with Blower | 4TTR5024E1 |  | 4TXAB042BC3 | 13 | 16 | Yes | Yes | 2011-02-28 |  | 2
FALSE | 4TTR6024B1 | 3503 | 3428336 | AMERICAN STANDARD, INC. | 4A7A5024E1 | AC | Split System: Air-Cooled Condensing Unit, Coil with Blower | 4TTR5024E1 |  | 4TXAB042BC3 | 13 | 16 | Yes | Yes | 2011-02-28 |  | 2
FALSE | 4TTR6024B1 | 3503 | 3428338 | AMERICAN STANDARD, INC. | 4A7A5024E1 | AC | Split System: Air-Cooled Condensing Unit, Coil with Blower | 4TTR5024E1 |  | 4TXAB042BC3 | 13 | 16 | Yes | Yes | 2011-02-28 |  | 2
FALSE | 4TTR6024B1 | 3503 | 3428342 | AMERICAN STANDARD, INC. | 4A7A5024E1 | AC | Split System: Air-Cooled Condensing Unit, Coil with Blower | 4TTR5024E1 |  | 4TXAB042BC3 | 13 | 16 | Yes | Yes | 2011-02-28 |  | 2
FALSE | 4TTR6024B1 | 3503 | 3428344 | AMERICAN STANDARD, INC. | 4A7A5024E1 | AC | Split System: Air-Cooled Condensing Unit, Coil with Blower | 4TTR5024E1 |  | 4TXAB042BC3 | 13 | 16 | Yes | Yes | 2011-02-28 |  | 2
FALSE | 4TTR6024B1 | 3503 | 3428345 | AMERICAN STANDARD, INC. | 4A7A5024E1 | AC | Split System: Air-Cooled Condensing Unit, Coil with Blower | 4TTR5024E1 |  | 4TXAB042BC3 | 13 | 16 | Yes | Yes | 2011-02-28 |  | 2
FALSE | 4TTR6024B1 | 3503 | 3428346 | AMERICAN STANDARD, INC. | 4A7A5024E1 | AC | Split System: Air-Cooled Condensing Unit, Coil with Blower | 4TTR5024E1 |  | 4TXAB042BC3 | 13 | 16 | Yes | Yes | 2011-02-28 |  | 2
FALSE | 4TTR6024B1 | 3503 | 3428347 | AMERICAN STANDARD, INC. | 4A7A5024E1 | AC | Split System: Air-Cooled Condensing Unit, Coil with Blower | 4TTR5024E1 |  | 4TXAB042BC3 | 13 | 16 | Yes | Yes | 2011-02-28 |  | 2
FALSE | 4TTR6024B1 | 3503 | 3428350 | AMERICAN STANDARD, INC. | 4A7A5024E1 | AC | Split System: Air-Cooled Condensing Unit, Coil with Blower | 4TTR5024E1 |  | 4TXAB048BC3 | 13 | 16 | Yes | Yes | 2011-02-28 |  | 2
FALSE | 4TTR6024B1 | 3503 | 3428351 | AMERICAN STANDARD, INC. | 4A7A5024E1 | AC | Split System: Air-Cooled Condensing Unit, Coil with Blower | 4TTR5024E1 |  | 4TXAB048BC3 | 13 | 16 | Yes | Yes | 2011-02-28 |  | 2
FALSE | 4TTR6024B1 | 3503 | 3428352 | AMERICAN STANDARD, INC. | 4A7A5024E1 | AC | Split System: Air-Cooled Condensing Unit, Coil with Blower | 4TTR5024E1 |  | 4TXAB048BC3 | 13 | 16 | Yes | Yes | 2011-02-28 |  | 2
FALSE | 4TTR6024B1 | 3503 | 3428484 | AMERICAN STANDARD, INC. | 4A7A5024E1 | AC | Split System: Air-Cooled Condensing Unit, Coil with Blower | 4TTR5024E1 |  | 4TXCB003CC3 | 13 | 16 | Yes | Yes | 2011-02-28 |  | 2
FALSE | 4TTR6024B1 | 3503 | 3428486 | AMERICAN STANDARD, INC. | 4A7A5024E1 | AC | Split System: Air-Cooled Condensing Unit, Coil with Blower | 4TTR5024E1 |  | 4TXCB003CC3 | 13 | 16 | Yes | Yes | 2011-02-28 |  | 2
FALSE | 4TTR6024B1 | 3503 | 3428487 | AMERICAN STANDARD, INC. | 4A7A5024E1 | AC | Split System: Air-Cooled Condensing Unit, Coil with Blower | 4TTR5024E1 |  | 4TXCB003CC3 | 13 | 16 | Yes | Yes | 2011-02-28 |  | 2
FALSE | 4TTR6024B1 | 3503 | 3428489 | AMERICAN STANDARD, INC. | 4A7A5024E1 | AC | Split System: Air-Cooled Condensing Unit, Coil with Blower | 4TTR5024E1 |  | 4TXCB003CC3 | 13 | 16 | Yes | Yes | 2011-02-28 |  | 2
FALSE | 4TTR6024B1 | 3503 | 3428492 | AMERICAN STANDARD, INC. | 4A7A5024E1 | AC | Split System: Air-Cooled Condensing Unit, Coil with Blower | 4TTR5024E1 |  | 4TXCB003CC3 | 13 | 16 | Yes | Yes | 2011-02-28 |  | 2
FALSE | 4TTR6024B1 | 3503 | 3428493 | AMERICAN STANDARD, INC. | 4A7A5024E1 | AC | Split System: Air-Cooled Condensing Unit, Coil with Blower | 4TTR5024E1 |  | 4TXCB003CC3 | 13 | 16 | Yes | Yes | 2011-02-28 |  | 2
FALSE | 4TTR6024B1 | 3503 | 3428494 | AMERICAN STANDARD, INC. | 4A7A5024E1 | AC | Split System: Air-Cooled Condensing Unit, Coil with Blower | 4TTR5024E1 |  | 4TXCB003CC3 | 13 | 16 | Yes | Yes | 2011-02-28 |  | 2
FALSE | 4TTR6024B1 | 3503 | 3428495 | AMERICAN STANDARD, INC. | 4A7A5024E1 | AC | Split System: Air-Cooled Condensing Unit, Coil with Blower | 4TTR5024E1 |  | 4TXCB003CC3 | 13 | 16 | Yes | Yes | 2011-02-28 |  | 2
FALSE | 4TTR6024B1 | 3503 | 3428496 | AMERICAN STANDARD, INC. | 4A7A5024E1 | AC | Split System: Air-Cooled Condensing Unit, Coil with Blower | 4TTR5024E1 |  | 4TXCB003CC3 | 13 | 16 | Yes | Yes | 2011-02-28 |  | 2
FALSE | 4TTR6024B1 | 3503 | 3428497 | AMERICAN STANDARD, INC. | 4A7A5024E1 | AC | Split System: Air-Cooled Condensing Unit, Coil with Blower | 4TTR5024E1 |  | 4TXCB003CC3 | 13 | 16 | Yes | Yes | 2011-02-28 |  | 2
FALSE | 4TTR6024B1 | 3503 | 3428498 | AMERICAN STANDARD, INC. | 4A7A5024E1 | AC | Split System: Air-Cooled Condensing Unit, Coil with Blower | 4TTR5024E1 |  | 4TXCB003CC3 | 13 | 16 | Yes | Yes | 2011-02-28 |  | 2
FALSE | 4TTR6024B1 | 3503 | 3428501 | AMERICAN STANDARD, INC. | 4A7A5024E1 | AC | Split System: Air-Cooled Condensing Unit, Coil with Blower | 4TTR5024E1 |  | 4TXCB003CC3 | 13 | 16 | Yes | Yes | 2011-02-28 |  | 2
FALSE | 4TTR6024B1 | 3503 | 3428503 | AMERICAN STANDARD, INC. | 4A7A5024E1 | AC | Split System: Air-Cooled Condensing Unit, Coil with Blower | 4TTR5024E1 |  | 4TXCB004CC3 | 13 | 16 | Yes | Yes | 2011-02-28 |  | 2
FALSE | 4TTR6024B1 | 3503 | 3428512 | AMERICAN STANDARD, INC. | 4A7A5024E1 | AC | Split System: Air-Cooled Condensing Unit, Coil with Blower | 4TTR5024E1 |  | 4TXCB004CC3 | 13 | 16 | Yes | Yes | 2011-02-28 |  | 2
FALSE | 4TTR6024B1 | 3503 | 3428514 | AMERICAN STANDARD, INC. | 4A7A5024E1 | AC | Split System: Air-Cooled Condensing Unit, Coil with Blower | 4TTR5024E1 |  | 4TXCB004CC3 | 13 | 16 | Yes | Yes | 2011-02-28 |  | 2
FALSE | 4TTR6024B1 | 3503 | 3428516 | AMERICAN STANDARD, INC. | 4A7A5024E1 | AC | Split System: Air-Cooled Condensing Unit, Coil with Blower | 4TTR5024E1 |  | 4TXCB004CC3 | 13 | 16 | Yes | Yes | 2011-02-28 |  | 2
FALSE | 4TTR6024B1 | 3503 | 3428520 | AMERICAN STANDARD, INC. | 4A7A5024E1 | AC | Split System: Air-Cooled Condensing Unit, Coil with Blower | 4TTR5024E1 |  | 4TXCB004CC3 | 13 | 16 | Yes | Yes | 2011-02-28 |  | 2
FALSE | 4TTR6024B1 | 3503 | 3428521 | AMERICAN STANDARD, INC. | 4A7A5024E1 | AC | Split System: Air-Cooled Condensing Unit, Coil with Blower | 4TTR5024E1 |  | 4TXCB004CC3 | 13 | 16 | Yes | Yes | 2011-02-28 |  | 2
FALSE | 4TTR6024B1 | 3503 | 3428655 | AMERICAN STANDARD, INC. | 4A7A5024E1 | AC | Split System: Air-Cooled Condensing Unit, Coil with Blower | 4TTR5024E1 |  | 4TXCB042BC3 | 13 | 16 | Yes | Yes | 2011-02-28 |  | 2
FALSE | 4TTR6024B1 | 3503 | 3428656 | AMERICAN STANDARD, INC. | 4A7A5024E1 | AC | Split System: Air-Cooled Condensing Unit, Coil with Blower | 4TTR5024E1 |  | 4TXCB042BC3 | 13 | 16 | Yes | Yes | 2011-02-28 |  | 2
FALSE | 4TTR6024B1 | 3503 | 3428657 | AMERICAN STANDARD, INC. | 4A7A5024E1 | AC | Split System: Air-Cooled Condensing Unit, Coil with Blower | 4TTR5024E1 |  | 4TXCB042BC3 | 13 | 16 | Yes | Yes | 2011-02-28 |  | 2
FALSE | 4TTR6024B1 | 3503 | 3428658 | AMERICAN STANDARD, INC. | 4A7A5024E1 | AC | Split System: Air-Cooled Condensing Unit, Coil with Blower | 4TTR5024E1 |  | 4TXCB042BC3 | 13 | 16 | Yes | Yes | 2011-02-28 |  | 2
FALSE | 4TTR6024B1 | 3503 | 3428660 | AMERICAN STANDARD, INC. | 4A7A5024E1 | AC | Split System: Air-Cooled Condensing Unit, Coil with Blower | 4TTR5024E1 |  | 4TXCB042BC3 | 13 | 16 | Yes | Yes | 2011-02-28 |  | 2
FALSE | 4TTR6024B1 | 3503 | 3428661 | AMERICAN STANDARD, INC. | 4A7A5024E1 | AC | Split System: Air-Cooled Condensing Unit, Coil with Blower | 4TTR5024E1 |  | 4TXCB042BC3 | 13 | 16 | Yes | Yes | 2011-02-28 |  | 2
FALSE | 4TTR6024B1 | 3503 | 3428667 | AMERICAN STANDARD, INC. | 4A7A5024E1 | AC | Split System: Air-Cooled Condensing Unit, Coil with Blower | 4TTR5024E1 |  | 4TXCB042BC3 | 13 | 16 | Yes | Yes | 2011-02-28 |  | 2
FALSE | 4TTR6024B1 | 3503 | 3428669 | AMERICAN STANDARD, INC. | 4A7A5024E1 | AC | Split System: Air-Cooled Condensing Unit, Coil with Blower | 4TTR5024E1 |  | 4TXCB048BC3 | 13 | 16 | Yes | Yes | 2011-02-28 |  | 2
FALSE | 4TTR6024B1 | 3503 | 3428670 | AMERICAN STANDARD, INC. | 4A7A5024E1 | AC | Split System: Air-Cooled Condensing Unit, Coil with Blower | 4TTR5024E1 |  | 4TXCB048BC3 | 13 | 16 | Yes | Yes | 2011-02-28 |  | 2
FALSE | 4TTR6024B1 | 3503 | 3428673 | AMERICAN STANDARD, INC. | 4A7A5024E1 | AC | Split System: Air-Cooled Condensing Unit, Coil with Blower | 4TTR5024E1 |  | 4TXCB048BC3 | 13 | 16 | Yes | Yes | 2011-02-28 |  | 2
FALSE | 4TTR6024B1 | 3503 | 3428676 | AMERICAN STANDARD, INC. | 4A7A5024E1 | AC | Split System: Air-Cooled Condensing Unit, Coil with Blower | 4TTR5024E1 |  | 4TXCB048BC3 | 13 | 16 | Yes | Yes | 2011-02-28 |  | 2
FALSE | 4TTR6024B1 | 3503 | 3428677 | AMERICAN STANDARD, INC. | 4A7A5024E1 | AC | Split System: Air-Cooled Condensing Unit, Coil with Blower | 4TTR5024E1 |  | 4TXCB048BC3 | 13 | 16 | Yes | Yes | 2011-02-28 |  | 2
FALSE | 4TTR6024B1 | 3503 | 3428678 | AMERICAN STANDARD, INC. | 4A7A5024E1 | AC | Split System: Air-Cooled Condensing Unit, Coil with Blower | 4TTR5024E1 |  | 4TXCB048BC3 | 13 | 16 | Yes | Yes | 2011-02-28 |  | 2
FALSE | 4TTR6024B1 | 3503 | 3428679 | AMERICAN STANDARD, INC. | 4A7A5024E1 | AC | Split System: Air-Cooled Condensing Unit, Coil with Blower | 4TTR5024E1 |  | 4TXCB048BC3 | 13 | 16 | Yes | Yes | 2011-02-28 |  | 2
FALSE | 4TTR6024B1 | 3503 | 3428680 | AMERICAN STANDARD, INC. | 4A7A5024E1 | AC | Split System: Air-Cooled Condensing Unit, Coil with Blower | 4TTR5024E1 |  | 4TXCB048BC3 | 13 | 16 | Yes | Yes | 2011-02-28 |  | 2
FALSE | 4TTR6024B1 | 3503 | 3428681 | AMERICAN STANDARD, INC. | 4A7A5024E1 | AC | Split System: Air-Cooled Condensing Unit, Coil with Blower | 4TTR5024E1 |  | 4TXCB048BC3 | 13 | 16 | Yes | Yes | 2011-02-28 |  | 2
FALSE | 4TTR6024B1 | 3503 | 3428685 | AMERICAN STANDARD, INC. | 4A7A5024E1 | AC | Split System: Air-Cooled Condensing Unit, Coil with Blower | 4TTR5024E1 |  | 4TXCB048BC3 | 13 | 16 | Yes | Yes | 2011-02-28 |  | 2
FALSE | 4TTR6024B1 | 3503 | 3428687 | AMERICAN STANDARD, INC. | 4A7A5024E1 | AC | Split System: Air-Cooled Condensing Unit, Coil with Blower | 4TTR5024E1 |  | 4TXCB048BC3 | 13 | 16 | Yes | Yes | 2011-02-28 |  | 2
FALSE | 4TTR6024B1 | 3503 | 3428816 | AMERICAN STANDARD, INC. | 4A7A5024E1 | AC | Split System: Air-Cooled Condensing Unit, Coil with Blower | 4TTR5024E1 |  | 4TXCC037BC3 | 13 | 16 | Yes | Yes | 2011-02-28 |  | 2
FALSE | 4TTR6024B1 | 3503 | 3428817 | AMERICAN STANDARD, INC. | 4A7A5024E1 | AC | Split System: Air-Cooled Condensing Unit, Coil with Blower | 4TTR5024E1 |  | 4TXCC037BC3 | 13 | 16 | Yes | Yes | 2011-02-28 |  | 2
FALSE | 4TTR6024B1 | 3503 | 3428818 | AMERICAN STANDARD, INC. | 4A7A5024E1 | AC | Split System: Air-Cooled Condensing Unit, Coil with Blower | 4TTR5024E1 |  | 4TXCC037BC3 | 13 | 16 | Yes | Yes | 2011-02-28 |  | 2
FALSE | 4TTR6024B1 | 3503 | 3428824 | AMERICAN STANDARD, INC. | 4A7A5024E1 | AC | Split System: Air-Cooled Condensing Unit, Coil with Blower | 4TTR5024E1 |  | 4TXCC037BC3 | 13 | 16 | Yes | Yes | 2011-02-28 |  | 2
FALSE | 4TTR6024B1 | 3503 | 3428825 | AMERICAN STANDARD, INC. | 4A7A5024E1 | AC | Split System: Air-Cooled Condensing Unit, Coil with Blower | 4TTR5024E1 |  | 4TXCC037BC3 | 13 | 16 | Yes | Yes | 2011-02-28 |  | 2
FALSE | 4TTR6024B1 | 3503 | 3428826 | AMERICAN STANDARD, INC. | 4A7A5024E1 | AC | Split System: Air-Cooled Condensing Unit, Coil with Blower | 4TTR5024E1 |  | 4TXCC037BC3 | 13 | 16 | Yes | Yes | 2011-02-28 |  | 2
FALSE | 4TTR6024B1 | 3503 | 3428827 | AMERICAN STANDARD, INC. | 4A7A5024E1 | AC | Split System: Air-Cooled Condensing Unit, Coil with Blower | 4TTR5024E1 |  | 4TXCC043BC3 | 13 | 16 | Yes | Yes | 2011-02-28 |  | 2
FALSE | 4TTR6024B1 | 3503 | 3428828 | AMERICAN STANDARD, INC. | 4A7A5024E1 | AC | Split System: Air-Cooled Condensing Unit, Coil with Blower | 4TTR5024E1 |  | 4TXCC043BC3 | 13 | 16 | Yes | Yes | 2011-02-28 |  | 2
FALSE | 4TTR6024B1 | 3503 | 3428831 | AMERICAN STANDARD, INC. | 4A7A5024E1 | AC | Split System: Air-Cooled Condensing Unit, Coil with Blower | 4TTR5024E1 |  | 4TXCC043BC3 | 13 | 16 | Yes | Yes | 2011-02-28 |  | 2
FALSE | 4TTR6024B1 | 3503 | 3428832 | AMERICAN STANDARD, INC. | 4A7A5024E1 | AC | Split System: Air-Cooled Condensing Unit, Coil with Blower | 4TTR5024E1 |  | 4TXCC043BC3 | 13 | 16 | Yes | Yes | 2011-02-28 |  | 2
FALSE | 4TTR6024B1 | 3503 | 3428833 | AMERICAN STANDARD, INC. | 4A7A5024E1 | AC | Split System: Air-Cooled Condensing Unit, Coil with Blower | 4TTR5024E1 |  | 4TXCC043BC3 | 13 | 16 | Yes | Yes | 2011-02-28 |  | 2
FALSE | 4TTR6024B1 | 3503 | 3428836 | AMERICAN STANDARD, INC. | 4A7A5024E1 | AC | Split System: Air-Cooled Condensing Unit, Coil with Blower | 4TTR5024E1 |  | 4TXCC043BC3 | 13 | 16 | Yes | Yes | 2011-02-28 |  | 2
FALSE | 4TTR6024B1 | 3503 | 3428839 | AMERICAN STANDARD, INC. | 4A7A5024E1 | AC | Split System: Air-Cooled Condensing Unit, Coil with Blower | 4TTR5024E1 |  | 4TXCC043BC3 | 13 | 16 | Yes | Yes | 2011-02-28 |  | 2
FALSE | 4TTR6024B1 | 3503 | 3428840 | AMERICAN STANDARD, INC. | 4A7A5024E1 | AC | Split System: Air-Cooled Condensing Unit, Coil with Blower | 4TTR5024E1 |  | 4TXCC043BC3 | 13 | 16 | Yes | Yes | 2011-02-28 |  | 2
FALSE | 4TTR6024B1 | 3503 | 3428841 | AMERICAN STANDARD, INC. | 4A7A5024E1 | AC | Split System: Air-Cooled Condensing Unit, Coil with Blower | 4TTR5024E1 |  | 4TXCC043BC3 | 13 | 16 | Yes | Yes | 2011-02-28 |  | 2
FALSE | 4TTR6024B1 | 3503 | 3428843 | AMERICAN STANDARD, INC. | 4A7A5024E1 | AC | Split System: Air-Cooled Condensing Unit, Coil with Blower | 4TTR5024E1 |  | 4TXCC043BC3 | 13 | 16 | Yes | Yes | 2011-02-28 |  | 2
FALSE | 4TTR6024B1 | 3503 | 3428844 | AMERICAN STANDARD, INC. | 4A7A5024E1 | AC | Split System: Air-Cooled Condensing Unit, Coil with Blower | 4TTR5024E1 |  | 4TXCC043BC3 | 13 | 16 | Yes | Yes | 2011-02-28 |  | 2
FALSE | 4TTR6024B1 | 3503 | 3428845 | AMERICAN STANDARD, INC. | 4A7A5024E1 | AC | Split System: Air-Cooled Condensing Unit, Coil with Blower | 4TTR5024E1 |  | 4TXCC043BC3 | 13 | 16 | Yes | Yes | 2011-02-28 |  | 2
FALSE | 4TTR6024B1 | 3503 | 3428847 | AMERICAN STANDARD, INC. | 4A7A5024E1 | AC | Split System: Air-Cooled Condensing Unit, Coil with Blower | 4TTR5024E1 |  | 4TXCC044BC3 | 13 | 16 | Yes | Yes | 2011-02-28 |  | 2
FALSE | 4TTR6024B1 | 3503 | 3428849 | AMERICAN STANDARD, INC. | 4A7A5024E1 | AC | Split System: Air-Cooled Condensing Unit, Coil with Blower | 4TTR5024E1 |  | 4TXCC044BC3 | 13 | 16 | Yes | Yes | 2011-02-28 |  | 2
FALSE | 4TTR6024B1 | 3503 | 3428852 | AMERICAN STANDARD, INC. | 4A7A5024E1 | AC | Split System: Air-Cooled Condensing Unit, Coil with Blower | 4TTR5024E1 |  | 4TXCC044BC3 | 13 | 16 | Yes | Yes | 2011-02-28 |  | 2
FALSE | 4TTR6024B1 | 3503 | 3428853 | AMERICAN STANDARD, INC. | 4A7A5024E1 | AC | Split System: Air-Cooled Condensing Unit, Coil with Blower | 4TTR5024E1 |  | 4TXCC044BC3 | 13 | 16 | Yes | Yes | 2011-02-28 |  | 2
FALSE | 4TTR6024B1 | 3503 | 3428854 | AMERICAN STANDARD, INC. | 4A7A5024E1 | AC | Split System: Air-Cooled Condensing Unit, Coil with Blower | 4TTR5024E1 |  | 4TXCC044BC3 | 13 | 16 | Yes | Yes | 2011-02-28 |  | 2
FALSE | 4TTR6024B1 | 3503 | 3428855 | AMERICAN STANDARD, INC. | 4A7A5024E1 | AC | Split System: Air-Cooled Condensing Unit, Coil with Blower | 4TTR5024E1 |  | 4TXCC044BC3 | 13 | 16 | Yes | Yes | 2011-02-28 |  | 2
FALSE | 4TTR6024B1 | 3503 | 3428856 | AMERICAN STANDARD, INC. | 4A7A5024E1 | AC | Split System: Air-Cooled Condensing Unit, Coil with Blower | 4TTR5024E1 |  | 4TXCC044BC3 | 13 | 16 | Yes | Yes | 2011-02-28 |  | 2
FALSE | 4TTR6024B1 | 3503 | 3428862 | AMERICAN STANDARD, INC. | 4A7A5024E1 | AC | Split System: Air-Cooled Condensing Unit, Coil with Blower | 4TTR5024E1 |  | 4TXCC044BC3 | 13 | 16 | Yes | Yes | 2011-02-28 |  | 2
FALSE | 4TTR6024B1 | 3503 | 3428864 | AMERICAN STANDARD, INC. | 4A7A5024E1 | AC | Split System: Air-Cooled Condensing Unit, Coil with Blower | 4TTR5024E1 |  | 4TXCC044BC3 | 13 | 16 | Yes | Yes | 2011-02-28 |  | 2
FALSE | 4TTR6024B1 | 3503 | 3428865 | AMERICAN STANDARD, INC. | 4A7A5024E1 | AC | Split System: Air-Cooled Condensing Unit, Coil with Blower | 4TTR5024E1 |  | 4TXCC044BC3 | 13 | 16 | Yes | Yes | 2011-02-28 |  | 2
FALSE | 4TTR6024B1 | 3503 | 3428869 | AMERICAN STANDARD, INC. | 4A7A5024E1 | AC | Split System: Air-Cooled Condensing Unit, Coil with Blower | 4TTR5024E1 |  | 4TXCC044BC3 | 13 | 16 | Yes | Yes | 2011-02-28 |  | 2
FALSE | 4TTR6024B1 | 3503 | 3428870 | AMERICAN STANDARD, INC. | 4A7A5024E1 | AC | Split System: Air-Cooled Condensing Unit, Coil with Blower | 4TTR5024E1 |  | 4TXCD009CC3 | 13 | 16 | Yes | Yes | 2011-02-28 |  | 2
FALSE | 4TTR6024B1 | 3503 | 3428871 | AMERICAN STANDARD, INC. | 4A7A5024E1 | AC | Split System: Air-Cooled Condensing Unit, Coil with Blower | 4TTR5024E1 |  | 4TXCD009CC3 | 13 | 16 | Yes | Yes | 2011-02-28 |  | 2
FALSE | 4TTR6024B1 | 3503 | 3428872 | AMERICAN STANDARD, INC. | 4A7A5024E1 | AC | Split System: Air-Cooled Condensing Unit, Coil with Blower | 4TTR5024E1 |  | 4TXCD009CC3 | 13 | 16 | Yes | Yes | 2011-02-28 |  | 2
FALSE | 4TTR6024B1 | 3503 | 3428879 | AMERICAN STANDARD, INC. | 4A7A5024E1 | AC | Split System: Air-Cooled Condensing Unit, Coil with Blower | 4TTR5024E1 |  | 4TXCD009CC3 | 13 | 16 | Yes | Yes | 2011-02-28 |  | 2
FALSE | 4TTR6024B1 | 3503 | 3428880 | AMERICAN STANDARD, INC. | 4A7A5024E1 | AC | Split System: Air-Cooled Condensing Unit, Coil with Blower | 4TTR5024E1 |  | 4TXCD009CC3 | 13 | 16 | Yes | Yes | 2011-02-28 |  | 2
FALSE | 4TTR6024B1 | 3503 | 3428881 | AMERICAN STANDARD, INC. | 4A7A5024E1 | AC | Split System: Air-Cooled Condensing Unit, Coil with Blower | 4TTR5024E1 |  | 4TXCD009CC3 | 13 | 16 | Yes | Yes | 2011-02-28 |  | 2
FALSE | 4TTR6024B1 | 3503 | 3428883 | AMERICAN STANDARD, INC. | 4A7A5024E1 | AC | Split System: Air-Cooled Condensing Unit, Coil with Blower | 4TTR5024E1 |  | 4TXCD009CC3 | 13 | 16 | Yes | Yes | 2011-02-28 |  | 2
FALSE | 4TTR6024B1 | 3503 | 3428884 | AMERICAN STANDARD, INC. | 4A7A5024E1 | AC | Split System: Air-Cooled Condensing Unit, Coil with Blower | 4TTR5024E1 |  | 4TXCD009CC3 | 13 | 16 | Yes | Yes | 2011-02-28 |  | 2
FALSE | 4TTR6024B1 | 3503 | 3428886 | AMERICAN STANDARD, INC. | 4A7A5024E1 | AC | Split System: Air-Cooled Condensing Unit, Coil with Blower | 4TTR5024E1 |  | 4TXCD009CC3 | 13 | 16 | Yes | Yes | 2011-02-28 |  | 2
FALSE | 4TTR6030B1 | 3522 | 3429858 | TRANE | 4TTR5030E1 | AC | Split System: Air-Cooled Condensing Unit, Coil with Blower | 4TTR5030E1 |  | 4CXCB025CC3 | 12.5 | 15 | Yes | Yes | 2011-01-21 |  | 1
FALSE | 4TTR6030B1 | 3522 | 3429859 | TRANE | 4TTR5030E1 | AC | Split System: Air-Cooled Condensing Unit, Coil with Blower | 4TTR5030E1 |  | 4CXCB025CC3 | 12.5 | 15 | Yes | Yes | 2011-01-21 |  | 1
FALSE | 4TTR6030B1 | 3522 | 3429860 | TRANE | 4TTR5030E1 | AC | Split System: Air-Cooled Condensing Unit, Coil with Blower | 4TTR5030E1 |  | 4CXCB025CC3 | 12.5 | 15 | Yes | Yes | 2011-01-21 |  | 1
FALSE | 4TTR6030B1 | 3522 | 3429861 | TRANE | 4TTR5030E1 | AC | Split System: Air-Cooled Condensing Unit, Coil with Blower | 4TTR5030E1 |  | 4CXCB025CC3 | 12.5 | 14.5 | Yes | Yes | 2011-01-21 |  | 0
FALSE | 4TTR6030B1 | 3522 | 3429874 | TRANE | 4TTR5030E1 | AC | Split System: Air-Cooled Condensing Unit, Coil with Blower | 4TTR5030E1 |  | 4CXCB031CC3 | 12.5 | 14.5 | Yes | Yes | 2011-01-21 |  | 0
FALSE | 4TTR6030B1 | 3522 | 3429875 | TRANE | 4TTR5030E1 | AC | Split System: Air-Cooled Condensing Unit, Coil with Blower | 4TTR5030E1 |  | 4CXCB031CC3 | 12.5 | 14.5 | Yes | Yes | 2011-01-21 |  | 0
FALSE | 4TTR6030B1 | 3522 | 3429876 | TRANE | 4TTR5030E1 | AC | Split System: Air-Cooled Condensing Unit, Coil with Blower | 4TTR5030E1 |  | 4CXCB031CC3 | 12.5 | 14.5 | Yes | Yes | 2011-01-21 |  | 0
FALSE | 4TTR6030B1 | 3522 | 3429879 | TRANE | 4TTR5030E1 | AC | Split System: Air-Cooled Condensing Unit, Coil with Blower | 4TTR5030E1 |  | 4CXCB031CC3 | 12.5 | 14.5 | Yes | Yes | 2011-01-21 |  | 0
FALSE | 4TTR6030B1 | 3522 | 3429885 | TRANE | 4TTR5030E1 | AC | Split System: Air-Cooled Condensing Unit, Coil with Blower | 4TTR5030E1 |  | 4CXCB031CC3 | 12.5 | 15 | Yes | Yes | 2011-01-21 |  | 1
FALSE | 4TTR6030B1 | 3522 | 3429888 | TRANE | 4TTR5030E1 | AC | Split System: Air-Cooled Condensing Unit, Coil with Blower | 4TTR5030E1 |  | 4CXCB031CC3 | 12.5 | 15 | Yes | Yes | 2011-01-21 |  | 1
FALSE | 4TTR6030B1 | 3522 | 3429889 | TRANE | 4TTR5030E1 | AC | Split System: Air-Cooled Condensing Unit, Coil with Blower | 4TTR5030E1 |  | 4CXCB031CC3 | 12.5 | 14.5 | Yes | Yes | 2011-01-21 |  | 0
FALSE | 4TTR6030B1 | 3522 | 3429893 | TRANE | 4TTR5030E1 | AC | Split System: Air-Cooled Condensing Unit, Coil with Blower | 4TTR5030E1 |  | 4CXCB031CC3 | 12.5 | 15 | Yes | Yes | 2011-01-21 |  | 1
FALSE | 4TTR6030B1 | 3522 | 3429894 | TRANE | 4TTR5030E1 | AC | Split System: Air-Cooled Condensing Unit, Coil with Blower | 4TTR5030E1 |  | 4CXCB036CC3 | 12.5 | 15.5 | Yes | Yes | 2011-01-21 |  | 1
FALSE | 4TTR6030B1 | 3522 | 3429896 | TRANE | 4TTR5030E1 | AC | Split System: Air-Cooled Condensing Unit, Coil with Blower | 4TTR5030E1 |  | 4CXCB036CC3 | 13 | 16 | Yes | Yes | 2011-01-21 |  | 2
FALSE | 4TTR6030B1 | 3522 | 3429899 | TRANE | 4TTR5030E1 | AC | Split System: Air-Cooled Condensing Unit, Coil with Blower | 4TTR5030E1 |  | 4CXCB036CC3 | 12.5 | 15 | Yes | Yes | 2011-01-21 |  | 1
FALSE | 4TTR6030B1 | 3522 | 3429900 | TRANE | 4TTR5030E1 | AC | Split System: Air-Cooled Condensing Unit, Coil with Blower | 4TTR5030E1 |  | 4CXCB036CC3 | 12.5 | 15 | Yes | Yes | 2011-01-21 |  | 1
FALSE | 4TTR6030B1 | 3522 | 3429901 | TRANE | 4TTR5030E1 | AC | Split System: Air-Cooled Condensing Unit, Coil with Blower | 4TTR5030E1 |  | 4CXCB036CC3 | 12.5 | 15 | Yes | Yes | 2011-01-21 |  | 1
FALSE | 4TTR6030B1 | 3522 | 3429902 | TRANE | 4TTR5030E1 | AC | Split System: Air-Cooled Condensing Unit, Coil with Blower | 4TTR5030E1 |  | 4CXCB036CC3 | 12.5 | 15 | Yes | Yes | 2011-01-21 |  | 1
FALSE | 4TTR6030B1 | 3522 | 3429905 | TRANE | 4TTR5030E1 | AC | Split System: Air-Cooled Condensing Unit, Coil with Blower | 4TTR5030E1 |  | 4CXCB036CC3 | 12.5 | 15 | Yes | Yes | 2011-01-21 |  | 1
FALSE | 4TTR6030B1 | 3522 | 3429908 | TRANE | 4TTR5030E1 | AC | Split System: Air-Cooled Condensing Unit, Coil with Blower | 4TTR5030E1 |  | 4CXCB036CC3 | 12.5 | 15.5 | Yes | Yes | 2011-01-21 |  | 1
FALSE | 4TTR6030B1 | 3522 | 3430004 | TRANE | 4TTR5030E1 | AC | Split System: Air-Cooled Condensing Unit, Coil with Blower | 4TTR5030E1 |  | 4CXCC043CC3 | 12.5 | 15 | Yes | Yes | 2011-01-21 |  | 1
FALSE | 4TTR6030B1 | 3522 | 3430005 | TRANE | 4TTR5030E1 | AC | Split System: Air-Cooled Condensing Unit, Coil with Blower | 4TTR5030E1 |  | 4CXCC043CC3 | 12.5 | 15 | Yes | Yes | 2011-01-21 |  | 1
FALSE | 4TTR6030B1 | 3522 | 3430017 | TRANE | 4TTR5030E1 | AC | Split System: Air-Cooled Condensing Unit, Coil with Blower | 4TTR5030E1 |  | 4CXCC043CC3 | 13 | 16 | Yes | Yes | 2011-01-21 |  | 2
FALSE | 4TTR6030B1 | 3522 | 3430019 | TRANE | 4TTR5030E1 | AC | Split System: Air-Cooled Condensing Unit, Coil with Blower | 4TTR5030E1 |  | 4CXCC043CC3 | 12.5 | 15.5 | Yes | Yes | 2011-01-21 |  | 1
FALSE | 4TTR6030B1 | 3522 | 3430026 | TRANE | 4TTR5030E1 | AC | Split System: Air-Cooled Condensing Unit, Coil with Blower | 4TTR5030E1 |  | 4TEE3C04A1 | 13 | 16 | Yes | Yes | 2011-01-21 |  | 2
FALSE | 4TTR6030B1 | 3522 | 3430027 | TRANE | 4TTR5030E1 | AC | Split System: Air-Cooled Condensing Unit, Coil with Blower | 4TTR5030E1 |  | 4TEE3C05A1 | 13 | 16 | Yes | Yes | 2011-01-21 |  | 2
FALSE | 4TTR6030B1 | 3522 | 3430028 | TRANE | 4TTR5030E1 | AC | Split System: Air-Cooled Condensing Unit, Coil with Blower | 4TTR5030E1 |  | 4TEE3C05A1+18-GJ01D | 13 | 16 | Yes | Yes | 2011-01-21 |  | 2
FALSE | 4TTR6030B1 | 3522 | 3430034 | TRANE | 4TTR5030E1 | AC | Split System: Air-Cooled Condensing Unit, Coil with Blower | 4TTR5030E1 |  | 4TEE3F31B1 | 12.5 | 14.5 | Yes | Yes | 2011-01-21 |  | 0
FALSE | 4TTR6030B1 | 3522 | 3430035 | TRANE | 4TTR5030E1 | AC | Split System: Air-Cooled Condensing Unit, Coil with Blower | 4TTR5030E1 |  | 4TEE3F37B1 | 12.5 | 14.5 | Yes | Yes | 2011-01-21 |  | 0
FALSE | 4TTR6030B1 | 3522 | 3430036 | TRANE | 4TTR5030E1 | AC | Split System: Air-Cooled Condensing Unit, Coil with Blower | 4TTR5030E1 |  | 4TEE3F39A1 | 13 | 16 | Yes | Yes | 2011-01-21 |  | 2
FALSE | 4TTR6030B1 | 3522 | 3430037 | TRANE | 4TTR5030E1 | AC | Split System: Air-Cooled Condensing Unit, Coil with Blower | 4TTR5030E1 |  | 4TEE3F40B1 | 13 | 16 | Yes | Yes | 2011-01-21 |  | 2
FALSE | 4TTR6030B1 | 3522 | 3430044 | TRANE | 4TTR5030E1 | AC | Split System: Air-Cooled Condensing Unit, Coil with Blower | 4TTR5030E1 |  | 4TGB3F30A1 | 12 | 14.5 | Yes | Yes | 2011-01-21 |  | 0
FALSE | 4TTR6030B1 | 3522 | 3430047 | TRANE | 4TTR5030E1 | AC | Split System: Air-Cooled Condensing Unit, Coil with Blower | 4TTR5030E1 |  | 4TXAA024BC3 | 12.5 | 14.5 | Yes | Yes | 2011-01-21 |  | 0
FALSE | 4TTR6030B1 | 3522 | 3430053 | TRANE | 4TTR5030E1 | AC | Split System: Air-Cooled Condensing Unit, Coil with Blower | 4TTR5030E1 |  | 4TXAA024BC3 | 12.5 | 14.5 | Yes | Yes | 2011-01-21 |  | 0
FALSE | 4TTR6030B1 | 3522 | 3430091 | TRANE | 4TTR5030E1 | AC | Split System: Air-Cooled Condensing Unit, Coil with Blower | 4TTR5030E1 |  | 4TXAB025BC3 | 12.5 | 14.5 | Yes | Yes | 2011-01-21 |  | 0
FALSE | 4TTR6030B1 | 3522 | 3430092 | TRANE | 4TTR5030E1 | AC | Split System: Air-Cooled Condensing Unit, Coil with Blower | 4TTR5030E1 |  | 4TXAB025BC3 | 12.5 | 15 | Yes | Yes | 2011-01-21 |  | 1
FALSE | 4TTR6030B1 | 3522 | 3430093 | TRANE | 4TTR5030E1 | AC | Split System: Air-Cooled Condensing Unit, Coil with Blower | 4TTR5030E1 |  | 4TXAB025BC3 | 12.5 | 15 | Yes | Yes | 2011-01-21 |  | 1
FALSE | 4TTR6030B1 | 3522 | 3430094 | TRANE | 4TTR5030E1 | AC | Split System: Air-Cooled Condensing Unit, Coil with Blower | 4TTR5030E1 |  | 4TXAB025BC3 | 12.5 | 15 | Yes | Yes | 2011-01-21 |  | 1
FALSE | 4TTR6030B1 | 3522 | 3430099 | TRANE | 4TTR5030E1 | AC | Split System: Air-Cooled Condensing Unit, Coil with Blower | 4TTR5030E1 |  | 4TXAB025BC3 | 12.5 | 14.5 | Yes | Yes | 2011-01-21 |  | 0
FALSE | 4TTR6030B1 | 3522 | 3430100 | TRANE | 4TTR5030E1 | AC | Split System: Air-Cooled Condensing Unit, Coil with Blower | 4TTR5030E1 |  | 4TXAB025BC3 | 12.5 | 15 | Yes | Yes | 2011-01-21 |  | 1
FALSE | 4TTR6030B1 | 3522 | 3430168 | TRANE | 4TTR5030E1 | AC | Split System: Air-Cooled Condensing Unit, Coil with Blower | 4TTR5030E1 |  | 4TXAB031BC3 | 12.5 | 15 | Yes | Yes | 2011-01-21 |  | 1
FALSE | 4TTR6030B1 | 3522 | 3430171 | TRANE | 4TTR5030E1 | AC | Split System: Air-Cooled Condensing Unit, Coil with Blower | 4TTR5030E1 |  | 4TXAB031BC3 | 12.5 | 15 | Yes | Yes | 2011-01-21 |  | 1
FALSE | 4TTR6030B1 | 3522 | 3430172 | TRANE | 4TTR5030E1 | AC | Split System: Air-Cooled Condensing Unit, Coil with Blower | 4TTR5030E1 |  | 4TXAB031BC3 | 12.5 | 14.5 | Yes | Yes | 2011-01-21 |  | 0
FALSE | 4TTR6030B1 | 3522 | 3430174 | TRANE | 4TTR5030E1 | AC | Split System: Air-Cooled Condensing Unit, Coil with Blower | 4TTR5030E1 |  | 4TXAB031BC3 | 12.5 | 15 | Yes | Yes | 2011-01-21 |  | 1
FALSE | 4TTR6030B1 | 3522 | 3430178 | TRANE | 4TTR5030E1 | AC | Split System: Air-Cooled Condensing Unit, Coil with Blower | 4TTR5030E1 |  | 4TXAB032BC3 | 12.5 | 15 | Yes | Yes | 2011-01-21 |  | 1
FALSE | 4TTR6030B1 | 3522 | 3430179 | TRANE | 4TTR5030E1 | AC | Split System: Air-Cooled Condensing Unit, Coil with Blower | 4TTR5030E1 |  | 4TXAB032BC3 | 12.5 | 15.5 | Yes | Yes | 2011-01-21 |  | 1
FALSE | 4TTR6030B1 | 3522 | 3430180 | TRANE | 4TTR5030E1 | AC | Split System: Air-Cooled Condensing Unit, Coil with Blower | 4TTR5030E1 |  | 4TXAB032BC3 | 12.5 | 15.5 | Yes | Yes | 2011-01-21 |  | 1
FALSE | 4TTR6030B1 | 3522 | 3430181 | TRANE | 4TTR5030E1 | AC | Split System: Air-Cooled Condensing Unit, Coil with Blower | 4TTR5030E1 |  | 4TXAB032BC3 | 13 | 16 | Yes | Yes | 2011-01-21 |  | 2
FALSE | 4TTR6030B1 | 3522 | 3430183 | TRANE | 4TTR5030E1 | AC | Split System: Air-Cooled Condensing Unit, Coil with Blower | 4TTR5030E1 |  | 4TXAB032BC3 | 12.5 | 15 | Yes | Yes | 2011-01-21 |  | 1
FALSE | 4TTR6030B1 | 3522 | 3430184 | TRANE | 4TTR5030E1 | AC | Split System: Air-Cooled Condensing Unit, Coil with Blower | 4TTR5030E1 |  | 4TXAB032BC3 | 12.5 | 15.5 | Yes | Yes | 2011-01-21 |  | 1
FALSE | 4TTR6030B1 | 3522 | 3430194 | TRANE | 4TTR5030E1 | AC | Split System: Air-Cooled Condensing Unit, Coil with Blower | 4TTR5030E1 |  | 4TXAB032BC3 | 12.5 | 15 | Yes | Yes | 2011-01-21 |  | 1
FALSE | 4TTR6030B1 | 3522 | 3430195 | TRANE | 4TTR5030E1 | AC | Split System: Air-Cooled Condensing Unit, Coil with Blower | 4TTR5030E1 |  | 4TXAB032BC3 | 12.5 | 15 | Yes | Yes | 2011-01-21 |  | 1
FALSE | 4TTR6030B1 | 3522 | 3430196 | TRANE | 4TTR5030E1 | AC | Split System: Air-Cooled Condensing Unit, Coil with Blower | 4TTR5030E1 |  | 4TXAB032BC3 | 12.5 | 14.5 | Yes | Yes | 2011-01-21 |  | 0
FALSE | 4TTR6030B1 | 3522 | 3430197 | TRANE | 4TTR5030E1 | AC | Split System: Air-Cooled Condensing Unit, Coil with Blower | 4TTR5030E1 |  | 4TXAB032BC3 | 12.5 | 14.5 | Yes | Yes | 2011-01-21 |  | 0
FALSE | 4TTR6030B1 | 3522 | 3430198 | TRANE | 4TTR5030E1 | AC | Split System: Air-Cooled Condensing Unit, Coil with Blower | 4TTR5030E1 |  | 4TXAB032BC3 | 12.5 | 15 | Yes | Yes | 2011-01-21 |  | 1
FALSE | 4TTR6030B1 | 3522 | 3430199 | TRANE | 4TTR5030E1 | AC | Split System: Air-Cooled Condensing Unit, Coil with Blower | 4TTR5030E1 |  | 4TXAB032BC3 | 12.5 | 15 | Yes | Yes | 2011-01-21 |  | 1
FALSE | 4TTR6030B1 | 3522 | 3430203 | TRANE | 4TTR5030E1 | AC | Split System: Air-Cooled Condensing Unit, Coil with Blower | 4TTR5030E1 |  | 4TXAB032BC3 | 12.5 | 15 | Yes | Yes | 2011-01-21 |  | 1
FALSE | 4TTR6030B1 | 3522 | 3430204 | TRANE | 4TTR5030E1 | AC | Split System: Air-Cooled Condensing Unit, Coil with Blower | 4TTR5030E1 |  | 4TXAB032BC3 | 12.5 | 15 | Yes | Yes | 2011-01-21 |  | 1
FALSE | 4TTR6030B1 | 3522 | 3430205 | TRANE | 4TTR5030E1 | AC | Split System: Air-Cooled Condensing Unit, Coil with Blower | 4TTR5030E1 |  | 4TXAB032BC3 | 12.5 | 15 | Yes | Yes | 2011-01-21 |  | 1
FALSE | 4TTR6030B1 | 3522 | 3430206 | TRANE | 4TTR5030E1 | AC | Split System: Air-Cooled Condensing Unit, Coil with Blower | 4TTR5030E1 |  | 4TXAB032BC3 | 12.5 | 15 | Yes | Yes | 2011-01-21 |  | 1
FALSE | 4TTR6030B1 | 3522 | 3430274 | TRANE | 4TTR5030E1 | AC | Split System: Air-Cooled Condensing Unit, Coil with Blower | 4TTR5030E1 |  | 4TXAB042BC3 | 12.5 | 15.5 | Yes | Yes | 2011-01-21 |  | 1
FALSE | 4TTR6030B1 | 3522 | 3430276 | TRANE | 4TTR5030E1 | AC | Split System: Air-Cooled Condensing Unit, Coil with Blower | 4TTR5030E1 |  | 4TXAB042BC3 | 12.5 | 15 | Yes | Yes | 2011-01-21 |  | 1
FALSE | 4TTR6030B1 | 3522 | 3430277 | TRANE | 4TTR5030E1 | AC | Split System: Air-Cooled Condensing Unit, Coil with Blower | 4TTR5030E1 |  | 4TXAB042BC3 | 12.5 | 15 | Yes | Yes | 2011-01-21 |  | 1
FALSE | 4TTR6030B1 | 3522 | 3430278 | TRANE | 4TTR5030E1 | AC | Split System: Air-Cooled Condensing Unit, Coil with Blower | 4TTR5030E1 |  | 4TXAB042BC3 | 12.5 | 15 | Yes | Yes | 2011-01-21 |  | 1
FALSE | 4TTR6030B1 | 3522 | 3430280 | TRANE | 4TTR5030E1 | AC | Split System: Air-Cooled Condensing Unit, Coil with Blower | 4TTR5030E1 |  | 4TXAB042BC3 | 12.5 | 15 | Yes | Yes | 2011-01-21 |  | 1
FALSE | 4TTR6030B1 | 3522 | 3430281 | TRANE | 4TTR5030E1 | AC | Split System: Air-Cooled Condensing Unit, Coil with Blower | 4TTR5030E1 |  | 4TXAB042BC3 | 12.5 | 15.5 | Yes | Yes | 2011-01-21 |  | 1
FALSE | 4TTR6030B1 | 3522 | 3430282 | TRANE | 4TTR5030E1 | AC | Split System: Air-Cooled Condensing Unit, Coil with Blower | 4TTR5030E1 |  | 4TXAB042BC3 | 12.5 | 15.5 | Yes | Yes | 2011-01-21 |  | 1
FALSE | 4TTR6030B1 | 3522 | 3430283 | TRANE | 4TTR5030E1 | AC | Split System: Air-Cooled Condensing Unit, Coil with Blower | 4TTR5030E1 |  | 4TXAB042BC3 | 13 | 16 | Yes | Yes | 2011-01-21 |  | 2
FALSE | 4TTR6030B1 | 3522 | 3430290 | TRANE | 4TTR5030E1 | AC | Split System: Air-Cooled Condensing Unit, Coil with Blower | 4TTR5030E1 |  | 4TXAB042BC3 | 12.5 | 15 | Yes | Yes | 2011-01-21 |  | 1
FALSE | 4TTR6030B1 | 3522 | 3430294 | TRANE | 4TTR5030E1 | AC | Split System: Air-Cooled Condensing Unit, Coil with Blower | 4TTR5030E1 |  | 4TXAB042BC3 | 12.5 | 15 | Yes | Yes | 2011-01-21 |  | 1
FALSE | 4TTR6030B1 | 3522 | 3430295 | TRANE | 4TTR5030E1 | AC | Split System: Air-Cooled Condensing Unit, Coil with Blower | 4TTR5030E1 |  | 4TXAB042BC3 | 12.5 | 15 | Yes | Yes | 2011-01-21 |  | 1
FALSE | 4TTR6030B1 | 3522 | 3430296 | TRANE | 4TTR5030E1 | AC | Split System: Air-Cooled Condensing Unit, Coil with Blower | 4TTR5030E1 |  | 4TXAB042BC3 | 12.5 | 14.5 | Yes | Yes | 2011-01-21 |  | 0
FALSE | 4TTR6030B1 | 3522 | 3430297 | TRANE | 4TTR5030E1 | AC | Split System: Air-Cooled Condensing Unit, Coil with Blower | 4TTR5030E1 |  | 4TXAB042BC3 | 12.5 | 14.5 | Yes | Yes | 2011-01-21 |  | 0
FALSE | 4TTR6030B1 | 3522 | 3430330 | TRANE | 4TTR5030E1 | AC | Split System: Air-Cooled Condensing Unit, Coil with Blower | 4TTR5030E1 |  | 4TXAC037BC3 | 12.5 | 15 | Yes | Yes | 2011-01-21 |  | 1
FALSE | 4TTR6030B1 | 3522 | 3430332 | TRANE | 4TTR5030E1 | AC | Split System: Air-Cooled Condensing Unit, Coil with Blower | 4TTR5030E1 |  | 4TXAC037BC3 | 12.5 | 15 | Yes | Yes | 2011-01-21 |  | 1
FALSE | 4TTR6030B1 | 3522 | 3430337 | TRANE | 4TTR5030E1 | AC | Split System: Air-Cooled Condensing Unit, Coil with Blower | 4TTR5030E1 |  | 4TXAC037BC3 | 12.5 | 15 | Yes | Yes | 2011-01-21 |  | 1
FALSE | 4TTR6030B1 | 3522 | 3430347 | TRANE | 4TTR5030E1 | AC | Split System: Air-Cooled Condensing Unit, Coil with Blower | 4TTR5030E1 |  | 4TXAC037BC3 | 12.5 | 15 | Yes | Yes | 2011-01-21 |  | 1
FALSE | 4TTR6030B1 | 3522 | 3430348 | TRANE | 4TTR5030E1 | AC | Split System: Air-Cooled Condensing Unit, Coil with Blower | 4TTR5030E1 |  | 4TXAC037BC3 | 12.5 | 15 | Yes | Yes | 2011-01-21 |  | 1
FALSE | 4TTR6030B1 | 3522 | 3430349 | TRANE | 4TTR5030E1 | AC | Split System: Air-Cooled Condensing Unit, Coil with Blower | 4TTR5030E1 |  | 4TXAC037BC3 | 12.5 | 15.5 | Yes | Yes | 2011-01-21 |  | 1
FALSE | 4TTR6030B1 | 3522 | 3430350 | TRANE | 4TTR5030E1 | AC | Split System: Air-Cooled Condensing Unit, Coil with Blower | 4TTR5030E1 |  | 4TXAC037BC3 | 13 | 16 | Yes | Yes | 2011-01-21 |  | 2
FALSE | 4TTR6030B1 | 3522 | 3430395 | TRANE | 4TTR5030E1 | AC | Split System: Air-Cooled Condensing Unit, Coil with Blower | 4TTR5030E1 |  | 4TXAC043BC3 | 13 | 16 | Yes | Yes | 2011-01-21 |  | 2
FALSE | 4TTR6030B1 | 3522 | 3430398 | TRANE | 4TTR5030E1 | AC | Split System: Air-Cooled Condensing Unit, Coil with Blower | 4TTR5030E1 |  | 4TXAC044BC3 | 12.5 | 15 | Yes | Yes | 2011-01-21 |  | 1
FALSE | 4TTR6030B1 | 3522 | 3430399 | TRANE | 4TTR5030E1 | AC | Split System: Air-Cooled Condensing Unit, Coil with Blower | 4TTR5030E1 |  | 4TXAC044BC3 | 12.5 | 15.5 | Yes | Yes | 2011-01-21 |  | 1
FALSE | 4TTR6030B1 | 3522 | 3430400 | TRANE | 4TTR5030E1 | AC | Split System: Air-Cooled Condensing Unit, Coil with Blower | 4TTR5030E1 |  | 4TXAC044BC3 | 12.5 | 15.5 | Yes | Yes | 2011-01-21 |  | 1
FALSE | 4TTR6030B1 | 3522 | 3430402 | TRANE | 4TTR5030E1 | AC | Split System: Air-Cooled Condensing Unit, Coil with Blower | 4TTR5030E1 |  | 4TXAC044BC3 | 13 | 16 | Yes | Yes | 2011-01-21 |  | 2
FALSE | 4TTR6030B1 | 3522 | 3430403 | TRANE | 4TTR5030E1 | AC | Split System: Air-Cooled Condensing Unit, Coil with Blower | 4TTR5030E1 |  | 4TXAC044BC3 | 13 | 16 | Yes | Yes | 2011-01-21 |  | 2
FALSE | 4TTR6030B1 | 3522 | 3430404 | TRANE | 4TTR5030E1 | AC | Split System: Air-Cooled Condensing Unit, Coil with Blower | 4TTR5030E1 |  | 4TXAC044BC3 | 13 | 16 | Yes | Yes | 2011-01-21 |  | 2
FALSE | 4TTR6030B1 | 3522 | 3430407 | TRANE | 4TTR5030E1 | AC | Split System: Air-Cooled Condensing Unit, Coil with Blower | 4TTR5030E1 |  | 4TXAC044BC3 | 13 | 16 | Yes | Yes | 2011-01-21 |  | 2
FALSE | 4TTR6030B1 | 3522 | 3430410 | TRANE | 4TTR5030E1 | AC | Split System: Air-Cooled Condensing Unit, Coil with Blower | 4TTR5030E1 |  | 4TXAC044BC3 | 13 | 16 | Yes | Yes | 2011-01-21 |  | 2
FALSE | 4TTR6030B1 | 3522 | 3430411 | TRANE | 4TTR5030E1 | AC | Split System: Air-Cooled Condensing Unit, Coil with Blower | 4TTR5030E1 |  | 4TXAC044BC3 | 13 | 16 | Yes | Yes | 2011-01-21 |  | 2
FALSE | 4TTR6030B1 | 3522 | 3430417 | TRANE | 4TTR5030E1 | AC | Split System: Air-Cooled Condensing Unit, Coil with Blower | 4TTR5030E1 |  | 4TXAC044BC3 | 13 | 16 | Yes | Yes | 2011-01-21 |  | 2
FALSE | 4TTR6030B1 | 3522 | 3430418 | TRANE | 4TTR5030E1 | AC | Split System: Air-Cooled Condensing Unit, Coil with Blower | 4TTR5030E1 |  | 4TXAC044BC3 | 12.5 | 15 | Yes | Yes | 2011-01-21 |  | 1
FALSE | 4TTR6030B1 | 3522 | 3430419 | TRANE | 4TTR5030E1 | AC | Split System: Air-Cooled Condensing Unit, Coil with Blower | 4TTR5030E1 |  | 4TXAC044BC3 | 13 | 16 | Yes | Yes | 2011-01-21 |  | 2
FALSE | 4TTR6030B1 | 3522 | 3430420 | TRANE | 4TTR5030E1 | AC | Split System: Air-Cooled Condensing Unit, Coil with Blower | 4TTR5030E1 |  | 4TXAC044BC3 | 13 | 16 | Yes | Yes | 2011-01-21 |  | 2
FALSE | 4TTR6030B1 | 3522 | 3430421 | TRANE | 4TTR5030E1 | AC | Split System: Air-Cooled Condensing Unit, Coil with Blower | 4TTR5030E1 |  | 4TXAC044BC3 | 13 | 16 | Yes | Yes | 2011-01-21 |  | 2
FALSE | 4TTR6030B1 | 3522 | 3430422 | TRANE | 4TTR5030E1 | AC | Split System: Air-Cooled Condensing Unit, Coil with Blower | 4TTR5030E1 |  | 4TXAC044BC3 | 13 | 16 | Yes | Yes | 2011-01-21 |  | 2
FALSE | 4TTR6030B1 | 3522 | 3430423 | TRANE | 4TTR5030E1 | AC | Split System: Air-Cooled Condensing Unit, Coil with Blower | 4TTR5030E1 |  | 4TXAC044BC3 | 12.5 | 15 | Yes | Yes | 2011-01-21 |  | 1
FALSE | 4TTR6030B1 | 3522 | 3430424 | TRANE | 4TTR5030E1 | AC | Split System: Air-Cooled Condensing Unit, Coil with Blower | 4TTR5030E1 |  | 4TXAC044BC3 | 12.5 | 15 | Yes | Yes | 2011-01-21 |  | 1
FALSE | 4TTR6030B1 | 3522 | 3430428 | TRANE | 4TTR5030E1 | AC | Split System: Air-Cooled Condensing Unit, Coil with Blower | 4TTR5030E1 |  | 4TXAC044BC3 | 12.5 | 15.5 | Yes | Yes | 2011-01-21 |  | 1
FALSE | 4TTR6030B1 | 3522 | 3430429 | TRANE | 4TTR5030E1 | AC | Split System: Air-Cooled Condensing Unit, Coil with Blower | 4TTR5030E1 |  | 4TXAC044BC3 | 12.5 | 15.5 | Yes | Yes | 2011-01-21 |  | 1
FALSE | 4TTR6030B1 | 3522 | 3430519 | TRANE | 4TTR5030E1 | AC | Split System: Air-Cooled Condensing Unit, Coil with Blower | 4TTR5030E1 |  | 4TXCB031BC3 | 12.5 | 15 | Yes | Yes | 2011-01-21 |  | 1
FALSE | 4TTR6030B1 | 3522 | 3430523 | TRANE | 4TTR5030E1 | AC | Split System: Air-Cooled Condensing Unit, Coil with Blower | 4TTR5030E1 |  | 4TXCB031BC3 | 12.5 | 14.5 | Yes | Yes | 2011-01-21 |  | 0
FALSE | 4TTR6030B1 | 3522 | 3430524 | TRANE | 4TTR5030E1 | AC | Split System: Air-Cooled Condensing Unit, Coil with Blower | 4TTR5030E1 |  | 4TXCB031BC3 | 12.5 | 15 | Yes | Yes | 2011-01-21 |  | 1
FALSE | 4TTR6030B1 | 3522 | 3430525 | TRANE | 4TTR5030E1 | AC | Split System: Air-Cooled Condensing Unit, Coil with Blower | 4TTR5030E1 |  | 4TXCB031BC3 | 12.5 | 15 | Yes | Yes | 2011-01-21 |  | 1
FALSE | 4TTR6030B1 | 3522 | 3430526 | TRANE | 4TTR5030E1 | AC | Split System: Air-Cooled Condensing Unit, Coil with Blower | 4TTR5030E1 |  | 4TXCB031BC3 | 12.5 | 14.5 | Yes | Yes | 2011-01-21 |  | 0
FALSE | 4TTR6030B1 | 3522 | 3430527 | TRANE | 4TTR5030E1 | AC | Split System: Air-Cooled Condensing Unit, Coil with Blower | 4TTR5030E1 |  | 4TXCB031BC3 | 12.5 | 15 | Yes | Yes | 2011-01-21 |  | 1
FALSE | 4TTR6030B1 | 3522 | 3430528 | TRANE | 4TTR5030E1 | AC | Split System: Air-Cooled Condensing Unit, Coil with Blower | 4TTR5030E1 |  | 4TXCB031BC3 | 12.5 | 14.5 | Yes | Yes | 2011-01-21 |  | 0
FALSE | 4TTR6030B1 | 3522 | 3430529 | TRANE | 4TTR5030E1 | AC | Split System: Air-Cooled Condensing Unit, Coil with Blower | 4TTR5030E1 |  | 4TXCB031BC3 | 12.5 | 14.5 | Yes | Yes | 2011-01-21 |  | 0
FALSE | 4TTR6030B1 | 3522 | 3430530 | TRANE | 4TTR5030E1 | AC | Split System: Air-Cooled Condensing Unit, Coil with Blower | 4TTR5030E1 |  | 4TXCB031BC3 | 12.5 | 14.5 | Yes | Yes | 2011-01-21 |  | 0
FALSE | 4TTR6030B1 | 3522 | 3430531 | TRANE | 4TTR5030E1 | AC | Split System: Air-Cooled Condensing Unit, Coil with Blower | 4TTR5030E1 |  | 4TXCB031BC3 | 12.5 | 14.5 | Yes | Yes | 2011-01-21 |  | 0
FALSE | 4TTR6030B1 | 3522 | 3430532 | TRANE | 4TTR5030E1 | AC | Split System: Air-Cooled Condensing Unit, Coil with Blower | 4TTR5030E1 |  | 4TXCB031BC3 | 12.5 | 14.5 | Yes | Yes | 2011-01-21 |  | 0
FALSE | 4TTR6030B1 | 3522 | 3430533 | TRANE | 4TTR5030E1 | AC | Split System: Air-Cooled Condensing Unit, Coil with Blower | 4TTR5030E1 |  | 4TXCB031BC3 | 12.5 | 15 | Yes | Yes | 2011-01-21 |  | 1
FALSE | 4TTR6030B1 | 3522 | 3430534 | TRANE | 4TTR5030E1 | AC | Split System: Air-Cooled Condensing Unit, Coil with Blower | 4TTR5030E1 |  | 4TXCB032BC3 | 12.5 | 15 | Yes | Yes | 2011-01-21 |  | 1
FALSE | 4TTR6030B1 | 3522 | 3430535 | TRANE | 4TTR5030E1 | AC | Split System: Air-Cooled Condensing Unit, Coil with Blower | 4TTR5030E1 |  | 4TXCB032BC3 | 12.5 | 14.5 | Yes | Yes | 2011-01-21 |  | 0
FALSE | 4TTR6030B1 | 3522 | 3430536 | TRANE | 4TTR5030E1 | AC | Split System: Air-Cooled Condensing Unit, Coil with Blower | 4TTR5030E1 |  | 4TXCB032BC3 | 12.5 | 15 | Yes | Yes | 2011-01-21 |  | 1
FALSE | 4TTR6030B1 | 3522 | 3430537 | TRANE | 4TTR5030E1 | AC | Split System: Air-Cooled Condensing Unit, Coil with Blower | 4TTR5030E1 |  | 4TXCB032BC3 | 12.5 | 15.5 | Yes | Yes | 2011-01-21 |  | 1
FALSE | 4TTR6030B1 | 3522 | 3430542 | TRANE | 4TTR5030E1 | AC | Split System: Air-Cooled Condensing Unit, Coil with Blower | 4TTR5030E1 |  | 4TXCB032BC3 | 12.5 | 15 | Yes | Yes | 2011-01-21 |  | 1
FALSE | 4TTR6030B1 | 3522 | 3430543 | TRANE | 4TTR5030E1 | AC | Split System: Air-Cooled Condensing Unit, Coil with Blower | 4TTR5030E1 |  | 4TXCB032BC3 | 12.5 | 15.5 | Yes | Yes | 2011-01-21 |  | 1
FALSE | 4TTR6030B1 | 3522 | 3430544 | TRANE | 4TTR5030E1 | AC | Split System: Air-Cooled Condensing Unit, Coil with Blower | 4TTR5030E1 |  | 4TXCB032BC3 | 12.5 | 15.5 | Yes | Yes | 2011-01-21 |  | 1
FALSE | 4TTR6030B1 | 3522 | 3430545 | TRANE | 4TTR5030E1 | AC | Split System: Air-Cooled Condensing Unit, Coil with Blower | 4TTR5030E1 |  | 4TXCB032BC3 | 13 | 16 | Yes | Yes | 2011-01-21 |  | 2
FALSE | 4TTR6030B1 | 3522 | 3430624 | TRANE | 4TTR5030E1 | AC | Split System: Air-Cooled Condensing Unit, Coil with Blower | 4TTR5030E1 |  | 4TXCB036BC3 | 12.5 | 15 | Yes | Yes | 2011-01-21 |  | 1
FALSE | 4TTR6030B1 | 3522 | 3430625 | TRANE | 4TTR5030E1 | AC | Split System: Air-Cooled Condensing Unit, Coil with Blower | 4TTR5030E1 |  | 4TXCB036BC3 | 12.5 | 15 | Yes | Yes | 2011-01-21 |  | 1
FALSE | 4TTR6030B1 | 3522 | 3430626 | TRANE | 4TTR5030E1 | AC | Split System: Air-Cooled Condensing Unit, Coil with Blower | 4TTR5030E1 |  | 4TXCB036BC3 | 12.5 | 15 | Yes | Yes | 2011-01-21 |  | 1
FALSE | 4TTR6030B1 | 3522 | 3430627 | TRANE | 4TTR5030E1 | AC | Split System: Air-Cooled Condensing Unit, Coil with Blower | 4TTR5030E1 |  | 4TXCB036BC3 | 12.5 | 15 | Yes | Yes | 2011-01-21 |  | 1
FALSE | 4TTR6030B1 | 3522 | 3430628 | TRANE | 4TTR5030E1 | AC | Split System: Air-Cooled Condensing Unit, Coil with Blower | 4TTR5030E1 |  | 4TXCB042BC3 | 12.5 | 15 | Yes | Yes | 2011-01-21 |  | 1
FALSE | 4TTR6030B1 | 3522 | 3430629 | TRANE | 4TTR5030E1 | AC | Split System: Air-Cooled Condensing Unit, Coil with Blower | 4TTR5030E1 |  | 4TXCB042BC3 | 12.5 | 15 | Yes | Yes | 2011-01-21 |  | 1
FALSE | 4TTR6030B1 | 3522 | 3430630 | TRANE | 4TTR5030E1 | AC | Split System: Air-Cooled Condensing Unit, Coil with Blower | 4TTR5030E1 |  | 4TXCB042BC3 | 12.5 | 15 | Yes | Yes | 2011-01-21 |  | 1
FALSE | 4TTR6030B1 | 3522 | 3430634 | TRANE | 4TTR5030E1 | AC | Split System: Air-Cooled Condensing Unit, Coil with Blower | 4TTR5030E1 |  | 4TXCB042BC3 | 12.5 | 15 | Yes | Yes | 2011-01-21 |  | 1
FALSE | 4TTR6030B1 | 3522 | 3430638 | TRANE | 4TTR5030E1 | AC | Split System: Air-Cooled Condensing Unit, Coil with Blower | 4TTR5030E1 |  | 4TXCB042BC3 | 12.5 | 15 | Yes | Yes | 2011-01-21 |  | 1
FALSE | 4TTR6030B1 | 3522 | 3430639 | TRANE | 4TTR5030E1 | AC | Split System: Air-Cooled Condensing Unit, Coil with Blower | 4TTR5030E1 |  | 4TXCB042BC3 | 12.5 | 15 | Yes | Yes | 2011-01-21 |  | 1
FALSE | 4TTR6030B1 | 3522 | 3430640 | TRANE | 4TTR5030E1 | AC | Split System: Air-Cooled Condensing Unit, Coil with Blower | 4TTR5030E1 |  | 4TXCB042BC3 | 12.5 | 14.5 | Yes | Yes | 2011-01-21 |  | 0
FALSE | 4TTR6030B1 | 3522 | 3430641 | TRANE | 4TTR5030E1 | AC | Split System: Air-Cooled Condensing Unit, Coil with Blower | 4TTR5030E1 |  | 4TXCB042BC3 | 12.5 | 14.5 | Yes | Yes | 2011-01-21 |  | 0
FALSE | 4TTR6030B1 | 3522 | 3430642 | TRANE | 4TTR5030E1 | AC | Split System: Air-Cooled Condensing Unit, Coil with Blower | 4TTR5030E1 |  | 4TXCB042BC3 | 12.5 | 15 | Yes | Yes | 2011-01-21 |  | 1
FALSE | 4TTR6030B1 | 3522 | 3430643 | TRANE | 4TTR5030E1 | AC | Split System: Air-Cooled Condensing Unit, Coil with Blower | 4TTR5030E1 |  | 4TXCB042BC3 | 12.5 | 15 | Yes | Yes | 2011-01-21 |  | 1
FALSE | 4TTR6030B1 | 3522 | 3430644 | TRANE | 4TTR5030E1 | AC | Split System: Air-Cooled Condensing Unit, Coil with Blower | 4TTR5030E1 |  | 4TXCB042BC3 | 12.5 | 15 | Yes | Yes | 2011-01-21 |  | 1
FALSE | 4TTR6030B1 | 3522 | 3430645 | TRANE | 4TTR5030E1 | AC | Split System: Air-Cooled Condensing Unit, Coil with Blower | 4TTR5030E1 |  | 4TXCB042BC3 | 12.5 | 15.5 | Yes | Yes | 2011-01-21 |  | 1
FALSE | 4TTR6030B1 | 3522 | 3430650 | TRANE | 4TTR5030E1 | AC | Split System: Air-Cooled Condensing Unit, Coil with Blower | 4TTR5030E1 |  | 4TXCB042BC3 | 12.5 | 15 | Yes | Yes | 2011-01-21 |  | 1
FALSE | 4TTR6030B1 | 3522 | 3430651 | TRANE | 4TTR5030E1 | AC | Split System: Air-Cooled Condensing Unit, Coil with Blower | 4TTR5030E1 |  | 4TXCB042BC3 | 12.5 | 15.5 | Yes | Yes | 2011-01-21 |  | 1
FALSE | 4TTR6030B1 | 3522 | 3430652 | TRANE | 4TTR5030E1 | AC | Split System: Air-Cooled Condensing Unit, Coil with Blower | 4TTR5030E1 |  | 4TXCB042BC3 | 12.5 | 15.5 | Yes | Yes | 2011-01-21 |  | 1
FALSE | 4TTR6030B1 | 3522 | 3430653 | TRANE | 4TTR5030E1 | AC | Split System: Air-Cooled Condensing Unit, Coil with Blower | 4TTR5030E1 |  | 4TXCB042BC3 | 13 | 16 | Yes | Yes | 2011-01-21 |  | 2
FALSE | 4TTR6030B1 | 3522 | 3430728 | TRANE | 4TTR5030E1 | AC | Split System: Air-Cooled Condensing Unit, Coil with Blower | 4TTR5030E1 |  | 4TXCC037BC3 | 12.5 | 15 | Yes | Yes | 2011-01-21 |  | 1
FALSE | 4TTR6030B1 | 3522 | 3430734 | TRANE | 4TTR5030E1 | AC | Split System: Air-Cooled Condensing Unit, Coil with Blower | 4TTR5030E1 |  | 4TXCC037BC3 | 12.5 | 15 | Yes | Yes | 2011-01-21 |  | 1
FALSE | 4TTR6030B1 | 3522 | 3430735 | TRANE | 4TTR5030E1 | AC | Split System: Air-Cooled Condensing Unit, Coil with Blower | 4TTR5030E1 |  | 4TXCC037BC3 | 12.5 | 15 | Yes | Yes | 2011-01-21 |  | 1
FALSE | 4TTR6030B1 | 3522 | 3430736 | TRANE | 4TTR5030E1 | AC | Split System: Air-Cooled Condensing Unit, Coil with Blower | 4TTR5030E1 |  | 4TXCC037BC3 | 12.5 | 15 | Yes | Yes | 2011-01-21 |  | 1
FALSE | 4TTR6030B1 | 3522 | 3430737 | TRANE | 4TTR5030E1 | AC | Split System: Air-Cooled Condensing Unit, Coil with Blower | 4TTR5030E1 |  | 4TXCC037BC3 | 12.5 | 15 | Yes | Yes | 2011-01-21 |  | 1
FALSE | 4TTR6030B1 | 3522 | 3430739 | TRANE | 4TTR5030E1 | AC | Split System: Air-Cooled Condensing Unit, Coil with Blower | 4TTR5030E1 |  | 4TXCC037BC3 | 12.5 | 15 | Yes | Yes | 2011-01-21 |  | 1
FALSE | 4TTR6030B1 | 3522 | 3430740 | TRANE | 4TTR5030E1 | AC | Split System: Air-Cooled Condensing Unit, Coil with Blower | 4TTR5030E1 |  | 4TXCC043BC3 | 13 | 16 | Yes | Yes | 2011-01-21 |  | 2
FALSE | 4TTR6030B1 | 3522 | 3430748 | TRANE | 4TTR5030E1 | AC | Split System: Air-Cooled Condensing Unit, Coil with Blower | 4TTR5030E1 |  | 4TXCC043BC3 | 12.5 | 15 | Yes | Yes | 2011-01-21 |  | 1
FALSE | 4TTR6030B1 | 3522 | 3430749 | TRANE | 4TTR5030E1 | AC | Split System: Air-Cooled Condensing Unit, Coil with Blower | 4TTR5030E1 |  | 4TXCC043BC3 | 12.5 | 15 | Yes | Yes | 2011-01-21 |  | 1
FALSE | 4TTR6030B1 | 3522 | 3430750 | TRANE | 4TTR5030E1 | AC | Split System: Air-Cooled Condensing Unit, Coil with Blower | 4TTR5030E1 |  | 4TXCC043BC3 | 12.5 | 15 | Yes | Yes | 2011-01-21 |  | 1
FALSE | 4TTR6030B1 | 3522 | 3430751 | TRANE | 4TTR5030E1 | AC | Split System: Air-Cooled Condensing Unit, Coil with Blower | 4TTR5030E1 |  | 4TXCC043BC3 | 12.5 | 15 | Yes | Yes | 2011-01-21 |  | 1
FALSE | 4TTR6030B1 | 3522 | 3430756 | TRANE | 4TTR5030E1 | AC | Split System: Air-Cooled Condensing Unit, Coil with Blower | 4TTR5030E1 |  | 4TXCC043BC3 | 12.5 | 15.5 | Yes | Yes | 2011-01-21 |  | 1
FALSE | 4TTR6030B1 | 3522 | 3430757 | TRANE | 4TTR5030E1 | AC | Split System: Air-Cooled Condensing Unit, Coil with Blower | 4TTR5030E1 |  | 4TXCC043BC3 | 12.5 | 15.5 | Yes | Yes | 2011-01-21 |  | 1
FALSE | 4TTR6030B1 | 3522 | 3430759 | TRANE | 4TTR5030E1 | AC | Split System: Air-Cooled Condensing Unit, Coil with Blower | 4TTR5030E1 |  | 4TXCC043BC3 | 12.5 | 15 | Yes | Yes | 2011-01-21 |  | 1
FALSE | 4TTR6030B1 | 3522 | 3430760 | TRANE | 4TTR5030E1 | AC | Split System: Air-Cooled Condensing Unit, Coil with Blower | 4TTR5030E1 |  | 4TXCC043BC3 | 12.5 | 15 | Yes | Yes | 2011-01-21 |  | 1
FALSE | 4TTR6030B1 | 3522 | 3430761 | TRANE | 4TTR5030E1 | AC | Split System: Air-Cooled Condensing Unit, Coil with Blower | 4TTR5030E1 |  | 4TXCC043BC3 | 12.5 | 15 | Yes | Yes | 2011-01-21 |  | 1
FALSE | 4TTR6030B1 | 3522 | 3430762 | TRANE | 4TTR5030E1 | AC | Split System: Air-Cooled Condensing Unit, Coil with Blower | 4TTR5030E1 |  | 4TXCC043BC3 | 12.5 | 15 | Yes | Yes | 2011-01-21 |  | 1
FALSE | 4TTR6030B1 | 3522 | 3430763 | TRANE | 4TTR5030E1 | AC | Split System: Air-Cooled Condensing Unit, Coil with Blower | 4TTR5030E1 |  | 4TXCC043BC3 | 12.5 | 15 | Yes | Yes | 2011-01-21 |  | 1
FALSE | 4TTR6030B1 | 3522 | 3430770 | TRANE | 4TTR5030E1 | AC | Split System: Air-Cooled Condensing Unit, Coil with Blower | 4TTR5030E1 |  | 4TXCC043BC3 | 12.5 | 15.5 | Yes | Yes | 2011-01-21 |  | 1
FALSE | 4TTR6030B1 | 3522 | 3430771 | TRANE | 4TTR5030E1 | AC | Split System: Air-Cooled Condensing Unit, Coil with Blower | 4TTR5030E1 |  | 4TXCC043BC3 | 13 | 16 | Yes | Yes | 2011-01-21 |  | 2
FALSE | 4TTR6030B1 | 3522 | 3430966 | AMERICAN STANDARD, INC. | 4A7A5030E1 | AC | Split System: Air-Cooled Condensing Unit, Coil with Blower | 4TTR5030E1 |  | 4CXCB025CC3 | 12.5 | 14.5 | Yes | Yes | 2011-02-28 |  | 0
FALSE | 4TTR6030B1 | 3522 | 3430968 | AMERICAN STANDARD, INC. | 4A7A5030E1 | AC | Split System: Air-Cooled Condensing Unit, Coil with Blower | 4TTR5030E1 |  | 4CXCB025CC3 | 12.5 | 14.5 | Yes | Yes | 2011-02-28 |  | 0
FALSE | 4TTR6030B1 | 3522 | 3430977 | AMERICAN STANDARD, INC. | 4A7A5030E1 | AC | Split System: Air-Cooled Condensing Unit, Coil with Blower | 4TTR5030E1 |  | 4CXCB025CC3 | 12.5 | 15 | Yes | Yes | 2011-02-28 |  | 1
FALSE | 4TTR6030B1 | 3522 | 3430978 | AMERICAN STANDARD, INC. | 4A7A5030E1 | AC | Split System: Air-Cooled Condensing Unit, Coil with Blower | 4TTR5030E1 |  | 4CXCB025CC3 | 12.5 | 15 | Yes | Yes | 2011-02-28 |  | 1
FALSE | 4TTR6030B1 | 3522 | 3430979 | AMERICAN STANDARD, INC. | 4A7A5030E1 | AC | Split System: Air-Cooled Condensing Unit, Coil with Blower | 4TTR5030E1 |  | 4CXCB025CC3 | 12.5 | 15 | Yes | Yes | 2011-02-28 |  | 1
FALSE | 4TTR6030B1 | 3522 | 3430980 | AMERICAN STANDARD, INC. | 4A7A5030E1 | AC | Split System: Air-Cooled Condensing Unit, Coil with Blower | 4TTR5030E1 |  | 4CXCB025CC3 | 12.5 | 14.5 | Yes | Yes | 2011-02-28 |  | 0
FALSE | 4TTR6030B1 | 3522 | 3430993 | AMERICAN STANDARD, INC. | 4A7A5030E1 | AC | Split System: Air-Cooled Condensing Unit, Coil with Blower | 4TTR5030E1 |  | 4CXCB031CC3 | 12.5 | 14.5 | Yes | Yes | 2011-02-28 |  | 0
FALSE | 4TTR6030B1 | 3522 | 3430994 | AMERICAN STANDARD, INC. | 4A7A5030E1 | AC | Split System: Air-Cooled Condensing Unit, Coil with Blower | 4TTR5030E1 |  | 4CXCB031CC3 | 12.5 | 14.5 | Yes | Yes | 2011-02-28 |  | 0
FALSE | 4TTR6030B1 | 3522 | 3430995 | AMERICAN STANDARD, INC. | 4A7A5030E1 | AC | Split System: Air-Cooled Condensing Unit, Coil with Blower | 4TTR5030E1 |  | 4CXCB031CC3 | 12.5 | 14.5 | Yes | Yes | 2011-02-28 |  | 0
FALSE | 4TTR6030B1 | 3522 | 3430998 | AMERICAN STANDARD, INC. | 4A7A5030E1 | AC | Split System: Air-Cooled Condensing Unit, Coil with Blower | 4TTR5030E1 |  | 4CXCB031CC3 | 12.5 | 14.5 | Yes | Yes | 2011-02-28 |  | 0
FALSE | 4TTR6030B1 | 3522 | 3431004 | AMERICAN STANDARD, INC. | 4A7A5030E1 | AC | Split System: Air-Cooled Condensing Unit, Coil with Blower | 4TTR5030E1 |  | 4CXCB031CC3 | 12.5 | 15 | Yes | Yes | 2011-02-28 |  | 1
FALSE | 4TTR6030B1 | 3522 | 3431007 | AMERICAN STANDARD, INC. | 4A7A5030E1 | AC | Split System: Air-Cooled Condensing Unit, Coil with Blower | 4TTR5030E1 |  | 4CXCB031CC3 | 12.5 | 15 | Yes | Yes | 2011-02-28 |  | 1
FALSE | 4TTR6030B1 | 3522 | 3431008 | AMERICAN STANDARD, INC. | 4A7A5030E1 | AC | Split System: Air-Cooled Condensing Unit, Coil with Blower | 4TTR5030E1 |  | 4CXCB031CC3 | 12.5 | 14.5 | Yes | Yes | 2011-02-28 |  | 0
FALSE | 4TTR6030B1 | 3522 | 3431012 | AMERICAN STANDARD, INC. | 4A7A5030E1 | AC | Split System: Air-Cooled Condensing Unit, Coil with Blower | 4TTR5030E1 |  | 4CXCB031CC3 | 12.5 | 15 | Yes | Yes | 2011-02-28 |  | 1
FALSE | 4TTR6030B1 | 3522 | 3431013 | AMERICAN STANDARD, INC. | 4A7A5030E1 | AC | Split System: Air-Cooled Condensing Unit, Coil with Blower | 4TTR5030E1 |  | 4CXCB036CC3 | 12.5 | 15.5 | Yes | Yes | 2011-02-28 |  | 1
FALSE | 4TTR6030B1 | 3522 | 3431015 | AMERICAN STANDARD, INC. | 4A7A5030E1 | AC | Split System: Air-Cooled Condensing Unit, Coil with Blower | 4TTR5030E1 |  | 4CXCB036CC3 | 13 | 16 | Yes | Yes | 2011-02-28 |  | 2
FALSE | 4TTR6030B1 | 3522 | 3431018 | AMERICAN STANDARD, INC. | 4A7A5030E1 | AC | Split System: Air-Cooled Condensing Unit, Coil with Blower | 4TTR5030E1 |  | 4CXCB036CC3 | 12.5 | 15 | Yes | Yes | 2011-02-28 |  | 1
FALSE | 4TTR6030B1 | 3522 | 3431019 | AMERICAN STANDARD, INC. | 4A7A5030E1 | AC | Split System: Air-Cooled Condensing Unit, Coil with Blower | 4TTR5030E1 |  | 4CXCB036CC3 | 12.5 | 15 | Yes | Yes | 2011-02-28 |  | 1
FALSE | 4TTR6030B1 | 3522 | 3431272 | AMERICAN STANDARD, INC. | 4A7A5030E1 | AC | Split System: Air-Cooled Condensing Unit, Coil with Blower | 4TTR5030E1 |  | 4TXAB031BC3 | 12.5 | 15 | Yes | Yes | 2011-02-28 |  | 1
FALSE | 4TTR6030B1 | 3522 | 3431273 | AMERICAN STANDARD, INC. | 4A7A5030E1 | AC | Split System: Air-Cooled Condensing Unit, Coil with Blower | 4TTR5030E1 |  | 4TXAB031BC3 | 12.5 | 14.5 | Yes | Yes | 2011-02-28 |  | 0
FALSE | 4TTR6030B1 | 3522 | 3431274 | AMERICAN STANDARD, INC. | 4A7A5030E1 | AC | Split System: Air-Cooled Condensing Unit, Coil with Blower | 4TTR5030E1 |  | 4TXAB031BC3 | 12.5 | 15 | Yes | Yes | 2011-02-28 |  | 1
FALSE | 4TTR6030B1 | 3522 | 3431278 | AMERICAN STANDARD, INC. | 4A7A5030E1 | AC | Split System: Air-Cooled Condensing Unit, Coil with Blower | 4TTR5030E1 |  | 4TXAB031BC3 | 12.5 | 14.5 | Yes | Yes | 2011-02-28 |  | 0
FALSE | 4TTR6030B1 | 3522 | 3431281 | AMERICAN STANDARD, INC. | 4A7A5030E1 | AC | Split System: Air-Cooled Condensing Unit, Coil with Blower | 4TTR5030E1 |  | 4TXAB031BC3 | 12.5 | 14.5 | Yes | Yes | 2011-02-28 |  | 0
FALSE | 4TTR6030B1 | 3522 | 3431282 | AMERICAN STANDARD, INC. | 4A7A5030E1 | AC | Split System: Air-Cooled Condensing Unit, Coil with Blower | 4TTR5030E1 |  | 4TXAB031BC3 | 12.5 | 14.5 | Yes | Yes | 2011-02-28 |  | 0
FALSE | 4TTR6030B1 | 3522 | 3431283 | AMERICAN STANDARD, INC. | 4A7A5030E1 | AC | Split System: Air-Cooled Condensing Unit, Coil with Blower | 4TTR5030E1 |  | 4TXAB031BC3 | 12.5 | 14.5 | Yes | Yes | 2011-02-28 |  | 0
FALSE | 4TTR6030B1 | 3522 | 3431287 | AMERICAN STANDARD, INC. | 4A7A5030E1 | AC | Split System: Air-Cooled Condensing Unit, Coil with Blower | 4TTR5030E1 |  | 4TXAB031BC3 | 12.5 | 15 | Yes | Yes | 2011-02-28 |  | 1
FALSE | 4TTR6030B1 | 3522 | 3431290 | AMERICAN STANDARD, INC. | 4A7A5030E1 | AC | Split System: Air-Cooled Condensing Unit, Coil with Blower | 4TTR5030E1 |  | 4TXAB031BC3 | 12.5 | 15 | Yes | Yes | 2011-02-28 |  | 1
FALSE | 4TTR6030B1 | 3522 | 3431291 | AMERICAN STANDARD, INC. | 4A7A5030E1 | AC | Split System: Air-Cooled Condensing Unit, Coil with Blower | 4TTR5030E1 |  | 4TXAB031BC3 | 12.5 | 14.5 | Yes | Yes | 2011-02-28 |  | 0
FALSE | 4TTR6030B1 | 3522 | 3431293 | AMERICAN STANDARD, INC. | 4A7A5030E1 | AC | Split System: Air-Cooled Condensing Unit, Coil with Blower | 4TTR5030E1 |  | 4TXAB031BC3 | 12.5 | 15 | Yes | Yes | 2011-02-28 |  | 1
FALSE | 4TTR6030B1 | 3522 | 3431297 | AMERICAN STANDARD, INC. | 4A7A5030E1 | AC | Split System: Air-Cooled Condensing Unit, Coil with Blower | 4TTR5030E1 |  | 4TXAB032BC3 | 12.5 | 15 | Yes | Yes | 2011-02-28 |  | 1
FALSE | 4TTR6030B1 | 3522 | 3431298 | AMERICAN STANDARD, INC. | 4A7A5030E1 | AC | Split System: Air-Cooled Condensing Unit, Coil with Blower | 4TTR5030E1 |  | 4TXAB032BC3 | 12.5 | 15.5 | Yes | Yes | 2011-02-28 |  | 1
FALSE | 4TTR6030B1 | 3522 | 3431299 | AMERICAN STANDARD, INC. | 4A7A5030E1 | AC | Split System: Air-Cooled Condensing Unit, Coil with Blower | 4TTR5030E1 |  | 4TXAB032BC3 | 12.5 | 15.5 | Yes | Yes | 2011-02-28 |  | 1
FALSE | 4TTR6030B1 | 3522 | 3431300 | AMERICAN STANDARD, INC. | 4A7A5030E1 | AC | Split System: Air-Cooled Condensing Unit, Coil with Blower | 4TTR5030E1 |  | 4TXAB032BC3 | 13 | 16 | Yes | Yes | 2011-02-28 |  | 2
FALSE | 4TTR6030B1 | 3522 | 3431302 | AMERICAN STANDARD, INC. | 4A7A5030E1 | AC | Split System: Air-Cooled Condensing Unit, Coil with Blower | 4TTR5030E1 |  | 4TXAB032BC3 | 12.5 | 15 | Yes | Yes | 2011-02-28 |  | 1
FALSE | 4TTR6030B1 | 3522 | 3431303 | AMERICAN STANDARD, INC. | 4A7A5030E1 | AC | Split System: Air-Cooled Condensing Unit, Coil with Blower | 4TTR5030E1 |  | 4TXAB032BC3 | 12.5 | 15.5 | Yes | Yes | 2011-02-28 |  | 1
FALSE | 4TTR6030B1 | 3522 | 3431313 | AMERICAN STANDARD, INC. | 4A7A5030E1 | AC | Split System: Air-Cooled Condensing Unit, Coil with Blower | 4TTR5030E1 |  | 4TXAB032BC3 | 12.5 | 15 | Yes | Yes | 2011-02-28 |  | 1
FALSE | 4TTR6030B1 | 3522 | 3431488 | AMERICAN STANDARD, INC. | 4A7A5030E1 | AC | Split System: Air-Cooled Condensing Unit, Coil with Blower | 4TTR5030E1 |  | 4TXAC043BC3 | 12.5 | 15 | Yes | Yes | 2011-02-28 |  | 1
FALSE | 4TTR6030B1 | 3522 | 3431498 | AMERICAN STANDARD, INC. | 4A7A5030E1 | AC | Split System: Air-Cooled Condensing Unit, Coil with Blower | 4TTR5030E1 |  | 4TXAC043BC3 | 12.5 | 15.5 | Yes | Yes | 2011-02-28 |  | 1
FALSE | 4TTR6030B1 | 3522 | 3431499 | AMERICAN STANDARD, INC. | 4A7A5030E1 | AC | Split System: Air-Cooled Condensing Unit, Coil with Blower | 4TTR5030E1 |  | 4TXAC043BC3 | 12.5 | 15.5 | Yes | Yes | 2011-02-28 |  | 1
FALSE | 4TTR6030B1 | 3522 | 3431505 | AMERICAN STANDARD, INC. | 4A7A5030E1 | AC | Split System: Air-Cooled Condensing Unit, Coil with Blower | 4TTR5030E1 |  | 4TXAC043BC3 | 12.5 | 15 | Yes | Yes | 2011-02-28 |  | 1
FALSE | 4TTR6030B1 | 3522 | 3431506 | AMERICAN STANDARD, INC. | 4A7A5030E1 | AC | Split System: Air-Cooled Condensing Unit, Coil with Blower | 4TTR5030E1 |  | 4TXAC043BC3 | 12.5 | 15 | Yes | Yes | 2011-02-28 |  | 1
FALSE | 4TTR6030B1 | 3522 | 3431510 | AMERICAN STANDARD, INC. | 4A7A5030E1 | AC | Split System: Air-Cooled Condensing Unit, Coil with Blower | 4TTR5030E1 |  | 4TXAC043BC3 | 12.5 | 15 | Yes | Yes | 2011-02-28 |  | 1
FALSE | 4TTR6030B1 | 3522 | 3431511 | AMERICAN STANDARD, INC. | 4A7A5030E1 | AC | Split System: Air-Cooled Condensing Unit, Coil with Blower | 4TTR5030E1 |  | 4TXAC043BC3 | 12.5 | 15 | Yes | Yes | 2011-02-28 |  | 1
FALSE | 4TTR6030B1 | 3522 | 3431512 | AMERICAN STANDARD, INC. | 4A7A5030E1 | AC | Split System: Air-Cooled Condensing Unit, Coil with Blower | 4TTR5030E1 |  | 4TXAC043BC3 | 12.5 | 15 | Yes | Yes | 2011-02-28 |  | 1
FALSE | 4TTR6030B1 | 3522 | 3431513 | AMERICAN STANDARD, INC. | 4A7A5030E1 | AC | Split System: Air-Cooled Condensing Unit, Coil with Blower | 4TTR5030E1 |  | 4TXAC043BC3 | 12.5 | 15 | Yes | Yes | 2011-02-28 |  | 1
FALSE | 4TTR6030B1 | 3522 | 3431515 | AMERICAN STANDARD, INC. | 4A7A5030E1 | AC | Split System: Air-Cooled Condensing Unit, Coil with Blower | 4TTR5030E1 |  | 4TXAC043BC3 | 12.5 | 15.5 | Yes | Yes | 2011-02-28 |  | 1
FALSE | 4TTR6030B1 | 3522 | 3431516 | AMERICAN STANDARD, INC. | 4A7A5030E1 | AC | Split System: Air-Cooled Condensing Unit, Coil with Blower | 4TTR5030E1 |  | 4TXAC043BC3 | 13 | 16 | Yes | Yes | 2011-02-28 |  | 2
FALSE | 4TTR6030B1 | 3522 | 3431517 | AMERICAN STANDARD, INC. | 4A7A5030E1 | AC | Split System: Air-Cooled Condensing Unit, Coil with Blower | 4TTR5030E1 |  | 4TXAC043BC3 | 12.5 | 15.5 | Yes | Yes | 2011-02-28 |  | 1
FALSE | 4TTR6030B1 | 3522 | 3431518 | AMERICAN STANDARD, INC. | 4A7A5030E1 | AC | Split System: Air-Cooled Condensing Unit, Coil with Blower | 4TTR5030E1 |  | 4TXAC043BC3 | 13 | 16 | Yes | Yes | 2011-02-28 |  | 2
FALSE | 4TTR6030B1 | 3522 | 3431521 | AMERICAN STANDARD, INC. | 4A7A5030E1 | AC | Split System: Air-Cooled Condensing Unit, Coil with Blower | 4TTR5030E1 |  | 4TXAC044BC3 | 12.5 | 15 | Yes | Yes | 2011-02-28 |  | 1
FALSE | 4TTR6030B1 | 3522 | 3431522 | AMERICAN STANDARD, INC. | 4A7A5030E1 | AC | Split System: Air-Cooled Condensing Unit, Coil with Blower | 4TTR5030E1 |  | 4TXAC044BC3 | 12.5 | 15.5 | Yes | Yes | 2011-02-28 |  | 1
FALSE | 4TTR6030B1 | 3522 | 3431523 | AMERICAN STANDARD, INC. | 4A7A5030E1 | AC | Split System: Air-Cooled Condensing Unit, Coil with Blower | 4TTR5030E1 |  | 4TXAC044BC3 | 12.5 | 15.5 | Yes | Yes | 2011-02-28 |  | 1
FALSE | 4TTR6030B1 | 3522 | 3431525 | AMERICAN STANDARD, INC. | 4A7A5030E1 | AC | Split System: Air-Cooled Condensing Unit, Coil with Blower | 4TTR5030E1 |  | 4TXAC044BC3 | 13 | 16 | Yes | Yes | 2011-02-28 |  | 2
FALSE | 4TTR6030B1 | 3522 | 3431526 | AMERICAN STANDARD, INC. | 4A7A5030E1 | AC | Split System: Air-Cooled Condensing Unit, Coil with Blower | 4TTR5030E1 |  | 4TXAC044BC3 | 13 | 16 | Yes | Yes | 2011-02-28 |  | 2
FALSE | 4TTR6030B1 | 3522 | 3431681 | AMERICAN STANDARD, INC. | 4A7A5030E1 | AC | Split System: Air-Cooled Condensing Unit, Coil with Blower | 4TTR5030E1 |  | 4TXCB032BC3 | 12.5 | 15 | Yes | Yes | 2011-02-28 |  | 1
FALSE | 4TTR6030B1 | 3522 | 3431682 | AMERICAN STANDARD, INC. | 4A7A5030E1 | AC | Split System: Air-Cooled Condensing Unit, Coil with Blower | 4TTR5030E1 |  | 4TXCB032BC3 | 12.5 | 14.5 | Yes | Yes | 2011-02-28 |  | 0
FALSE | 4TTR6030B1 | 3522 | 3431683 | AMERICAN STANDARD, INC. | 4A7A5030E1 | AC | Split System: Air-Cooled Condensing Unit, Coil with Blower | 4TTR5030E1 |  | 4TXCB032BC3 | 12.5 | 15 | Yes | Yes | 2011-02-28 |  | 1
FALSE | 4TTR6030B1 | 3522 | 3431684 | AMERICAN STANDARD, INC. | 4A7A5030E1 | AC | Split System: Air-Cooled Condensing Unit, Coil with Blower | 4TTR5030E1 |  | 4TXCB032BC3 | 12.5 | 15 | Yes | Yes | 2011-02-28 |  | 1
FALSE | 4TTR6030B1 | 3522 | 3431726 | AMERICAN STANDARD, INC. | 4A7A5030E1 | AC | Split System: Air-Cooled Condensing Unit, Coil with Blower | 4TTR5030E1 |  | 4TXCB036BC3 | 12.5 | 15 | Yes | Yes | 2011-02-28 |  | 1
FALSE | 4TTR6030B1 | 3522 | 3431727 | AMERICAN STANDARD, INC. | 4A7A5030E1 | AC | Split System: Air-Cooled Condensing Unit, Coil with Blower | 4TTR5030E1 |  | 4TXCB036BC3 | 12.5 | 15 | Yes | Yes | 2011-02-28 |  | 1
FALSE | 4TTR6030B1 | 3522 | 3431728 | AMERICAN STANDARD, INC. | 4A7A5030E1 | AC | Split System: Air-Cooled Condensing Unit, Coil with Blower | 4TTR5030E1 |  | 4TXCB036BC3 | 12.5 | 14.5 | Yes | Yes | 2011-02-28 |  | 0
FALSE | 4TTR6030B1 | 3522 | 3431729 | AMERICAN STANDARD, INC. | 4A7A5030E1 | AC | Split System: Air-Cooled Condensing Unit, Coil with Blower | 4TTR5030E1 |  | 4TXCB036BC3 | 12.5 | 14.5 | Yes | Yes | 2011-02-28 |  | 0
FALSE | 4TTR6030B1 | 3522 | 3431730 | AMERICAN STANDARD, INC. | 4A7A5030E1 | AC | Split System: Air-Cooled Condensing Unit, Coil with Blower | 4TTR5030E1 |  | 4TXCB036BC3 | 12.5 | 15 | Yes | Yes | 2011-02-28 |  | 1
FALSE | 4TTR6030B1 | 3522 | 3431731 | AMERICAN STANDARD, INC. | 4A7A5030E1 | AC | Split System: Air-Cooled Condensing Unit, Coil with Blower | 4TTR5030E1 |  | 4TXCB036BC3 | 12.5 | 15 | Yes | Yes | 2011-02-28 |  | 1
FALSE | 4TTR6030B1 | 3522 | 3431732 | AMERICAN STANDARD, INC. | 4A7A5030E1 | AC | Split System: Air-Cooled Condensing Unit, Coil with Blower | 4TTR5030E1 |  | 4TXCB036BC3 | 12.5 | 15 | Yes | Yes | 2011-02-28 |  | 1
FALSE | 4TTR6030B1 | 3522 | 3431733 | AMERICAN STANDARD, INC. | 4A7A5030E1 | AC | Split System: Air-Cooled Condensing Unit, Coil with Blower | 4TTR5030E1 |  | 4TXCB036BC3 | 12.5 | 15.5 | Yes | Yes | 2011-02-28 |  | 1
FALSE | 4TTR6030B1 | 3522 | 3431738 | AMERICAN STANDARD, INC. | 4A7A5030E1 | AC | Split System: Air-Cooled Condensing Unit, Coil with Blower | 4TTR5030E1 |  | 4TXCB036BC3 | 12.5 | 15 | Yes | Yes | 2011-02-28 |  | 1
FALSE | 4TTR6030B1 | 3522 | 3431739 | AMERICAN STANDARD, INC. | 4A7A5030E1 | AC | Split System: Air-Cooled Condensing Unit, Coil with Blower | 4TTR5030E1 |  | 4TXCB036BC3 | 12.5 | 15.5 | Yes | Yes | 2011-02-28 |  | 1
FALSE | 4TTR6030B1 | 3522 | 3431740 | AMERICAN STANDARD, INC. | 4A7A5030E1 | AC | Split System: Air-Cooled Condensing Unit, Coil with Blower | 4TTR5030E1 |  | 4TXCB036BC3 | 12.5 | 15.5 | Yes | Yes | 2011-02-28 |  | 1
FALSE | 4TTR6030B1 | 3522 | 3431741 | AMERICAN STANDARD, INC. | 4A7A5030E1 | AC | Split System: Air-Cooled Condensing Unit, Coil with Blower | 4TTR5030E1 |  | 4TXCB036BC3 | 13 | 16 | Yes | Yes | 2011-02-28 |  | 2
FALSE | 4TTR6030B1 | 3522 | 3431746 | AMERICAN STANDARD, INC. | 4A7A5030E1 | AC | Split System: Air-Cooled Condensing Unit, Coil with Blower | 4TTR5030E1 |  | 4TXCB036BC3 | 12.5 | 15 | Yes | Yes | 2011-02-28 |  | 1
FALSE | 4TTR6030B1 | 3522 | 3431747 | AMERICAN STANDARD, INC. | 4A7A5030E1 | AC | Split System: Air-Cooled Condensing Unit, Coil with Blower | 4TTR5030E1 |  | 4TXCB036BC3 | 12.5 | 15 | Yes | Yes | 2011-02-28 |  | 1
FALSE | 4TTR6030B1 | 3522 | 3431895 | AMERICAN STANDARD, INC. | 4A7A5030E1 | AC | Split System: Air-Cooled Condensing Unit, Coil with Blower | 4TTR5030E1 |  | 4TXCC043BC3 | 12.5 | 15.5 | Yes | Yes | 2011-02-28 |  | 1
FALSE | 4TTR6030B1 | 3522 | 3431900 | AMERICAN STANDARD, INC. | 4A7A5030E1 | AC | Split System: Air-Cooled Condensing Unit, Coil with Blower | 4TTR5030E1 |  | 4TXCC044BC3 | 12.5 | 15 | Yes | Yes | 2011-02-28 |  | 1
FALSE | 4TTR6030B1 | 3522 | 3431901 | AMERICAN STANDARD, INC. | 4A7A5030E1 | AC | Split System: Air-Cooled Condensing Unit, Coil with Blower | 4TTR5030E1 |  | 4TXCC044BC3 | 12.5 | 15.5 | Yes | Yes | 2011-02-28 |  | 1
FALSE | 4TTR6030B1 | 3522 | 3431902 | AMERICAN STANDARD, INC. | 4A7A5030E1 | AC | Split System: Air-Cooled Condensing Unit, Coil with Blower | 4TTR5030E1 |  | 4TXCC044BC3 | 12.5 | 15.5 | Yes | Yes | 2011-02-28 |  | 1
FALSE | 4TTR6030B1 | 3522 | 3431904 | AMERICAN STANDARD, INC. | 4A7A5030E1 | AC | Split System: Air-Cooled Condensing Unit, Coil with Blower | 4TTR5030E1 |  | 4TXCC044BC3 | 13 | 16 | Yes | Yes | 2011-02-28 |  | 2
FALSE | 4TTR6030B1 | 3522 | 3431905 | AMERICAN STANDARD, INC. | 4A7A5030E1 | AC | Split System: Air-Cooled Condensing Unit, Coil with Blower | 4TTR5030E1 |  | 4TXCC044BC3 | 13 | 16 | Yes | Yes | 2011-02-28 |  | 2
FALSE | 4TTR6030B1 | 3522 | 3431906 | AMERICAN STANDARD, INC. | 4A7A5030E1 | AC | Split System: Air-Cooled Condensing Unit, Coil with Blower | 4TTR5030E1 |  | 4TXCC044BC3 | 13 | 16 | Yes | Yes | 2011-02-28 |  | 2
FALSE | 4TTR6030B1 | 3522 | 3431909 | AMERICAN STANDARD, INC. | 4A7A5030E1 | AC | Split System: Air-Cooled Condensing Unit, Coil with Blower | 4TTR5030E1 |  | 4TXCC044BC3 | 13 | 16 | Yes | Yes | 2011-02-28 |  | 2
FALSE | 4TTR6030B1 | 3522 | 3431910 | AMERICAN STANDARD, INC. | 4A7A5030E1 | AC | Split System: Air-Cooled Condensing Unit, Coil with Blower | 4TTR5030E1 |  | 4TXCC044BC3 | 13 | 16 | Yes | Yes | 2011-02-28 |  | 2
FALSE | 4TTR6030B1 | 3522 | 3431912 | AMERICAN STANDARD, INC. | 4A7A5030E1 | AC | Split System: Air-Cooled Condensing Unit, Coil with Blower | 4TTR5030E1 |  | 4TXCC044BC3 | 13 | 16 | Yes | Yes | 2011-02-28 |  | 2
FALSE | 4TTR6030B1 | 3522 | 3431913 | AMERICAN STANDARD, INC. | 4A7A5030E1 | AC | Split System: Air-Cooled Condensing Unit, Coil with Blower | 4TTR5030E1 |  | 4TXCC044BC3 | 12.5 | 15 | Yes | Yes | 2011-02-28 |  | 1
FALSE | 4TTR6030B1 | 3522 | 3431924 | AMERICAN STANDARD, INC. | 4A7A5030E1 | AC | Split System: Air-Cooled Condensing Unit, Coil with Blower | 4TTR5030E1 |  | 4TXCC044BC3 | 13 | 16 | Yes | Yes | 2011-02-28 |  | 2
FALSE | 4TTR6030B1 | 3522 | 3431925 | AMERICAN STANDARD, INC. | 4A7A5030E1 | AC | Split System: Air-Cooled Condensing Unit, Coil with Blower | 4TTR5030E1 |  | 4TXCC044BC3 | 13 | 16 | Yes | Yes | 2011-02-28 |  | 2
FALSE | 4TTR6030B1 | 3522 | 3431926 | AMERICAN STANDARD, INC. | 4A7A5030E1 | AC | Split System: Air-Cooled Condensing Unit, Coil with Blower | 4TTR5030E1 |  | 4TXCC044BC3 | 13 | 16 | Yes | Yes | 2011-02-28 |  | 2
FALSE | 4TTR6030B1 | 3522 | 3431927 | AMERICAN STANDARD, INC. | 4A7A5030E1 | AC | Split System: Air-Cooled Condensing Unit, Coil with Blower | 4TTR5030E1 |  | 4TXCC044BC3 | 13 | 16 | Yes | Yes | 2011-02-28 |  | 2
FALSE | 4TTR6030B1 | 3522 | 3431928 | AMERICAN STANDARD, INC. | 4A7A5030E1 | AC | Split System: Air-Cooled Condensing Unit, Coil with Blower | 4TTR5030E1 |  | 4TXCC044BC3 | 12.5 | 15 | Yes | Yes | 2011-02-28 |  | 1
FALSE | 4TTR6030B1 | 3522 | 3431929 | AMERICAN STANDARD, INC. | 4A7A5030E1 | AC | Split System: Air-Cooled Condensing Unit, Coil with Blower | 4TTR5030E1 |  | 4TXCC044BC3 | 12.5 | 15 | Yes | Yes | 2011-02-28 |  | 1
FALSE | 4TTR6030B1 | 3522 | 3431930 | AMERICAN STANDARD, INC. | 4A7A5030E1 | AC | Split System: Air-Cooled Condensing Unit, Coil with Blower | 4TTR5030E1 |  | 4TXCC044BC3 | 12.5 | 15.5 | Yes | Yes | 2011-02-28 |  | 1
FALSE | 4TTR6030B1 | 3522 | 3431931 | AMERICAN STANDARD, INC. | 4A7A5030E1 | AC | Split System: Air-Cooled Condensing Unit, Coil with Blower | 4TTR5030E1 |  | 4TXCC044BC3 | 12.5 | 15.5 | Yes | Yes | 2011-02-28 |  | 1
FALSE | 4TTR6030B1 | 3522 | 3431932 | AMERICAN STANDARD, INC. | 4A7A5030E1 | AC | Split System: Air-Cooled Condensing Unit, Coil with Blower | 4TTR5030E1 |  | 4TXCC044BC3 | 13 | 16 | Yes | Yes | 2011-02-28 |  | 2
FALSE | 4TTR6036B1 | 3674 | 3432071 | TRANE | 4TTR5036E1 | AC | Split System: Air-Cooled Condensing Unit, Coil with Blower | 4TTR5036E1 |  | 4CXCB031CC3 | 12 | 14.5 | Yes | Yes | 2011-01-21 |  | 0
FALSE | 4TTR6036B1 | 3674 | 3432073 | TRANE | 4TTR5036E1 | AC | Split System: Air-Cooled Condensing Unit, Coil with Blower | 4TTR5036E1 |  | 4CXCB031CC3 | 12 | 14.5 | Yes | Yes | 2011-01-21 |  | 0
FALSE | 4TTR6036B1 | 3674 | 3432089 | TRANE | 4TTR5036E1 | AC | Split System: Air-Cooled Condensing Unit, Coil with Blower | 4TTR5036E1 |  | 4CXCB031CC3 | 12 | 14.5 | Yes | Yes | 2011-01-21 |  | 0
FALSE | 4TTR6036B1 | 3674 | 3432091 | TRANE | 4TTR5036E1 | AC | Split System: Air-Cooled Condensing Unit, Coil with Blower | 4TTR5036E1 |  | 4CXCB031CC3 | 12 | 14.5 | Yes | Yes | 2011-01-21 |  | 0
FALSE | 4TTR6036B1 | 3674 | 3432095 | TRANE | 4TTR5036E1 | AC | Split System: Air-Cooled Condensing Unit, Coil with Blower | 4TTR5036E1 |  | 4CXCB031CC3 | 12 | 14.5 | Yes | Yes | 2011-01-21 |  | 0
FALSE | 4TTR6036B1 | 3674 | 3432096 | TRANE | 4TTR5036E1 | AC | Split System: Air-Cooled Condensing Unit, Coil with Blower | 4TTR5036E1 |  | 4CXCB031CC3 | 12 | 14.5 | Yes | Yes | 2011-01-21 |  | 0
FALSE | 4TTR6036B1 | 3674 | 3432101 | TRANE | 4TTR5036E1 | AC | Split System: Air-Cooled Condensing Unit, Coil with Blower | 4TTR5036E1 |  | 4CXCB036CC3 | 12.5 | 15 | Yes | Yes | 2011-01-21 |  | 1
FALSE | 4TTR6036B1 | 3674 | 3432102 | TRANE | 4TTR5036E1 | AC | Split System: Air-Cooled Condensing Unit, Coil with Blower | 4TTR5036E1 |  | 4CXCB036CC3 | 12.5 | 15 | Yes | Yes | 2011-01-21 |  | 1
FALSE | 4TTR6036B1 | 3674 | 3432103 | TRANE | 4TTR5036E1 | AC | Split System: Air-Cooled Condensing Unit, Coil with Blower | 4TTR5036E1 |  | 4CXCB036CC3 | 13 | 15 | Yes | Yes | 2011-01-21 |  | 1
FALSE | 4TTR6036B1 | 3674 | 3432194 | TRANE | 4TTR5036E1 | AC | Split System: Air-Cooled Condensing Unit, Coil with Blower | 4TTR5036E1 |  | 4CXCC037CC3 | 12 | 14.5 | Yes | Yes | 2011-01-21 |  | 0
FALSE | 4TTR6036B1 | 3674 | 3432195 | TRANE | 4TTR5036E1 | AC | Split System: Air-Cooled Condensing Unit, Coil with Blower | 4TTR5036E1 |  | 4CXCC037CC3 | 13 | 15.5 | Yes | Yes | 2011-01-21 |  | 1
FALSE | 4TTR6036B1 | 3674 | 3432196 | TRANE | 4TTR5036E1 | AC | Split System: Air-Cooled Condensing Unit, Coil with Blower | 4TTR5036E1 |  | 4CXCC037CC3 | 13 | 15.5 | Yes | Yes | 2011-01-21 |  | 1
FALSE | 4TTR6036B1 | 3674 | 3432197 | TRANE | 4TTR5036E1 | AC | Split System: Air-Cooled Condensing Unit, Coil with Blower | 4TTR5036E1 |  | 4CXCC037CC3 | 12 | 14.5 | Yes | Yes | 2011-01-21 |  | 0
FALSE | 4TTR6036B1 | 3674 | 3432200 | TRANE | 4TTR5036E1 | AC | Split System: Air-Cooled Condensing Unit, Coil with Blower | 4TTR5036E1 |  | 4CXCC037CC3 | 12 | 14.5 | Yes | Yes | 2011-01-21 |  | 0
FALSE | 4TTR6036B1 | 3674 | 3432203 | TRANE | 4TTR5036E1 | AC | Split System: Air-Cooled Condensing Unit, Coil with Blower | 4TTR5036E1 |  | 4CXCC037CC3 | 12.5 | 15 | Yes | Yes | 2011-01-21 |  | 1
FALSE | 4TTR6036B1 | 3674 | 3432210 | TRANE | 4TTR5036E1 | AC | Split System: Air-Cooled Condensing Unit, Coil with Blower | 4TTR5036E1 |  | 4CXCC043CC3 | 12.5 | 15 | Yes | Yes | 2011-01-21 |  | 1
FALSE | 4TTR6036B1 | 3674 | 3432215 | TRANE | 4TTR5036E1 | AC | Split System: Air-Cooled Condensing Unit, Coil with Blower | 4TTR5036E1 |  | 4CXCC043CC3 | 13 | 15 | Yes | Yes | 2011-01-21 |  | 1
FALSE | 4TTR6036B1 | 3674 | 3432222 | TRANE | 4TTR5036E1 | AC | Split System: Air-Cooled Condensing Unit, Coil with Blower | 4TTR5036E1 |  | 4CXCC043CC3 | 12.5 | 15 | Yes | Yes | 2011-01-21 |  | 1
FALSE | 4TTR6036B1 | 3674 | 3432225 | TRANE | 4TTR5036E1 | AC | Split System: Air-Cooled Condensing Unit, Coil with Blower | 4TTR5036E1 |  | 4CXCC043CC3 | 12 | 14.5 | Yes | Yes | 2011-01-21 |  | 0
FALSE | 4TTR6036B1 | 3674 | 3432227 | TRANE | 4TTR5036E1 | AC | Split System: Air-Cooled Condensing Unit, Coil with Blower | 4TTR5036E1 |  | 4CXCC043CC3 | 12 | 14.5 | Yes | Yes | 2011-01-21 |  | 0
FALSE | 4TTR6036B1 | 3674 | 3432230 | TRANE | 4TTR5036E1 | AC | Split System: Air-Cooled Condensing Unit, Coil with Blower | 4TTR5036E1 |  | 4CXCC043CC3 | 12.5 | 15 | Yes | Yes | 2011-01-21 |  | 1
FALSE | 4TTR6036B1 | 3674 | 3432231 | TRANE | 4TTR5036E1 | AC | Split System: Air-Cooled Condensing Unit, Coil with Blower | 4TTR5036E1 |  | 4CXCC043CC3 | 12 | 14.5 | Yes | Yes | 2011-01-21 |  | 0
FALSE | 4TTR6036B1 | 3674 | 3432232 | TRANE | 4TTR5036E1 | AC | Split System: Air-Cooled Condensing Unit, Coil with Blower | 4TTR5036E1 |  | 4CXCC043CC3 | 12 | 14.5 | Yes | Yes | 2011-01-21 |  | 0
FALSE | 4TTR6036B1 | 3674 | 3432234 | TRANE | 4TTR5036E1 | AC | Split System: Air-Cooled Condensing Unit, Coil with Blower | 4TTR5036E1 |  | 4CXCC043CC3 | 12.5 | 15 | Yes | Yes | 2011-01-21 |  | 1
FALSE | 4TTR6036B1 | 3674 | 3432242 | TRANE | 4TTR5036E1 | AC | Split System: Air-Cooled Condensing Unit, Coil with Blower | 4TTR5036E1 |  | 4CXCC043CC3 | 13 | 15.5 | Yes | Yes | 2011-01-21 |  | 1
FALSE | 4TTR6036B1 | 3674 | 3432250 | TRANE | 4TTR5036E1 | AC | Split System: Air-Cooled Condensing Unit, Coil with Blower | 4TTR5036E1 |  | 4CXCC043CC3 | 13 | 15.5 | Yes | Yes | 2011-01-21 |  | 1
FALSE | 4TTR6036B1 | 3674 | 3432252 | TRANE | 4TTR5036E1 | AC | Split System: Air-Cooled Condensing Unit, Coil with Blower | 4TTR5036E1 |  | 4CXCC049CC3 | 12.5 | 15 | Yes | Yes | 2011-01-21 |  | 1
FALSE | 4TTR6036B1 | 3674 | 3432259 | TRANE | 4TTR5036E1 | AC | Split System: Air-Cooled Condensing Unit, Coil with Blower | 4TTR5036E1 |  | 4CXCC049CC3 | 13 | 15.5 | Yes | Yes | 2011-01-21 |  | 1
FALSE | 4TTR6036B1 | 3674 | 3432260 | TRANE | 4TTR5036E1 | AC | Split System: Air-Cooled Condensing Unit, Coil with Blower | 4TTR5036E1 |  | 4CXCC049CC3 | 13 | 15.5 | Yes | Yes | 2011-01-21 |  | 1
FALSE | 4TTR6036B1 | 3674 | 3432371 | TRANE | 4TTR5036E1 | AC | Split System: Air-Cooled Condensing Unit, Coil with Blower | 4TTR5036E1 |  | 4TEE3F65B1 | 13 | 16 | Yes | Yes | 2011-01-21 |  | 2
FALSE | 4TTR6036B1 | 3674 | 3432413 | TRANE | 4TTR5036E1 | AC | Split System: Air-Cooled Condensing Unit, Coil with Blower | 4TTR5036E1 |  | 4TXAB031BC3 | 12 | 14.5 | Yes | Yes | 2011-01-21 |  | 0
FALSE | 4TTR6036B1 | 3674 | 3432414 | TRANE | 4TTR5036E1 | AC | Split System: Air-Cooled Condensing Unit, Coil with Blower | 4TTR5036E1 |  | 4TXAB031BC3 | 12 | 14.5 | Yes | Yes | 2011-01-21 |  | 0
FALSE | 4TTR6036B1 | 3674 | 3432421 | TRANE | 4TTR5036E1 | AC | Split System: Air-Cooled Condensing Unit, Coil with Blower | 4TTR5036E1 |  | 4TXAB031BC3 | 12 | 14.5 | Yes | Yes | 2011-01-21 |  | 0
FALSE | 4TTR6036B1 | 3674 | 3432432 | TRANE | 4TTR5036E1 | AC | Split System: Air-Cooled Condensing Unit, Coil with Blower | 4TTR5036E1 |  | 4TXAB031BC3 | 12.5 | 15 | Yes | Yes | 2011-01-21 |  | 1
FALSE | 4TTR6036B1 | 3674 | 3432435 | TRANE | 4TTR5036E1 | AC | Split System: Air-Cooled Condensing Unit, Coil with Blower | 4TTR5036E1 |  | 4TXAB031BC3 | 12 | 14.5 | Yes | Yes | 2011-01-21 |  | 0
FALSE | 4TTR6036B1 | 3674 | 3432436 | TRANE | 4TTR5036E1 | AC | Split System: Air-Cooled Condensing Unit, Coil with Blower | 4TTR5036E1 |  | 4TXAB031BC3 | 12 | 14.5 | Yes | Yes | 2011-01-21 |  | 0
FALSE | 4TTR6036B1 | 3674 | 3432437 | TRANE | 4TTR5036E1 | AC | Split System: Air-Cooled Condensing Unit, Coil with Blower | 4TTR5036E1 |  | 4TXAB031BC3 | 12 | 14.5 | Yes | Yes | 2011-01-21 |  | 0
FALSE | 4TTR6036B1 | 3674 | 3432447 | TRANE | 4TTR5036E1 | AC | Split System: Air-Cooled Condensing Unit, Coil with Blower | 4TTR5036E1 |  | 4TXAB032BC3 | 12.5 | 15 | Yes | Yes | 2011-01-21 |  | 1
FALSE | 4TTR6036B1 | 3674 | 3432448 | TRANE | 4TTR5036E1 | AC | Split System: Air-Cooled Condensing Unit, Coil with Blower | 4TTR5036E1 |  | 4TXAB032BC3 | 12.5 | 15 | Yes | Yes | 2011-01-21 |  | 1
FALSE | 4TTR6036B1 | 3674 | 3432449 | TRANE | 4TTR5036E1 | AC | Split System: Air-Cooled Condensing Unit, Coil with Blower | 4TTR5036E1 |  | 4TXAB032BC3 | 12.5 | 15 | Yes | Yes | 2011-01-21 |  | 1
FALSE | 4TTR6036B1 | 3674 | 3432450 | TRANE | 4TTR5036E1 | AC | Split System: Air-Cooled Condensing Unit, Coil with Blower | 4TTR5036E1 |  | 4TXAB032BC3 | 13 | 15 | Yes | Yes | 2011-01-21 |  | 1
FALSE | 4TTR6036B1 | 3674 | 3432451 | TRANE | 4TTR5036E1 | AC | Split System: Air-Cooled Condensing Unit, Coil with Blower | 4TTR5036E1 |  | 4TXAB032BC3 | 13 | 15.5 | Yes | Yes | 2011-01-21 |  | 1
FALSE | 4TTR6036B1 | 3674 | 3432456 | TRANE | 4TTR5036E1 | AC | Split System: Air-Cooled Condensing Unit, Coil with Blower | 4TTR5036E1 |  | 4TXAB032BC3 | 12 | 14.5 | Yes | Yes | 2011-01-21 |  | 0
FALSE | 4TTR6036B1 | 3674 | 3432457 | TRANE | 4TTR5036E1 | AC | Split System: Air-Cooled Condensing Unit, Coil with Blower | 4TTR5036E1 |  | 4TXAB032BC3 | 12 | 14.5 | Yes | Yes | 2011-01-21 |  | 0
FALSE | 4TTR6036B1 | 3674 | 3432458 | TRANE | 4TTR5036E1 | AC | Split System: Air-Cooled Condensing Unit, Coil with Blower | 4TTR5036E1 |  | 4TXAB032BC3 | 12 | 14.5 | Yes | Yes | 2011-01-21 |  | 0
FALSE | 4TTR6036B1 | 3674 | 3432459 | TRANE | 4TTR5036E1 | AC | Split System: Air-Cooled Condensing Unit, Coil with Blower | 4TTR5036E1 |  | 4TXAB032BC3 | 12 | 14.5 | Yes | Yes | 2011-01-21 |  | 0
FALSE | 4TTR6036B1 | 3674 | 3432460 | TRANE | 4TTR5036E1 | AC | Split System: Air-Cooled Condensing Unit, Coil with Blower | 4TTR5036E1 |  | 4TXAB032BC3 | 12 | 14.5 | Yes | Yes | 2011-01-21 |  | 0
FALSE | 4TTR6036B1 | 3674 | 3432461 | TRANE | 4TTR5036E1 | AC | Split System: Air-Cooled Condensing Unit, Coil with Blower | 4TTR5036E1 |  | 4TXAB032BC3 | 12 | 14.5 | Yes | Yes | 2011-01-21 |  | 0
FALSE | 4TTR6036B1 | 3674 | 3432467 | TRANE | 4TTR5036E1 | AC | Split System: Air-Cooled Condensing Unit, Coil with Blower | 4TTR5036E1 |  | 4TXAB032BC3 | 12 | 14.5 | Yes | Yes | 2011-01-21 |  | 0
FALSE | 4TTR6036B1 | 3674 | 3432544 | TRANE | 4TTR5036E1 | AC | Split System: Air-Cooled Condensing Unit, Coil with Blower | 4TTR5036E1 |  | 4TXAB042BC3 | 12 | 14.5 | Yes | Yes | 2011-01-21 |  | 0
FALSE | 4TTR6036B1 | 3674 | 3432545 | TRANE | 4TTR5036E1 | AC | Split System: Air-Cooled Condensing Unit, Coil with Blower | 4TTR5036E1 |  | 4TXAB042BC3 | 12 | 14.5 | Yes | Yes | 2011-01-21 |  | 0
FALSE | 4TTR6036B1 | 3674 | 3432546 | TRANE | 4TTR5036E1 | AC | Split System: Air-Cooled Condensing Unit, Coil with Blower | 4TTR5036E1 |  | 4TXAB042BC3 | 12.5 | 15 | Yes | Yes | 2011-01-21 |  | 1
FALSE | 4TTR6036B1 | 3674 | 3432547 | TRANE | 4TTR5036E1 | AC | Split System: Air-Cooled Condensing Unit, Coil with Blower | 4TTR5036E1 |  | 4TXAB042BC3 | 13 | 15 | Yes | Yes | 2011-01-21 |  | 1
FALSE | 4TTR6036B1 | 3674 | 3432549 | TRANE | 4TTR5036E1 | AC | Split System: Air-Cooled Condensing Unit, Coil with Blower | 4TTR5036E1 |  | 4TXAB042BC3 | 12.5 | 15 | Yes | Yes | 2011-01-21 |  | 1
FALSE | 4TTR6036B1 | 3674 | 3432550 | TRANE | 4TTR5036E1 | AC | Split System: Air-Cooled Condensing Unit, Coil with Blower | 4TTR5036E1 |  | 4TXAB042BC3 | 12.5 | 15 | Yes | Yes | 2011-01-21 |  | 1
FALSE | 4TTR6036B1 | 3674 | 3432551 | TRANE | 4TTR5036E1 | AC | Split System: Air-Cooled Condensing Unit, Coil with Blower | 4TTR5036E1 |  | 4TXAB042BC3 | 12.5 | 15 | Yes | Yes | 2011-01-21 |  | 1
FALSE | 4TTR6036B1 | 3674 | 3432558 | TRANE | 4TTR5036E1 | AC | Split System: Air-Cooled Condensing Unit, Coil with Blower | 4TTR5036E1 |  | 4TXAB042BC3 | 13 | 15 | Yes | Yes | 2011-01-21 |  | 1
FALSE | 4TTR6036B1 | 3674 | 3432560 | TRANE | 4TTR5036E1 | AC | Split System: Air-Cooled Condensing Unit, Coil with Blower | 4TTR5036E1 |  | 4TXAB042BC3 | 12 | 14.5 | Yes | Yes | 2011-01-21 |  | 0
FALSE | 4TTR6036B1 | 3674 | 3432564 | TRANE | 4TTR5036E1 | AC | Split System: Air-Cooled Condensing Unit, Coil with Blower | 4TTR5036E1 |  | 4TXAB042BC3 | 12 | 14.5 | Yes | Yes | 2011-01-21 |  | 0
FALSE | 4TTR6036B1 | 3674 | 3432565 | TRANE | 4TTR5036E1 | AC | Split System: Air-Cooled Condensing Unit, Coil with Blower | 4TTR5036E1 |  | 4TXAB042BC3 | 12 | 14.5 | Yes | Yes | 2011-01-21 |  | 0
FALSE | 4TTR6036B1 | 3674 | 3432566 | TRANE | 4TTR5036E1 | AC | Split System: Air-Cooled Condensing Unit, Coil with Blower | 4TTR5036E1 |  | 4TXAB042BC3 | 12 | 14.5 | Yes | Yes | 2011-01-21 |  | 0
FALSE | 4TTR6036B1 | 3674 | 3432567 | TRANE | 4TTR5036E1 | AC | Split System: Air-Cooled Condensing Unit, Coil with Blower | 4TTR5036E1 |  | 4TXAB042BC3 | 12 | 14.5 | Yes | Yes | 2011-01-21 |  | 0
FALSE | 4TTR6036B1 | 3674 | 3432568 | TRANE | 4TTR5036E1 | AC | Split System: Air-Cooled Condensing Unit, Coil with Blower | 4TTR5036E1 |  | 4TXAB042BC3 | 12 | 14.5 | Yes | Yes | 2011-01-21 |  | 0
FALSE | 4TTR6036B1 | 3674 | 3432569 | TRANE | 4TTR5036E1 | AC | Split System: Air-Cooled Condensing Unit, Coil with Blower | 4TTR5036E1 |  | 4TXAB042BC3 | 12 | 14.5 | Yes | Yes | 2011-01-21 |  | 0
FALSE | 4TTR6036B1 | 3674 | 3432570 | TRANE | 4TTR5036E1 | AC | Split System: Air-Cooled Condensing Unit, Coil with Blower | 4TTR5036E1 |  | 4TXAB042BC3 | 12 | 14.5 | Yes | Yes | 2011-01-21 |  | 0
FALSE | 4TTR6036B1 | 3674 | 3432575 | TRANE | 4TTR5036E1 | AC | Split System: Air-Cooled Condensing Unit, Coil with Blower | 4TTR5036E1 |  | 4TXAB042BC3 | 13 | 15.5 | Yes | Yes | 2011-01-21 |  | 1
FALSE | 4TTR6036B1 | 3674 | 3432577 | TRANE | 4TTR5036E1 | AC | Split System: Air-Cooled Condensing Unit, Coil with Blower | 4TTR5036E1 |  | 4TXAB048BC3 | 12 | 14.5 | Yes | Yes | 2011-01-21 |  | 0
FALSE | 4TTR6036B1 | 3674 | 3432579 | TRANE | 4TTR5036E1 | AC | Split System: Air-Cooled Condensing Unit, Coil with Blower | 4TTR5036E1 |  | 4TXAB048BC3 | 13 | 15.5 | Yes | Yes | 2011-01-21 |  | 1
FALSE | 4TTR6036B1 | 3674 | 3432586 | TRANE | 4TTR5036E1 | AC | Split System: Air-Cooled Condensing Unit, Coil with Blower | 4TTR5036E1 |  | 4TXAB048BC3 | 12 | 14.5 | Yes | Yes | 2011-01-21 |  | 0
FALSE | 4TTR6036B1 | 3674 | 3432669 | TRANE | 4TTR5036E1 | AC | Split System: Air-Cooled Condensing Unit, Coil with Blower | 4TTR5036E1 |  | 4TXAC037BC3 | 12.5 | 15 | Yes | Yes | 2011-01-21 |  | 1
FALSE | 4TTR6036B1 | 3674 | 3432670 | TRANE | 4TTR5036E1 | AC | Split System: Air-Cooled Condensing Unit, Coil with Blower | 4TTR5036E1 |  | 4TXAC037BC3 | 12.5 | 15 | Yes | Yes | 2011-01-21 |  | 1
FALSE | 4TTR6036B1 | 3674 | 3432672 | TRANE | 4TTR5036E1 | AC | Split System: Air-Cooled Condensing Unit, Coil with Blower | 4TTR5036E1 |  | 4TXAC037BC3 | 13 | 15.5 | Yes | Yes | 2011-01-21 |  | 1
FALSE | 4TTR6036B1 | 3674 | 3432676 | TRANE | 4TTR5036E1 | AC | Split System: Air-Cooled Condensing Unit, Coil with Blower | 4TTR5036E1 |  | 4TXAC037BC3 | 12.5 | 15 | Yes | Yes | 2011-01-21 |  | 1
FALSE | 4TTR6036B1 | 3674 | 3432677 | TRANE | 4TTR5036E1 | AC | Split System: Air-Cooled Condensing Unit, Coil with Blower | 4TTR5036E1 |  | 4TXAC037BC3 | 12.5 | 15 | Yes | Yes | 2011-01-21 |  | 1
FALSE | 4TTR6036B1 | 3674 | 3432678 | TRANE | 4TTR5036E1 | AC | Split System: Air-Cooled Condensing Unit, Coil with Blower | 4TTR5036E1 |  | 4TXAC037BC3 | 12 | 14.5 | Yes | Yes | 2011-01-21 |  | 0
FALSE | 4TTR6036B1 | 3674 | 3432684 | TRANE | 4TTR5036E1 | AC | Split System: Air-Cooled Condensing Unit, Coil with Blower | 4TTR5036E1 |  | 4TXAC037BC3 | 12.5 | 15 | Yes | Yes | 2011-01-21 |  | 1
FALSE | 4TTR6036B1 | 3674 | 3432685 | TRANE | 4TTR5036E1 | AC | Split System: Air-Cooled Condensing Unit, Coil with Blower | 4TTR5036E1 |  | 4TXAC037BC3 | 12 | 14.5 | Yes | Yes | 2011-01-21 |  | 0
FALSE | 4TTR6036B1 | 3674 | 3432686 | TRANE | 4TTR5036E1 | AC | Split System: Air-Cooled Condensing Unit, Coil with Blower | 4TTR5036E1 |  | 4TXAC037BC3 | 12 | 14.5 | Yes | Yes | 2011-01-21 |  | 0
FALSE | 4TTR6036B1 | 3674 | 3432687 | TRANE | 4TTR5036E1 | AC | Split System: Air-Cooled Condensing Unit, Coil with Blower | 4TTR5036E1 |  | 4TXAC037BC3 | 12 | 14.5 | Yes | Yes | 2011-01-21 |  | 0
FALSE | 4TTR6036B1 | 3674 | 3432688 | TRANE | 4TTR5036E1 | AC | Split System: Air-Cooled Condensing Unit, Coil with Blower | 4TTR5036E1 |  | 4TXAC037BC3 | 12.5 | 15 | Yes | Yes | 2011-01-21 |  | 1
FALSE | 4TTR6036B1 | 3674 | 3432689 | TRANE | 4TTR5036E1 | AC | Split System: Air-Cooled Condensing Unit, Coil with Blower | 4TTR5036E1 |  | 4TXAC037BC3 | 13 | 15 | Yes | Yes | 2011-01-21 |  | 1
FALSE | 4TTR6036B1 | 3674 | 3432690 | TRANE | 4TTR5036E1 | AC | Split System: Air-Cooled Condensing Unit, Coil with Blower | 4TTR5036E1 |  | 4TXAC037BC3 | 12.5 | 15 | Yes | Yes | 2011-01-21 |  | 1
FALSE | 4TTR6036B1 | 3674 | 3432693 | TRANE | 4TTR5036E1 | AC | Split System: Air-Cooled Condensing Unit, Coil with Blower | 4TTR5036E1 |  | 4TXAC043BC3 | 13 | 15.75 | Yes | Yes | 2011-01-21 |  | 1
FALSE | 4TTR6036B1 | 3674 | 3432695 | TRANE | 4TTR5036E1 | AC | Split System: Air-Cooled Condensing Unit, Coil with Blower | 4TTR5036E1 |  | 4TXAC043BC3 | 12 | 14.5 | Yes | Yes | 2011-01-21 |  | 0
FALSE | 4TTR6036B1 | 3674 | 3432696 | TRANE | 4TTR5036E1 | AC | Split System: Air-Cooled Condensing Unit, Coil with Blower | 4TTR5036E1 |  | 4TXAC043BC3 | 12 | 14.5 | Yes | Yes | 2011-01-21 |  | 0
FALSE | 4TTR6036B1 | 3674 | 3432697 | TRANE | 4TTR5036E1 | AC | Split System: Air-Cooled Condensing Unit, Coil with Blower | 4TTR5036E1 |  | 4TXAC043BC3 | 12 | 14.5 | Yes | Yes | 2011-01-21 |  | 0
FALSE | 4TTR6036B1 | 3674 | 3432700 | TRANE | 4TTR5036E1 | AC | Split System: Air-Cooled Condensing Unit, Coil with Blower | 4TTR5036E1 |  | 4TXAC043BC3 | 12.5 | 15 | Yes | Yes | 2011-01-21 |  | 1
FALSE | 4TTR6036B1 | 3674 | 3432701 | TRANE | 4TTR5036E1 | AC | Split System: Air-Cooled Condensing Unit, Coil with Blower | 4TTR5036E1 |  | 4TXAC043BC3 | 12.5 | 15 | Yes | Yes | 2011-01-21 |  | 1
FALSE | 4TTR6036B1 | 3674 | 3432711 | TRANE | 4TTR5036E1 | AC | Split System: Air-Cooled Condensing Unit, Coil with Blower | 4TTR5036E1 |  | 4TXAC043BC3 | 13 | 15.5 | Yes | Yes | 2011-01-21 |  | 1
FALSE | 4TTR6036B1 | 3674 | 3432757 | TRANE | 4TTR5036E1 | AC | Split System: Air-Cooled Condensing Unit, Coil with Blower | 4TTR5036E1 |  | 4TXAC044BC3 | 12.5 | 15 | Yes | Yes | 2011-01-21 |  | 1
FALSE | 4TTR6036B1 | 3674 | 3432758 | TRANE | 4TTR5036E1 | AC | Split System: Air-Cooled Condensing Unit, Coil with Blower | 4TTR5036E1 |  | 4TXAC044BC3 | 13 | 15 | Yes | Yes | 2011-01-21 |  | 1
FALSE | 4TTR6036B1 | 3674 | 3432759 | TRANE | 4TTR5036E1 | AC | Split System: Air-Cooled Condensing Unit, Coil with Blower | 4TTR5036E1 |  | 4TXAC044BC3 | 12.5 | 15 | Yes | Yes | 2011-01-21 |  | 1
FALSE | 4TTR6036B1 | 3674 | 3432760 | TRANE | 4TTR5036E1 | AC | Split System: Air-Cooled Condensing Unit, Coil with Blower | 4TTR5036E1 |  | 4TXAC044BC3 | 13 | 15.5 | Yes | Yes | 2011-01-21 |  | 1
FALSE | 4TTR6036B1 | 3674 | 3432761 | TRANE | 4TTR5036E1 | AC | Split System: Air-Cooled Condensing Unit, Coil with Blower | 4TTR5036E1 |  | 4TXAC044BC3 | 13 | 16 | Yes | Yes | 2011-01-21 |  | 2
FALSE | 4TTR6036B1 | 3674 | 3432763 | TRANE | 4TTR5036E1 | AC | Split System: Air-Cooled Condensing Unit, Coil with Blower | 4TTR5036E1 |  | 4TXAC044BC3 | 13 | 15.5 | Yes | Yes | 2011-01-21 |  | 1
FALSE | 4TTR6036B1 | 3674 | 3432764 | TRANE | 4TTR5036E1 | AC | Split System: Air-Cooled Condensing Unit, Coil with Blower | 4TTR5036E1 |  | 4TXAC044BC3 | 13 | 15 | Yes | Yes | 2011-01-21 |  | 1
FALSE | 4TTR6036B1 | 3674 | 3432765 | TRANE | 4TTR5036E1 | AC | Split System: Air-Cooled Condensing Unit, Coil with Blower | 4TTR5036E1 |  | 4TXAC044BC3 | 13 | 16 | Yes | Yes | 2011-01-21 |  | 2
FALSE | 4TTR6036B1 | 3674 | 3432769 | TRANE | 4TTR5036E1 | AC | Split System: Air-Cooled Condensing Unit, Coil with Blower | 4TTR5036E1 |  | 4TXAC044BC3 | 12.5 | 15 | Yes | Yes | 2011-01-21 |  | 1
FALSE | 4TTR6036B1 | 3674 | 3432770 | TRANE | 4TTR5036E1 | AC | Split System: Air-Cooled Condensing Unit, Coil with Blower | 4TTR5036E1 |  | 4TXAC044BC3 | 12.5 | 15 | Yes | Yes | 2011-01-21 |  | 1
FALSE | 4TTR6036B1 | 3674 | 3432772 | TRANE | 4TTR5036E1 | AC | Split System: Air-Cooled Condensing Unit, Coil with Blower | 4TTR5036E1 |  | 4TXAC044BC3 | 13 | 15 | Yes | Yes | 2011-01-21 |  | 1
FALSE | 4TTR6036B1 | 3674 | 3432773 | TRANE | 4TTR5036E1 | AC | Split System: Air-Cooled Condensing Unit, Coil with Blower | 4TTR5036E1 |  | 4TXAC049BC3 | 13 | 15 | Yes | Yes | 2011-01-21 |  | 1
FALSE | 4TTR6036B1 | 3674 | 3432774 | TRANE | 4TTR5036E1 | AC | Split System: Air-Cooled Condensing Unit, Coil with Blower | 4TTR5036E1 |  | 4TXAC049BC3 | 12.5 | 15 | Yes | Yes | 2011-01-21 |  | 1
FALSE | 4TTR6036B1 | 3674 | 3432777 | TRANE | 4TTR5036E1 | AC | Split System: Air-Cooled Condensing Unit, Coil with Blower | 4TTR5036E1 |  | 4TXAC049BC3 | 12.5 | 15 | Yes | Yes | 2011-01-21 |  | 1
FALSE | 4TTR6036B1 | 3674 | 3432780 | TRANE | 4TTR5036E1 | AC | Split System: Air-Cooled Condensing Unit, Coil with Blower | 4TTR5036E1 |  | 4TXAC049BC3 | 12.5 | 15 | Yes | Yes | 2011-01-21 |  | 1
FALSE | 4TTR6036B1 | 3674 | 3432782 | TRANE | 4TTR5036E1 | AC | Split System: Air-Cooled Condensing Unit, Coil with Blower | 4TTR5036E1 |  | 4TXAC049BC3 | 13 | 15.5 | Yes | Yes | 2011-01-21 |  | 1
FALSE | 4TTR6036B1 | 3674 | 3432783 | TRANE | 4TTR5036E1 | AC | Split System: Air-Cooled Condensing Unit, Coil with Blower | 4TTR5036E1 |  | 4TXAC049BC3 | 13 | 15.5 | Yes | Yes | 2011-01-21 |  | 1
FALSE | 4TTR6036B1 | 3674 | 3432784 | TRANE | 4TTR5036E1 | AC | Split System: Air-Cooled Condensing Unit, Coil with Blower | 4TTR5036E1 |  | 4TXAC049BC3 | 13 | 15.5 | Yes | Yes | 2011-01-21 |  | 1
FALSE | 4TTR6036B1 | 3674 | 3432785 | TRANE | 4TTR5036E1 | AC | Split System: Air-Cooled Condensing Unit, Coil with Blower | 4TTR5036E1 |  | 4TXAC049BC3 | 13 | 16 | Yes | Yes | 2011-01-21 |  | 2
FALSE | 4TTR6036B1 | 3674 | 3432786 | TRANE | 4TTR5036E1 | AC | Split System: Air-Cooled Condensing Unit, Coil with Blower | 4TTR5036E1 |  | 4TXAC049BC3 | 13 | 15 | Yes | Yes | 2011-01-21 |  | 1
FALSE | 4TTR6036B1 | 3674 | 3432879 | TRANE | 4TTR5036E1 | AC | Split System: Air-Cooled Condensing Unit, Coil with Blower | 4TTR5036E1 |  | 4TXAD050BC3 | 13 | 16 | Yes | Yes | 2011-01-21 |  | 2
FALSE | 4TTR6036B1 | 3674 | 3432881 | TRANE | 4TTR5036E1 | AC | Split System: Air-Cooled Condensing Unit, Coil with Blower | 4TTR5036E1 |  | 4TXAD050BC3 | 13 | 16 | Yes | Yes | 2011-01-21 |  | 2
FALSE | 4TTR6036B1 | 3674 | 3432884 | TRANE | 4TTR5036E1 | AC | Split System: Air-Cooled Condensing Unit, Coil with Blower | 4TTR5036E1 |  | 4TXAD050BC3 | 13 | 15 | Yes | Yes | 2011-01-21 |  | 1
FALSE | 4TTR6036B1 | 3674 | 3432885 | TRANE | 4TTR5036E1 | AC | Split System: Air-Cooled Condensing Unit, Coil with Blower | 4TTR5036E1 |  | 4TXAD050BC3 | 13 | 15 | Yes | Yes | 2011-01-21 |  | 1
FALSE | 4TTR6036B1 | 3674 | 3432886 | TRANE | 4TTR5036E1 | AC | Split System: Air-Cooled Condensing Unit, Coil with Blower | 4TTR5036E1 |  | 4TXAD050BC3 | 13 | 15.75 | Yes | Yes | 2011-01-21 |  | 1
FALSE | 4TTR6036B1 | 3674 | 3432889 | TRANE | 4TTR5036E1 | AC | Split System: Air-Cooled Condensing Unit, Coil with Blower | 4TTR5036E1 |  | 4TXAD050BC3 | 13 | 15 | Yes | Yes | 2011-01-21 |  | 1
FALSE | 4TTR6036B1 | 3674 | 3432893 | TRANE | 4TTR5036E1 | AC | Split System: Air-Cooled Condensing Unit, Coil with Blower | 4TTR5036E1 |  | 4TXAD061BC3 | 13 | 16 | Yes | Yes | 2011-01-21 |  | 2
FALSE | 4TTR6036B1 | 3674 | 3432894 | TRANE | 4TTR5036E1 | AC | Split System: Air-Cooled Condensing Unit, Coil with Blower | 4TTR5036E1 |  | 4TXAD061BC3 | 13 | 16 | Yes | Yes | 2011-01-21 |  | 2
FALSE | 4TTR6036B1 | 3674 | 3432895 | TRANE | 4TTR5036E1 | AC | Split System: Air-Cooled Condensing Unit, Coil with Blower | 4TTR5036E1 |  | 4TXAD061BC3 | 13 | 15.5 | Yes | Yes | 2011-01-21 |  | 1
FALSE | 4TTR6036B1 | 3674 | 3432896 | TRANE | 4TTR5036E1 | AC | Split System: Air-Cooled Condensing Unit, Coil with Blower | 4TTR5036E1 |  | 4TXAD061BC3 | 13 | 15.5 | Yes | Yes | 2011-01-21 |  | 1
FALSE | 4TTR6036B1 | 3674 | 3432902 | TRANE | 4TTR5036E1 | AC | Split System: Air-Cooled Condensing Unit, Coil with Blower | 4TTR5036E1 |  | 4TXAD061BC3 | 13 | 16 | Yes | Yes | 2011-01-21 |  | 2
FALSE | 4TTR6036B1 | 3674 | 3432903 | TRANE | 4TTR5036E1 | AC | Split System: Air-Cooled Condensing Unit, Coil with Blower | 4TTR5036E1 |  | 4TXAD061BC3 | 13 | 16 | Yes | Yes | 2011-01-21 |  | 2
FALSE | 4TTR6036B1 | 3674 | 3432905 | TRANE | 4TTR5036E1 | AC | Split System: Air-Cooled Condensing Unit, Coil with Blower | 4TTR5036E1 |  | 4TXAD061BC3 | 13 | 16 | Yes | Yes | 2011-01-21 |  | 2
FALSE | 4TTR6036B1 | 3674 | 3432906 | TRANE | 4TTR5036E1 | AC | Split System: Air-Cooled Condensing Unit, Coil with Blower | 4TTR5036E1 |  | 4TXAD061BC3 | 13 | 15.5 | Yes | Yes | 2011-01-21 |  | 1
FALSE | 4TTR6036B1 | 3674 | 3432907 | TRANE | 4TTR5036E1 | AC | Split System: Air-Cooled Condensing Unit, Coil with Blower | 4TTR5036E1 |  | 4TXAD061BC3 | 13 | 15.5 | Yes | Yes | 2011-01-21 |  | 1
FALSE | 4TTR6036B1 | 3674 | 3432913 | TRANE | 4TTR5036E1 | AC | Split System: Air-Cooled Condensing Unit, Coil with Blower | 4TTR5036E1 |  | 4TXAD064BC3 | 13 | 15 | Yes | Yes | 2011-01-21 |  | 1
FALSE | 4TTR6036B1 | 3674 | 3432914 | TRANE | 4TTR5036E1 | AC | Split System: Air-Cooled Condensing Unit, Coil with Blower | 4TTR5036E1 |  | 4TXAD064BC3 | 13 | 15 | Yes | Yes | 2011-01-21 |  | 1
FALSE | 4TTR6036B1 | 3674 | 3432921 | TRANE | 4TTR5036E1 | AC | Split System: Air-Cooled Condensing Unit, Coil with Blower | 4TTR5036E1 |  | 4TXAD064BC3 | 13 | 15 | Yes | Yes | 2011-01-21 |  | 1
FALSE | 4TTR6036B1 | 3674 | 3432922 | TRANE | 4TTR5036E1 | AC | Split System: Air-Cooled Condensing Unit, Coil with Blower | 4TTR5036E1 |  | 4TXAD064BC3 | 13 | 15 | Yes | Yes | 2011-01-21 |  | 1
FALSE | 4TTR6036B1 | 3674 | 3432923 | TRANE | 4TTR5036E1 | AC | Split System: Air-Cooled Condensing Unit, Coil with Blower | 4TTR5036E1 |  | 4TXAD064BC3 | 13 | 16 | Yes | Yes | 2011-01-21 |  | 2
FALSE | 4TTR6036B1 | 3674 | 3433028 | TRANE | 4TTR5036E1 | AC | Split System: Air-Cooled Condensing Unit, Coil with Blower | 4TTR5036E1 |  | 4TXCB032BC3 | 12 | 14.5 | Yes | Yes | 2011-01-21 |  | 0
FALSE | 4TTR6036B1 | 3674 | 3433029 | TRANE | 4TTR5036E1 | AC | Split System: Air-Cooled Condensing Unit, Coil with Blower | 4TTR5036E1 |  | 4TXCB032BC3 | 12 | 14.5 | Yes | Yes | 2011-01-21 |  | 0
FALSE | 4TTR6036B1 | 3674 | 3433030 | TRANE | 4TTR5036E1 | AC | Split System: Air-Cooled Condensing Unit, Coil with Blower | 4TTR5036E1 |  | 4TXCB032BC3 | 12 | 14.5 | Yes | Yes | 2011-01-21 |  | 0
FALSE | 4TTR6036B1 | 3674 | 3433031 | TRANE | 4TTR5036E1 | AC | Split System: Air-Cooled Condensing Unit, Coil with Blower | 4TTR5036E1 |  | 4TXCB032BC3 | 12 | 14.5 | Yes | Yes | 2011-01-21 |  | 0
FALSE | 4TTR6036B1 | 3674 | 3433033 | TRANE | 4TTR5036E1 | AC | Split System: Air-Cooled Condensing Unit, Coil with Blower | 4TTR5036E1 |  | 4TXCB032BC3 | 13 | 15.5 | Yes | Yes | 2011-01-21 |  | 1
FALSE | 4TTR6036B1 | 3674 | 3433074 | TRANE | 4TTR5036E1 | AC | Split System: Air-Cooled Condensing Unit, Coil with Blower | 4TTR5036E1 |  | 4TXCB036BC3 | 12.5 | 15 | Yes | Yes | 2011-01-21 |  | 1
FALSE | 4TTR6036B1 | 3674 | 3433075 | TRANE | 4TTR5036E1 | AC | Split System: Air-Cooled Condensing Unit, Coil with Blower | 4TTR5036E1 |  | 4TXCB036BC3 | 12.5 | 15 | Yes | Yes | 2011-01-21 |  | 1
FALSE | 4TTR6036B1 | 3674 | 3433076 | TRANE | 4TTR5036E1 | AC | Split System: Air-Cooled Condensing Unit, Coil with Blower | 4TTR5036E1 |  | 4TXCB036BC3 | 12.5 | 15 | Yes | Yes | 2011-01-21 |  | 1
FALSE | 4TTR6036B1 | 3674 | 3433077 | TRANE | 4TTR5036E1 | AC | Split System: Air-Cooled Condensing Unit, Coil with Blower | 4TTR5036E1 |  | 4TXCB036BC3 | 13 | 15 | Yes | Yes | 2011-01-21 |  | 1
FALSE | 4TTR6036B1 | 3674 | 3433082 | TRANE | 4TTR5036E1 | AC | Split System: Air-Cooled Condensing Unit, Coil with Blower | 4TTR5036E1 |  | 4TXCB036BC3 | 12 | 14.5 | Yes | Yes | 2011-01-21 |  | 0
FALSE | 4TTR6036B1 | 3674 | 3433083 | TRANE | 4TTR5036E1 | AC | Split System: Air-Cooled Condensing Unit, Coil with Blower | 4TTR5036E1 |  | 4TXCB036BC3 | 12 | 14.5 | Yes | Yes | 2011-01-21 |  | 0
FALSE | 4TTR6036B1 | 3674 | 3433086 | TRANE | 4TTR5036E1 | AC | Split System: Air-Cooled Condensing Unit, Coil with Blower | 4TTR5036E1 |  | 4TXCB036BC3 | 12 | 14.5 | Yes | Yes | 2011-01-21 |  | 0
FALSE | 4TTR6036B1 | 3674 | 3433087 | TRANE | 4TTR5036E1 | AC | Split System: Air-Cooled Condensing Unit, Coil with Blower | 4TTR5036E1 |  | 4TXCB036BC3 | 12 | 14.5 | Yes | Yes | 2011-01-21 |  | 0
FALSE | 4TTR6036B1 | 3674 | 3433088 | TRANE | 4TTR5036E1 | AC | Split System: Air-Cooled Condensing Unit, Coil with Blower | 4TTR5036E1 |  | 4TXCB036BC3 | 12 | 14.5 | Yes | Yes | 2011-01-21 |  | 0
FALSE | 4TTR6036B1 | 3674 | 3433089 | TRANE | 4TTR5036E1 | AC | Split System: Air-Cooled Condensing Unit, Coil with Blower | 4TTR5036E1 |  | 4TXCB036BC3 | 12 | 14.5 | Yes | Yes | 2011-01-21 |  | 0
FALSE | 4TTR6036B1 | 3674 | 3433090 | TRANE | 4TTR5036E1 | AC | Split System: Air-Cooled Condensing Unit, Coil with Blower | 4TTR5036E1 |  | 4TXCB036BC3 | 12 | 14.5 | Yes | Yes | 2011-01-21 |  | 0
FALSE | 4TTR6036B1 | 3674 | 3433091 | TRANE | 4TTR5036E1 | AC | Split System: Air-Cooled Condensing Unit, Coil with Blower | 4TTR5036E1 |  | 4TXCB036BC3 | 12 | 14.5 | Yes | Yes | 2011-01-21 |  | 0
FALSE | 4TTR6036B1 | 3674 | 3433093 | TRANE | 4TTR5036E1 | AC | Split System: Air-Cooled Condensing Unit, Coil with Blower | 4TTR5036E1 |  | 4TXCB036BC3 | 13 | 15.5 | Yes | Yes | 2011-01-21 |  | 1
FALSE | 4TTR6036B1 | 3674 | 3433097 | TRANE | 4TTR5036E1 | AC | Split System: Air-Cooled Condensing Unit, Coil with Blower | 4TTR5036E1 |  | 4TXCB036BC3 | 12 | 14.5 | Yes | Yes | 2011-01-21 |  | 0
FALSE | 4TTR6036B1 | 3674 | 3433098 | TRANE | 4TTR5036E1 | AC | Split System: Air-Cooled Condensing Unit, Coil with Blower | 4TTR5036E1 |  | 4TXCB036BC3 | 12 | 14.5 | Yes | Yes | 2011-01-21 |  | 0
FALSE | 4TTR6036B1 | 3674 | 3433144 | TRANE | 4TTR5036E1 | AC | Split System: Air-Cooled Condensing Unit, Coil with Blower | 4TTR5036E1 |  | 4TXCB048BC3 | 13 | 15 | Yes | Yes | 2011-01-21 |  | 1
FALSE | 4TTR6036B1 | 3674 | 3433149 | TRANE | 4TTR5036E1 | AC | Split System: Air-Cooled Condensing Unit, Coil with Blower | 4TTR5036E1 |  | 4TXCB048BC3 | 12 | 14.5 | Yes | Yes | 2011-01-21 |  | 0
FALSE | 4TTR6036B1 | 3674 | 3433150 | TRANE | 4TTR5036E1 | AC | Split System: Air-Cooled Condensing Unit, Coil with Blower | 4TTR5036E1 |  | 4TXCB048BC3 | 12 | 14.5 | Yes | Yes | 2011-01-21 |  | 0
FALSE | 4TTR6036B1 | 3674 | 3433151 | TRANE | 4TTR5036E1 | AC | Split System: Air-Cooled Condensing Unit, Coil with Blower | 4TTR5036E1 |  | 4TXCB048BC3 | 12 | 14.5 | Yes | Yes | 2011-01-21 |  | 0
FALSE | 4TTR6036B1 | 3674 | 3433152 | TRANE | 4TTR5036E1 | AC | Split System: Air-Cooled Condensing Unit, Coil with Blower | 4TTR5036E1 |  | 4TXCB048BC3 | 12 | 14.5 | Yes | Yes | 2011-01-21 |  | 0
FALSE | 4TTR6036B1 | 3674 | 3433153 | TRANE | 4TTR5036E1 | AC | Split System: Air-Cooled Condensing Unit, Coil with Blower | 4TTR5036E1 |  | 4TXCB048BC3 | 13 | 15 | Yes | Yes | 2011-01-21 |  | 1
FALSE | 4TTR6036B1 | 3674 | 3433154 | TRANE | 4TTR5036E1 | AC | Split System: Air-Cooled Condensing Unit, Coil with Blower | 4TTR5036E1 |  | 4TXCB048BC3 | 13 | 15.5 | Yes | Yes | 2011-01-21 |  | 1
FALSE | 4TTR6036B1 | 3674 | 3433161 | TRANE | 4TTR5036E1 | AC | Split System: Air-Cooled Condensing Unit, Coil with Blower | 4TTR5036E1 |  | 4TXCB048BC3 | 12.5 | 15 | Yes | Yes | 2011-01-21 |  | 1
FALSE | 4TTR6036B1 | 3674 | 3433162 | TRANE | 4TTR5036E1 | AC | Split System: Air-Cooled Condensing Unit, Coil with Blower | 4TTR5036E1 |  | 4TXCB048BC3 | 12.5 | 15 | Yes | Yes | 2011-01-21 |  | 1
FALSE | 4TTR6036B1 | 3674 | 3433163 | TRANE | 4TTR5036E1 | AC | Split System: Air-Cooled Condensing Unit, Coil with Blower | 4TTR5036E1 |  | 4TXCB048BC3 | 12 | 14.5 | Yes | Yes | 2011-01-21 |  | 0
FALSE | 4TTR6036B1 | 3674 | 3433164 | TRANE | 4TTR5036E1 | AC | Split System: Air-Cooled Condensing Unit, Coil with Blower | 4TTR5036E1 |  | 4TXCB048BC3 | 12 | 14.5 | Yes | Yes | 2011-01-21 |  | 0
FALSE | 4TTR6036B1 | 3674 | 3433165 | TRANE | 4TTR5036E1 | AC | Split System: Air-Cooled Condensing Unit, Coil with Blower | 4TTR5036E1 |  | 4TXCB048BC3 | 12.5 | 15 | Yes | Yes | 2011-01-21 |  | 1
FALSE | 4TTR6036B1 | 3674 | 3433166 | TRANE | 4TTR5036E1 | AC | Split System: Air-Cooled Condensing Unit, Coil with Blower | 4TTR5036E1 |  | 4TXCB048BC3 | 12.5 | 15 | Yes | Yes | 2011-01-21 |  | 1
FALSE | 4TTR6036B1 | 3674 | 3433167 | TRANE | 4TTR5036E1 | AC | Split System: Air-Cooled Condensing Unit, Coil with Blower | 4TTR5036E1 |  | 4TXCB048BC3 | 12 | 14.5 | Yes | Yes | 2011-01-21 |  | 0
FALSE | 4TTR6036B1 | 3674 | 3433168 | TRANE | 4TTR5036E1 | AC | Split System: Air-Cooled Condensing Unit, Coil with Blower | 4TTR5036E1 |  | 4TXCB048BC3 | 13 | 15.75 | Yes | Yes | 2011-01-21 |  | 1
FALSE | 4TTR6036B1 | 3674 | 3433173 | TRANE | 4TTR5036E1 | AC | Split System: Air-Cooled Condensing Unit, Coil with Blower | 4TTR5036E1 |  | 4TXCC005CC3 | 13 | 16 | Yes | Yes | 2011-01-21 |  | 2
FALSE | 4TTR6036B1 | 3674 | 3433174 | TRANE | 4TTR5036E1 | AC | Split System: Air-Cooled Condensing Unit, Coil with Blower | 4TTR5036E1 |  | 4TXCC007CC3 | 13 | 16 | Yes | Yes | 2011-01-21 |  | 2
FALSE | 4TTR6036B1 | 3674 | 3433221 | TRANE | 4TTR5036E1 | AC | Split System: Air-Cooled Condensing Unit, Coil with Blower | 4TTR5036E1 |  | 4TXCC037BC3 | 12.5 | 15 | Yes | Yes | 2011-01-21 |  | 1
FALSE | 4TTR6036B1 | 3674 | 3433222 | TRANE | 4TTR5036E1 | AC | Split System: Air-Cooled Condensing Unit, Coil with Blower | 4TTR5036E1 |  | 4TXCC037BC3 | 12.5 | 15 | Yes | Yes | 2011-01-21 |  | 1
FALSE | 4TTR6036B1 | 3674 | 3433223 | TRANE | 4TTR5036E1 | AC | Split System: Air-Cooled Condensing Unit, Coil with Blower | 4TTR5036E1 |  | 4TXCC037BC3 | 12 | 14.5 | Yes | Yes | 2011-01-21 |  | 0
FALSE | 4TTR6036B1 | 3674 | 3433268 | TRANE | 4TTR5036E1 | AC | Split System: Air-Cooled Condensing Unit, Coil with Blower | 4TTR5036E1 |  | 4TXCC043BC3 | 12 | 14.5 | Yes | Yes | 2011-01-21 |  | 0
FALSE | 4TTR6036B1 | 3674 | 3433269 | TRANE | 4TTR5036E1 | AC | Split System: Air-Cooled Condensing Unit, Coil with Blower | 4TTR5036E1 |  | 4TXCC043BC3 | 12.5 | 15 | Yes | Yes | 2011-01-21 |  | 1
FALSE | 4TTR6036B1 | 3674 | 3433270 | TRANE | 4TTR5036E1 | AC | Split System: Air-Cooled Condensing Unit, Coil with Blower | 4TTR5036E1 |  | 4TXCC043BC3 | 12.5 | 15 | Yes | Yes | 2011-01-21 |  | 1
FALSE | 4TTR6036B1 | 3674 | 3433271 | TRANE | 4TTR5036E1 | AC | Split System: Air-Cooled Condensing Unit, Coil with Blower | 4TTR5036E1 |  | 4TXCC043BC3 | 12.5 | 15 | Yes | Yes | 2011-01-21 |  | 1
FALSE | 4TTR6036B1 | 3674 | 3433272 | TRANE | 4TTR5036E1 | AC | Split System: Air-Cooled Condensing Unit, Coil with Blower | 4TTR5036E1 |  | 4TXCC043BC3 | 13 | 15.75 | Yes | Yes | 2011-01-21 |  | 1
FALSE | 4TTR6036B1 | 3674 | 3433281 | TRANE | 4TTR5036E1 | AC | Split System: Air-Cooled Condensing Unit, Coil with Blower | 4TTR5036E1 |  | 4TXCC043BC3 | 12 | 14.5 | Yes | Yes | 2011-01-21 |  | 0
FALSE | 4TTR6036B1 | 3674 | 3433282 | TRANE | 4TTR5036E1 | AC | Split System: Air-Cooled Condensing Unit, Coil with Blower | 4TTR5036E1 |  | 4TXCC043BC3 | 12 | 14.5 | Yes | Yes | 2011-01-21 |  | 0
FALSE | 4TTR6036B1 | 3674 | 3433283 | TRANE | 4TTR5036E1 | AC | Split System: Air-Cooled Condensing Unit, Coil with Blower | 4TTR5036E1 |  | 4TXCC043BC3 | 12.5 | 15 | Yes | Yes | 2011-01-21 |  | 1
FALSE | 4TTR6036B1 | 3674 | 3433284 | TRANE | 4TTR5036E1 | AC | Split System: Air-Cooled Condensing Unit, Coil with Blower | 4TTR5036E1 |  | 4TXCC043BC3 | 12 | 14.5 | Yes | Yes | 2011-01-21 |  | 0
FALSE | 4TTR6036B1 | 3674 | 3433285 | TRANE | 4TTR5036E1 | AC | Split System: Air-Cooled Condensing Unit, Coil with Blower | 4TTR5036E1 |  | 4TXCC043BC3 | 12.5 | 15 | Yes | Yes | 2011-01-21 |  | 1
FALSE | 4TTR6036B1 | 3674 | 3433287 | TRANE | 4TTR5036E1 | AC | Split System: Air-Cooled Condensing Unit, Coil with Blower | 4TTR5036E1 |  | 4TXCC043BC3 | 13 | 15.5 | Yes | Yes | 2011-01-21 |  | 1
FALSE | 4TTR6036B1 | 3674 | 3433292 | TRANE | 4TTR5036E1 | AC | Split System: Air-Cooled Condensing Unit, Coil with Blower | 4TTR5036E1 |  | 4TXCC043BC3 | 12.5 | 15 | Yes | Yes | 2011-01-21 |  | 1
FALSE | 4TTR6036B1 | 3674 | 3433293 | TRANE | 4TTR5036E1 | AC | Split System: Air-Cooled Condensing Unit, Coil with Blower | 4TTR5036E1 |  | 4TXCC043BC3 | 12.5 | 15 | Yes | Yes | 2011-01-21 |  | 1
FALSE | 4TTR6036B1 | 3674 | 3433294 | TRANE | 4TTR5036E1 | AC | Split System: Air-Cooled Condensing Unit, Coil with Blower | 4TTR5036E1 |  | 4TXCC043BC3 | 12 | 14.5 | Yes | Yes | 2011-01-21 |  | 0
FALSE | 4TTR6036B1 | 3674 | 3433295 | TRANE | 4TTR5036E1 | AC | Split System: Air-Cooled Condensing Unit, Coil with Blower | 4TTR5036E1 |  | 4TXCC043BC3 | 13 | 15 | Yes | Yes | 2011-01-21 |  | 1
FALSE | 4TTR6036B1 | 3674 | 3433298 | TRANE | 4TTR5036E1 | AC | Split System: Air-Cooled Condensing Unit, Coil with Blower | 4TTR5036E1 |  | 4TXCC044BC3 | 12.5 | 15 | Yes | Yes | 2011-01-21 |  | 1
FALSE | 4TTR6036B1 | 3674 | 3433299 | TRANE | 4TTR5036E1 | AC | Split System: Air-Cooled Condensing Unit, Coil with Blower | 4TTR5036E1 |  | 4TXCC044BC3 | 12.5 | 15 | Yes | Yes | 2011-01-21 |  | 1
FALSE | 4TTR6036B1 | 3674 | 3433300 | TRANE | 4TTR5036E1 | AC | Split System: Air-Cooled Condensing Unit, Coil with Blower | 4TTR5036E1 |  | 4TXCC044BC3 | 12.5 | 15 | Yes | Yes | 2011-01-21 |  | 1
FALSE | 4TTR6036B1 | 3674 | 3433301 | TRANE | 4TTR5036E1 | AC | Split System: Air-Cooled Condensing Unit, Coil with Blower | 4TTR5036E1 |  | 4TXCC044BC3 | 13 | 15 | Yes | Yes | 2011-01-21 |  | 1
FALSE | 4TTR6036B1 | 3674 | 3433302 | TRANE | 4TTR5036E1 | AC | Split System: Air-Cooled Condensing Unit, Coil with Blower | 4TTR5036E1 |  | 4TXCC044BC3 | 12.5 | 15 | Yes | Yes | 2011-01-21 |  | 1
FALSE | 4TTR6036B1 | 3674 | 3433344 | TRANE | 4TTR5036E1 | AC | Split System: Air-Cooled Condensing Unit, Coil with Blower | 4TTR5036E1 |  | 4TXCC049BC3 | 13 | 16 | Yes | Yes | 2011-01-21 |  | 2
FALSE | 4TTR6036B1 | 3674 | 3433345 | TRANE | 4TTR5036E1 | AC | Split System: Air-Cooled Condensing Unit, Coil with Blower | 4TTR5036E1 |  | 4TXCC049BC3 | 13 | 15.5 | Yes | Yes | 2011-01-21 |  | 1
FALSE | 4TTR6036B1 | 3674 | 3433348 | TRANE | 4TTR5036E1 | AC | Split System: Air-Cooled Condensing Unit, Coil with Blower | 4TTR5036E1 |  | 4TXCC049BC3 | 12.5 | 15 | Yes | Yes | 2011-01-21 |  | 1
FALSE | 4TTR6036B1 | 3674 | 3433349 | TRANE | 4TTR5036E1 | AC | Split System: Air-Cooled Condensing Unit, Coil with Blower | 4TTR5036E1 |  | 4TXCC049BC3 | 12.5 | 15 | Yes | Yes | 2011-01-21 |  | 1
FALSE | 4TTR6036B1 | 3674 | 3433352 | TRANE | 4TTR5036E1 | AC | Split System: Air-Cooled Condensing Unit, Coil with Blower | 4TTR5036E1 |  | 4TXCC049BC3 | 12.5 | 15 | Yes | Yes | 2011-01-21 |  | 1
FALSE | 4TTR6036B1 | 3674 | 3433354 | TRANE | 4TTR5036E1 | AC | Split System: Air-Cooled Condensing Unit, Coil with Blower | 4TTR5036E1 |  | 4TXCC049BC3 | 12.5 | 15 | Yes | Yes | 2011-01-21 |  | 1
FALSE | 4TTR6036B1 | 3674 | 3433355 | TRANE | 4TTR5036E1 | AC | Split System: Air-Cooled Condensing Unit, Coil with Blower | 4TTR5036E1 |  | 4TXCC049BC3 | 13 | 16 | Yes | Yes | 2011-01-21 |  | 2
FALSE | 4TTR6036B1 | 3674 | 3433365 | TRANE | 4TTR5036E1 | AC | Split System: Air-Cooled Condensing Unit, Coil with Blower | 4TTR5036E1 |  | 4TXCC049BC3 | 13 | 15 | Yes | Yes | 2011-01-21 |  | 1
FALSE | 4TTR6036B1 | 3674 | 3433366 | TRANE | 4TTR5036E1 | AC | Split System: Air-Cooled Condensing Unit, Coil with Blower | 4TTR5036E1 |  | 4TXCC049BC3 | 13 | 15 | Yes | Yes | 2011-01-21 |  | 1
FALSE | 4TTR6036B1 | 3674 | 3433374 | TRANE | 4TTR5036E1 | AC | Split System: Air-Cooled Condensing Unit, Coil with Blower | 4TTR5036E1 |  | 4TXCC049BC3 | 13 | 15.5 | Yes | Yes | 2011-01-21 |  | 1
FALSE | 4TTR6036B1 | 3674 | 3433375 | TRANE | 4TTR5036E1 | AC | Split System: Air-Cooled Condensing Unit, Coil with Blower | 4TTR5036E1 |  | 4TXCC049BC3 | 13 | 15.5 | Yes | Yes | 2011-01-21 |  | 1
FALSE | 4TTR6036B1 | 3674 | 3433376 | TRANE | 4TTR5036E1 | AC | Split System: Air-Cooled Condensing Unit, Coil with Blower | 4TTR5036E1 |  | 4TXCC049BC3 | 13 | 15.5 | Yes | Yes | 2011-01-21 |  | 1
FALSE | 4TTR6036B1 | 3674 | 3433377 | TRANE | 4TTR5036E1 | AC | Split System: Air-Cooled Condensing Unit, Coil with Blower | 4TTR5036E1 |  | 4TXCC049BC3 | 13 | 15 | Yes | Yes | 2011-01-21 |  | 1
FALSE | 4TTR6036B1 | 3674 | 3433410 | TRANE | 4TTR5036E1 | AC | Split System: Air-Cooled Condensing Unit, Coil with Blower | 4TTR5036E1 |  | 4TXCC060BC3 | 12.5 | 15 | Yes | Yes | 2011-01-21 |  | 1
FALSE | 4TTR6036B1 | 3674 | 3433411 | TRANE | 4TTR5036E1 | AC | Split System: Air-Cooled Condensing Unit, Coil with Blower | 4TTR5036E1 |  | 4TXCC060BC3 | 12.5 | 15 | Yes | Yes | 2011-01-21 |  | 1
FALSE | 4TTR6036B1 | 3674 | 3433412 | TRANE | 4TTR5036E1 | AC | Split System: Air-Cooled Condensing Unit, Coil with Blower | 4TTR5036E1 |  | 4TXCC060BC3 | 13 | 15 | Yes | Yes | 2011-01-21 |  | 1
FALSE | 4TTR6036B1 | 3674 | 3433413 | TRANE | 4TTR5036E1 | AC | Split System: Air-Cooled Condensing Unit, Coil with Blower | 4TTR5036E1 |  | 4TXCC060BC3 | 13 | 15.5 | Yes | Yes | 2011-01-21 |  | 1
FALSE | 4TTR6036B1 | 3674 | 3433424 | TRANE | 4TTR5036E1 | AC | Split System: Air-Cooled Condensing Unit, Coil with Blower | 4TTR5036E1 |  | 4TXCC060BC3 | 13 | 16 | Yes | Yes | 2011-01-21 |  | 2
FALSE | 4TTR6036B1 | 3674 | 3433427 | TRANE | 4TTR5036E1 | AC | Split System: Air-Cooled Condensing Unit, Coil with Blower | 4TTR5036E1 |  | 4TXCC060BC3 | 13 | 15 | Yes | Yes | 2011-01-21 |  | 1
FALSE | 4TTR6036B1 | 3674 | 3433428 | TRANE | 4TTR5036E1 | AC | Split System: Air-Cooled Condensing Unit, Coil with Blower | 4TTR5036E1 |  | 4TXCC060BC3 | 12.5 | 15 | Yes | Yes | 2011-01-21 |  | 1
FALSE | 4TTR6036B1 | 3674 | 3433483 | TRANE | 4TTR5036E1 | AC | Split System: Air-Cooled Condensing Unit, Coil with Blower | 4TTR5036E1 |  | 4TXCD064BC3 | 13 | 15 | Yes | Yes | 2011-01-21 |  | 1
FALSE | 4TTR6036B1 | 3674 | 3433484 | TRANE | 4TTR5036E1 | AC | Split System: Air-Cooled Condensing Unit, Coil with Blower | 4TTR5036E1 |  | 4TXCD064BC3 | 13 | 16 | Yes | Yes | 2011-01-21 |  | 2
FALSE | 4TTR6036B1 | 3674 | 3433715 | AMERICAN STANDARD, INC. | 4A7A5036E1 | AC | Split System: Air-Cooled Condensing Unit, Coil with Blower | 4TTR5036E1 |  | 4CXCB031CC3 | 12 | 14.5 | Yes | Yes | 2011-02-28 |  | 0
FALSE | 4TTR6036B1 | 3674 | 3433717 | AMERICAN STANDARD, INC. | 4A7A5036E1 | AC | Split System: Air-Cooled Condensing Unit, Coil with Blower | 4TTR5036E1 |  | 4CXCB031CC3 | 12 | 14.5 | Yes | Yes | 2011-02-28 |  | 0
FALSE | 4TTR6036B1 | 3674 | 3433733 | AMERICAN STANDARD, INC. | 4A7A5036E1 | AC | Split System: Air-Cooled Condensing Unit, Coil with Blower | 4TTR5036E1 |  | 4CXCB031CC3 | 12 | 14.5 | Yes | Yes | 2011-02-28 |  | 0
FALSE | 4TTR6036B1 | 3674 | 3433735 | AMERICAN STANDARD, INC. | 4A7A5036E1 | AC | Split System: Air-Cooled Condensing Unit, Coil with Blower | 4TTR5036E1 |  | 4CXCB031CC3 | 12 | 14.5 | Yes | Yes | 2011-02-28 |  | 0
FALSE | 4TTR6036B1 | 3674 | 3433739 | AMERICAN STANDARD, INC. | 4A7A5036E1 | AC | Split System: Air-Cooled Condensing Unit, Coil with Blower | 4TTR5036E1 |  | 4CXCB031CC3 | 12 | 14.5 | Yes | Yes | 2011-02-28 |  | 0
FALSE | 4TTR6036B1 | 3674 | 3433740 | AMERICAN STANDARD, INC. | 4A7A5036E1 | AC | Split System: Air-Cooled Condensing Unit, Coil with Blower | 4TTR5036E1 |  | 4CXCB031CC3 | 12 | 14.5 | Yes | Yes | 2011-02-28 |  | 0
FALSE | 4TTR6036B1 | 3674 | 3433745 | AMERICAN STANDARD, INC. | 4A7A5036E1 | AC | Split System: Air-Cooled Condensing Unit, Coil with Blower | 4TTR5036E1 |  | 4CXCB036CC3 | 12.5 | 15 | Yes | Yes | 2011-02-28 |  | 1
FALSE | 4TTR6036B1 | 3674 | 3433746 | AMERICAN STANDARD, INC. | 4A7A5036E1 | AC | Split System: Air-Cooled Condensing Unit, Coil with Blower | 4TTR5036E1 |  | 4CXCB036CC3 | 12.5 | 15 | Yes | Yes | 2011-02-28 |  | 1
FALSE | 4TTR6036B1 | 3674 | 3433747 | AMERICAN STANDARD, INC. | 4A7A5036E1 | AC | Split System: Air-Cooled Condensing Unit, Coil with Blower | 4TTR5036E1 |  | 4CXCB036CC3 | 13 | 15 | Yes | Yes | 2011-02-28 |  | 1
FALSE | 4TTR6036B1 | 3674 | 3433750 | AMERICAN STANDARD, INC. | 4A7A5036E1 | AC | Split System: Air-Cooled Condensing Unit, Coil with Blower | 4TTR5036E1 |  | 4CXCB036CC3 | 12 | 14.5 | Yes | Yes | 2011-02-28 |  | 0
FALSE | 4TTR6036B1 | 3674 | 3433751 | AMERICAN STANDARD, INC. | 4A7A5036E1 | AC | Split System: Air-Cooled Condensing Unit, Coil with Blower | 4TTR5036E1 |  | 4CXCB036CC3 | 12 | 14.5 | Yes | Yes | 2011-02-28 |  | 0
FALSE | 4TTR6036B1 | 3674 | 3433755 | AMERICAN STANDARD, INC. | 4A7A5036E1 | AC | Split System: Air-Cooled Condensing Unit, Coil with Blower | 4TTR5036E1 |  | 4CXCB036CC3 | 12.5 | 15 | Yes | Yes | 2011-02-28 |  | 1
FALSE | 4TTR6036B1 | 3674 | 3433757 | AMERICAN STANDARD, INC. | 4A7A5036E1 | AC | Split System: Air-Cooled Condensing Unit, Coil with Blower | 4TTR5036E1 |  | 4CXCB036CC3 | 12 | 14.5 | Yes | Yes | 2011-02-28 |  | 0
FALSE | 4TTR6036B1 | 3674 | 3433770 | AMERICAN STANDARD, INC. | 4A7A5036E1 | AC | Split System: Air-Cooled Condensing Unit, Coil with Blower | 4TTR5036E1 |  | 4CXCB036CC3 | 12.5 | 15 | Yes | Yes | 2011-02-28 |  | 1
FALSE | 4TTR6036B1 | 3674 | 3433773 | AMERICAN STANDARD, INC. | 4A7A5036E1 | AC | Split System: Air-Cooled Condensing Unit, Coil with Blower | 4TTR5036E1 |  | 4CXCB036CC3 | 12 | 14.5 | Yes | Yes | 2011-02-28 |  | 0
FALSE | 4TTR6036B1 | 3674 | 3433774 | AMERICAN STANDARD, INC. | 4A7A5036E1 | AC | Split System: Air-Cooled Condensing Unit, Coil with Blower | 4TTR5036E1 |  | 4CXCB036CC3 | 13 | 15 | Yes | Yes | 2011-02-28 |  | 1
FALSE | 4TTR6036B1 | 3674 | 3433777 | AMERICAN STANDARD, INC. | 4A7A5036E1 | AC | Split System: Air-Cooled Condensing Unit, Coil with Blower | 4TTR5036E1 |  | 4CXCB042CC3 | 12.5 | 15 | Yes | Yes | 2011-02-28 |  | 1
FALSE | 4TTR6036B1 | 3674 | 3433784 | AMERICAN STANDARD, INC. | 4A7A5036E1 | AC | Split System: Air-Cooled Condensing Unit, Coil with Blower | 4TTR5036E1 |  | 4CXCB042CC3 | 13 | 15 | Yes | Yes | 2011-02-28 |  | 1
FALSE | 4TTR6036B1 | 3674 | 3433785 | AMERICAN STANDARD, INC. | 4A7A5036E1 | AC | Split System: Air-Cooled Condensing Unit, Coil with Blower | 4TTR5036E1 |  | 4CXCB042CC3 | 12.5 | 15 | Yes | Yes | 2011-02-28 |  | 1
FALSE | 4TTR6036B1 | 3674 | 3433786 | AMERICAN STANDARD, INC. | 4A7A5036E1 | AC | Split System: Air-Cooled Condensing Unit, Coil with Blower | 4TTR5036E1 |  | 4CXCB042CC3 | 12.5 | 15 | Yes | Yes | 2011-02-28 |  | 1
FALSE | 4TTR6036B1 | 3674 | 3433789 | AMERICAN STANDARD, INC. | 4A7A5036E1 | AC | Split System: Air-Cooled Condensing Unit, Coil with Blower | 4TTR5036E1 |  | 4CXCB042CC3 | 12 | 14.5 | Yes | Yes | 2011-02-28 |  | 0
FALSE | 4TTR6036B1 | 3674 | 3433790 | AMERICAN STANDARD, INC. | 4A7A5036E1 | AC | Split System: Air-Cooled Condensing Unit, Coil with Blower | 4TTR5036E1 |  | 4CXCB042CC3 | 12.5 | 15 | Yes | Yes | 2011-02-28 |  | 1
FALSE | 4TTR6036B1 | 3674 | 3433801 | AMERICAN STANDARD, INC. | 4A7A5036E1 | AC | Split System: Air-Cooled Condensing Unit, Coil with Blower | 4TTR5036E1 |  | 4CXCB042CC3 | 12 | 14.5 | Yes | Yes | 2011-02-28 |  | 0
FALSE | 4TTR6036B1 | 3674 | 3433802 | AMERICAN STANDARD, INC. | 4A7A5036E1 | AC | Split System: Air-Cooled Condensing Unit, Coil with Blower | 4TTR5036E1 |  | 4CXCB042CC3 | 12 | 14.5 | Yes | Yes | 2011-02-28 |  | 0
FALSE | 4TTR6036B1 | 3674 | 3433806 | AMERICAN STANDARD, INC. | 4A7A5036E1 | AC | Split System: Air-Cooled Condensing Unit, Coil with Blower | 4TTR5036E1 |  | 4CXCB042CC3 | 13 | 15 | Yes | Yes | 2011-02-28 |  | 1
FALSE | 4TTR6036B1 | 3674 | 3433807 | AMERICAN STANDARD, INC. | 4A7A5036E1 | AC | Split System: Air-Cooled Condensing Unit, Coil with Blower | 4TTR5036E1 |  | 4CXCB042CC3 | 12 | 14.5 | Yes | Yes | 2011-02-28 |  | 0
FALSE | 4TTR6036B1 | 3674 | 3433812 | AMERICAN STANDARD, INC. | 4A7A5036E1 | AC | Split System: Air-Cooled Condensing Unit, Coil with Blower | 4TTR5036E1 |  | 4CXCC037CC3 | 12.5 | 15 | Yes | Yes | 2011-02-28 |  | 1
FALSE | 4TTR6036B1 | 3674 | 3433814 | AMERICAN STANDARD, INC. | 4A7A5036E1 | AC | Split System: Air-Cooled Condensing Unit, Coil with Blower | 4TTR5036E1 |  | 4CXCC037CC3 | 13 | 15 | Yes | Yes | 2011-02-28 |  | 1
FALSE | 4TTR6036B1 | 3674 | 3433815 | AMERICAN STANDARD, INC. | 4A7A5036E1 | AC | Split System: Air-Cooled Condensing Unit, Coil with Blower | 4TTR5036E1 |  | 4CXCC037CC3 | 12.5 | 15 | Yes | Yes | 2011-02-28 |  | 1
FALSE | 4TTR6036B1 | 3674 | 3433816 | AMERICAN STANDARD, INC. | 4A7A5036E1 | AC | Split System: Air-Cooled Condensing Unit, Coil with Blower | 4TTR5036E1 |  | 4CXCC037CC3 | 12 | 14.5 | Yes | Yes | 2011-02-28 |  | 0
FALSE | 4TTR6036B1 | 3674 | 3433833 | AMERICAN STANDARD, INC. | 4A7A5036E1 | AC | Split System: Air-Cooled Condensing Unit, Coil with Blower | 4TTR5036E1 |  | 4CXCC037CC3 | 12.5 | 15 | Yes | Yes | 2011-02-28 |  | 1
FALSE | 4TTR6036B1 | 3674 | 3433838 | AMERICAN STANDARD, INC. | 4A7A5036E1 | AC | Split System: Air-Cooled Condensing Unit, Coil with Blower | 4TTR5036E1 |  | 4CXCC037CC3 | 12 | 14.5 | Yes | Yes | 2011-02-28 |  | 0
FALSE | 4TTR6036B1 | 3674 | 3433839 | AMERICAN STANDARD, INC. | 4A7A5036E1 | AC | Split System: Air-Cooled Condensing Unit, Coil with Blower | 4TTR5036E1 |  | 4CXCC037CC3 | 13 | 15.5 | Yes | Yes | 2011-02-28 |  | 1
FALSE | 4TTR6036B1 | 3674 | 3433840 | AMERICAN STANDARD, INC. | 4A7A5036E1 | AC | Split System: Air-Cooled Condensing Unit, Coil with Blower | 4TTR5036E1 |  | 4CXCC037CC3 | 13 | 15.5 | Yes | Yes | 2011-02-28 |  | 1
FALSE | 4TTR6036B1 | 3674 | 3433841 | AMERICAN STANDARD, INC. | 4A7A5036E1 | AC | Split System: Air-Cooled Condensing Unit, Coil with Blower | 4TTR5036E1 |  | 4CXCC037CC3 | 12 | 14.5 | Yes | Yes | 2011-02-28 |  | 0
FALSE | 4TTR6036B1 | 3674 | 3434007 | AMERICAN STANDARD, INC. | 4A7A5036E1 | AC | Split System: Air-Cooled Condensing Unit, Coil with Blower | 4TTR5036E1 |  | 4TXAB031BC3 | 12 | 14.5 | Yes | Yes | 2011-02-28 |  | 0
FALSE | 4TTR6036B1 | 3674 | 3434014 | AMERICAN STANDARD, INC. | 4A7A5036E1 | AC | Split System: Air-Cooled Condensing Unit, Coil with Blower | 4TTR5036E1 |  | 4TXAB031BC3 | 12 | 14.5 | Yes | Yes | 2011-02-28 |  | 0
FALSE | 4TTR6036B1 | 3674 | 3434025 | AMERICAN STANDARD, INC. | 4A7A5036E1 | AC | Split System: Air-Cooled Condensing Unit, Coil with Blower | 4TTR5036E1 |  | 4TXAB031BC3 | 12.5 | 15 | Yes | Yes | 2011-02-28 |  | 1
FALSE | 4TTR6036B1 | 3674 | 3434028 | AMERICAN STANDARD, INC. | 4A7A5036E1 | AC | Split System: Air-Cooled Condensing Unit, Coil with Blower | 4TTR5036E1 |  | 4TXAB031BC3 | 12 | 14.5 | Yes | Yes | 2011-02-28 |  | 0
FALSE | 4TTR6036B1 | 3674 | 3434029 | AMERICAN STANDARD, INC. | 4A7A5036E1 | AC | Split System: Air-Cooled Condensing Unit, Coil with Blower | 4TTR5036E1 |  | 4TXAB031BC3 | 12 | 14.5 | Yes | Yes | 2011-02-28 |  | 0
FALSE | 4TTR6036B1 | 3674 | 3434030 | AMERICAN STANDARD, INC. | 4A7A5036E1 | AC | Split System: Air-Cooled Condensing Unit, Coil with Blower | 4TTR5036E1 |  | 4TXAB031BC3 | 12 | 14.5 | Yes | Yes | 2011-02-28 |  | 0
FALSE | 4TTR6036B1 | 3674 | 3434040 | AMERICAN STANDARD, INC. | 4A7A5036E1 | AC | Split System: Air-Cooled Condensing Unit, Coil with Blower | 4TTR5036E1 |  | 4TXAB032BC3 | 12.5 | 15 | Yes | Yes | 2011-02-28 |  | 1
FALSE | 4TTR6036B1 | 3674 | 3434041 | AMERICAN STANDARD, INC. | 4A7A5036E1 | AC | Split System: Air-Cooled Condensing Unit, Coil with Blower | 4TTR5036E1 |  | 4TXAB032BC3 | 12.5 | 15 | Yes | Yes | 2011-02-28 |  | 1
FALSE | 4TTR6036B1 | 3674 | 3434042 | AMERICAN STANDARD, INC. | 4A7A5036E1 | AC | Split System: Air-Cooled Condensing Unit, Coil with Blower | 4TTR5036E1 |  | 4TXAB032BC3 | 12.5 | 15 | Yes | Yes | 2011-02-28 |  | 1
FALSE | 4TTR6036B1 | 3674 | 3434043 | AMERICAN STANDARD, INC. | 4A7A5036E1 | AC | Split System: Air-Cooled Condensing Unit, Coil with Blower | 4TTR5036E1 |  | 4TXAB032BC3 | 13 | 15 | Yes | Yes | 2011-02-28 |  | 1
FALSE | 4TTR6036B1 | 3674 | 3434044 | AMERICAN STANDARD, INC. | 4A7A5036E1 | AC | Split System: Air-Cooled Condensing Unit, Coil with Blower | 4TTR5036E1 |  | 4TXAB032BC3 | 13 | 15.5 | Yes | Yes | 2011-02-28 |  | 1
FALSE | 4TTR6036B1 | 3674 | 3434049 | AMERICAN STANDARD, INC. | 4A7A5036E1 | AC | Split System: Air-Cooled Condensing Unit, Coil with Blower | 4TTR5036E1 |  | 4TXAB032BC3 | 12 | 14.5 | Yes | Yes | 2011-02-28 |  | 0
FALSE | 4TTR6036B1 | 3674 | 3434050 | AMERICAN STANDARD, INC. | 4A7A5036E1 | AC | Split System: Air-Cooled Condensing Unit, Coil with Blower | 4TTR5036E1 |  | 4TXAB032BC3 | 12 | 14.5 | Yes | Yes | 2011-02-28 |  | 0
FALSE | 4TTR6036B1 | 3674 | 3434051 | AMERICAN STANDARD, INC. | 4A7A5036E1 | AC | Split System: Air-Cooled Condensing Unit, Coil with Blower | 4TTR5036E1 |  | 4TXAB032BC3 | 12 | 14.5 | Yes | Yes | 2011-02-28 |  | 0
FALSE | 4TTR6036B1 | 3674 | 3434053 | AMERICAN STANDARD, INC. | 4A7A5036E1 | AC | Split System: Air-Cooled Condensing Unit, Coil with Blower | 4TTR5036E1 |  | 4TXAB032BC3 | 12 | 14.5 | Yes | Yes | 2011-02-28 |  | 0
FALSE | 4TTR6036B1 | 3674 | 3434054 | AMERICAN STANDARD, INC. | 4A7A5036E1 | AC | Split System: Air-Cooled Condensing Unit, Coil with Blower | 4TTR5036E1 |  | 4TXAB032BC3 | 12 | 14.5 | Yes | Yes | 2011-02-28 |  | 0
FALSE | 4TTR6036B1 | 3674 | 3434055 | AMERICAN STANDARD, INC. | 4A7A5036E1 | AC | Split System: Air-Cooled Condensing Unit, Coil with Blower | 4TTR5036E1 |  | 4TXAB032BC3 | 12 | 14.5 | Yes | Yes | 2011-02-28 |  | 0
FALSE | 4TTR6036B1 | 3674 | 3434061 | AMERICAN STANDARD, INC. | 4A7A5036E1 | AC | Split System: Air-Cooled Condensing Unit, Coil with Blower | 4TTR5036E1 |  | 4TXAB032BC3 | 12 | 14.5 | Yes | Yes | 2011-02-28 |  | 0
FALSE | 4TTR6036B1 | 3674 | 3434258 | AMERICAN STANDARD, INC. | 4A7A5036E1 | AC | Split System: Air-Cooled Condensing Unit, Coil with Blower | 4TTR5036E1 |  | 4TXAC037BC3 | 12.5 | 15 | Yes | Yes | 2011-02-28 |  | 1
FALSE | 4TTR6036B1 | 3674 | 3434263 | AMERICAN STANDARD, INC. | 4A7A5036E1 | AC | Split System: Air-Cooled Condensing Unit, Coil with Blower | 4TTR5036E1 |  | 4TXAC037BC3 | 12 | 14.5 | Yes | Yes | 2011-02-28 |  | 0
FALSE | 4TTR6036B1 | 3674 | 3434264 | AMERICAN STANDARD, INC. | 4A7A5036E1 | AC | Split System: Air-Cooled Condensing Unit, Coil with Blower | 4TTR5036E1 |  | 4TXAC037BC3 | 12 | 14.5 | Yes | Yes | 2011-02-28 |  | 0
FALSE | 4TTR6036B1 | 3674 | 3434265 | AMERICAN STANDARD, INC. | 4A7A5036E1 | AC | Split System: Air-Cooled Condensing Unit, Coil with Blower | 4TTR5036E1 |  | 4TXAC037BC3 | 12.5 | 15 | Yes | Yes | 2011-02-28 |  | 1
FALSE | 4TTR6036B1 | 3674 | 3434266 | AMERICAN STANDARD, INC. | 4A7A5036E1 | AC | Split System: Air-Cooled Condensing Unit, Coil with Blower | 4TTR5036E1 |  | 4TXAC037BC3 | 12.5 | 15 | Yes | Yes | 2011-02-28 |  | 1
FALSE | 4TTR6036B1 | 3674 | 3434268 | AMERICAN STANDARD, INC. | 4A7A5036E1 | AC | Split System: Air-Cooled Condensing Unit, Coil with Blower | 4TTR5036E1 |  | 4TXAC037BC3 | 13 | 15.5 | Yes | Yes | 2011-02-28 |  | 1
FALSE | 4TTR6036B1 | 3674 | 3434272 | AMERICAN STANDARD, INC. | 4A7A5036E1 | AC | Split System: Air-Cooled Condensing Unit, Coil with Blower | 4TTR5036E1 |  | 4TXAC037BC3 | 12.5 | 15 | Yes | Yes | 2011-02-28 |  | 1
FALSE | 4TTR6036B1 | 3674 | 3434273 | AMERICAN STANDARD, INC. | 4A7A5036E1 | AC | Split System: Air-Cooled Condensing Unit, Coil with Blower | 4TTR5036E1 |  | 4TXAC037BC3 | 12.5 | 15 | Yes | Yes | 2011-02-28 |  | 1
FALSE | 4TTR6036B1 | 3674 | 3434274 | AMERICAN STANDARD, INC. | 4A7A5036E1 | AC | Split System: Air-Cooled Condensing Unit, Coil with Blower | 4TTR5036E1 |  | 4TXAC037BC3 | 12 | 14.5 | Yes | Yes | 2011-02-28 |  | 0
FALSE | 4TTR6036B1 | 3674 | 3434280 | AMERICAN STANDARD, INC. | 4A7A5036E1 | AC | Split System: Air-Cooled Condensing Unit, Coil with Blower | 4TTR5036E1 |  | 4TXAC037BC3 | 12.5 | 15 | Yes | Yes | 2011-02-28 |  | 1
FALSE | 4TTR6036B1 | 3674 | 3434281 | AMERICAN STANDARD, INC. | 4A7A5036E1 | AC | Split System: Air-Cooled Condensing Unit, Coil with Blower | 4TTR5036E1 |  | 4TXAC037BC3 | 12 | 14.5 | Yes | Yes | 2011-02-28 |  | 0
FALSE | 4TTR6036B1 | 3674 | 3434282 | AMERICAN STANDARD, INC. | 4A7A5036E1 | AC | Split System: Air-Cooled Condensing Unit, Coil with Blower | 4TTR5036E1 |  | 4TXAC037BC3 | 12 | 14.5 | Yes | Yes | 2011-02-28 |  | 0
FALSE | 4TTR6036B1 | 3674 | 3434283 | AMERICAN STANDARD, INC. | 4A7A5036E1 | AC | Split System: Air-Cooled Condensing Unit, Coil with Blower | 4TTR5036E1 |  | 4TXAC037BC3 | 12 | 14.5 | Yes | Yes | 2011-02-28 |  | 0
FALSE | 4TTR6036B1 | 3674 | 3434284 | AMERICAN STANDARD, INC. | 4A7A5036E1 | AC | Split System: Air-Cooled Condensing Unit, Coil with Blower | 4TTR5036E1 |  | 4TXAC037BC3 | 12.5 | 15 | Yes | Yes | 2011-02-28 |  | 1
FALSE | 4TTR6036B1 | 3674 | 3434285 | AMERICAN STANDARD, INC. | 4A7A5036E1 | AC | Split System: Air-Cooled Condensing Unit, Coil with Blower | 4TTR5036E1 |  | 4TXAC037BC3 | 13 | 15 | Yes | Yes | 2011-02-28 |  | 1
FALSE | 4TTR6036B1 | 3674 | 3434286 | AMERICAN STANDARD, INC. | 4A7A5036E1 | AC | Split System: Air-Cooled Condensing Unit, Coil with Blower | 4TTR5036E1 |  | 4TXAC037BC3 | 12.5 | 15 | Yes | Yes | 2011-02-28 |  | 1
FALSE | 4TTR6036B1 | 3674 | 3434289 | AMERICAN STANDARD, INC. | 4A7A5036E1 | AC | Split System: Air-Cooled Condensing Unit, Coil with Blower | 4TTR5036E1 |  | 4TXAC043BC3 | 13 | 15.75 | Yes | Yes | 2011-02-28 |  | 1
FALSE | 4TTR6036B1 | 3674 | 3434291 | AMERICAN STANDARD, INC. | 4A7A5036E1 | AC | Split System: Air-Cooled Condensing Unit, Coil with Blower | 4TTR5036E1 |  | 4TXAC043BC3 | 12 | 14.5 | Yes | Yes | 2011-02-28 |  | 0
FALSE | 4TTR6036B1 | 3674 | 3434445 | AMERICAN STANDARD, INC. | 4A7A5036E1 | AC | Split System: Air-Cooled Condensing Unit, Coil with Blower | 4TTR5036E1 |  | 4TXAC060BC3 | 13 | 15.5 | Yes | Yes | 2011-02-28 |  | 1
FALSE | 4TTR6036B1 | 3674 | 3434456 | AMERICAN STANDARD, INC. | 4A7A5036E1 | AC | Split System: Air-Cooled Condensing Unit, Coil with Blower | 4TTR5036E1 |  | 4TXAC060BC3 | 13 | 16 | Yes | Yes | 2011-02-28 |  | 2
FALSE | 4TTR6036B1 | 3674 | 3434459 | AMERICAN STANDARD, INC. | 4A7A5036E1 | AC | Split System: Air-Cooled Condensing Unit, Coil with Blower | 4TTR5036E1 |  | 4TXAC060BC3 | 13 | 15 | Yes | Yes | 2011-02-28 |  | 1
FALSE | 4TTR6036B1 | 3674 | 3434460 | AMERICAN STANDARD, INC. | 4A7A5036E1 | AC | Split System: Air-Cooled Condensing Unit, Coil with Blower | 4TTR5036E1 |  | 4TXAC060BC3 | 12.5 | 15 | Yes | Yes | 2011-02-28 |  | 1
FALSE | 4TTR6036B1 | 3674 | 3434461 | AMERICAN STANDARD, INC. | 4A7A5036E1 | AC | Split System: Air-Cooled Condensing Unit, Coil with Blower | 4TTR5036E1 |  | 4TXAC060BC3 | 13 | 15 | Yes | Yes | 2011-02-28 |  | 1
FALSE | 4TTR6036B1 | 3674 | 3434462 | AMERICAN STANDARD, INC. | 4A7A5036E1 | AC | Split System: Air-Cooled Condensing Unit, Coil with Blower | 4TTR5036E1 |  | 4TXAC060BC3 | 13 | 15 | Yes | Yes | 2011-02-28 |  | 1
FALSE | 4TTR6036B1 | 3674 | 3434470 | AMERICAN STANDARD, INC. | 4A7A5036E1 | AC | Split System: Air-Cooled Condensing Unit, Coil with Blower | 4TTR5036E1 |  | 4TXAD050BC3 | 13 | 15 | Yes | Yes | 2011-02-28 |  | 1
FALSE | 4TTR6036B1 | 3674 | 3434471 | AMERICAN STANDARD, INC. | 4A7A5036E1 | AC | Split System: Air-Cooled Condensing Unit, Coil with Blower | 4TTR5036E1 |  | 4TXAD050BC3 | 13 | 15.75 | Yes | Yes | 2011-02-28 |  | 1
FALSE | 4TTR6036B1 | 3674 | 3434476 | AMERICAN STANDARD, INC. | 4A7A5036E1 | AC | Split System: Air-Cooled Condensing Unit, Coil with Blower | 4TTR5036E1 |  | 4TXAD050BC3 | 13 | 16 | Yes | Yes | 2011-02-28 |  | 2
FALSE | 4TTR6036B1 | 3674 | 3434478 | AMERICAN STANDARD, INC. | 4A7A5036E1 | AC | Split System: Air-Cooled Condensing Unit, Coil with Blower | 4TTR5036E1 |  | 4TXAD050BC3 | 13 | 16 | Yes | Yes | 2011-02-28 |  | 2
FALSE | 4TTR6036B1 | 3674 | 3434481 | AMERICAN STANDARD, INC. | 4A7A5036E1 | AC | Split System: Air-Cooled Condensing Unit, Coil with Blower | 4TTR5036E1 |  | 4TXAD050BC3 | 13 | 15 | Yes | Yes | 2011-02-28 |  | 1
FALSE | 4TTR6036B1 | 3674 | 3434482 | AMERICAN STANDARD, INC. | 4A7A5036E1 | AC | Split System: Air-Cooled Condensing Unit, Coil with Blower | 4TTR5036E1 |  | 4TXAD050BC3 | 13 | 15 | Yes | Yes | 2011-02-28 |  | 1
FALSE | 4TTR6036B1 | 3674 | 3434483 | AMERICAN STANDARD, INC. | 4A7A5036E1 | AC | Split System: Air-Cooled Condensing Unit, Coil with Blower | 4TTR5036E1 |  | 4TXAD050BC3 | 13 | 15.75 | Yes | Yes | 2011-02-28 |  | 1
FALSE | 4TTR6036B1 | 3674 | 3434486 | AMERICAN STANDARD, INC. | 4A7A5036E1 | AC | Split System: Air-Cooled Condensing Unit, Coil with Blower | 4TTR5036E1 |  | 4TXAD050BC3 | 13 | 15 | Yes | Yes | 2011-02-28 |  | 1
FALSE | 4TTR6036B1 | 3674 | 3434490 | AMERICAN STANDARD, INC. | 4A7A5036E1 | AC | Split System: Air-Cooled Condensing Unit, Coil with Blower | 4TTR5036E1 |  | 4TXAD061BC3 | 13 | 16 | Yes | Yes | 2011-02-28 |  | 2
FALSE | 4TTR6036B1 | 3674 | 3434491 | AMERICAN STANDARD, INC. | 4A7A5036E1 | AC | Split System: Air-Cooled Condensing Unit, Coil with Blower | 4TTR5036E1 |  | 4TXAD061BC3 | 13 | 16 | Yes | Yes | 2011-02-28 |  | 2
FALSE | 4TTR6036B1 | 3674 | 3434492 | AMERICAN STANDARD, INC. | 4A7A5036E1 | AC | Split System: Air-Cooled Condensing Unit, Coil with Blower | 4TTR5036E1 |  | 4TXAD061BC3 | 13 | 15.5 | Yes | Yes | 2011-02-28 |  | 1
FALSE | 4TTR6036B1 | 3674 | 3434493 | AMERICAN STANDARD, INC. | 4A7A5036E1 | AC | Split System: Air-Cooled Condensing Unit, Coil with Blower | 4TTR5036E1 |  | 4TXAD061BC3 | 13 | 15.5 | Yes | Yes | 2011-02-28 |  | 1
FALSE | 4TTR6036B1 | 3674 | 3434713 | AMERICAN STANDARD, INC. | 4A7A5036E1 | AC | Split System: Air-Cooled Condensing Unit, Coil with Blower | 4TTR5036E1 |  | 4TXCB042BC3 | 12 | 14.5 | Yes | Yes | 2011-02-28 |  | 0
FALSE | 4TTR6036B1 | 3674 | 3434714 | AMERICAN STANDARD, INC. | 4A7A5036E1 | AC | Split System: Air-Cooled Condensing Unit, Coil with Blower | 4TTR5036E1 |  | 4TXCB042BC3 | 12 | 14.5 | Yes | Yes | 2011-02-28 |  | 0
FALSE | 4TTR6036B1 | 3674 | 3434716 | AMERICAN STANDARD, INC. | 4A7A5036E1 | AC | Split System: Air-Cooled Condensing Unit, Coil with Blower | 4TTR5036E1 |  | 4TXCB042BC3 | 13 | 15.5 | Yes | Yes | 2011-02-28 |  | 1
FALSE | 4TTR6036B1 | 3674 | 3434722 | AMERICAN STANDARD, INC. | 4A7A5036E1 | AC | Split System: Air-Cooled Condensing Unit, Coil with Blower | 4TTR5036E1 |  | 4TXCB042BC3 | 12 | 14.5 | Yes | Yes | 2011-02-28 |  | 0
FALSE | 4TTR6036B1 | 3674 | 3434726 | AMERICAN STANDARD, INC. | 4A7A5036E1 | AC | Split System: Air-Cooled Condensing Unit, Coil with Blower | 4TTR5036E1 |  | 4TXCB042BC3 | 12 | 14.5 | Yes | Yes | 2011-02-28 |  | 0
FALSE | 4TTR6036B1 | 3674 | 3434727 | AMERICAN STANDARD, INC. | 4A7A5036E1 | AC | Split System: Air-Cooled Condensing Unit, Coil with Blower | 4TTR5036E1 |  | 4TXCB042BC3 | 12 | 14.5 | Yes | Yes | 2011-02-28 |  | 0
FALSE | 4TTR6036B1 | 3674 | 3434728 | AMERICAN STANDARD, INC. | 4A7A5036E1 | AC | Split System: Air-Cooled Condensing Unit, Coil with Blower | 4TTR5036E1 |  | 4TXCB042BC3 | 12 | 14.5 | Yes | Yes | 2011-02-28 |  | 0
FALSE | 4TTR6036B1 | 3674 | 3434729 | AMERICAN STANDARD, INC. | 4A7A5036E1 | AC | Split System: Air-Cooled Condensing Unit, Coil with Blower | 4TTR5036E1 |  | 4TXCB042BC3 | 12.5 | 15 | Yes | Yes | 2011-02-28 |  | 1
FALSE | 4TTR6036B1 | 3674 | 3434730 | AMERICAN STANDARD, INC. | 4A7A5036E1 | AC | Split System: Air-Cooled Condensing Unit, Coil with Blower | 4TTR5036E1 |  | 4TXCB042BC3 | 13 | 15 | Yes | Yes | 2011-02-28 |  | 1
FALSE | 4TTR6036B1 | 3674 | 3434733 | AMERICAN STANDARD, INC. | 4A7A5036E1 | AC | Split System: Air-Cooled Condensing Unit, Coil with Blower | 4TTR5036E1 |  | 4TXCB042BC3 | 12.5 | 15 | Yes | Yes | 2011-02-28 |  | 1
FALSE | 4TTR6036B1 | 3674 | 3434738 | AMERICAN STANDARD, INC. | 4A7A5036E1 | AC | Split System: Air-Cooled Condensing Unit, Coil with Blower | 4TTR5036E1 |  | 4TXCB048BC3 | 12.5 | 15 | Yes | Yes | 2011-02-28 |  | 1
FALSE | 4TTR6036B1 | 3674 | 3434739 | AMERICAN STANDARD, INC. | 4A7A5036E1 | AC | Split System: Air-Cooled Condensing Unit, Coil with Blower | 4TTR5036E1 |  | 4TXCB048BC3 | 13 | 15 | Yes | Yes | 2011-02-28 |  | 1
FALSE | 4TTR6036B1 | 3674 | 3434740 | AMERICAN STANDARD, INC. | 4A7A5036E1 | AC | Split System: Air-Cooled Condensing Unit, Coil with Blower | 4TTR5036E1 |  | 4TXCB048BC3 | 12.5 | 15 | Yes | Yes | 2011-02-28 |  | 1
FALSE | 4TTR6036B1 | 3674 | 3434741 | AMERICAN STANDARD, INC. | 4A7A5036E1 | AC | Split System: Air-Cooled Condensing Unit, Coil with Blower | 4TTR5036E1 |  | 4TXCB048BC3 | 13 | 15 | Yes | Yes | 2011-02-28 |  | 1
FALSE | 4TTR6036B1 | 3674 | 3434746 | AMERICAN STANDARD, INC. | 4A7A5036E1 | AC | Split System: Air-Cooled Condensing Unit, Coil with Blower | 4TTR5036E1 |  | 4TXCB048BC3 | 12 | 14.5 | Yes | Yes | 2011-02-28 |  | 0
FALSE | 4TTR6036B1 | 3674 | 3434747 | AMERICAN STANDARD, INC. | 4A7A5036E1 | AC | Split System: Air-Cooled Condensing Unit, Coil with Blower | 4TTR5036E1 |  | 4TXCB048BC3 | 12 | 14.5 | Yes | Yes | 2011-02-28 |  | 0
FALSE | 4TTR6036B1 | 3674 | 3434748 | AMERICAN STANDARD, INC. | 4A7A5036E1 | AC | Split System: Air-Cooled Condensing Unit, Coil with Blower | 4TTR5036E1 |  | 4TXCB048BC3 | 12 | 14.5 | Yes | Yes | 2011-02-28 |  | 0
FALSE | 4TTR6036B1 | 3674 | 3434749 | AMERICAN STANDARD, INC. | 4A7A5036E1 | AC | Split System: Air-Cooled Condensing Unit, Coil with Blower | 4TTR5036E1 |  | 4TXCB048BC3 | 12 | 14.5 | Yes | Yes | 2011-02-28 |  | 0
FALSE | 4TTR6036B1 | 3674 | 3434905 | AMERICAN STANDARD, INC. | 4A7A5036E1 | AC | Split System: Air-Cooled Condensing Unit, Coil with Blower | 4TTR5036E1 |  | 4TXCC044BC3 | 13 | 15.5 | Yes | Yes | 2011-02-28 |  | 1
FALSE | 4TTR6036B1 | 3674 | 3434909 | AMERICAN STANDARD, INC. | 4A7A5036E1 | AC | Split System: Air-Cooled Condensing Unit, Coil with Blower | 4TTR5036E1 |  | 4TXCC044BC3 | 13 | 16 | Yes | Yes | 2011-02-28 |  | 2
FALSE | 4TTR6036B1 | 3674 | 3434923 | AMERICAN STANDARD, INC. | 4A7A5036E1 | AC | Split System: Air-Cooled Condensing Unit, Coil with Blower | 4TTR5036E1 |  | 4TXCC044BC3 | 13 | 15 | Yes | Yes | 2011-02-28 |  | 1
FALSE | 4TTR6036B1 | 3674 | 3434924 | AMERICAN STANDARD, INC. | 4A7A5036E1 | AC | Split System: Air-Cooled Condensing Unit, Coil with Blower | 4TTR5036E1 |  | 4TXCC044BC3 | 13 | 15 | Yes | Yes | 2011-02-28 |  | 1
FALSE | 4TTR6036B1 | 3674 | 3434925 | AMERICAN STANDARD, INC. | 4A7A5036E1 | AC | Split System: Air-Cooled Condensing Unit, Coil with Blower | 4TTR5036E1 |  | 4TXCC044BC3 | 12.5 | 15 | Yes | Yes | 2011-02-28 |  | 1
FALSE | 4TTR6036B1 | 3674 | 3434926 | AMERICAN STANDARD, INC. | 4A7A5036E1 | AC | Split System: Air-Cooled Condensing Unit, Coil with Blower | 4TTR5036E1 |  | 4TXCC044BC3 | 12.5 | 15 | Yes | Yes | 2011-02-28 |  | 1
FALSE | 4TTR6036B1 | 3674 | 3434927 | AMERICAN STANDARD, INC. | 4A7A5036E1 | AC | Split System: Air-Cooled Condensing Unit, Coil with Blower | 4TTR5036E1 |  | 4TXCC044BC3 | 13 | 15 | Yes | Yes | 2011-02-28 |  | 1
FALSE | 4TTR6036B1 | 3674 | 3434928 | AMERICAN STANDARD, INC. | 4A7A5036E1 | AC | Split System: Air-Cooled Condensing Unit, Coil with Blower | 4TTR5036E1 |  | 4TXCC044BC3 | 13 | 15 | Yes | Yes | 2011-02-28 |  | 1
FALSE | 4TTR6036B1 | 3674 | 3434929 | AMERICAN STANDARD, INC. | 4A7A5036E1 | AC | Split System: Air-Cooled Condensing Unit, Coil with Blower | 4TTR5036E1 |  | 4TXCC044BC3 | 13 | 15 | Yes | Yes | 2011-02-28 |  | 1
FALSE | 4TTR6036B1 | 3674 | 3434930 | AMERICAN STANDARD, INC. | 4A7A5036E1 | AC | Split System: Air-Cooled Condensing Unit, Coil with Blower | 4TTR5036E1 |  | 4TXCC044BC3 | 13 | 15 | Yes | Yes | 2011-02-28 |  | 1
FALSE | 4TTR6036B1 | 3674 | 3434931 | AMERICAN STANDARD, INC. | 4A7A5036E1 | AC | Split System: Air-Cooled Condensing Unit, Coil with Blower | 4TTR5036E1 |  | 4TXCC044BC3 | 13 | 16 | Yes | Yes | 2011-02-28 |  | 2
FALSE | 4TTR6036B1 | 3674 | 3434934 | AMERICAN STANDARD, INC. | 4A7A5036E1 | AC | Split System: Air-Cooled Condensing Unit, Coil with Blower | 4TTR5036E1 |  | 4TXCC049BC3 | 13 | 15 | Yes | Yes | 2011-02-28 |  | 1
FALSE | 4TTR6036B1 | 3674 | 3434935 | AMERICAN STANDARD, INC. | 4A7A5036E1 | AC | Split System: Air-Cooled Condensing Unit, Coil with Blower | 4TTR5036E1 |  | 4TXCC049BC3 | 13 | 16 | Yes | Yes | 2011-02-28 |  | 2
FALSE | 4TTR6036B1 | 3674 | 3434936 | AMERICAN STANDARD, INC. | 4A7A5036E1 | AC | Split System: Air-Cooled Condensing Unit, Coil with Blower | 4TTR5036E1 |  | 4TXCC049BC3 | 13 | 15 | Yes | Yes | 2011-02-28 |  | 1
FALSE | 4TTR6036B1 | 3674 | 3434937 | AMERICAN STANDARD, INC. | 4A7A5036E1 | AC | Split System: Air-Cooled Condensing Unit, Coil with Blower | 4TTR5036E1 |  | 4TXCC049BC3 | 13 | 15 | Yes | Yes | 2011-02-28 |  | 1
FALSE | 4TTR6036B1 | 3674 | 3434938 | AMERICAN STANDARD, INC. | 4A7A5036E1 | AC | Split System: Air-Cooled Condensing Unit, Coil with Blower | 4TTR5036E1 |  | 4TXCC049BC3 | 12.5 | 15 | Yes | Yes | 2011-02-28 |  | 1
FALSE | 4TTR6036B1 | 3674 | 3434939 | AMERICAN STANDARD, INC. | 4A7A5036E1 | AC | Split System: Air-Cooled Condensing Unit, Coil with Blower | 4TTR5036E1 |  | 4TXCC049BC3 | 13 | 15 | Yes | Yes | 2011-02-28 |  | 1
FALSE | 4TTR6036B1 | 3674 | 3434940 | AMERICAN STANDARD, INC. | 4A7A5036E1 | AC | Split System: Air-Cooled Condensing Unit, Coil with Blower | 4TTR5036E1 |  | 4TXCC049BC3 | 12.5 | 15 | Yes | Yes | 2011-02-28 |  | 1
FALSE | 4TTR6042B1 | 3680 | 3435351 | TRANE | 4TTR5042E1 | AC | Split System: Air-Cooled Condensing Unit, Coil with Blower | 4TTR5042E1 |  | 4CXCB042CC3 | 12 | 14.5 | Yes | Yes | 2011-01-21 |  | 0
FALSE | 4TTR6042B1 | 3680 | 3435355 | TRANE | 4TTR5042E1 | AC | Split System: Air-Cooled Condensing Unit, Coil with Blower | 4TTR5042E1 |  | 4CXCC037CC3 | 12 | 14.5 | Yes | Yes | 2011-01-21 |  | 0
FALSE | 4TTR6042B1 | 3680 | 3435356 | TRANE | 4TTR5042E1 | AC | Split System: Air-Cooled Condensing Unit, Coil with Blower | 4TTR5042E1 |  | 4CXCC037CC3 | 12 | 14.5 | Yes | Yes | 2011-01-21 |  | 0
FALSE | 4TTR6042B1 | 3680 | 3435359 | TRANE | 4TTR5042E1 | AC | Split System: Air-Cooled Condensing Unit, Coil with Blower | 4TTR5042E1 |  | 4CXCC037CC3 | 12 | 14.5 | Yes | Yes | 2011-01-21 |  | 0
FALSE | 4TTR6042B1 | 3680 | 3435371 | TRANE | 4TTR5042E1 | AC | Split System: Air-Cooled Condensing Unit, Coil with Blower | 4TTR5042E1 |  | 4CXCC037CC3 | 12.5 | 15 | Yes | Yes | 2011-01-21 |  | 1
FALSE | 4TTR6042B1 | 3680 | 3435378 | TRANE | 4TTR5042E1 | AC | Split System: Air-Cooled Condensing Unit, Coil with Blower | 4TTR5042E1 |  | 4CXCC037CC3 | 12.5 | 14.5 | Yes | Yes | 2011-01-21 |  | 0
FALSE | 4TTR6042B1 | 3680 | 3435380 | TRANE | 4TTR5042E1 | AC | Split System: Air-Cooled Condensing Unit, Coil with Blower | 4TTR5042E1 |  | 4CXCC037CC3 | 12.5 | 15 | Yes | Yes | 2011-01-21 |  | 1
FALSE | 4TTR6042B1 | 3680 | 3435381 | TRANE | 4TTR5042E1 | AC | Split System: Air-Cooled Condensing Unit, Coil with Blower | 4TTR5042E1 |  | 4CXCC037CC3 | 12 | 14.5 | Yes | Yes | 2011-01-21 |  | 0
FALSE | 4TTR6042B1 | 3680 | 3435383 | TRANE | 4TTR5042E1 | AC | Split System: Air-Cooled Condensing Unit, Coil with Blower | 4TTR5042E1 |  | 4CXCC037CC3 | 12.5 | 15 | Yes | Yes | 2011-01-21 |  | 1
FALSE | 4TTR6042B1 | 3680 | 3435386 | TRANE | 4TTR5042E1 | AC | Split System: Air-Cooled Condensing Unit, Coil with Blower | 4TTR5042E1 |  | 4CXCC037CC3 | 12.5 | 15 | Yes | Yes | 2011-01-21 |  | 1
FALSE | 4TTR6042B1 | 3680 | 3435396 | TRANE | 4TTR5042E1 | AC | Split System: Air-Cooled Condensing Unit, Coil with Blower | 4TTR5042E1 |  | 4CXCC043CC3 | 12 | 14.5 | Yes | Yes | 2011-01-21 |  | 0
FALSE | 4TTR6042B1 | 3680 | 3435401 | TRANE | 4TTR5042E1 | AC | Split System: Air-Cooled Condensing Unit, Coil with Blower | 4TTR5042E1 |  | 4CXCC043CC3 | 12 | 14.5 | Yes | Yes | 2011-01-21 |  | 0
FALSE | 4TTR6042B1 | 3680 | 3435404 | TRANE | 4TTR5042E1 | AC | Split System: Air-Cooled Condensing Unit, Coil with Blower | 4TTR5042E1 |  | 4CXCC043CC3 | 12 | 14.5 | Yes | Yes | 2011-01-21 |  | 0
FALSE | 4TTR6042B1 | 3680 | 3435405 | TRANE | 4TTR5042E1 | AC | Split System: Air-Cooled Condensing Unit, Coil with Blower | 4TTR5042E1 |  | 4CXCC043CC3 | 12.5 | 14.5 | Yes | Yes | 2011-01-21 |  | 0
FALSE | 4TTR6042B1 | 3680 | 3435406 | TRANE | 4TTR5042E1 | AC | Split System: Air-Cooled Condensing Unit, Coil with Blower | 4TTR5042E1 |  | 4CXCC043CC3 | 12.5 | 15 | Yes | Yes | 2011-01-21 |  | 1
FALSE | 4TTR6042B1 | 3680 | 3435410 | TRANE | 4TTR5042E1 | AC | Split System: Air-Cooled Condensing Unit, Coil with Blower | 4TTR5042E1 |  | 4CXCC043CC3 | 12 | 14.5 | Yes | Yes | 2011-01-21 |  | 0
FALSE | 4TTR6042B1 | 3680 | 3435414 | TRANE | 4TTR5042E1 | AC | Split System: Air-Cooled Condensing Unit, Coil with Blower | 4TTR5042E1 |  | 4CXCC043CC3 | 12.5 | 15 | Yes | Yes | 2011-01-21 |  | 1
FALSE | 4TTR6042B1 | 3680 | 3435417 | TRANE | 4TTR5042E1 | AC | Split System: Air-Cooled Condensing Unit, Coil with Blower | 4TTR5042E1 |  | 4CXCC043CC3 | 12.5 | 15 | Yes | Yes | 2011-01-21 |  | 1
FALSE | 4TTR6042B1 | 3680 | 3435419 | TRANE | 4TTR5042E1 | AC | Split System: Air-Cooled Condensing Unit, Coil with Blower | 4TTR5042E1 |  | 4CXCC043CC3 | 12.5 | 15 | Yes | Yes | 2011-01-21 |  | 1
FALSE | 4TTR6042B1 | 3680 | 3435424 | TRANE | 4TTR5042E1 | AC | Split System: Air-Cooled Condensing Unit, Coil with Blower | 4TTR5042E1 |  | 4CXCC049CC3 | 12.5 | 15 | Yes | Yes | 2011-01-21 |  | 1
FALSE | 4TTR6042B1 | 3680 | 3435479 | TRANE | 4TTR5042E1 | AC | Split System: Air-Cooled Condensing Unit, Coil with Blower | 4TTR5042E1 |  | 4TEE3F65B1 | 13 | 16 | Yes | Yes | 2011-01-21 |  | 2
FALSE | 4TTR6042B1 | 3680 | 3435506 | TRANE | 4TTR5042E1 | AC | Split System: Air-Cooled Condensing Unit, Coil with Blower | 4TTR5042E1 |  | 4TXAB036BC3 | 12 | 14.5 | Yes | Yes | 2011-01-21 |  | 0
FALSE | 4TTR6042B1 | 3680 | 3435507 | TRANE | 4TTR5042E1 | AC | Split System: Air-Cooled Condensing Unit, Coil with Blower | 4TTR5042E1 |  | 4TXAB036BC3 | 12 | 14.5 | Yes | Yes | 2011-01-21 |  | 0
FALSE | 4TTR6042B1 | 3680 | 3435510 | TRANE | 4TTR5042E1 | AC | Split System: Air-Cooled Condensing Unit, Coil with Blower | 4TTR5042E1 |  | 4TXAB036BC3 | 12.5 | 15 | Yes | Yes | 2011-01-21 |  | 1
FALSE | 4TTR6042B1 | 3680 | 3435512 | TRANE | 4TTR5042E1 | AC | Split System: Air-Cooled Condensing Unit, Coil with Blower | 4TTR5042E1 |  | 4TXAB036BC3 | 13 | 15 | Yes | Yes | 2011-01-21 |  | 1
FALSE | 4TTR6042B1 | 3680 | 3435521 | TRANE | 4TTR5042E1 | AC | Split System: Air-Cooled Condensing Unit, Coil with Blower | 4TTR5042E1 |  | 4TXAB036BC3 | 12 | 14.5 | Yes | Yes | 2011-01-21 |  | 0
FALSE | 4TTR6042B1 | 3680 | 3435522 | TRANE | 4TTR5042E1 | AC | Split System: Air-Cooled Condensing Unit, Coil with Blower | 4TTR5042E1 |  | 4TXAB036BC3 | 12 | 14.5 | Yes | Yes | 2011-01-21 |  | 0
FALSE | 4TTR6042B1 | 3680 | 3435524 | TRANE | 4TTR5042E1 | AC | Split System: Air-Cooled Condensing Unit, Coil with Blower | 4TTR5042E1 |  | 4TXAB036BC3 | 12 | 14.5 | Yes | Yes | 2011-01-21 |  | 0
FALSE | 4TTR6042B1 | 3680 | 3435533 | TRANE | 4TTR5042E1 | AC | Split System: Air-Cooled Condensing Unit, Coil with Blower | 4TTR5042E1 |  | 4TXAB042BC3 | 12 | 14.5 | Yes | Yes | 2011-01-21 |  | 0
FALSE | 4TTR6042B1 | 3680 | 3435537 | TRANE | 4TTR5042E1 | AC | Split System: Air-Cooled Condensing Unit, Coil with Blower | 4TTR5042E1 |  | 4TXAB042BC3 | 12 | 14.5 | Yes | Yes | 2011-01-21 |  | 0
FALSE | 4TTR6042B1 | 3680 | 3435541 | TRANE | 4TTR5042E1 | AC | Split System: Air-Cooled Condensing Unit, Coil with Blower | 4TTR5042E1 |  | 4TXAB042BC3 | 12 | 14.5 | Yes | Yes | 2011-01-21 |  | 0
FALSE | 4TTR6042B1 | 3680 | 3435543 | TRANE | 4TTR5042E1 | AC | Split System: Air-Cooled Condensing Unit, Coil with Blower | 4TTR5042E1 |  | 4TXAB042BC3 | 12 | 14.5 | Yes | Yes | 2011-01-21 |  | 0
FALSE | 4TTR6042B1 | 3680 | 3435545 | TRANE | 4TTR5042E1 | AC | Split System: Air-Cooled Condensing Unit, Coil with Blower | 4TTR5042E1 |  | 4TXAB042BC3 | 13 | 15 | Yes | Yes | 2011-01-21 |  | 1
FALSE | 4TTR6042B1 | 3680 | 3435547 | TRANE | 4TTR5042E1 | AC | Split System: Air-Cooled Condensing Unit, Coil with Blower | 4TTR5042E1 |  | 4TXAB042BC3 | 12.5 | 15 | Yes | Yes | 2011-01-21 |  | 1
FALSE | 4TTR6042B1 | 3680 | 3435551 | TRANE | 4TTR5042E1 | AC | Split System: Air-Cooled Condensing Unit, Coil with Blower | 4TTR5042E1 |  | 4TXAB042BC3 | 12 | 14.5 | Yes | Yes | 2011-01-21 |  | 0
FALSE | 4TTR6042B1 | 3680 | 3435556 | TRANE | 4TTR5042E1 | AC | Split System: Air-Cooled Condensing Unit, Coil with Blower | 4TTR5042E1 |  | 4TXAB048BC3 | 12.5 | 14.5 | Yes | Yes | 2011-01-21 |  | 0
FALSE | 4TTR6042B1 | 3680 | 3435559 | TRANE | 4TTR5042E1 | AC | Split System: Air-Cooled Condensing Unit, Coil with Blower | 4TTR5042E1 |  | 4TXAB048BC3 | 13 | 15.5 | Yes | Yes | 2011-01-21 |  | 1
FALSE | 4TTR6042B1 | 3680 | 3435562 | TRANE | 4TTR5042E1 | AC | Split System: Air-Cooled Condensing Unit, Coil with Blower | 4TTR5042E1 |  | 4TXAB048BC3 | 12.5 | 14.5 | Yes | Yes | 2011-01-21 |  | 0
FALSE | 4TTR6042B1 | 3680 | 3435563 | TRANE | 4TTR5042E1 | AC | Split System: Air-Cooled Condensing Unit, Coil with Blower | 4TTR5042E1 |  | 4TXAB048BC3 | 12.5 | 15 | Yes | Yes | 2011-01-21 |  | 1
FALSE | 4TTR6042B1 | 3680 | 3435568 | TRANE | 4TTR5042E1 | AC | Split System: Air-Cooled Condensing Unit, Coil with Blower | 4TTR5042E1 |  | 4TXAB048BC3 | 12 | 14.5 | Yes | Yes | 2011-01-21 |  | 0
FALSE | 4TTR6042B1 | 3680 | 3435654 | TRANE | 4TTR5042E1 | AC | Split System: Air-Cooled Condensing Unit, Coil with Blower | 4TTR5042E1 |  | 4TXAC043BC3 | 12.5 | 15 | Yes | Yes | 2011-01-21 |  | 1
FALSE | 4TTR6042B1 | 3680 | 3435659 | TRANE | 4TTR5042E1 | AC | Split System: Air-Cooled Condensing Unit, Coil with Blower | 4TTR5042E1 |  | 4TXAC043BC3 | 12.5 | 15 | Yes | Yes | 2011-01-21 |  | 1
FALSE | 4TTR6042B1 | 3680 | 3435661 | TRANE | 4TTR5042E1 | AC | Split System: Air-Cooled Condensing Unit, Coil with Blower | 4TTR5042E1 |  | 4TXAC043BC3 | 12 | 14.5 | Yes | Yes | 2011-01-21 |  | 0
FALSE | 4TTR6042B1 | 3680 | 3435663 | TRANE | 4TTR5042E1 | AC | Split System: Air-Cooled Condensing Unit, Coil with Blower | 4TTR5042E1 |  | 4TXAC043BC3 | 12 | 14.5 | Yes | Yes | 2011-01-21 |  | 0
FALSE | 4TTR6042B1 | 3680 | 3435664 | TRANE | 4TTR5042E1 | AC | Split System: Air-Cooled Condensing Unit, Coil with Blower | 4TTR5042E1 |  | 4TXAC043BC3 | 12 | 14.5 | Yes | Yes | 2011-01-21 |  | 0
FALSE | 4TTR6042B1 | 3680 | 3435665 | TRANE | 4TTR5042E1 | AC | Split System: Air-Cooled Condensing Unit, Coil with Blower | 4TTR5042E1 |  | 4TXAC043BC3 | 12.5 | 15 | Yes | Yes | 2011-01-21 |  | 1
FALSE | 4TTR6042B1 | 3680 | 3435666 | TRANE | 4TTR5042E1 | AC | Split System: Air-Cooled Condensing Unit, Coil with Blower | 4TTR5042E1 |  | 4TXAC043BC3 | 12.5 | 15 | Yes | Yes | 2011-01-21 |  | 1
FALSE | 4TTR6042B1 | 3680 | 3435667 | TRANE | 4TTR5042E1 | AC | Split System: Air-Cooled Condensing Unit, Coil with Blower | 4TTR5042E1 |  | 4TXAC043BC3 | 12.5 | 15 | Yes | Yes | 2011-01-21 |  | 1
FALSE | 4TTR6042B1 | 3680 | 3435671 | TRANE | 4TTR5042E1 | AC | Split System: Air-Cooled Condensing Unit, Coil with Blower | 4TTR5042E1 |  | 4TXAC043BC3 | 12.5 | 14.5 | Yes | Yes | 2011-01-21 |  | 0
FALSE | 4TTR6042B1 | 3680 | 3435675 | TRANE | 4TTR5042E1 | AC | Split System: Air-Cooled Condensing Unit, Coil with Blower | 4TTR5042E1 |  | 4TXAC043BC3 | 12 | 14.5 | Yes | Yes | 2011-01-21 |  | 0
FALSE | 4TTR6042B1 | 3680 | 3435676 | TRANE | 4TTR5042E1 | AC | Split System: Air-Cooled Condensing Unit, Coil with Blower | 4TTR5042E1 |  | 4TXAC043BC3 | 13 | 15 | Yes | Yes | 2011-01-21 |  | 1
FALSE | 4TTR6042B1 | 3680 | 3435685 | TRANE | 4TTR5042E1 | AC | Split System: Air-Cooled Condensing Unit, Coil with Blower | 4TTR5042E1 |  | 4TXAC044BC3 | 12.5 | 15 | Yes | Yes | 2011-01-21 |  | 1
FALSE | 4TTR6042B1 | 3680 | 3435686 | TRANE | 4TTR5042E1 | AC | Split System: Air-Cooled Condensing Unit, Coil with Blower | 4TTR5042E1 |  | 4TXAC044BC3 | 13 | 15 | Yes | Yes | 2011-01-21 |  | 1
FALSE | 4TTR6042B1 | 3680 | 3435687 | TRANE | 4TTR5042E1 | AC | Split System: Air-Cooled Condensing Unit, Coil with Blower | 4TTR5042E1 |  | 4TXAC044BC3 | 12.5 | 15 | Yes | Yes | 2011-01-21 |  | 1
FALSE | 4TTR6042B1 | 3680 | 3435688 | TRANE | 4TTR5042E1 | AC | Split System: Air-Cooled Condensing Unit, Coil with Blower | 4TTR5042E1 |  | 4TXAC044BC3 | 13 | 16 | Yes | Yes | 2011-01-21 |  | 2
FALSE | 4TTR6042B1 | 3680 | 3435689 | TRANE | 4TTR5042E1 | AC | Split System: Air-Cooled Condensing Unit, Coil with Blower | 4TTR5042E1 |  | 4TXAC044BC3 | 13 | 16 | Yes | Yes | 2011-01-21 |  | 2
FALSE | 4TTR6042B1 | 3680 | 3435690 | TRANE | 4TTR5042E1 | AC | Split System: Air-Cooled Condensing Unit, Coil with Blower | 4TTR5042E1 |  | 4TXAC044BC3 | 12.5 | 14.5 | Yes | Yes | 2011-01-21 |  | 0
FALSE | 4TTR6042B1 | 3680 | 3435693 | TRANE | 4TTR5042E1 | AC | Split System: Air-Cooled Condensing Unit, Coil with Blower | 4TTR5042E1 |  | 4TXAC044BC3 | 12.5 | 15 | Yes | Yes | 2011-01-21 |  | 1
FALSE | 4TTR6042B1 | 3680 | 3435699 | TRANE | 4TTR5042E1 | AC | Split System: Air-Cooled Condensing Unit, Coil with Blower | 4TTR5042E1 |  | 4TXAC044BC3 | 13 | 15.5 | Yes | Yes | 2011-01-21 |  | 1
FALSE | 4TTR6042B1 | 3680 | 3435700 | TRANE | 4TTR5042E1 | AC | Split System: Air-Cooled Condensing Unit, Coil with Blower | 4TTR5042E1 |  | 4TXAC044BC3 | 12.5 | 15 | Yes | Yes | 2011-01-21 |  | 1
FALSE | 4TTR6042B1 | 3680 | 3435749 | TRANE | 4TTR5042E1 | AC | Split System: Air-Cooled Condensing Unit, Coil with Blower | 4TTR5042E1 |  | 4TXAC049BC3 | 13 | 15 | Yes | Yes | 2011-01-21 |  | 1
FALSE | 4TTR6042B1 | 3680 | 3435788 | TRANE | 4TTR5042E1 | AC | Split System: Air-Cooled Condensing Unit, Coil with Blower | 4TTR5042E1 |  | 4TXAD050BC3 | 12.5 | 15 | Yes | Yes | 2011-01-21 |  | 1
FALSE | 4TTR6042B1 | 3680 | 3435789 | TRANE | 4TTR5042E1 | AC | Split System: Air-Cooled Condensing Unit, Coil with Blower | 4TTR5042E1 |  | 4TXAD050BC3 | 13 | 16 | Yes | Yes | 2011-01-21 |  | 2
FALSE | 4TTR6042B1 | 3680 | 3435790 | TRANE | 4TTR5042E1 | AC | Split System: Air-Cooled Condensing Unit, Coil with Blower | 4TTR5042E1 |  | 4TXAD050BC3 | 12.5 | 15 | Yes | Yes | 2011-01-21 |  | 1
FALSE | 4TTR6042B1 | 3680 | 3435791 | TRANE | 4TTR5042E1 | AC | Split System: Air-Cooled Condensing Unit, Coil with Blower | 4TTR5042E1 |  | 4TXAD050BC3 | 12.5 | 15 | Yes | Yes | 2011-01-21 |  | 1
FALSE | 4TTR6042B1 | 3680 | 3435792 | TRANE | 4TTR5042E1 | AC | Split System: Air-Cooled Condensing Unit, Coil with Blower | 4TTR5042E1 |  | 4TXAD050BC3 | 13 | 16 | Yes | Yes | 2011-01-21 |  | 2
FALSE | 4TTR6042B1 | 3680 | 3435793 | TRANE | 4TTR5042E1 | AC | Split System: Air-Cooled Condensing Unit, Coil with Blower | 4TTR5042E1 |  | 4TXAD050BC3 | 13 | 15.5 | Yes | Yes | 2011-01-21 |  | 1
FALSE | 4TTR6042B1 | 3680 | 3435798 | TRANE | 4TTR5042E1 | AC | Split System: Air-Cooled Condensing Unit, Coil with Blower | 4TTR5042E1 |  | 4TXAD050BC3 | 12.5 | 15 | Yes | Yes | 2011-01-21 |  | 1
FALSE | 4TTR6042B1 | 3680 | 3435799 | TRANE | 4TTR5042E1 | AC | Split System: Air-Cooled Condensing Unit, Coil with Blower | 4TTR5042E1 |  | 4TXAD050BC3 | 13 | 16 | Yes | Yes | 2011-01-21 |  | 2
FALSE | 4TTR6042B1 | 3680 | 3435800 | TRANE | 4TTR5042E1 | AC | Split System: Air-Cooled Condensing Unit, Coil with Blower | 4TTR5042E1 |  | 4TXAD050BC3 | 12.5 | 15 | Yes | Yes | 2011-01-21 |  | 1
FALSE | 4TTR6042B1 | 3680 | 3435801 | TRANE | 4TTR5042E1 | AC | Split System: Air-Cooled Condensing Unit, Coil with Blower | 4TTR5042E1 |  | 4TXAD050BC3 | 12.5 | 14.5 | Yes | Yes | 2011-01-21 |  | 0
FALSE | 4TTR6042B1 | 3680 | 3435804 | TRANE | 4TTR5042E1 | AC | Split System: Air-Cooled Condensing Unit, Coil with Blower | 4TTR5042E1 |  | 4TXAD050BC3 | 13 | 15.5 | Yes | Yes | 2011-01-21 |  | 1
FALSE | 4TTR6042B1 | 3680 | 3435805 | TRANE | 4TTR5042E1 | AC | Split System: Air-Cooled Condensing Unit, Coil with Blower | 4TTR5042E1 |  | 4TXAD050BC3 | 13 | 15.5 | Yes | Yes | 2011-01-21 |  | 1
FALSE | 4TTR6042B1 | 3680 | 3435806 | TRANE | 4TTR5042E1 | AC | Split System: Air-Cooled Condensing Unit, Coil with Blower | 4TTR5042E1 |  | 4TXAD050BC3 | 12.5 | 15 | Yes | Yes | 2011-01-21 |  | 1
FALSE | 4TTR6042B1 | 3680 | 3435809 | TRANE | 4TTR5042E1 | AC | Split System: Air-Cooled Condensing Unit, Coil with Blower | 4TTR5042E1 |  | 4TXAD050BC3 | 13 | 16 | Yes | Yes | 2011-01-21 |  | 2
FALSE | 4TTR6042B1 | 3680 | 3435833 | TRANE | 4TTR5042E1 | AC | Split System: Air-Cooled Condensing Unit, Coil with Blower | 4TTR5042E1 |  | 4TXCB036BC3 | 13 | 15 | Yes | Yes | 2011-01-21 |  | 1
FALSE | 4TTR6042B1 | 3680 | 3435835 | TRANE | 4TTR5042E1 | AC | Split System: Air-Cooled Condensing Unit, Coil with Blower | 4TTR5042E1 |  | 4TXCB036BC3 | 12.5 | 15 | Yes | Yes | 2011-01-21 |  | 1
FALSE | 4TTR6042B1 | 3680 | 3435840 | TRANE | 4TTR5042E1 | AC | Split System: Air-Cooled Condensing Unit, Coil with Blower | 4TTR5042E1 |  | 4TXCB036BC3 | 12 | 14.5 | Yes | Yes | 2011-01-21 |  | 0
FALSE | 4TTR6042B1 | 3680 | 3435842 | TRANE | 4TTR5042E1 | AC | Split System: Air-Cooled Condensing Unit, Coil with Blower | 4TTR5042E1 |  | 4TXCB036BC3 | 12 | 14.5 | Yes | Yes | 2011-01-21 |  | 0
FALSE | 4TTR6042B1 | 3680 | 3435843 | TRANE | 4TTR5042E1 | AC | Split System: Air-Cooled Condensing Unit, Coil with Blower | 4TTR5042E1 |  | 4TXCB036BC3 | 12 | 14.5 | Yes | Yes | 2011-01-21 |  | 0
FALSE | 4TTR6042B1 | 3680 | 3435948 | TRANE | 4TTR5042E1 | AC | Split System: Air-Cooled Condensing Unit, Coil with Blower | 4TTR5042E1 |  | 4TXCC037BC3 | 12.5 | 15 | Yes | Yes | 2011-01-21 |  | 1
FALSE | 4TTR6042B1 | 3680 | 3435949 | TRANE | 4TTR5042E1 | AC | Split System: Air-Cooled Condensing Unit, Coil with Blower | 4TTR5042E1 |  | 4TXCC037BC3 | 12.5 | 14.5 | Yes | Yes | 2011-01-21 |  | 0
FALSE | 4TTR6042B1 | 3680 | 3435960 | TRANE | 4TTR5042E1 | AC | Split System: Air-Cooled Condensing Unit, Coil with Blower | 4TTR5042E1 |  | 4TXCC037BC3 | 12 | 14.5 | Yes | Yes | 2011-01-21 |  | 0
FALSE | 4TTR6042B1 | 3680 | 3435961 | TRANE | 4TTR5042E1 | AC | Split System: Air-Cooled Condensing Unit, Coil with Blower | 4TTR5042E1 |  | 4TXCC037BC3 | 12 | 14.5 | Yes | Yes | 2011-01-21 |  | 0
FALSE | 4TTR6042B1 | 3680 | 3435963 | TRANE | 4TTR5042E1 | AC | Split System: Air-Cooled Condensing Unit, Coil with Blower | 4TTR5042E1 |  | 4TXCC037BC3 | 12 | 14.5 | Yes | Yes | 2011-01-21 |  | 0
FALSE | 4TTR6042B1 | 3680 | 3435967 | TRANE | 4TTR5042E1 | AC | Split System: Air-Cooled Condensing Unit, Coil with Blower | 4TTR5042E1 |  | 4TXCC037BC3 | 12.5 | 15 | Yes | Yes | 2011-01-21 |  | 1
FALSE | 4TTR6042B1 | 3680 | 3435968 | TRANE | 4TTR5042E1 | AC | Split System: Air-Cooled Condensing Unit, Coil with Blower | 4TTR5042E1 |  | 4TXCC037BC3 | 12.5 | 15 | Yes | Yes | 2011-01-21 |  | 1
FALSE | 4TTR6042B1 | 3680 | 3435969 | TRANE | 4TTR5042E1 | AC | Split System: Air-Cooled Condensing Unit, Coil with Blower | 4TTR5042E1 |  | 4TXCC037BC3 | 12 | 14.5 | Yes | Yes | 2011-01-21 |  | 0
FALSE | 4TTR6042B1 | 3680 | 3435970 | TRANE | 4TTR5042E1 | AC | Split System: Air-Cooled Condensing Unit, Coil with Blower | 4TTR5042E1 |  | 4TXCC037BC3 | 13 | 15 | Yes | Yes | 2011-01-21 |  | 1
FALSE | 4TTR6042B1 | 3680 | 3435971 | TRANE | 4TTR5042E1 | AC | Split System: Air-Cooled Condensing Unit, Coil with Blower | 4TTR5042E1 |  | 4TXCC037BC3 | 12 | 14.5 | Yes | Yes | 2011-01-21 |  | 0
FALSE | 4TTR6042B1 | 3680 | 3435972 | TRANE | 4TTR5042E1 | AC | Split System: Air-Cooled Condensing Unit, Coil with Blower | 4TTR5042E1 |  | 4TXCC037BC3 | 12 | 14.5 | Yes | Yes | 2011-01-21 |  | 0
FALSE | 4TTR6042B1 | 3680 | 3435973 | TRANE | 4TTR5042E1 | AC | Split System: Air-Cooled Condensing Unit, Coil with Blower | 4TTR5042E1 |  | 4TXCC037BC3 | 13 | 15.5 | Yes | Yes | 2011-01-21 |  | 1
FALSE | 4TTR6042B1 | 3680 | 3435974 | TRANE | 4TTR5042E1 | AC | Split System: Air-Cooled Condensing Unit, Coil with Blower | 4TTR5042E1 |  | 4TXCC037BC3 | 12.5 | 14.5 | Yes | Yes | 2011-01-21 |  | 0
FALSE | 4TTR6042B1 | 3680 | 3435981 | TRANE | 4TTR5042E1 | AC | Split System: Air-Cooled Condensing Unit, Coil with Blower | 4TTR5042E1 |  | 4TXCC043BC3 | 12.5 | 14.5 | Yes | Yes | 2011-01-21 |  | 0
FALSE | 4TTR6042B1 | 3680 | 3435986 | TRANE | 4TTR5042E1 | AC | Split System: Air-Cooled Condensing Unit, Coil with Blower | 4TTR5042E1 |  | 4TXCC043BC3 | 12.5 | 15 | Yes | Yes | 2011-01-21 |  | 1
FALSE | 4TTR6042B1 | 3680 | 3435987 | TRANE | 4TTR5042E1 | AC | Split System: Air-Cooled Condensing Unit, Coil with Blower | 4TTR5042E1 |  | 4TXCC043BC3 | 13 | 15 | Yes | Yes | 2011-01-21 |  | 1
FALSE | 4TTR6042B1 | 3680 | 3435989 | TRANE | 4TTR5042E1 | AC | Split System: Air-Cooled Condensing Unit, Coil with Blower | 4TTR5042E1 |  | 4TXCC043BC3 | 12 | 14.5 | Yes | Yes | 2011-01-21 |  | 0
FALSE | 4TTR6042B1 | 3680 | 3435990 | TRANE | 4TTR5042E1 | AC | Split System: Air-Cooled Condensing Unit, Coil with Blower | 4TTR5042E1 |  | 4TXCC043BC3 | 12 | 14.5 | Yes | Yes | 2011-01-21 |  | 0
FALSE | 4TTR6042B1 | 3680 | 3435991 | TRANE | 4TTR5042E1 | AC | Split System: Air-Cooled Condensing Unit, Coil with Blower | 4TTR5042E1 |  | 4TXCC043BC3 | 13 | 15.5 | Yes | Yes | 2011-01-21 |  | 1
FALSE | 4TTR6042B1 | 3680 | 3435992 | TRANE | 4TTR5042E1 | AC | Split System: Air-Cooled Condensing Unit, Coil with Blower | 4TTR5042E1 |  | 4TXCC043BC3 | 12.5 | 14.5 | Yes | Yes | 2011-01-21 |  | 0
FALSE | 4TTR6042B1 | 3680 | 3436038 | TRANE | 4TTR5042E1 | AC | Split System: Air-Cooled Condensing Unit, Coil with Blower | 4TTR5042E1 |  | 4TXCC044BC3 | 12.5 | 15 | Yes | Yes | 2011-01-21 |  | 1
FALSE | 4TTR6042B1 | 3680 | 3436045 | TRANE | 4TTR5042E1 | AC | Split System: Air-Cooled Condensing Unit, Coil with Blower | 4TTR5042E1 |  | 4TXCC044BC3 | 12.5 | 15 | Yes | Yes | 2011-01-21 |  | 1
FALSE | 4TTR6042B1 | 3680 | 3436047 | TRANE | 4TTR5042E1 | AC | Split System: Air-Cooled Condensing Unit, Coil with Blower | 4TTR5042E1 |  | 4TXCC049BC3 | 13 | 15.5 | Yes | Yes | 2011-01-21 |  | 1
FALSE | 4TTR6042B1 | 3680 | 3436048 | TRANE | 4TTR5042E1 | AC | Split System: Air-Cooled Condensing Unit, Coil with Blower | 4TTR5042E1 |  | 4TXCC049BC3 | 12.5 | 15 | Yes | Yes | 2011-01-21 |  | 1
FALSE | 4TTR6042B1 | 3680 | 3436049 | TRANE | 4TTR5042E1 | AC | Split System: Air-Cooled Condensing Unit, Coil with Blower | 4TTR5042E1 |  | 4TXCC049BC3 | 12.5 | 14.5 | Yes | Yes | 2011-01-21 |  | 0
FALSE | 4TTR6042B1 | 3680 | 3436050 | TRANE | 4TTR5042E1 | AC | Split System: Air-Cooled Condensing Unit, Coil with Blower | 4TTR5042E1 |  | 4TXCC049BC3 | 12.5 | 15 | Yes | Yes | 2011-01-21 |  | 1
FALSE | 4TTR6042B1 | 3680 | 3436053 | TRANE | 4TTR5042E1 | AC | Split System: Air-Cooled Condensing Unit, Coil with Blower | 4TTR5042E1 |  | 4TXCC049BC3 | 13 | 15.5 | Yes | Yes | 2011-01-21 |  | 1
FALSE | 4TTR6042B1 | 3680 | 3436055 | TRANE | 4TTR5042E1 | AC | Split System: Air-Cooled Condensing Unit, Coil with Blower | 4TTR5042E1 |  | 4TXCC049BC3 | 12.5 | 14.5 | Yes | Yes | 2011-01-21 |  | 0
FALSE | 4TTR6042B1 | 3680 | 3436056 | TRANE | 4TTR5042E1 | AC | Split System: Air-Cooled Condensing Unit, Coil with Blower | 4TTR5042E1 |  | 4TXCC049BC3 | 12.5 | 15 | Yes | Yes | 2011-01-21 |  | 1
FALSE | 4TTR6042B1 | 3680 | 3436057 | TRANE | 4TTR5042E1 | AC | Split System: Air-Cooled Condensing Unit, Coil with Blower | 4TTR5042E1 |  | 4TXCC049BC3 | 12 | 14.5 | Yes | Yes | 2011-01-21 |  | 0
FALSE | 4TTR6042B1 | 3680 | 3436058 | TRANE | 4TTR5042E1 | AC | Split System: Air-Cooled Condensing Unit, Coil with Blower | 4TTR5042E1 |  | 4TXCC049BC3 | 12.5 | 14.5 | Yes | Yes | 2011-01-21 |  | 0
FALSE | 4TTR6042B1 | 3680 | 3436059 | TRANE | 4TTR5042E1 | AC | Split System: Air-Cooled Condensing Unit, Coil with Blower | 4TTR5042E1 |  | 4TXCC049BC3 | 13 | 16 | Yes | Yes | 2011-01-21 |  | 2
FALSE | 4TTR6042B1 | 3680 | 3436060 | TRANE | 4TTR5042E1 | AC | Split System: Air-Cooled Condensing Unit, Coil with Blower | 4TTR5042E1 |  | 4TXCC049BC3 | 12.5 | 15 | Yes | Yes | 2011-01-21 |  | 1
FALSE | 4TTR6042B1 | 3680 | 3436061 | TRANE | 4TTR5042E1 | AC | Split System: Air-Cooled Condensing Unit, Coil with Blower | 4TTR5042E1 |  | 4TXCC049BC3 | 13 | 15.5 | Yes | Yes | 2011-01-21 |  | 1
FALSE | 4TTR6042B1 | 3680 | 3436063 | TRANE | 4TTR5042E1 | AC | Split System: Air-Cooled Condensing Unit, Coil with Blower | 4TTR5042E1 |  | 4TXCC049BC3 | 12.5 | 15 | Yes | Yes | 2011-01-21 |  | 1
FALSE | 4TTR6042B1 | 3680 | 3436071 | TRANE | 4TTR5042E1 | AC | Split System: Air-Cooled Condensing Unit, Coil with Blower | 4TTR5042E1 |  | 4TXCC049BC3 | 13 | 15.5 | Yes | Yes | 2011-01-21 |  | 1
FALSE | 4TTR6042B1 | 3680 | 3436078 | TRANE | 4TTR5042E1 | AC | Split System: Air-Cooled Condensing Unit, Coil with Blower | 4TTR5042E1 |  | 4TXCC049BC3 | 13 | 15 | Yes | Yes | 2011-01-21 |  | 1
FALSE | 4TTR6042B1 | 3680 | 3436079 | TRANE | 4TTR5042E1 | AC | Split System: Air-Cooled Condensing Unit, Coil with Blower | 4TTR5042E1 |  | 4TXCC049BC3 | 12.5 | 15 | Yes | Yes | 2011-01-21 |  | 1
FALSE | 4TTR6042B1 | 3680 | 3436116 | TRANE | 4TTR5042E1 | AC | Split System: Air-Cooled Condensing Unit, Coil with Blower | 4TTR5042E1 |  | 4TXCD009CC3 | 13 | 16 | Yes | Yes | 2011-01-21 |  | 2
FALSE | 4TTR6042B1 | 3680 | 3436117 | TRANE | 4TTR5042E1 | AC | Split System: Air-Cooled Condensing Unit, Coil with Blower | 4TTR5042E1 |  | 4TXCD009CC3 | 13 | 15 | Yes | Yes | 2011-01-21 |  | 1
FALSE | 4TTR6042B1 | 3680 | 3436118 | TRANE | 4TTR5042E1 | AC | Split System: Air-Cooled Condensing Unit, Coil with Blower | 4TTR5042E1 |  | 4TXCD009CC3 | 13 | 16 | Yes | Yes | 2011-01-21 |  | 2
FALSE | 4TTR6042B1 | 3680 | 3436282 | AMERICAN STANDARD, INC. | 4A7A5042E1 | AC | Split System: Air-Cooled Condensing Unit, Coil with Blower | 4TTR5042E1 |  | 4CXCC037CC3 | 12 | 14.5 | Yes | Yes | 2011-02-28 |  | 0
FALSE | 4TTR6042B1 | 3680 | 3436294 | AMERICAN STANDARD, INC. | 4A7A5042E1 | AC | Split System: Air-Cooled Condensing Unit, Coil with Blower | 4TTR5042E1 |  | 4CXCC037CC3 | 12.5 | 15 | Yes | Yes | 2011-02-28 |  | 1
FALSE | 4TTR6042B1 | 3680 | 3436301 | AMERICAN STANDARD, INC. | 4A7A5042E1 | AC | Split System: Air-Cooled Condensing Unit, Coil with Blower | 4TTR5042E1 |  | 4CXCC037CC3 | 12.5 | 14.5 | Yes | Yes | 2011-02-28 |  | 0
FALSE | 4TTR6042B1 | 3680 | 3436303 | AMERICAN STANDARD, INC. | 4A7A5042E1 | AC | Split System: Air-Cooled Condensing Unit, Coil with Blower | 4TTR5042E1 |  | 4CXCC037CC3 | 12.5 | 15 | Yes | Yes | 2011-02-28 |  | 1
FALSE | 4TTR6042B1 | 3680 | 3436304 | AMERICAN STANDARD, INC. | 4A7A5042E1 | AC | Split System: Air-Cooled Condensing Unit, Coil with Blower | 4TTR5042E1 |  | 4CXCC037CC3 | 12 | 14.5 | Yes | Yes | 2011-02-28 |  | 0
FALSE | 4TTR6042B1 | 3680 | 3436306 | AMERICAN STANDARD, INC. | 4A7A5042E1 | AC | Split System: Air-Cooled Condensing Unit, Coil with Blower | 4TTR5042E1 |  | 4CXCC037CC3 | 12.5 | 15 | Yes | Yes | 2011-02-28 |  | 1
FALSE | 4TTR6042B1 | 3680 | 3436309 | AMERICAN STANDARD, INC. | 4A7A5042E1 | AC | Split System: Air-Cooled Condensing Unit, Coil with Blower | 4TTR5042E1 |  | 4CXCC037CC3 | 12.5 | 15 | Yes | Yes | 2011-02-28 |  | 1
FALSE | 4TTR6042B1 | 3680 | 3436319 | AMERICAN STANDARD, INC. | 4A7A5042E1 | AC | Split System: Air-Cooled Condensing Unit, Coil with Blower | 4TTR5042E1 |  | 4CXCC043CC3 | 12 | 14.5 | Yes | Yes | 2011-02-28 |  | 0
FALSE | 4TTR6042B1 | 3680 | 3436324 | AMERICAN STANDARD, INC. | 4A7A5042E1 | AC | Split System: Air-Cooled Condensing Unit, Coil with Blower | 4TTR5042E1 |  | 4CXCC043CC3 | 12 | 14.5 | Yes | Yes | 2011-02-28 |  | 0
FALSE | 4TTR6042B1 | 3680 | 3436327 | AMERICAN STANDARD, INC. | 4A7A5042E1 | AC | Split System: Air-Cooled Condensing Unit, Coil with Blower | 4TTR5042E1 |  | 4CXCC043CC3 | 12 | 14.5 | Yes | Yes | 2011-02-28 |  | 0
FALSE | 4TTR6042B1 | 3680 | 3436328 | AMERICAN STANDARD, INC. | 4A7A5042E1 | AC | Split System: Air-Cooled Condensing Unit, Coil with Blower | 4TTR5042E1 |  | 4CXCC043CC3 | 12.5 | 14.5 | Yes | Yes | 2011-02-28 |  | 0
FALSE | 4TTR6042B1 | 3680 | 3436329 | AMERICAN STANDARD, INC. | 4A7A5042E1 | AC | Split System: Air-Cooled Condensing Unit, Coil with Blower | 4TTR5042E1 |  | 4CXCC043CC3 | 12.5 | 15 | Yes | Yes | 2011-02-28 |  | 1
FALSE | 4TTR6042B1 | 3680 | 3436333 | AMERICAN STANDARD, INC. | 4A7A5042E1 | AC | Split System: Air-Cooled Condensing Unit, Coil with Blower | 4TTR5042E1 |  | 4CXCC043CC3 | 12 | 14.5 | Yes | Yes | 2011-02-28 |  | 0
FALSE | 4TTR6042B1 | 3680 | 3436337 | AMERICAN STANDARD, INC. | 4A7A5042E1 | AC | Split System: Air-Cooled Condensing Unit, Coil with Blower | 4TTR5042E1 |  | 4CXCC043CC3 | 12.5 | 15 | Yes | Yes | 2011-02-28 |  | 1
FALSE | 4TTR6042B1 | 3680 | 3436340 | AMERICAN STANDARD, INC. | 4A7A5042E1 | AC | Split System: Air-Cooled Condensing Unit, Coil with Blower | 4TTR5042E1 |  | 4CXCC043CC3 | 12.5 | 15 | Yes | Yes | 2011-02-28 |  | 1
FALSE | 4TTR6042B1 | 3680 | 3436342 | AMERICAN STANDARD, INC. | 4A7A5042E1 | AC | Split System: Air-Cooled Condensing Unit, Coil with Blower | 4TTR5042E1 |  | 4CXCC043CC3 | 12.5 | 15 | Yes | Yes | 2011-02-28 |  | 1
FALSE | 4TTR6042B1 | 3680 | 3436347 | AMERICAN STANDARD, INC. | 4A7A5042E1 | AC | Split System: Air-Cooled Condensing Unit, Coil with Blower | 4TTR5042E1 |  | 4CXCC049CC3 | 12.5 | 15 | Yes | Yes | 2011-02-28 |  | 1
FALSE | 4TTR6042B1 | 3680 | 3436348 | AMERICAN STANDARD, INC. | 4A7A5042E1 | AC | Split System: Air-Cooled Condensing Unit, Coil with Blower | 4TTR5042E1 |  | 4CXCC049CC3 | 13 | 15.5 | Yes | Yes | 2011-02-28 |  | 1
FALSE | 4TTR6042B1 | 3680 | 3436571 | AMERICAN STANDARD, INC. | 4A7A5042E1 | AC | Split System: Air-Cooled Condensing Unit, Coil with Blower | 4TTR5042E1 |  | 4TXAC043BC3 | 12 | 14.5 | Yes | Yes | 2011-02-28 |  | 0
FALSE | 4TTR6042B1 | 3680 | 3436572 | AMERICAN STANDARD, INC. | 4A7A5042E1 | AC | Split System: Air-Cooled Condensing Unit, Coil with Blower | 4TTR5042E1 |  | 4TXAC043BC3 | 13 | 15.5 | Yes | Yes | 2011-02-28 |  | 1
FALSE | 4TTR6042B1 | 3680 | 3436577 | AMERICAN STANDARD, INC. | 4A7A5042E1 | AC | Split System: Air-Cooled Condensing Unit, Coil with Blower | 4TTR5042E1 |  | 4TXAC043BC3 | 12.5 | 15 | Yes | Yes | 2011-02-28 |  | 1
FALSE | 4TTR6042B1 | 3680 | 3436582 | AMERICAN STANDARD, INC. | 4A7A5042E1 | AC | Split System: Air-Cooled Condensing Unit, Coil with Blower | 4TTR5042E1 |  | 4TXAC043BC3 | 12.5 | 15 | Yes | Yes | 2011-02-28 |  | 1
FALSE | 4TTR6042B1 | 3680 | 3436584 | AMERICAN STANDARD, INC. | 4A7A5042E1 | AC | Split System: Air-Cooled Condensing Unit, Coil with Blower | 4TTR5042E1 |  | 4TXAC043BC3 | 12 | 14.5 | Yes | Yes | 2011-02-28 |  | 0
FALSE | 4TTR6042B1 | 3680 | 3436586 | AMERICAN STANDARD, INC. | 4A7A5042E1 | AC | Split System: Air-Cooled Condensing Unit, Coil with Blower | 4TTR5042E1 |  | 4TXAC043BC3 | 12 | 14.5 | Yes | Yes | 2011-02-28 |  | 0
FALSE | 4TTR6042B1 | 3680 | 3436587 | AMERICAN STANDARD, INC. | 4A7A5042E1 | AC | Split System: Air-Cooled Condensing Unit, Coil with Blower | 4TTR5042E1 |  | 4TXAC043BC3 | 12 | 14.5 | Yes | Yes | 2011-02-28 |  | 0
FALSE | 4TTR6042B1 | 3680 | 3436588 | AMERICAN STANDARD, INC. | 4A7A5042E1 | AC | Split System: Air-Cooled Condensing Unit, Coil with Blower | 4TTR5042E1 |  | 4TXAC043BC3 | 12.5 | 15 | Yes | Yes | 2011-02-28 |  | 1
FALSE | 4TTR6042B1 | 3680 | 3436589 | AMERICAN STANDARD, INC. | 4A7A5042E1 | AC | Split System: Air-Cooled Condensing Unit, Coil with Blower | 4TTR5042E1 |  | 4TXAC043BC3 | 12.5 | 15 | Yes | Yes | 2011-02-28 |  | 1
FALSE | 4TTR6042B1 | 3680 | 3436590 | AMERICAN STANDARD, INC. | 4A7A5042E1 | AC | Split System: Air-Cooled Condensing Unit, Coil with Blower | 4TTR5042E1 |  | 4TXAC043BC3 | 12.5 | 15 | Yes | Yes | 2011-02-28 |  | 1
FALSE | 4TTR6042B1 | 3680 | 3436594 | AMERICAN STANDARD, INC. | 4A7A5042E1 | AC | Split System: Air-Cooled Condensing Unit, Coil with Blower | 4TTR5042E1 |  | 4TXAC043BC3 | 12.5 | 14.5 | Yes | Yes | 2011-02-28 |  | 0
FALSE | 4TTR6042B1 | 3680 | 3436598 | AMERICAN STANDARD, INC. | 4A7A5042E1 | AC | Split System: Air-Cooled Condensing Unit, Coil with Blower | 4TTR5042E1 |  | 4TXAC043BC3 | 12 | 14.5 | Yes | Yes | 2011-02-28 |  | 0
FALSE | 4TTR6042B1 | 3680 | 3436599 | AMERICAN STANDARD, INC. | 4A7A5042E1 | AC | Split System: Air-Cooled Condensing Unit, Coil with Blower | 4TTR5042E1 |  | 4TXAC043BC3 | 13 | 15 | Yes | Yes | 2011-02-28 |  | 1
FALSE | 4TTR6042B1 | 3680 | 3436608 | AMERICAN STANDARD, INC. | 4A7A5042E1 | AC | Split System: Air-Cooled Condensing Unit, Coil with Blower | 4TTR5042E1 |  | 4TXAC044BC3 | 12.5 | 15 | Yes | Yes | 2011-02-28 |  | 1
FALSE | 4TTR6042B1 | 3680 | 3436609 | AMERICAN STANDARD, INC. | 4A7A5042E1 | AC | Split System: Air-Cooled Condensing Unit, Coil with Blower | 4TTR5042E1 |  | 4TXAC044BC3 | 13 | 15 | Yes | Yes | 2011-02-28 |  | 1
FALSE | 4TTR6042B1 | 3680 | 3436610 | AMERICAN STANDARD, INC. | 4A7A5042E1 | AC | Split System: Air-Cooled Condensing Unit, Coil with Blower | 4TTR5042E1 |  | 4TXAC044BC3 | 12.5 | 15 | Yes | Yes | 2011-02-28 |  | 1
FALSE | 4TTR6042B1 | 3680 | 3436611 | AMERICAN STANDARD, INC. | 4A7A5042E1 | AC | Split System: Air-Cooled Condensing Unit, Coil with Blower | 4TTR5042E1 |  | 4TXAC044BC3 | 13 | 16 | Yes | Yes | 2011-02-28 |  | 2
FALSE | 4TTR6042B1 | 3680 | 3436612 | AMERICAN STANDARD, INC. | 4A7A5042E1 | AC | Split System: Air-Cooled Condensing Unit, Coil with Blower | 4TTR5042E1 |  | 4TXAC044BC3 | 13 | 16 | Yes | Yes | 2011-02-28 |  | 2
FALSE | 4TTR6042B1 | 3680 | 3436822 | AMERICAN STANDARD, INC. | 4A7A5042E1 | AC | Split System: Air-Cooled Condensing Unit, Coil with Blower | 4TTR5042E1 |  | 4TXCB048BC3 | 12.5 | 15 | Yes | Yes | 2011-02-28 |  | 1
FALSE | 4TTR6042B1 | 3680 | 3436823 | AMERICAN STANDARD, INC. | 4A7A5042E1 | AC | Split System: Air-Cooled Condensing Unit, Coil with Blower | 4TTR5042E1 |  | 4TXCB048BC3 | 12.5 | 14.5 | Yes | Yes | 2011-02-28 |  | 0
FALSE | 4TTR6042B1 | 3680 | 3436826 | AMERICAN STANDARD, INC. | 4A7A5042E1 | AC | Split System: Air-Cooled Condensing Unit, Coil with Blower | 4TTR5042E1 |  | 4TXCC008CC3 | 13 | 15 | Yes | Yes | 2011-02-28 |  | 1
FALSE | 4TTR6042B1 | 3680 | 3436827 | AMERICAN STANDARD, INC. | 4A7A5042E1 | AC | Split System: Air-Cooled Condensing Unit, Coil with Blower | 4TTR5042E1 |  | 4TXCC008CC3 | 13 | 16 | Yes | Yes | 2011-02-28 |  | 2
FALSE | 4TTR6042B1 | 3680 | 3436828 | AMERICAN STANDARD, INC. | 4A7A5042E1 | AC | Split System: Air-Cooled Condensing Unit, Coil with Blower | 4TTR5042E1 |  | 4TXCC008CC3 | 13 | 15 | Yes | Yes | 2011-02-28 |  | 1
FALSE | 4TTR6042B1 | 3680 | 3436868 | AMERICAN STANDARD, INC. | 4A7A5042E1 | AC | Split System: Air-Cooled Condensing Unit, Coil with Blower | 4TTR5042E1 |  | 4TXCC037BC3 | 12.5 | 15 | Yes | Yes | 2011-02-28 |  | 1
FALSE | 4TTR6042B1 | 3680 | 3436870 | AMERICAN STANDARD, INC. | 4A7A5042E1 | AC | Split System: Air-Cooled Condensing Unit, Coil with Blower | 4TTR5042E1 |  | 4TXCC037BC3 | 12.5 | 15 | Yes | Yes | 2011-02-28 |  | 1
FALSE | 4TTR6042B1 | 3680 | 3436871 | AMERICAN STANDARD, INC. | 4A7A5042E1 | AC | Split System: Air-Cooled Condensing Unit, Coil with Blower | 4TTR5042E1 |  | 4TXCC037BC3 | 12.5 | 15 | Yes | Yes | 2011-02-28 |  | 1
FALSE | 4TTR6042B1 | 3680 | 3436872 | AMERICAN STANDARD, INC. | 4A7A5042E1 | AC | Split System: Air-Cooled Condensing Unit, Coil with Blower | 4TTR5042E1 |  | 4TXCC037BC3 | 12.5 | 14.5 | Yes | Yes | 2011-02-28 |  | 0
FALSE | 4TTR6042B1 | 3680 | 3436883 | AMERICAN STANDARD, INC. | 4A7A5042E1 | AC | Split System: Air-Cooled Condensing Unit, Coil with Blower | 4TTR5042E1 |  | 4TXCC037BC3 | 12 | 14.5 | Yes | Yes | 2011-02-28 |  | 0
FALSE | 4TTR6042B1 | 3680 | 3436884 | AMERICAN STANDARD, INC. | 4A7A5042E1 | AC | Split System: Air-Cooled Condensing Unit, Coil with Blower | 4TTR5042E1 |  | 4TXCC037BC3 | 12 | 14.5 | Yes | Yes | 2011-02-28 |  | 0
FALSE | 4TTR6042B1 | 3680 | 3436886 | AMERICAN STANDARD, INC. | 4A7A5042E1 | AC | Split System: Air-Cooled Condensing Unit, Coil with Blower | 4TTR5042E1 |  | 4TXCC037BC3 | 12 | 14.5 | Yes | Yes | 2011-02-28 |  | 0
FALSE | 4TTR6042B1 | 3680 | 3436890 | AMERICAN STANDARD, INC. | 4A7A5042E1 | AC | Split System: Air-Cooled Condensing Unit, Coil with Blower | 4TTR5042E1 |  | 4TXCC037BC3 | 12.5 | 15 | Yes | Yes | 2011-02-28 |  | 1
FALSE | 4TTR6042B1 | 3680 | 3436891 | AMERICAN STANDARD, INC. | 4A7A5042E1 | AC | Split System: Air-Cooled Condensing Unit, Coil with Blower | 4TTR5042E1 |  | 4TXCC037BC3 | 12.5 | 15 | Yes | Yes | 2011-02-28 |  | 1
FALSE | 4TTR6042B1 | 3680 | 3436892 | AMERICAN STANDARD, INC. | 4A7A5042E1 | AC | Split System: Air-Cooled Condensing Unit, Coil with Blower | 4TTR5042E1 |  | 4TXCC037BC3 | 12 | 14.5 | Yes | Yes | 2011-02-28 |  | 0
FALSE | 4TTR6042B1 | 3680 | 3436893 | AMERICAN STANDARD, INC. | 4A7A5042E1 | AC | Split System: Air-Cooled Condensing Unit, Coil with Blower | 4TTR5042E1 |  | 4TXCC037BC3 | 13 | 15 | Yes | Yes | 2011-02-28 |  | 1
FALSE | 4TTR6042B1 | 3680 | 3436894 | AMERICAN STANDARD, INC. | 4A7A5042E1 | AC | Split System: Air-Cooled Condensing Unit, Coil with Blower | 4TTR5042E1 |  | 4TXCC037BC3 | 12 | 14.5 | Yes | Yes | 2011-02-28 |  | 0
FALSE | 4TTR6042B1 | 3680 | 3436895 | AMERICAN STANDARD, INC. | 4A7A5042E1 | AC | Split System: Air-Cooled Condensing Unit, Coil with Blower | 4TTR5042E1 |  | 4TXCC037BC3 | 12 | 14.5 | Yes | Yes | 2011-02-28 |  | 0
FALSE | 4TTR6042B1 | 3680 | 3437058 | AMERICAN STANDARD, INC. | 4A7A5042E1 | AC | Split System: Air-Cooled Condensing Unit, Coil with Blower | 4TTR5042E1 |  | 4TXCD050BC3 | 13 | 16 | Yes | Yes | 2011-02-28 |  | 2
FALSE | 4TTR6042B1 | 3680 | 3437059 | AMERICAN STANDARD, INC. | 4A7A5042E1 | AC | Split System: Air-Cooled Condensing Unit, Coil with Blower | 4TTR5042E1 |  | 4TXCD050BC3 | 12.5 | 15 | Yes | Yes | 2011-02-28 |  | 1
FALSE | 4TTR6042B1 | 3680 | 3437063 | AMERICAN STANDARD, INC. | 4A7A5042E1 | AC | Split System: Air-Cooled Condensing Unit, Coil with Blower | 4TTR5042E1 |  | 4TXCD050BC3 | 13 | 15.5 | Yes | Yes | 2011-02-28 |  | 1
FALSE | 4TTR6042B1 | 3680 | 3437064 | AMERICAN STANDARD, INC. | 4A7A5042E1 | AC | Split System: Air-Cooled Condensing Unit, Coil with Blower | 4TTR5042E1 |  | 4TXCD050BC3 | 13 | 15.5 | Yes | Yes | 2011-02-28 |  | 1
FALSE | 4TTR6042B1 | 3680 | 3437066 | AMERICAN STANDARD, INC. | 4A7A5042E1 | AC | Split System: Air-Cooled Condensing Unit, Coil with Blower | 4TTR5042E1 |  | 4TXCD050BC3 | 13 | 16 | Yes | Yes | 2011-02-28 |  | 2
FALSE | 4TTR6042B1 | 3680 | 3437067 | AMERICAN STANDARD, INC. | 4A7A5042E1 | AC | Split System: Air-Cooled Condensing Unit, Coil with Blower | 4TTR5042E1 |  | 4TXCD050BC3 | 12.5 | 15 | Yes | Yes | 2011-02-28 |  | 1
FALSE | 4TTR6048B1 | 3695 | 3437177 | TRANE | 4TTR5048E1 | AC | Split System: Air-Cooled Condensing Unit, Coil with Blower | 4TTR5048E1 |  | 4CXCB042CC3 | 12 | 14.5 | Yes | Yes | 2011-01-21 |  | 0
FALSE | 4TTR6048B1 | 3695 | 3437180 | TRANE | 4TTR5048E1 | AC | Split System: Air-Cooled Condensing Unit, Coil with Blower | 4TTR5048E1 |  | 4CXCC043CC3 | 12 | 14.5 | Yes | Yes | 2011-01-21 |  | 0
FALSE | 4TTR6048B1 | 3695 | 3437182 | TRANE | 4TTR5048E1 | AC | Split System: Air-Cooled Condensing Unit, Coil with Blower | 4TTR5048E1 |  | 4CXCC043CC3 | 12 | 14.5 | Yes | Yes | 2011-01-21 |  | 0
FALSE | 4TTR6048B1 | 3695 | 3437185 | TRANE | 4TTR5048E1 | AC | Split System: Air-Cooled Condensing Unit, Coil with Blower | 4TTR5048E1 |  | 4CXCC043CC3 | 12 | 14.5 | Yes | Yes | 2011-01-21 |  | 0
FALSE | 4TTR6048B1 | 3695 | 3437188 | TRANE | 4TTR5048E1 | AC | Split System: Air-Cooled Condensing Unit, Coil with Blower | 4TTR5048E1 |  | 4CXCC043CC3 | 12 | 14.5 | Yes | Yes | 2011-01-21 |  | 0
FALSE | 4TTR6048B1 | 3695 | 3437193 | TRANE | 4TTR5048E1 | AC | Split System: Air-Cooled Condensing Unit, Coil with Blower | 4TTR5048E1 |  | 4CXCC043CC3 | 12 | 14.5 | Yes | Yes | 2011-01-21 |  | 0
FALSE | 4TTR6048B1 | 3695 | 3437194 | TRANE | 4TTR5048E1 | AC | Split System: Air-Cooled Condensing Unit, Coil with Blower | 4TTR5048E1 |  | 4CXCC043CC3 | 12 | 14.5 | Yes | Yes | 2011-01-21 |  | 0
FALSE | 4TTR6048B1 | 3695 | 3437199 | TRANE | 4TTR5048E1 | AC | Split System: Air-Cooled Condensing Unit, Coil with Blower | 4TTR5048E1 |  | 4CXCC049CC3 | 12.5 | 15 | Yes | Yes | 2011-01-21 |  | 1
FALSE | 4TTR6048B1 | 3695 | 3437201 | TRANE | 4TTR5048E1 | AC | Split System: Air-Cooled Condensing Unit, Coil with Blower | 4TTR5048E1 |  | 4CXCC049CC3 | 12 | 14.5 | Yes | Yes | 2011-01-21 |  | 0
FALSE | 4TTR6048B1 | 3695 | 3437204 | TRANE | 4TTR5048E1 | AC | Split System: Air-Cooled Condensing Unit, Coil with Blower | 4TTR5048E1 |  | 4CXCC049CC3 | 12.5 | 15 | Yes | Yes | 2011-01-21 |  | 1
FALSE | 4TTR6048B1 | 3695 | 3437207 | TRANE | 4TTR5048E1 | AC | Split System: Air-Cooled Condensing Unit, Coil with Blower | 4TTR5048E1 |  | 4CXCC049CC3 | 12 | 14.5 | Yes | Yes | 2011-01-21 |  | 0
FALSE | 4TTR6048B1 | 3695 | 3437210 | TRANE | 4TTR5048E1 | AC | Split System: Air-Cooled Condensing Unit, Coil with Blower | 4TTR5048E1 |  | 4CXCC049CC3 | 12 | 14.5 | Yes | Yes | 2011-01-21 |  | 0
FALSE | 4TTR6048B1 | 3695 | 3437215 | TRANE | 4TTR5048E1 | AC | Split System: Air-Cooled Condensing Unit, Coil with Blower | 4TTR5048E1 |  | 4CXCC049CC3 | 12.5 | 15 | Yes | Yes | 2011-01-21 |  | 1
FALSE | 4TTR6048B1 | 3695 | 3437272 | TRANE | 4TTR5048E1 | AC | Split System: Air-Cooled Condensing Unit, Coil with Blower | 4TTR5048E1 |  | 4TEE3F65B1 | 12.5 | 15 | Yes | Yes | 2011-01-21 |  | 1
FALSE | 4TTR6048B1 | 3695 | 3437279 | TRANE | 4TTR5048E1 | AC | Split System: Air-Cooled Condensing Unit, Coil with Blower | 4TTR5048E1 |  | 4TXAB042BC3 | 12 | 14.5 | Yes | Yes | 2011-01-21 |  | 0
FALSE | 4TTR6048B1 | 3695 | 3437281 | TRANE | 4TTR5048E1 | AC | Split System: Air-Cooled Condensing Unit, Coil with Blower | 4TTR5048E1 |  | 4TXAB042BC3 | 12 | 14.5 | Yes | Yes | 2011-01-21 |  | 0
FALSE | 4TTR6048B1 | 3695 | 3437285 | TRANE | 4TTR5048E1 | AC | Split System: Air-Cooled Condensing Unit, Coil with Blower | 4TTR5048E1 |  | 4TXAB048BC3 | 12.5 | 15 | Yes | Yes | 2011-01-21 |  | 1
FALSE | 4TTR6048B1 | 3695 | 3437287 | TRANE | 4TTR5048E1 | AC | Split System: Air-Cooled Condensing Unit, Coil with Blower | 4TTR5048E1 |  | 4TXAB048BC3 | 12 | 14.5 | Yes | Yes | 2011-01-21 |  | 0
FALSE | 4TTR6048B1 | 3695 | 3437288 | TRANE | 4TTR5048E1 | AC | Split System: Air-Cooled Condensing Unit, Coil with Blower | 4TTR5048E1 |  | 4TXAB048BC3 | 12 | 14.5 | Yes | Yes | 2011-01-21 |  | 0
FALSE | 4TTR6048B1 | 3695 | 3437289 | TRANE | 4TTR5048E1 | AC | Split System: Air-Cooled Condensing Unit, Coil with Blower | 4TTR5048E1 |  | 4TXAB048BC3 | 12 | 14.5 | Yes | Yes | 2011-01-21 |  | 0
FALSE | 4TTR6048B1 | 3695 | 3437291 | TRANE | 4TTR5048E1 | AC | Split System: Air-Cooled Condensing Unit, Coil with Blower | 4TTR5048E1 |  | 4TXAC043BC3 | 12 | 14.5 | Yes | Yes | 2011-01-21 |  | 0
FALSE | 4TTR6048B1 | 3695 | 3437292 | TRANE | 4TTR5048E1 | AC | Split System: Air-Cooled Condensing Unit, Coil with Blower | 4TTR5048E1 |  | 4TXAC043BC3 | 12 | 14.5 | Yes | Yes | 2011-01-21 |  | 0
FALSE | 4TTR6048B1 | 3695 | 3437293 | TRANE | 4TTR5048E1 | AC | Split System: Air-Cooled Condensing Unit, Coil with Blower | 4TTR5048E1 |  | 4TXAC043BC3 | 12 | 14.5 | Yes | Yes | 2011-01-21 |  | 0
FALSE | 4TTR6048B1 | 3695 | 3437294 | TRANE | 4TTR5048E1 | AC | Split System: Air-Cooled Condensing Unit, Coil with Blower | 4TTR5048E1 |  | 4TXAC043BC3 | 12 | 14.5 | Yes | Yes | 2011-01-21 |  | 0
FALSE | 4TTR6048B1 | 3695 | 3437295 | TRANE | 4TTR5048E1 | AC | Split System: Air-Cooled Condensing Unit, Coil with Blower | 4TTR5048E1 |  | 4TXAC043BC3 | 12 | 14.5 | Yes | Yes | 2011-01-21 |  | 0
FALSE | 4TTR6048B1 | 3695 | 3437296 | TRANE | 4TTR5048E1 | AC | Split System: Air-Cooled Condensing Unit, Coil with Blower | 4TTR5048E1 |  | 4TXAC043BC3 | 12 | 14.5 | Yes | Yes | 2011-01-21 |  | 0
FALSE | 4TTR6048B1 | 3695 | 3437298 | TRANE | 4TTR5048E1 | AC | Split System: Air-Cooled Condensing Unit, Coil with Blower | 4TTR5048E1 |  | 4TXAC043BC3 | 12 | 14.5 | Yes | Yes | 2011-01-21 |  | 0
FALSE | 4TTR6048B1 | 3695 | 3437302 | TRANE | 4TTR5048E1 | AC | Split System: Air-Cooled Condensing Unit, Coil with Blower | 4TTR5048E1 |  | 4TXAC043BC3 | 12 | 14.5 | Yes | Yes | 2011-01-21 |  | 0
FALSE | 4TTR6048B1 | 3695 | 3437306 | TRANE | 4TTR5048E1 | AC | Split System: Air-Cooled Condensing Unit, Coil with Blower | 4TTR5048E1 |  | 4TXAC043BC3 | 12 | 14.5 | Yes | Yes | 2011-01-21 |  | 0
FALSE | 4TTR6048B1 | 3695 | 3437307 | TRANE | 4TTR5048E1 | AC | Split System: Air-Cooled Condensing Unit, Coil with Blower | 4TTR5048E1 |  | 4TXAC044BC3 | 12 | 14.5 | Yes | Yes | 2011-01-21 |  | 0
FALSE | 4TTR6048B1 | 3695 | 3437308 | TRANE | 4TTR5048E1 | AC | Split System: Air-Cooled Condensing Unit, Coil with Blower | 4TTR5048E1 |  | 4TXAC044BC3 | 12.5 | 15 | Yes | Yes | 2011-01-21 |  | 1
FALSE | 4TTR6048B1 | 3695 | 3437310 | TRANE | 4TTR5048E1 | AC | Split System: Air-Cooled Condensing Unit, Coil with Blower | 4TTR5048E1 |  | 4TXAC044BC3 | 12 | 14.5 | Yes | Yes | 2011-01-21 |  | 0
FALSE | 4TTR6048B1 | 3695 | 3437311 | TRANE | 4TTR5048E1 | AC | Split System: Air-Cooled Condensing Unit, Coil with Blower | 4TTR5048E1 |  | 4TXAC044BC3 | 12 | 14.5 | Yes | Yes | 2011-01-21 |  | 0
FALSE | 4TTR6048B1 | 3695 | 3437394 | TRANE | 4TTR5048E1 | AC | Split System: Air-Cooled Condensing Unit, Coil with Blower | 4TTR5048E1 |  | 4TXAC060BC3 | 12 | 15 | Yes | Yes | 2011-01-21 |  | 0
FALSE | 4TTR6048B1 | 3695 | 3437399 | TRANE | 4TTR5048E1 | AC | Split System: Air-Cooled Condensing Unit, Coil with Blower | 4TTR5048E1 |  | 4TXAC060BC3 | 12.5 | 15 | Yes | Yes | 2011-01-21 |  | 1
FALSE | 4TTR6048B1 | 3695 | 3437405 | TRANE | 4TTR5048E1 | AC | Split System: Air-Cooled Condensing Unit, Coil with Blower | 4TTR5048E1 |  | 4TXAD050BC3 | 12.5 | 15 | Yes | Yes | 2011-01-21 |  | 1
FALSE | 4TTR6048B1 | 3695 | 3437410 | TRANE | 4TTR5048E1 | AC | Split System: Air-Cooled Condensing Unit, Coil with Blower | 4TTR5048E1 |  | 4TXAD050BC3 | 12 | 14.5 | Yes | Yes | 2011-01-21 |  | 0
FALSE | 4TTR6048B1 | 3695 | 3437411 | TRANE | 4TTR5048E1 | AC | Split System: Air-Cooled Condensing Unit, Coil with Blower | 4TTR5048E1 |  | 4TXAD050BC3 | 12.5 | 15 | Yes | Yes | 2011-01-21 |  | 1
FALSE | 4TTR6048B1 | 3695 | 3437412 | TRANE | 4TTR5048E1 | AC | Split System: Air-Cooled Condensing Unit, Coil with Blower | 4TTR5048E1 |  | 4TXAD050BC3 | 12.5 | 15 | Yes | Yes | 2011-01-21 |  | 1
FALSE | 4TTR6048B1 | 3695 | 3437417 | TRANE | 4TTR5048E1 | AC | Split System: Air-Cooled Condensing Unit, Coil with Blower | 4TTR5048E1 |  | 4TXAD050BC3 | 12 | 14.5 | Yes | Yes | 2011-01-21 |  | 0
FALSE | 4TTR6048B1 | 3695 | 3437418 | TRANE | 4TTR5048E1 | AC | Split System: Air-Cooled Condensing Unit, Coil with Blower | 4TTR5048E1 |  | 4TXAD050BC3 | 12.5 | 15 | Yes | Yes | 2011-01-21 |  | 1
FALSE | 4TTR6048B1 | 3695 | 3437420 | TRANE | 4TTR5048E1 | AC | Split System: Air-Cooled Condensing Unit, Coil with Blower | 4TTR5048E1 |  | 4TXAD050BC3 | 12 | 15 | Yes | Yes | 2011-01-21 |  | 0
FALSE | 4TTR6048B1 | 3695 | 3437421 | TRANE | 4TTR5048E1 | AC | Split System: Air-Cooled Condensing Unit, Coil with Blower | 4TTR5048E1 |  | 4TXAD050BC3 | 12 | 15 | Yes | Yes | 2011-01-21 |  | 0
FALSE | 4TTR6048B1 | 3695 | 3437424 | TRANE | 4TTR5048E1 | AC | Split System: Air-Cooled Condensing Unit, Coil with Blower | 4TTR5048E1 |  | 4TXAD050BC3 | 13 | 15.5 | Yes | Yes | 2011-01-21 |  | 1
FALSE | 4TTR6048B1 | 3695 | 3437425 | TRANE | 4TTR5048E1 | AC | Split System: Air-Cooled Condensing Unit, Coil with Blower | 4TTR5048E1 |  | 4TXAD050BC3 | 12 | 14.5 | Yes | Yes | 2011-01-21 |  | 0
FALSE | 4TTR6048B1 | 3695 | 3437428 | TRANE | 4TTR5048E1 | AC | Split System: Air-Cooled Condensing Unit, Coil with Blower | 4TTR5048E1 |  | 4TXAD061BC3 | 13 | 15 | Yes | Yes | 2011-01-21 |  | 1
FALSE | 4TTR6048B1 | 3695 | 3437429 | TRANE | 4TTR5048E1 | AC | Split System: Air-Cooled Condensing Unit, Coil with Blower | 4TTR5048E1 |  | 4TXAD061BC3 | 13 | 15 | Yes | Yes | 2011-01-21 |  | 1
FALSE | 4TTR6048B1 | 3695 | 3437431 | TRANE | 4TTR5048E1 | AC | Split System: Air-Cooled Condensing Unit, Coil with Blower | 4TTR5048E1 |  | 4TXAD061BC3 | 12 | 14.5 | Yes | Yes | 2011-01-21 |  | 0
FALSE | 4TTR6048B1 | 3695 | 3437432 | TRANE | 4TTR5048E1 | AC | Split System: Air-Cooled Condensing Unit, Coil with Blower | 4TTR5048E1 |  | 4TXAD061BC3 | 13 | 16 | Yes | Yes | 2011-01-21 |  | 2
FALSE | 4TTR6048B1 | 3695 | 3437433 | TRANE | 4TTR5048E1 | AC | Split System: Air-Cooled Condensing Unit, Coil with Blower | 4TTR5048E1 |  | 4TXAD061BC3 | 12.5 | 15 | Yes | Yes | 2011-01-21 |  | 1
FALSE | 4TTR6048B1 | 3695 | 3437438 | TRANE | 4TTR5048E1 | AC | Split System: Air-Cooled Condensing Unit, Coil with Blower | 4TTR5048E1 |  | 4TXAD061BC3 | 13 | 15 | Yes | Yes | 2011-01-21 |  | 1
FALSE | 4TTR6048B1 | 3695 | 3437439 | TRANE | 4TTR5048E1 | AC | Split System: Air-Cooled Condensing Unit, Coil with Blower | 4TTR5048E1 |  | 4TXAD061BC3 | 12 | 15 | Yes | Yes | 2011-01-21 |  | 0
FALSE | 4TTR6048B1 | 3695 | 3437440 | TRANE | 4TTR5048E1 | AC | Split System: Air-Cooled Condensing Unit, Coil with Blower | 4TTR5048E1 |  | 4TXAD061BC3 | 12 | 15 | Yes | Yes | 2011-01-21 |  | 0
FALSE | 4TTR6048B1 | 3695 | 3437516 | TRANE | 4TTR5048E1 | AC | Split System: Air-Cooled Condensing Unit, Coil with Blower | 4TTR5048E1 |  | 4TXCC043BC3 | 12 | 14.5 | Yes | Yes | 2011-01-21 |  | 0
FALSE | 4TTR6048B1 | 3695 | 3437517 | TRANE | 4TTR5048E1 | AC | Split System: Air-Cooled Condensing Unit, Coil with Blower | 4TTR5048E1 |  | 4TXCC043BC3 | 12 | 14.5 | Yes | Yes | 2011-01-21 |  | 0
FALSE | 4TTR6048B1 | 3695 | 3437518 | TRANE | 4TTR5048E1 | AC | Split System: Air-Cooled Condensing Unit, Coil with Blower | 4TTR5048E1 |  | 4TXCC043BC3 | 12 | 14.5 | Yes | Yes | 2011-01-21 |  | 0
FALSE | 4TTR6048B1 | 3695 | 3437519 | TRANE | 4TTR5048E1 | AC | Split System: Air-Cooled Condensing Unit, Coil with Blower | 4TTR5048E1 |  | 4TXCC043BC3 | 12 | 14.5 | Yes | Yes | 2011-01-21 |  | 0
FALSE | 4TTR6048B1 | 3695 | 3437522 | TRANE | 4TTR5048E1 | AC | Split System: Air-Cooled Condensing Unit, Coil with Blower | 4TTR5048E1 |  | 4TXCC043BC3 | 12 | 14.5 | Yes | Yes | 2011-01-21 |  | 0
FALSE | 4TTR6048B1 | 3695 | 3437527 | TRANE | 4TTR5048E1 | AC | Split System: Air-Cooled Condensing Unit, Coil with Blower | 4TTR5048E1 |  | 4TXCC043BC3 | 12 | 14.5 | Yes | Yes | 2011-01-21 |  | 0
FALSE | 4TTR6048B1 | 3695 | 3437528 | TRANE | 4TTR5048E1 | AC | Split System: Air-Cooled Condensing Unit, Coil with Blower | 4TTR5048E1 |  | 4TXCC043BC3 | 12 | 14.5 | Yes | Yes | 2011-01-21 |  | 0
FALSE | 4TTR6048B1 | 3695 | 3437529 | TRANE | 4TTR5048E1 | AC | Split System: Air-Cooled Condensing Unit, Coil with Blower | 4TTR5048E1 |  | 4TXCC043BC3 | 12 | 14.5 | Yes | Yes | 2011-01-21 |  | 0
FALSE | 4TTR6048B1 | 3695 | 3437531 | TRANE | 4TTR5048E1 | AC | Split System: Air-Cooled Condensing Unit, Coil with Blower | 4TTR5048E1 |  | 4TXCC044BC3 | 12.5 | 15 | Yes | Yes | 2011-01-21 |  | 1
FALSE | 4TTR6048B1 | 3695 | 3437536 | TRANE | 4TTR5048E1 | AC | Split System: Air-Cooled Condensing Unit, Coil with Blower | 4TTR5048E1 |  | 4TXCC044BC3 | 12 | 15 | Yes | Yes | 2011-01-21 |  | 0
FALSE | 4TTR6048B1 | 3695 | 3437537 | TRANE | 4TTR5048E1 | AC | Split System: Air-Cooled Condensing Unit, Coil with Blower | 4TTR5048E1 |  | 4TXCC044BC3 | 12 | 15 | Yes | Yes | 2011-01-21 |  | 0
FALSE | 4TTR6048B1 | 3695 | 3437541 | TRANE | 4TTR5048E1 | AC | Split System: Air-Cooled Condensing Unit, Coil with Blower | 4TTR5048E1 |  | 4TXCC044BC3 | 12 | 14.5 | Yes | Yes | 2011-01-21 |  | 0
FALSE | 4TTR6048B1 | 3695 | 3437545 | TRANE | 4TTR5048E1 | AC | Split System: Air-Cooled Condensing Unit, Coil with Blower | 4TTR5048E1 |  | 4TXCC044BC3 | 12.5 | 15 | Yes | Yes | 2011-01-21 |  | 1
FALSE | 4TTR6048B1 | 3695 | 3437547 | TRANE | 4TTR5048E1 | AC | Split System: Air-Cooled Condensing Unit, Coil with Blower | 4TTR5048E1 |  | 4TXCC044BC3 | 12 | 14.5 | Yes | Yes | 2011-01-21 |  | 0
FALSE | 4TTR6048B1 | 3695 | 3437548 | TRANE | 4TTR5048E1 | AC | Split System: Air-Cooled Condensing Unit, Coil with Blower | 4TTR5048E1 |  | 4TXCC044BC3 | 12 | 14.5 | Yes | Yes | 2011-01-21 |  | 0
FALSE | 4TTR6048B1 | 3695 | 3437552 | TRANE | 4TTR5048E1 | AC | Split System: Air-Cooled Condensing Unit, Coil with Blower | 4TTR5048E1 |  | 4TXCC044BC3 | 12.5 | 15 | Yes | Yes | 2011-01-21 |  | 1
FALSE | 4TTR6048B1 | 3695 | 3437553 | TRANE | 4TTR5048E1 | AC | Split System: Air-Cooled Condensing Unit, Coil with Blower | 4TTR5048E1 |  | 4TXCC044BC3 | 12 | 14.5 | Yes | Yes | 2011-01-21 |  | 0
FALSE | 4TTR6048B1 | 3695 | 3437555 | TRANE | 4TTR5048E1 | AC | Split System: Air-Cooled Condensing Unit, Coil with Blower | 4TTR5048E1 |  | 4TXCC049BC3 | 12 | 14.5 | Yes | Yes | 2011-01-21 |  | 0
FALSE | 4TTR6048B1 | 3695 | 3437560 | TRANE | 4TTR5048E1 | AC | Split System: Air-Cooled Condensing Unit, Coil with Blower | 4TTR5048E1 |  | 4TXCC049BC3 | 12.5 | 15 | Yes | Yes | 2011-01-21 |  | 1
FALSE | 4TTR6048B1 | 3695 | 3437561 | TRANE | 4TTR5048E1 | AC | Split System: Air-Cooled Condensing Unit, Coil with Blower | 4TTR5048E1 |  | 4TXCC049BC3 | 12 | 14.5 | Yes | Yes | 2011-01-21 |  | 0
FALSE | 4TTR6048B1 | 3695 | 3437640 | TRANE | 4TTR5048E1 | AC | Split System: Air-Cooled Condensing Unit, Coil with Blower | 4TTR5048E1 |  | 4TXCD050BC3 | 12.5 | 15 | Yes | Yes | 2011-01-21 |  | 1
FALSE | 4TTR6048B1 | 3695 | 3437645 | TRANE | 4TTR5048E1 | AC | Split System: Air-Cooled Condensing Unit, Coil with Blower | 4TTR5048E1 |  | 4TXCD050BC3 | 12 | 14.5 | Yes | Yes | 2011-01-21 |  | 0
FALSE | 4TTR6048B1 | 3695 | 3437646 | TRANE | 4TTR5048E1 | AC | Split System: Air-Cooled Condensing Unit, Coil with Blower | 4TTR5048E1 |  | 4TXCD050BC3 | 12.5 | 15 | Yes | Yes | 2011-01-21 |  | 1
FALSE | 4TTR6048B1 | 3695 | 3437649 | TRANE | 4TTR5048E1 | AC | Split System: Air-Cooled Condensing Unit, Coil with Blower | 4TTR5048E1 |  | 4TXCD050BC3 | 12 | 15 | Yes | Yes | 2011-01-21 |  | 0
FALSE | 4TTR6048B1 | 3695 | 3437650 | TRANE | 4TTR5048E1 | AC | Split System: Air-Cooled Condensing Unit, Coil with Blower | 4TTR5048E1 |  | 4TXCD061BC3 | 13 | 16 | Yes | Yes | 2011-01-21 |  | 2
FALSE | 4TTR6048B1 | 3695 | 3437651 | TRANE | 4TTR5048E1 | AC | Split System: Air-Cooled Condensing Unit, Coil with Blower | 4TTR5048E1 |  | 4TXCD061BC3 | 12.5 | 15 | Yes | Yes | 2011-01-21 |  | 1
FALSE | 4TTR6048B1 | 3695 | 3437656 | TRANE | 4TTR5048E1 | AC | Split System: Air-Cooled Condensing Unit, Coil with Blower | 4TTR5048E1 |  | 4TXCD061BC3 | 13 | 15 | Yes | Yes | 2011-01-21 |  | 1
FALSE | 4TTR6048B1 | 3695 | 3437657 | TRANE | 4TTR5048E1 | AC | Split System: Air-Cooled Condensing Unit, Coil with Blower | 4TTR5048E1 |  | 4TXCD061BC3 | 12 | 15 | Yes | Yes | 2011-01-21 |  | 0
FALSE | 4TTR6048B1 | 3695 | 3437658 | TRANE | 4TTR5048E1 | AC | Split System: Air-Cooled Condensing Unit, Coil with Blower | 4TTR5048E1 |  | 4TXCD061BC3 | 12 | 15 | Yes | Yes | 2011-01-21 |  | 0
FALSE | 4TTR6048B1 | 3695 | 3437662 | TRANE | 4TTR5048E1 | AC | Split System: Air-Cooled Condensing Unit, Coil with Blower | 4TTR5048E1 |  | 4TXCD061BC3 | 13 | 15 | Yes | Yes | 2011-01-21 |  | 1
FALSE | 4TTR6048B1 | 3695 | 3437663 | TRANE | 4TTR5048E1 | AC | Split System: Air-Cooled Condensing Unit, Coil with Blower | 4TTR5048E1 |  | 4TXCD061BC3 | 12 | 14.5 | Yes | Yes | 2011-01-21 |  | 0
FALSE | 4TTR6048B1 | 3695 | 3437664 | TRANE | 4TTR5048E1 | AC | Split System: Air-Cooled Condensing Unit, Coil with Blower | 4TTR5048E1 |  | 4TXCD061BC3 | 12.5 | 15 | Yes | Yes | 2011-01-21 |  | 1
FALSE | 4TTR6048B1 | 3695 | 3437665 | TRANE | 4TTR5048E1 | AC | Split System: Air-Cooled Condensing Unit, Coil with Blower | 4TTR5048E1 |  | 4TXCD061BC3 | 12.5 | 15 | Yes | Yes | 2011-01-21 |  | 1
FALSE | 4TTR6048B1 | 3695 | 3437671 | TRANE | 4TTR5048E1 | AC | Split System: Air-Cooled Condensing Unit, Coil with Blower | 4TTR5048E1 |  | 4TXCD061BC3 | 13 | 15 | Yes | Yes | 2011-01-21 |  | 1
FALSE | 4TTR6048B1 | 3695 | 3437672 | TRANE | 4TTR5048E1 | AC | Split System: Air-Cooled Condensing Unit, Coil with Blower | 4TTR5048E1 |  | 4TXCD061BC3 | 13 | 15 | Yes | Yes | 2011-01-21 |  | 1
FALSE | 4TTR6048B1 | 3695 | 3437674 | TRANE | 4TTR5048E1 | AC | Split System: Air-Cooled Condensing Unit, Coil with Blower | 4TTR5048E1 |  | 4TXCD061BC3 | 12 | 14.5 | Yes | Yes | 2011-01-21 |  | 0
FALSE | 4TTR6048B1 | 3695 | 3437676 | TRANE | 4TTR5048E1 | AC | Split System: Air-Cooled Condensing Unit, Coil with Blower | 4TTR5048E1 |  | 4TXCD064BC3 | 12.5 | 15 | Yes | Yes | 2011-01-21 |  | 1
FALSE | 4TTR6048B1 | 3695 | 3437679 | TRANE | 4TTR5048E1 | AC | Split System: Air-Cooled Condensing Unit, Coil with Blower | 4TTR5048E1 |  | 4TXCD064BC3 | 12.5 | 15 | Yes | Yes | 2011-01-21 |  | 1
FALSE | 4TTR6048B1 | 3695 | 3437681 | TRANE | 4TTR5048E1 | AC | Split System: Air-Cooled Condensing Unit, Coil with Blower | 4TTR5048E1 |  | 4TXCD064BC3 | 12 | 14.5 | Yes | Yes | 2011-01-21 |  | 0
FALSE | 4TTR6048B1 | 3695 | 3437683 | TRANE | 4TTR5048E1 | AC | Split System: Air-Cooled Condensing Unit, Coil with Blower | 4TTR5048E1 |  | 4TXCD064BC3 | 12 | 15 | Yes | Yes | 2011-01-21 |  | 0
FALSE | 4TTR6048B1 | 3695 | 3437684 | TRANE | 4TTR5048E1 | AC | Split System: Air-Cooled Condensing Unit, Coil with Blower | 4TTR5048E1 |  | 4TXCD064BC3 | 13 | 15 | Yes | Yes | 2011-01-21 |  | 1
FALSE | 4TTR6048B1 | 3695 | 3437878 | AMERICAN STANDARD, INC. | 4A7A5048E1 | AC | Split System: Air-Cooled Condensing Unit, Coil with Blower | 4TTR5048E1 |  | 4TEE3C10A1 | 13 | 16 | Yes | Yes | 2011-02-28 |  | 2
FALSE | 4TTR6048B1 | 3695 | 3437879 | AMERICAN STANDARD, INC. | 4A7A5048E1 | AC | Split System: Air-Cooled Condensing Unit, Coil with Blower | 4TTR5048E1 |  | 4TEE3C10A1+18-GJ01D | 12.5 | 15 | Yes | Yes | 2011-02-28 |  | 1
FALSE | 4TTR6048B1 | 3695 | 3437892 | AMERICAN STANDARD, INC. | 4A7A5048E1 | AC | Split System: Air-Cooled Condensing Unit, Coil with Blower | 4TTR5048E1 |  | 4TEE3F48A1 | 12 | 14.5 | Yes | Yes | 2011-02-28 |  | 0
FALSE | 4TTR6048B1 | 3695 | 3437893 | AMERICAN STANDARD, INC. | 4A7A5048E1 | AC | Split System: Air-Cooled Condensing Unit, Coil with Blower | 4TTR5048E1 |  | 4TEE3F49B1 | 12.5 | 15 | Yes | Yes | 2011-02-28 |  | 1
FALSE | 4TTR6048B1 | 3695 | 3437895 | AMERICAN STANDARD, INC. | 4A7A5048E1 | AC | Split System: Air-Cooled Condensing Unit, Coil with Blower | 4TTR5048E1 |  | 4TEE3F64A1 | 12 | 14.5 | Yes | Yes | 2011-02-28 |  | 0
FALSE | 4TTR6048B1 | 3695 | 3437896 | AMERICAN STANDARD, INC. | 4A7A5048E1 | AC | Split System: Air-Cooled Condensing Unit, Coil with Blower | 4TTR5048E1 |  | 4TEE3F65B1 | 12.5 | 15 | Yes | Yes | 2011-02-28 |  | 1
FALSE | 4TTR6048B1 | 3695 | 3437903 | AMERICAN STANDARD, INC. | 4A7A5048E1 | AC | Split System: Air-Cooled Condensing Unit, Coil with Blower | 4TTR5048E1 |  | 4TXAB042BC3 | 12 | 14.5 | Yes | Yes | 2011-02-28 |  | 0
FALSE | 4TTR6048B1 | 3695 | 3437905 | AMERICAN STANDARD, INC. | 4A7A5048E1 | AC | Split System: Air-Cooled Condensing Unit, Coil with Blower | 4TTR5048E1 |  | 4TXAB042BC3 | 12 | 14.5 | Yes | Yes | 2011-02-28 |  | 0
FALSE | 4TTR6048B1 | 3695 | 3437909 | AMERICAN STANDARD, INC. | 4A7A5048E1 | AC | Split System: Air-Cooled Condensing Unit, Coil with Blower | 4TTR5048E1 |  | 4TXAB048BC3 | 12.5 | 15 | Yes | Yes | 2011-02-28 |  | 1
FALSE | 4TTR6048B1 | 3695 | 3437911 | AMERICAN STANDARD, INC. | 4A7A5048E1 | AC | Split System: Air-Cooled Condensing Unit, Coil with Blower | 4TTR5048E1 |  | 4TXAB048BC3 | 12 | 14.5 | Yes | Yes | 2011-02-28 |  | 0
FALSE | 4TTR6048B1 | 3695 | 3437912 | AMERICAN STANDARD, INC. | 4A7A5048E1 | AC | Split System: Air-Cooled Condensing Unit, Coil with Blower | 4TTR5048E1 |  | 4TXAB048BC3 | 12 | 14.5 | Yes | Yes | 2011-02-28 |  | 0
FALSE | 4TTR6048B1 | 3695 | 3437913 | AMERICAN STANDARD, INC. | 4A7A5048E1 | AC | Split System: Air-Cooled Condensing Unit, Coil with Blower | 4TTR5048E1 |  | 4TXAB048BC3 | 12 | 14.5 | Yes | Yes | 2011-02-28 |  | 0
FALSE | 4TTR6048B1 | 3695 | 3437915 | AMERICAN STANDARD, INC. | 4A7A5048E1 | AC | Split System: Air-Cooled Condensing Unit, Coil with Blower | 4TTR5048E1 |  | 4TXAC043BC3 | 12 | 14.5 | Yes | Yes | 2011-02-28 |  | 0
FALSE | 4TTR6048B1 | 3695 | 3437916 | AMERICAN STANDARD, INC. | 4A7A5048E1 | AC | Split System: Air-Cooled Condensing Unit, Coil with Blower | 4TTR5048E1 |  | 4TXAC043BC3 | 12 | 14.5 | Yes | Yes | 2011-02-28 |  | 0
FALSE | 4TTR6048B1 | 3695 | 3437917 | AMERICAN STANDARD, INC. | 4A7A5048E1 | AC | Split System: Air-Cooled Condensing Unit, Coil with Blower | 4TTR5048E1 |  | 4TXAC043BC3 | 12 | 14.5 | Yes | Yes | 2011-02-28 |  | 0
FALSE | 4TTR6048B1 | 3695 | 3437918 | AMERICAN STANDARD, INC. | 4A7A5048E1 | AC | Split System: Air-Cooled Condensing Unit, Coil with Blower | 4TTR5048E1 |  | 4TXAC043BC3 | 12 | 14.5 | Yes | Yes | 2011-02-28 |  | 0
FALSE | 4TTR6048B1 | 3695 | 3437919 | AMERICAN STANDARD, INC. | 4A7A5048E1 | AC | Split System: Air-Cooled Condensing Unit, Coil with Blower | 4TTR5048E1 |  | 4TXAC043BC3 | 12 | 14.5 | Yes | Yes | 2011-02-28 |  | 0
FALSE | 4TTR6048B1 | 3695 | 3437920 | AMERICAN STANDARD, INC. | 4A7A5048E1 | AC | Split System: Air-Cooled Condensing Unit, Coil with Blower | 4TTR5048E1 |  | 4TXAC043BC3 | 12 | 14.5 | Yes | Yes | 2011-02-28 |  | 0
FALSE | 4TTR6048B1 | 3695 | 3438094 | AMERICAN STANDARD, INC. | 4A7A5048E1 | AC | Split System: Air-Cooled Condensing Unit, Coil with Blower | 4TTR5048E1 |  | 4TXAD064BC3 | 13 | 15 | Yes | Yes | 2011-02-28 |  | 1
FALSE | 4TTR6048B1 | 3695 | 3438095 | AMERICAN STANDARD, INC. | 4A7A5048E1 | AC | Split System: Air-Cooled Condensing Unit, Coil with Blower | 4TTR5048E1 |  | 4TXAD064BC3 | 12 | 15 | Yes | Yes | 2011-02-28 |  | 0
FALSE | 4TTR6048B1 | 3695 | 3438099 | AMERICAN STANDARD, INC. | 4A7A5048E1 | AC | Split System: Air-Cooled Condensing Unit, Coil with Blower | 4TTR5048E1 |  | 4TXAD064BC3 | 12 | 14.5 | Yes | Yes | 2011-02-28 |  | 0
FALSE | 4TTR6048B1 | 3695 | 3438125 | AMERICAN STANDARD, INC. | 4A7A5048E1 | AC | Split System: Air-Cooled Condensing Unit, Coil with Blower | 4TTR5048E1 |  | 4TXCB042BC3 | 12 | 14.5 | Yes | Yes | 2011-02-28 |  | 0
FALSE | 4TTR6048B1 | 3695 | 3438127 | AMERICAN STANDARD, INC. | 4A7A5048E1 | AC | Split System: Air-Cooled Condensing Unit, Coil with Blower | 4TTR5048E1 |  | 4TXCB042BC3 | 12 | 14.5 | Yes | Yes | 2011-02-28 |  | 0
FALSE | 4TTR6048B1 | 3695 | 3438130 | AMERICAN STANDARD, INC. | 4A7A5048E1 | AC | Split System: Air-Cooled Condensing Unit, Coil with Blower | 4TTR5048E1 |  | 4TXCB048BC3 | 12 | 14.5 | Yes | Yes | 2011-02-28 |  | 0
FALSE | 4TTR6048B1 | 3695 | 3438133 | AMERICAN STANDARD, INC. | 4A7A5048E1 | AC | Split System: Air-Cooled Condensing Unit, Coil with Blower | 4TTR5048E1 |  | 4TXCB048BC3 | 12.5 | 15 | Yes | Yes | 2011-02-28 |  | 1
FALSE | 4TTR6048B1 | 3695 | 3438134 | AMERICAN STANDARD, INC. | 4A7A5048E1 | AC | Split System: Air-Cooled Condensing Unit, Coil with Blower | 4TTR5048E1 |  | 4TXCB048BC3 | 12 | 14.5 | Yes | Yes | 2011-02-28 |  | 0
FALSE | 4TTR6048B1 | 3695 | 3438137 | AMERICAN STANDARD, INC. | 4A7A5048E1 | AC | Split System: Air-Cooled Condensing Unit, Coil with Blower | 4TTR5048E1 |  | 4TXCB048BC3 | 12 | 14.5 | Yes | Yes | 2011-02-28 |  | 0
FALSE | 4TTR6048B1 | 3695 | 3438139 | AMERICAN STANDARD, INC. | 4A7A5048E1 | AC | Split System: Air-Cooled Condensing Unit, Coil with Blower | 4TTR5048E1 |  | 4TXCC043BC3 | 12 | 14.5 | Yes | Yes | 2011-02-28 |  | 0
FALSE | 4TTR6048B1 | 3695 | 3438140 | AMERICAN STANDARD, INC. | 4A7A5048E1 | AC | Split System: Air-Cooled Condensing Unit, Coil with Blower | 4TTR5048E1 |  | 4TXCC043BC3 | 12 | 14.5 | Yes | Yes | 2011-02-28 |  | 0
FALSE | 4TTR6048B1 | 3695 | 3438141 | AMERICAN STANDARD, INC. | 4A7A5048E1 | AC | Split System: Air-Cooled Condensing Unit, Coil with Blower | 4TTR5048E1 |  | 4TXCC043BC3 | 12 | 14.5 | Yes | Yes | 2011-02-28 |  | 0
FALSE | 4TTR6048B1 | 3695 | 3438142 | AMERICAN STANDARD, INC. | 4A7A5048E1 | AC | Split System: Air-Cooled Condensing Unit, Coil with Blower | 4TTR5048E1 |  | 4TXCC043BC3 | 12 | 14.5 | Yes | Yes | 2011-02-28 |  | 0
FALSE | 4TTR6048B1 | 3695 | 3438143 | AMERICAN STANDARD, INC. | 4A7A5048E1 | AC | Split System: Air-Cooled Condensing Unit, Coil with Blower | 4TTR5048E1 |  | 4TXCC043BC3 | 12 | 14.5 | Yes | Yes | 2011-02-28 |  | 0
FALSE | 4TTR6048B1 | 3695 | 3438146 | AMERICAN STANDARD, INC. | 4A7A5048E1 | AC | Split System: Air-Cooled Condensing Unit, Coil with Blower | 4TTR5048E1 |  | 4TXCC043BC3 | 12 | 14.5 | Yes | Yes | 2011-02-28 |  | 0
FALSE | 4TTR6048B1 | 3695 | 3438151 | AMERICAN STANDARD, INC. | 4A7A5048E1 | AC | Split System: Air-Cooled Condensing Unit, Coil with Blower | 4TTR5048E1 |  | 4TXCC043BC3 | 12 | 14.5 | Yes | Yes | 2011-02-28 |  | 0
FALSE | 4TTR6048B1 | 3695 | 3438152 | AMERICAN STANDARD, INC. | 4A7A5048E1 | AC | Split System: Air-Cooled Condensing Unit, Coil with Blower | 4TTR5048E1 |  | 4TXCC043BC3 | 12 | 14.5 | Yes | Yes | 2011-02-28 |  | 0
FALSE | 4TTR6048B1 | 3695 | 3438153 | AMERICAN STANDARD, INC. | 4A7A5048E1 | AC | Split System: Air-Cooled Condensing Unit, Coil with Blower | 4TTR5048E1 |  | 4TXCC043BC3 | 12 | 14.5 | Yes | Yes | 2011-02-28 |  | 0
FALSE | 4TTX6018H1 | 3491 | 3458556 | TRANE | 4TTX5018A1 | AC | Split System: Air-Cooled Condensing Unit, Coil with Blower | 4TTX5018A1 |  | 4CXCB031CC3 | 13.2 | 16 | Yes | Yes | 2011-01-21 |  | 2
FALSE | 4TTX6018H1 | 3491 | 3458557 | TRANE | 4TTX5018A1 | AC | Split System: Air-Cooled Condensing Unit, Coil with Blower | 4TTX5018A1 |  | 4CXCB031CC3 | 13.5 | 16 | Yes | Yes | 2011-01-21 |  | 2
FALSE | 4TTX6024H1 | 3520 | 3458562 | TRANE | 4TTX5024A1 | AC | Split System: Air-Cooled Condensing Unit, Coil with Blower | 4TTX5024A1 |  | 4CXCB025CC3 | 13 | 15.25 | Yes | Yes | 2011-01-21 |  | 1
FALSE | 4TTX6024H1 | 3520 | 3458568 | TRANE | 4TTX5024A1 | AC | Split System: Air-Cooled Condensing Unit, Coil with Blower | 4TTX5024A1 |  | 4CXCB025CC3 | 12.9 | 15.5 | Yes | Yes | 2011-01-21 |  | 1
FALSE | 4TTX6024H1 | 3520 | 3458569 | TRANE | 4TTX5024A1 | AC | Split System: Air-Cooled Condensing Unit, Coil with Blower | 4TTX5024A1 |  | 4CXCB025CC3 | 12.9 | 15.5 | Yes | Yes | 2011-01-21 |  | 1
FALSE | 4TTX6024H1 | 3520 | 3458570 | TRANE | 4TTX5024A1 | AC | Split System: Air-Cooled Condensing Unit, Coil with Blower | 4TTX5024A1 |  | 4CXCB025CC3 | 13.1 | 15.75 | Yes | Yes | 2011-01-21 |  | 1
FALSE | 4TTX6024H1 | 3520 | 3458571 | TRANE | 4TTX5024A1 | AC | Split System: Air-Cooled Condensing Unit, Coil with Blower | 4TTX5024A1 |  | 4CXCB025CC3 | 13.2 | 15.75 | Yes | Yes | 2011-01-21 |  | 1
FALSE | 4TTX6024H1 | 3520 | 3458572 | TRANE | 4TTX5024A1 | AC | Split System: Air-Cooled Condensing Unit, Coil with Blower | 4TTX5024A1 |  | 4CXCB025CC3 | 12.6 | 15 | Yes | Yes | 2011-01-21 |  | 1
FALSE | 4TTX6024H1 | 3520 | 3458573 | TRANE | 4TTX5024A1 | AC | Split System: Air-Cooled Condensing Unit, Coil with Blower | 4TTX5024A1 |  | 4CXCB025CC3 | 12.6 | 15 | Yes | Yes | 2011-01-21 |  | 1
FALSE | 4TTX6024H1 | 3520 | 3458577 | TRANE | 4TTX5024A1 | AC | Split System: Air-Cooled Condensing Unit, Coil with Blower | 4TTX5024A1 |  | 4CXCB025CC3 | 12.7 | 15.25 | Yes | Yes | 2011-01-21 |  | 1
FALSE | 4TTX6024H1 | 3520 | 3458581 | TRANE | 4TTX5024A1 | AC | Split System: Air-Cooled Condensing Unit, Coil with Blower | 4TTX5024A1 |  | 4CXCB025CC3 | 12.6 | 15 | Yes | Yes | 2011-01-21 |  | 1
FALSE | 4TTX6024H1 | 3520 | 3458588 | TRANE | 4TTX5024A1 | AC | Split System: Air-Cooled Condensing Unit, Coil with Blower | 4TTX5024A1 |  | 4CXCB025CC3 | 12.9 | 15.5 | Yes | Yes | 2011-01-21 |  | 1
FALSE | 4TTX6024H1 | 3520 | 3458589 | TRANE | 4TTX5024A1 | AC | Split System: Air-Cooled Condensing Unit, Coil with Blower | 4TTX5024A1 |  | 4CXCB025CC3 | 12.9 | 15.5 | Yes | Yes | 2011-01-21 |  | 1
FALSE | 4TTX6024H1 | 3520 | 3458592 | TRANE | 4TTX5024A1 | AC | Split System: Air-Cooled Condensing Unit, Coil with Blower | 4TTX5024A1 |  | 4CXCB025CC3 | 12.8 | 15.25 | Yes | Yes | 2011-01-21 |  | 1
FALSE | 4TTX6024H1 | 3520 | 3458597 | TRANE | 4TTX5024A1 | AC | Split System: Air-Cooled Condensing Unit, Coil with Blower | 4TTX5024A1 |  | 4CXCB031CC3 | 12.6 | 15 | Yes | Yes | 2011-01-21 |  | 1
FALSE | 4TTX6024H1 | 3520 | 3458600 | TRANE | 4TTX5024A1 | AC | Split System: Air-Cooled Condensing Unit, Coil with Blower | 4TTX5024A1 |  | 4CXCB031CC3 | 12.7 | 15.25 | Yes | Yes | 2011-01-21 |  | 1
FALSE | 4TTX6024H1 | 3520 | 3458603 | TRANE | 4TTX5024A1 | AC | Split System: Air-Cooled Condensing Unit, Coil with Blower | 4TTX5024A1 |  | 4CXCB031CC3 | 12.8 | 15.5 | Yes | Yes | 2011-01-21 |  | 1
FALSE | 4TTX6024H1 | 3520 | 3458608 | TRANE | 4TTX5024A1 | AC | Split System: Air-Cooled Condensing Unit, Coil with Blower | 4TTX5024A1 |  | 4CXCB031CC3 | 12.9 | 15.5 | Yes | Yes | 2011-01-21 |  | 1
FALSE | 4TTX6024H1 | 3520 | 3458609 | TRANE | 4TTX5024A1 | AC | Split System: Air-Cooled Condensing Unit, Coil with Blower | 4TTX5024A1 |  | 4CXCB031CC3 | 12.9 | 15.5 | Yes | Yes | 2011-01-21 |  | 1
FALSE | 4TTX6024H1 | 3520 | 3458611 | TRANE | 4TTX5024A1 | AC | Split System: Air-Cooled Condensing Unit, Coil with Blower | 4TTX5024A1 |  | 4CXCB031CC3 | 13 | 15.5 | Yes | Yes | 2011-01-21 |  | 1
FALSE | 4TTX6030H1 | 3530 | 3458687 | TRANE | 4TTX5030A1 | AC | Split System: Air-Cooled Condensing Unit, Coil with Blower | 4TTX5030A1 |  | 4CXCB042CC3 | 12.1 | 14.5 | Yes | Yes | 2011-01-21 |  | 0
FALSE | 4TTX6030H1 | 3530 | 3458693 | TRANE | 4TTX5030A1 | AC | Split System: Air-Cooled Condensing Unit, Coil with Blower | 4TTX5030A1 |  | 4CXCB042CC3 | 12.1 | 14.5 | Yes | Yes | 2011-01-21 |  | 0
FALSE | 4TTX6030H1 | 3530 | 3458694 | TRANE | 4TTX5030A1 | AC | Split System: Air-Cooled Condensing Unit, Coil with Blower | 4TTX5030A1 |  | 4CXCB042CC3 | 12.3 | 14.75 | Yes | Yes | 2011-01-21 |  | 0
FALSE | 4TTX6030H1 | 3530 | 3458695 | TRANE | 4TTX5030A1 | AC | Split System: Air-Cooled Condensing Unit, Coil with Blower | 4TTX5030A1 |  | 4CXCB042CC3 | 12.2 | 14.75 | Yes | Yes | 2011-01-21 |  | 0
FALSE | 4TTX6030H1 | 3530 | 3458696 | TRANE | 4TTX5030A1 | AC | Split System: Air-Cooled Condensing Unit, Coil with Blower | 4TTX5030A1 |  | 4CXCB042CC3 | 12.2 | 14.75 | Yes | Yes | 2011-01-21 |  | 0
FALSE | 4TTX6030H1 | 3530 | 3458701 | TRANE | 4TTX5030A1 | AC | Split System: Air-Cooled Condensing Unit, Coil with Blower | 4TTX5030A1 |  | 4CXCC037CC3 | 12.5 | 15.25 | Yes | Yes | 2011-01-21 |  | 1
FALSE | 4TTX6030H1 | 3530 | 3458702 | TRANE | 4TTX5030A1 | AC | Split System: Air-Cooled Condensing Unit, Coil with Blower | 4TTX5030A1 |  | 4CXCC037CC3 | 12.7 | 15.25 | Yes | Yes | 2011-01-21 |  | 1
FALSE | 4TTX6030H1 | 3530 | 3458704 | TRANE | 4TTX5030A1 | AC | Split System: Air-Cooled Condensing Unit, Coil with Blower | 4TTX5030A1 |  | 4CXCC037CC3 | 12.8 | 15.5 | Yes | Yes | 2011-01-21 |  | 1
FALSE | 4TTX6030H1 | 3530 | 3458707 | TRANE | 4TTX5030A1 | AC | Split System: Air-Cooled Condensing Unit, Coil with Blower | 4TTX5030A1 |  | 4CXCC037CC3 | 13 | 15.5 | Yes | Yes | 2011-01-21 |  | 1
FALSE | 4TTX6030H1 | 3530 | 3458710 | TRANE | 4TTX5030A1 | AC | Split System: Air-Cooled Condensing Unit, Coil with Blower | 4TTX5030A1 |  | 4CXCC037CC3 | 12.3 | 14.75 | Yes | Yes | 2011-01-21 |  | 0
FALSE | 4TTX6030H1 | 3530 | 3458711 | TRANE | 4TTX5030A1 | AC | Split System: Air-Cooled Condensing Unit, Coil with Blower | 4TTX5030A1 |  | 4CXCC037CC3 | 12.3 | 14.75 | Yes | Yes | 2011-01-21 |  | 0
FALSE | 4TTX6030H1 | 3530 | 3458714 | TRANE | 4TTX5030A1 | AC | Split System: Air-Cooled Condensing Unit, Coil with Blower | 4TTX5030A1 |  | 4CXCC037CC3 | 12.5 | 15 | Yes | Yes | 2011-01-21 |  | 1
FALSE | 4TTX6030H1 | 3530 | 3458716 | TRANE | 4TTX5030A1 | AC | Split System: Air-Cooled Condensing Unit, Coil with Blower | 4TTX5030A1 |  | 4CXCC037CC3 | 12.5 | 15 | Yes | Yes | 2011-01-21 |  | 1
FALSE | 4TTX6030H1 | 3530 | 3458717 | TRANE | 4TTX5030A1 | AC | Split System: Air-Cooled Condensing Unit, Coil with Blower | 4TTX5030A1 |  | 4CXCC037CC3 | 12.5 | 15 | Yes | Yes | 2011-01-21 |  | 1
FALSE | 4TTX6030H1 | 3530 | 3458719 | TRANE | 4TTX5030A1 | AC | Split System: Air-Cooled Condensing Unit, Coil with Blower | 4TTX5030A1 |  | 4CXCC037CC3 | 12.6 | 15 | Yes | Yes | 2011-01-21 |  | 1
FALSE | 4TTX6030H1 | 3530 | 3458720 | TRANE | 4TTX5030A1 | AC | Split System: Air-Cooled Condensing Unit, Coil with Blower | 4TTX5030A1 |  | 4CXCC037CC3 | 12.5 | 15.25 | Yes | Yes | 2011-01-21 |  | 1
FALSE | 4TTX6030H1 | 3530 | 3458721 | TRANE | 4TTX5030A1 | AC | Split System: Air-Cooled Condensing Unit, Coil with Blower | 4TTX5030A1 |  | 4CXCC037CC3 | 12.5 | 15.25 | Yes | Yes | 2011-01-21 |  | 1
FALSE | 4TTX6030H1 | 3530 | 3458722 | TRANE | 4TTX5030A1 | AC | Split System: Air-Cooled Condensing Unit, Coil with Blower | 4TTX5030A1 |  | 4CXCC037CC3 | 12.6 | 15.25 | Yes | Yes | 2011-01-21 |  | 1
FALSE | 4TTX6030H1 | 3530 | 3458723 | TRANE | 4TTX5030A1 | AC | Split System: Air-Cooled Condensing Unit, Coil with Blower | 4TTX5030A1 |  | 4CXCC037CC3 | 12.6 | 15.25 | Yes | Yes | 2011-01-21 |  | 1
FALSE | 4TTX6030H1 | 3530 | 3458729 | TRANE | 4TTX5030A1 | AC | Split System: Air-Cooled Condensing Unit, Coil with Blower | 4TTX5030A1 |  | 4CXCC037CC3 | 12.8 | 15.5 | Yes | Yes | 2011-01-21 |  | 1
FALSE | 4TTX6036H1 | 3598 | 3458847 | TRANE | 4TTX5036A1 | AC | Split System: Air-Cooled Condensing Unit, Coil with Blower | 4TTX5036A1 |  | 4CXCC037CC3 | 12.5 | 15 | Yes | Yes | 2011-01-21 |  | 1
FALSE | 4TTX6036H1 | 3598 | 3458848 | TRANE | 4TTX5036A1 | AC | Split System: Air-Cooled Condensing Unit, Coil with Blower | 4TTX5036A1 |  | 4CXCC037CC3 | 12.6 | 15 | Yes | Yes | 2011-01-21 |  | 1
FALSE | 4TTX6036H1 | 3598 | 3458849 | TRANE | 4TTX5036A1 | AC | Split System: Air-Cooled Condensing Unit, Coil with Blower | 4TTX5036A1 |  | 4CXCC037CC3 | 12.8 | 15.25 | Yes | Yes | 2011-01-21 |  | 1
FALSE | 4TTX6036H1 | 3598 | 3458851 | TRANE | 4TTX5036A1 | AC | Split System: Air-Cooled Condensing Unit, Coil with Blower | 4TTX5036A1 |  | 4CXCC037CC3 | 12.5 | 14.75 | Yes | Yes | 2011-01-21 |  | 0
FALSE | 4TTX6036H1 | 3598 | 3458856 | TRANE | 4TTX5036A1 | AC | Split System: Air-Cooled Condensing Unit, Coil with Blower | 4TTX5036A1 |  | 4CXCC043CC3 | 12 | 14.5 | Yes | Yes | 2011-01-21 |  | 0
FALSE | 4TTX6036H1 | 3598 | 3458858 | TRANE | 4TTX5036A1 | AC | Split System: Air-Cooled Condensing Unit, Coil with Blower | 4TTX5036A1 |  | 4CXCC043CC3 | 12.5 | 15 | Yes | Yes | 2011-01-21 |  | 1
FALSE | 4TTX6036H1 | 3598 | 3458870 | TRANE | 4TTX5036A1 | AC | Split System: Air-Cooled Condensing Unit, Coil with Blower | 4TTX5036A1 |  | 4CXCC043CC3 | 12 | 14.5 | Yes | Yes | 2011-01-21 |  | 0
FALSE | 4TTX6036H1 | 3598 | 3458872 | TRANE | 4TTX5036A1 | AC | Split System: Air-Cooled Condensing Unit, Coil with Blower | 4TTX5036A1 |  | 4CXCC043CC3 | 12.4 | 14.75 | Yes | Yes | 2011-01-21 |  | 0
FALSE | 4TTX6036H1 | 3598 | 3458888 | TRANE | 4TTX5036A1 | AC | Split System: Air-Cooled Condensing Unit, Coil with Blower | 4TTX5036A1 |  | 4CXCC043CC3 | 12 | 14.5 | Yes | Yes | 2011-01-21 |  | 0
FALSE | 4TTX6036H1 | 3598 | 3458891 | TRANE | 4TTX5036A1 | AC | Split System: Air-Cooled Condensing Unit, Coil with Blower | 4TTX5036A1 |  | 4CXCC043CC3 | 12 | 14.75 | Yes | Yes | 2011-01-21 |  | 0
FALSE | 4TTX6036H1 | 3598 | 3458892 | TRANE | 4TTX5036A1 | AC | Split System: Air-Cooled Condensing Unit, Coil with Blower | 4TTX5036A1 |  | 4CXCC043CC3 | 12.4 | 14.75 | Yes | Yes | 2011-01-21 |  | 0
FALSE | 4TTX6036H1 | 3598 | 3458893 | TRANE | 4TTX5036A1 | AC | Split System: Air-Cooled Condensing Unit, Coil with Blower | 4TTX5036A1 |  | 4CXCC043CC3 | 12.5 | 14.75 | Yes | Yes | 2011-01-21 |  | 0
FALSE | 4TTX6036H1 | 3598 | 3458897 | TRANE | 4TTX5036A1 | AC | Split System: Air-Cooled Condensing Unit, Coil with Blower | 4TTX5036A1 |  | 4CXCC043CC3 | 12 | 14.5 | Yes | Yes | 2011-01-21 |  | 0
FALSE | 4TTX6036H1 | 3598 | 3458898 | TRANE | 4TTX5036A1 | AC | Split System: Air-Cooled Condensing Unit, Coil with Blower | 4TTX5036A1 |  | 4CXCC049CC3 | 12.5 | 15 | Yes | Yes | 2011-01-21 |  | 1
FALSE | 4TTX6048H1 | 3702 | 3458930 | TRANE | 4TTX5048A1 | AC | Split System: Air-Cooled Condensing Unit, Coil with Blower | 4TTX5048A1 |  | 4CXCD061CC3 | 12 | 14.75 | Yes | Yes | 2011-01-21 |  | 0
FALSE | 4TTX6048H1 | 3702 | 3458934 | TRANE | 4TTX5048A1 | AC | Split System: Air-Cooled Condensing Unit, Coil with Blower | 4TTX5048A1 |  | 4CXCD061CC3 | 12 | 15 | Yes | Yes | 2011-01-21 |  | 0
FALSE | 4TTX6048H1 | 3702 | 3458936 | TRANE | 4TTX5048A1 | AC | Split System: Air-Cooled Condensing Unit, Coil with Blower | 4TTX5048A1 |  | 4CXCD061CC3 | 12 | 14.75 | Yes | Yes | 2011-01-21 |  | 0
FALSE | 4TTX6048H1 | 3702 | 3458940 | TRANE | 4TTX5048A1 | AC | Split System: Air-Cooled Condensing Unit, Coil with Blower | 4TTX5048A1 |  | 4CXCD061CC3 | 12 | 14.75 | Yes | Yes | 2011-01-21 |  | 0
FALSE | 4TTX6048H1 | 3702 | 3458942 | TRANE | 4TTX5048A1 | AC | Split System: Air-Cooled Condensing Unit, Coil with Blower | 4TTX5048A1 |  | 4CXCD061CC3 | 12 | 15.25 | Yes | Yes | 2011-01-21 |  | 0
FALSE | 4TTX6024H1 | 3520 | 3459089 | AMERICAN STANDARD, INC. | 4A7A5024A1 | AC | Split System: Air-Cooled Condensing Unit, Coil with Blower | 4TTX5024A1 |  | 4CXCB031CC3 | 12.7 | 15.25 | Yes | Yes | 2011-02-28 |  | 1
FALSE | 4TTX6024H1 | 3520 | 3459092 | AMERICAN STANDARD, INC. | 4A7A5024A1 | AC | Split System: Air-Cooled Condensing Unit, Coil with Blower | 4TTX5024A1 |  | 4CXCB031CC3 | 12.8 | 15.5 | Yes | Yes | 2011-02-28 |  | 1
FALSE | 4TTX6024H1 | 3520 | 3459097 | AMERICAN STANDARD, INC. | 4A7A5024A1 | AC | Split System: Air-Cooled Condensing Unit, Coil with Blower | 4TTX5024A1 |  | 4CXCB031CC3 | 12.9 | 15.5 | Yes | Yes | 2011-02-28 |  | 1
FALSE | 4TTX6024H1 | 3520 | 3459098 | AMERICAN STANDARD, INC. | 4A7A5024A1 | AC | Split System: Air-Cooled Condensing Unit, Coil with Blower | 4TTX5024A1 |  | 4CXCB031CC3 | 12.9 | 15.5 | Yes | Yes | 2011-02-28 |  | 1
FALSE | 4TTX6024H1 | 3520 | 3459100 | AMERICAN STANDARD, INC. | 4A7A5024A1 | AC | Split System: Air-Cooled Condensing Unit, Coil with Blower | 4TTX5024A1 |  | 4CXCB031CC3 | 13 | 15.5 | Yes | Yes | 2011-02-28 |  | 1
FALSE | 4TTX6024H1 | 3520 | 3459102 | AMERICAN STANDARD, INC. | 4A7A5024A1 | AC | Split System: Air-Cooled Condensing Unit, Coil with Blower | 4TTX5024A1 |  | 4CXCB031CC3 | 12.6 | 15 | Yes | Yes | 2011-02-28 |  | 1
FALSE | 4TTX6024H1 | 3520 | 3459106 | AMERICAN STANDARD, INC. | 4A7A5024A1 | AC | Split System: Air-Cooled Condensing Unit, Coil with Blower | 4TTX5024A1 |  | 4CXCB031CC3 | 12.9 | 15.5 | Yes | Yes | 2011-02-28 |  | 1
FALSE | 4TTX6024H1 | 3520 | 3459108 | AMERICAN STANDARD, INC. | 4A7A5024A1 | AC | Split System: Air-Cooled Condensing Unit, Coil with Blower | 4TTX5024A1 |  | 4CXCB031CC3 | 13.2 | 16 | Yes | Yes | 2011-02-28 |  | 2
FALSE | 4TTX6024H1 | 3520 | 3459109 | AMERICAN STANDARD, INC. | 4A7A5024A1 | AC | Split System: Air-Cooled Condensing Unit, Coil with Blower | 4TTX5024A1 |  | 4CXCB031CC3 | 12.6 | 15 | Yes | Yes | 2011-02-28 |  | 1
FALSE | 4TTX6024H1 | 3520 | 3459114 | AMERICAN STANDARD, INC. | 4A7A5024A1 | AC | Split System: Air-Cooled Condensing Unit, Coil with Blower | 4TTX5024A1 |  | 4CXCB036CC3 | 13 | 15.5 | Yes | Yes | 2011-02-28 |  | 1
FALSE | 4TTX6024H1 | 3520 | 3459115 | AMERICAN STANDARD, INC. | 4A7A5024A1 | AC | Split System: Air-Cooled Condensing Unit, Coil with Blower | 4TTX5024A1 |  | 4CXCB036CC3 | 13 | 15.5 | Yes | Yes | 2011-02-28 |  | 1
FALSE | 4TTX6030H1 | 3530 | 3459138 | AMERICAN STANDARD, INC. | 4A7A5030A1 | AC | Split System: Air-Cooled Condensing Unit, Coil with Blower | 4TTX5030A1 |  | 4CXCB031CC3 | 12.1 | 14.5 | Yes | Yes | 2011-02-28 |  | 0
FALSE | 4TTX6030H1 | 3530 | 3459140 | AMERICAN STANDARD, INC. | 4A7A5030A1 | AC | Split System: Air-Cooled Condensing Unit, Coil with Blower | 4TTX5030A1 |  | 4CXCB031CC3 | 12.1 | 14.5 | Yes | Yes | 2011-02-28 |  | 0
FALSE | 4TTX6030H1 | 3530 | 3459173 | AMERICAN STANDARD, INC. | 4A7A5030A1 | AC | Split System: Air-Cooled Condensing Unit, Coil with Blower | 4TTX5030A1 |  | 4CXCB042CC3 | 12 | 14.5 | Yes | Yes | 2011-02-28 |  | 0
FALSE | 4TTX6030H1 | 3530 | 3459176 | AMERICAN STANDARD, INC. | 4A7A5030A1 | AC | Split System: Air-Cooled Condensing Unit, Coil with Blower | 4TTX5030A1 |  | 4CXCB042CC3 | 12.1 | 14.5 | Yes | Yes | 2011-02-28 |  | 0
FALSE | 4TTX6030H1 | 3530 | 3459182 | AMERICAN STANDARD, INC. | 4A7A5030A1 | AC | Split System: Air-Cooled Condensing Unit, Coil with Blower | 4TTX5030A1 |  | 4CXCB042CC3 | 12.1 | 14.5 | Yes | Yes | 2011-02-28 |  | 0
FALSE | 4TTR6024B1 | 3503 | 3463866 | TRANE | 4TTR5024E1 | AC | Split System: Air-Cooled Condensing Unit, Coil with Blower | 4TTR5024E1 |  | 4TXCC008CC3 | 13 | 16 | Yes | Yes | 2011-01-21 |  | 2
FALSE | 4TTR6024B1 | 3503 | 3463872 | AMERICAN STANDARD, INC. | 4A7A5024E1 | AC | Split System: Air-Cooled Condensing Unit, Coil with Blower | 4TTR5024E1 |  | 4TXCC008CC3 | 13 | 16 | Yes | Yes | 2011-02-28 |  | 2
FALSE | S4QD-024KC | 2686 | 3464983 | NORDYNE, INC. | S4BD-024KB | AC | Split System: Air-Cooled Condensing Unit, Coil with Blower | S4BD-024KB |  | C6B(A,H)-X24(C,U)-A | 12.5 | 14.5 | Yes | Yes | 2011-01-21 |  | 0
FALSE | 4TTR6036B1 | 3674 | 3470840 | TRANE | 4TTR5036E1 | AC | Split System: Air-Cooled Condensing Unit, Coil with Blower | 4TTR5036E1 |  | 4TEE3C04A1+18-GJ01D | 13 | 15.5 | Yes | Yes | 2011-01-21 |  | 1
FALSE | 4TTR6036B1 | 3674 | 3470841 | TRANE | 4TTR5036E1 | AC | Split System: Air-Cooled Condensing Unit, Coil with Blower | 4TTR5036E1 |  | 4TEE3C05A1+18-GJ01D | 13 | 16 | Yes | Yes | 2011-01-21 |  | 2
FALSE | 4TTR6036B1 | 3674 | 3470842 | TRANE | 4TTR5036E1 | AC | Split System: Air-Cooled Condensing Unit, Coil with Blower | 4TTR5036E1 |  | 4TEE3C10A1 | 13 | 16 | Yes | Yes | 2011-01-21 |  | 2
FALSE | 4TTR6036B1 | 3674 | 3470843 | TRANE | 4TTR5036E1 | AC | Split System: Air-Cooled Condensing Unit, Coil with Blower | 4TTR5036E1 |  | 4TEE3C10A1+18-GJ01D | 13 | 16 | Yes | Yes | 2011-01-21 |  | 2
FALSE | 4TTR6036B1 | 3674 | 3470845 | AMERICAN STANDARD, INC. | 4A7A5036E1 | AC | Split System: Air-Cooled Condensing Unit, Coil with Blower | 4TTR5036E1 |  | 4TEE3C04A1 | 13 | 16 | Yes | Yes | 2011-02-28 |  | 2
FALSE | 4TTR6036B1 | 3674 | 3470846 | AMERICAN STANDARD, INC. | 4A7A5036E1 | AC | Split System: Air-Cooled Condensing Unit, Coil with Blower | 4TTR5036E1 |  | 4TEE3C04A1+18-GJ01D | 13 | 15.5 | Yes | Yes | 2011-02-28 |  | 1
FALSE | 4TTR6036B1 | 3674 | 3470847 | AMERICAN STANDARD, INC. | 4A7A5036E1 | AC | Split System: Air-Cooled Condensing Unit, Coil with Blower | 4TTR5036E1 |  | 4TEE3C05A1+18-GJ01D | 13 | 16 | Yes | Yes | 2011-02-28 |  | 2
FALSE | 4TTR6036B1 | 3674 | 3470848 | AMERICAN STANDARD, INC. | 4A7A5036E1 | AC | Split System: Air-Cooled Condensing Unit, Coil with Blower | 4TTR5036E1 |  | 4TEE3C10A1 | 13 | 16 | Yes | Yes | 2011-02-28 |  | 2
FALSE | 4TTR6036B1 | 3674 | 3470849 | AMERICAN STANDARD, INC. | 4A7A5036E1 | AC | Split System: Air-Cooled Condensing Unit, Coil with Blower | 4TTR5036E1 |  | 4TEE3C10A1+18-GJ01D | 13 | 16 | Yes | Yes | 2011-02-28 |  | 2
FALSE | 4TTR6036B1 | 3674 | 3470859 | TRANE | 4TTR5036E1 | AC | Split System: Air-Cooled Condensing Unit, Coil with Blower | 4TTR5036E1 |  | 4TEE3C05A1 | 13 | 16 | Yes | Yes | 2011-01-21 |  | 2
FALSE | 4TTR6036B1 | 3674 | 3470860 | AMERICAN STANDARD, INC. | 4A7A5036E1 | AC | Split System: Air-Cooled Condensing Unit, Coil with Blower | 4TTR5036E1 |  | 4TEE3C05A1 | 13 | 16 | Yes | Yes | 2011-02-28 |  | 2
FALSE | 4TTX6030H1 | 3530 | 3470998 | TRANE | 4TTX5030A1 | AC | Split System: Air-Cooled Condensing Unit, Coil with Blower | 4TTX5030A1 |  | 4TXCB036BC3 | 12.5 | 15 | Yes | Yes | 2011-01-21 |  | 1
FALSE | 4TTX6036H1 | 3598 | 3476366 | TRANE | 4TTX5036A1 | AC | Split System: Air-Cooled Condensing Unit, Coil with Blower | 4TTX5036A1 |  | 4TEE3C04A1 | 13 | 15.75 | Yes | Yes | 2011-01-21 |  | 1
FALSE | 4TTX6036H1 | 3598 | 3476367 | TRANE | 4TTX5036A1 | AC | Split System: Air-Cooled Condensing Unit, Coil with Blower | 4TTX5036A1 |  | 4TEE3C04A1+18-GJ01D | 12.5 | 15.25 | Yes | Yes | 2011-01-21 |  | 1
FALSE | 4TTX6018H1 | 3491 | 3476645 | TRANE | 4TTX5018A1 | AC | Split System: Air-Cooled Condensing Unit, Coil with Blower | 4TTX5018A1 |  | 4TFB3F18A1 | 12.5 | 15 | Yes | Yes | 2011-01-21 |  | 1
FALSE | 4TTX6018H1 | 3491 | 3476646 | AMERICAN STANDARD, INC. | 4A7A5018A1 | AC | Split System: Air-Cooled Condensing Unit, Coil with Blower | 4TTX5018A1 |  | 4TFB3F18A1 | 12.5 | 15 | Yes | Yes | 2011-02-28 |  | 1
FALSE | YCJD18S41S1 | 3740 | 3476859 | YORK BY JOHNSON CONTROLS | YCJD18S41S1 | AC | Split System: Air-Cooled Condensing Unit, Coil with Blower | YCJD18S41S1 |  | AHX18 | 12 | 14.5 | Yes | Yes | 2011-01-21 |  | 0
FALSE | YCJD18S41S1 | 3740 | 3476860 | YORK BY JOHNSON CONTROLS | YCJD18S41S1 | AC | Split System: Air-Cooled Condensing Unit, Coil with Blower | YCJD18S41S1 |  | AHX18+TXV | 12 | 14.5 | Yes | Yes | 2011-01-21 |  | 0
FALSE | S4BI-024K | 2602 | 3477991 | NORDYNE, LLC. | S4BI-024K | AC | Split System: Air-Cooled Condensing Unit, Coil with Blower | S4BI-024K |  | C6BH-I24C-B | 14.9 | 23 | Yes | Yes | 2011-01-21 |  | 3
FALSE | S4BI-024K | 2602 | 3477992 | NORDYNE, LLC. | S4BI-024K | AC | Split System: Air-Cooled Condensing Unit, Coil with Blower | S4BI-024K |  | C6BH-I24C-B | 14.9 | 23 | Yes | Yes | 2011-01-21 |  | 3
FALSE | S4BI-036K | 2600 | 3477993 | NORDYNE, LLC. | S4BI-036K | AC | Split System: Air-Cooled Condensing Unit, Coil with Blower | S4BI-036K |  | C6BH-I36C-B | 13 | 20 | Yes | Yes | 2011-01-21 |  | 3
FALSE | S4BI-036K | 2600 | 3477994 | NORDYNE, LLC. | S4BI-036K | AC | Split System: Air-Cooled Condensing Unit, Coil with Blower | S4BI-036K |  | C6BH-I36C-C | 13.1 | 20.5 | Yes | Yes | 2011-01-21 |  | 3
FALSE | S4BI-036K | 2600 | 3477995 | NORDYNE, LLC. | S4BI-036K | AC | Split System: Air-Cooled Condensing Unit, Coil with Blower | S4BI-036K |  | C6BH-I36C-B | 13 | 20 | Yes | Yes | 2011-01-21 |  | 3
FALSE | S4BI-036K | 2600 | 3477996 | NORDYNE, LLC. | S4BI-036K | AC | Split System: Air-Cooled Condensing Unit, Coil with Blower | S4BI-036K |  | C6BH-I36C-C | 13.1 | 20.5 | Yes | Yes | 2011-01-21 |  | 3
FALSE | S4BI-048K | 2601 | 3477998 | NORDYNE, LLC. | S4BI-048K | AC | Split System: Air-Cooled Condensing Unit, Coil with Blower | S4BI-048K |  | C6BH-I48C-C | 12.2 | 21 | Yes | Yes | 2011-01-21 |  | 0
FALSE | S4BI-048K | 2601 | 3477999 | NORDYNE, LLC. | S4BI-048K | AC | Split System: Air-Cooled Condensing Unit, Coil with Blower | S4BI-048K |  | C6BH-I48C-D | 12.3 | 21 | Yes | Yes | 2011-01-21 |  | 0
FALSE | S4BI-048K | 2601 | 3478000 | NORDYNE, LLC. | S4BI-048K | AC | Split System: Air-Cooled Condensing Unit, Coil with Blower | S4BI-048K |  | C6BH-I48C-C | 12.2 | 21 | Yes | Yes | 2011-01-21 |  | 0
FALSE | S4BI-048K | 2601 | 3478001 | NORDYNE, LLC. | S4BI-048K | AC | Split System: Air-Cooled Condensing Unit, Coil with Blower | S4BI-048K |  | C6BH-I48C-D | 12.3 | 21 | Yes | Yes | 2011-01-21 |  | 0
FALSE | S4BI-024K | 2602 | 3478002 | FRIGIDAIRE | FS4BI-024K | AC | Split System: Air-Cooled Condensing Unit, Coil with Blower | S4BI-024K |  | C6BH-I24C-B | 14.9 | 23 | Yes | Yes | 2011-02-08 |  | 3
FALSE | S4BI-024K | 2602 | 3478003 | FRIGIDAIRE | FS4BI-024K | AC | Split System: Air-Cooled Condensing Unit, Coil with Blower | S4BI-024K |  | C6BH-I24C-B | 14.9 | 23 | Yes | Yes | 2011-02-08 |  | 3
FALSE | S4BI-036K | 2600 | 3478004 | FRIGIDAIRE | FS4BI-036K | AC | Split System: Air-Cooled Condensing Unit, Coil with Blower | S4BI-036K |  | C6BH-I36C-B | 13 | 20 | Yes | Yes | 2011-02-08 |  | 3
FALSE | S4BI-036K | 2600 | 3478005 | FRIGIDAIRE | FS4BI-036K | AC | Split System: Air-Cooled Condensing Unit, Coil with Blower | S4BI-036K |  | C6BH-I36C-C | 13.1 | 20.5 | Yes | Yes | 2011-02-08 |  | 3
FALSE | S4BI-024K | 2602 | 3478053 | MAYTAG | PSA4BI024K | AC | Split System: Air-Cooled Condensing Unit, Coil with Blower | S4BI-024K |  | C6BH-I24C-B | 14.9 | 23 | Yes | Yes | 2011-02-08 |  | 3
FALSE | S4BI-036K | 2600 | 3478054 | MAYTAG | PSA4BI036K | AC | Split System: Air-Cooled Condensing Unit, Coil with Blower | S4BI-036K |  | C6BH-I36C-B | 13 | 20 | Yes | Yes | 2011-02-08 |  | 3
FALSE | S4BI-036K | 2600 | 3478055 | MAYTAG | PSA4BI036K | AC | Split System: Air-Cooled Condensing Unit, Coil with Blower | S4BI-036K |  | C6BH-I36C-C | 13.1 | 20.5 | Yes | Yes | 2011-02-08 |  | 3
FALSE | S4BI-036K | 2600 | 3478056 | MAYTAG | PSA4BI036K | AC | Split System: Air-Cooled Condensing Unit, Coil with Blower | S4BI-036K |  | C6BH-I36C-B | 13 | 20 | Yes | Yes | 2011-02-08 |  | 3
FALSE | S4BI-036K | 2600 | 3478057 | MAYTAG | PSA4BI036K | AC | Split System: Air-Cooled Condensing Unit, Coil with Blower | S4BI-036K |  | C6BH-I36C-C | 13.1 | 20.5 | Yes | Yes | 2011-02-08 |  | 3
FALSE | S4BI-048K | 2601 | 3478058 | MAYTAG | PSA4BI048K | AC | Split System: Air-Cooled Condensing Unit, Coil with Blower | S4BI-048K |  | C6BH-I48C-C | 12.2 | 21 | Yes | Yes | 2011-02-08 |  | 0
FALSE | S4BI-048K | 2601 | 3478059 | MAYTAG | PSA4BI048K | AC | Split System: Air-Cooled Condensing Unit, Coil with Blower | S4BI-048K |  | C6BH-I48C-D | 12.3 | 21 | Yes | Yes | 2011-02-08 |  | 0
FALSE | S4BI-048K | 2601 | 3478060 | MAYTAG | PSA4BI048K | AC | Split System: Air-Cooled Condensing Unit, Coil with Blower | S4BI-048K |  | C6BH-I48C-C | 12.2 | 21 | Yes | Yes | 2011-02-08 |  | 0
FALSE | S4BI-048K | 2601 | 3478061 | MAYTAG | PSA4BI048K | AC | Split System: Air-Cooled Condensing Unit, Coil with Blower | S4BI-048K |  | C6BH-I48C-D | 12.3 | 21 | Yes | Yes | 2011-02-08 |  | 0
FALSE | S4QD-024KC | 2686 | 3479860 | NORDYNE, INC. | S4BD-024KB | AC | Split System: Air-Cooled Condensing Unit, Coil with Blower | S4BD-024KB |  | C6B(A,H)-X24(C,U)-A | 12.5 | 14.5 | Yes | Yes | 2011-01-21 |  | 0
FALSE | S4QD-024KC | 2686 | 3479861 | NORDYNE, INC. | S4BD-024KB | AC | Split System: Air-Cooled Condensing Unit, Coil with Blower | S4BD-024KB |  | C6B(A,H)-X24(C,U)-B | 12.5 | 14.5 | Yes | Yes | 2011-01-21 |  | 0
FALSE | S4QD-024KC | 2686 | 3479908 | GRANDAIRE | JS4BD-024KB | AC | Split System: Air-Cooled Condensing Unit, Coil with Blower | S4BD-024KB |  | C6B(A,H)-X24(C,U)-A | 12.5 | 14.5 | Yes | Yes | 2011-02-08 |  | 0
FALSE | S4QD-024KC | 2686 | 3479909 | GRANDAIRE | JS4BD-024KB | AC | Split System: Air-Cooled Condensing Unit, Coil with Blower | S4BD-024KB |  | C6B(A,H)-X24(C,U)-B | 12.5 | 14.5 | Yes | Yes | 2011-02-08 |  | 0
FALSE | S4QD-030KC | 2692 | 3479913 | GRANDAIRE | JS4BD-030KB | AC | Split System: Air-Cooled Condensing Unit, Coil with Blower | S4BD-030KB |  | C6B(A,H)-X30(C,U)-A | 12.5 | 14.5 | Yes | Yes | 2011-02-08 |  | 0
FALSE | S4QD-030KC | 2692 | 3479914 | GRANDAIRE | JS4BD-030KB | AC | Split System: Air-Cooled Condensing Unit, Coil with Blower | S4BD-030KB |  | C6B(A,H)-X30(C,U)-B | 12.5 | 14.5 | Yes | Yes | 2011-02-08 |  | 0
FALSE | S4QD-030KC | 2692 | 3479915 | GRANDAIRE | JS4BD-030KB | AC | Split System: Air-Cooled Condensing Unit, Coil with Blower | S4BD-030KB |  | C6B(A,H)-X30(C,U)-C | 12.5 | 14.5 | Yes | Yes | 2011-02-08 |  | 0
FALSE | S4QD-024KC | 2686 | 3479926 | PHILCO | JS4BD-024KB | AC | Split System: Air-Cooled Condensing Unit, Coil with Blower | S4BD-024KB |  | C6B(A,H)-X24(C,U)-A | 12.5 | 14.5 | Yes | Yes | 2011-02-08 |  | 0
FALSE | S4QD-024KC | 2686 | 3479927 | PHILCO | JS4BD-024KB | AC | Split System: Air-Cooled Condensing Unit, Coil with Blower | S4BD-024KB |  | C6B(A,H)-X24(C,U)-B | 12.5 | 14.5 | Yes | Yes | 2011-02-08 |  | 0
FALSE | S4QD-030KC | 2692 | 3480039 | WESTINGHOUSE | ES4BD-030KB | AC | Split System: Air-Cooled Condensing Unit, Coil with Blower | S4BD-030KB |  | C6B(A,H)-X30(C,U)-A | 12.5 | 14.5 | Yes | Yes | 2011-02-08 |  | 0
FALSE | S4QD-030KC | 2692 | 3480040 | WESTINGHOUSE | ES4BD-030KB | AC | Split System: Air-Cooled Condensing Unit, Coil with Blower | S4BD-030KB |  | C6B(A,H)-X30(C,U)-B | 12.5 | 14.5 | Yes | Yes | 2011-02-08 |  | 0
FALSE | S4QD-030KC | 2692 | 3480041 | WESTINGHOUSE | ES4BD-030KB | AC | Split System: Air-Cooled Condensing Unit, Coil with Blower | S4BD-030KB |  | C6B(A,H)-X30(C,U)-C | 12.5 | 14.5 | Yes | Yes | 2011-02-08 |  | 0
FALSE | S4QD-024KC | 2686 | 3480052 | NUTONE | ES4BD-024KB | AC | Split System: Air-Cooled Condensing Unit, Coil with Blower | S4BD-024KB |  | C6B(A,H)-X24(C,U)-A | 12.5 | 14.5 | Yes | Yes | 2011-02-08 |  | 0
FALSE | S4QD-024KC | 2686 | 3480053 | NUTONE | ES4BD-024KB | AC | Split System: Air-Cooled Condensing Unit, Coil with Blower | S4BD-024KB |  | C6B(A,H)-X24(C,U)-B | 12.5 | 14.5 | Yes | Yes | 2011-02-08 |  | 0
FALSE | S4QD-030KC | 2692 | 3480057 | NUTONE | ES4BD-030KB | AC | Split System: Air-Cooled Condensing Unit, Coil with Blower | S4BD-030KB |  | C6B(A,H)-X30(C,U)-A | 12.5 | 14.5 | Yes | Yes | 2011-02-08 |  | 0
FALSE | S4QD-030KC | 2692 | 3480058 | NUTONE | ES4BD-030KB | AC | Split System: Air-Cooled Condensing Unit, Coil with Blower | S4BD-030KB |  | C6B(A,H)-X30(C,U)-B | 12.5 | 14.5 | Yes | Yes | 2011-02-08 |  | 0
FALSE | S4QD-030KC | 2692 | 3480059 | NUTONE | ES4BD-030KB | AC | Split System: Air-Cooled Condensing Unit, Coil with Blower | S4BD-030KB |  | C6B(A,H)-X30(C,U)-C | 12.5 | 14.5 | Yes | Yes | 2011-02-08 |  | 0
FALSE | S4QD-024KC | 2686 | 3480178 | BROAN | NS4BD-024KB | AC | Split System: Air-Cooled Condensing Unit, Coil with Blower | S4BD-024KB |  | C6B(A,H)-X24(C,U)-A | 12.5 | 14.5 | Yes | Yes | 2011-02-08 |  | 0
FALSE | S4QD-024KC | 2686 | 3480179 | BROAN | NS4BD-024KB | AC | Split System: Air-Cooled Condensing Unit, Coil with Blower | S4BD-024KB |  | C6B(A,H)-X24(C,U)-B | 12.5 | 14.5 | Yes | Yes | 2011-02-08 |  | 0
FALSE | S4QD-030KC | 2692 | 3480183 | BROAN | NS4BD-030KB | AC | Split System: Air-Cooled Condensing Unit, Coil with Blower | S4BD-030KB |  | C6B(A,H)-X30(C,U)-A | 12.5 | 14.5 | Yes | Yes | 2011-02-08 |  | 0
FALSE | S4QD-030KC | 2692 | 3480184 | BROAN | NS4BD-030KB | AC | Split System: Air-Cooled Condensing Unit, Coil with Blower | S4BD-030KB |  | C6B(A,H)-X30(C,U)-B | 12.5 | 14.5 | Yes | Yes | 2011-02-08 |  | 0
FALSE | S4QD-030KC | 2692 | 3480185 | BROAN | NS4BD-030KB | AC | Split System: Air-Cooled Condensing Unit, Coil with Blower | S4BD-030KB |  | C6B(A,H)-X30(C,U)-C | 12.5 | 14.5 | Yes | Yes | 2011-02-08 |  | 0
FALSE | S4QD-024KC | 2686 | 3480196 | MAYTAG | PSA4BD024KB | AC | Split System: Air-Cooled Condensing Unit, Coil with Blower | S4BD-024KB |  | C6B(A,H)-X24(C,U)-A | 12.5 | 14.5 | Yes | Yes | 2011-02-08 |  | 0
FALSE | S4QD-024KC | 2686 | 3480197 | MAYTAG | PSA4BD024KB | AC | Split System: Air-Cooled Condensing Unit, Coil with Blower | S4BD-024KB |  | C6B(A,H)-X24(C,U)-B | 12.5 | 14.5 | Yes | Yes | 2011-02-08 |  | 0
FALSE | S4QD-030KC | 2692 | 3480201 | MAYTAG | PSA4BD030KB | AC | Split System: Air-Cooled Condensing Unit, Coil with Blower | S4BD-030KB |  | C6B(A,H)-X30(C,U)-A | 12.5 | 14.5 | Yes | Yes | 2011-02-08 |  | 0
FALSE | S4QD-030KC | 2692 | 3480202 | MAYTAG | PSA4BD030KB | AC | Split System: Air-Cooled Condensing Unit, Coil with Blower | S4BD-030KB |  | C6B(A,H)-X30(C,U)-B | 12.5 | 14.5 | Yes | Yes | 2011-02-08 |  | 0
FALSE | S4QD-024KC | 2686 | 3480322 | NUTONE | JS4BD-024KB | AC | Split System: Air-Cooled Condensing Unit, Coil with Blower | S4BD-024KB |  | C6B(A,H)-X24(C,U)-A | 12.5 | 14.5 | Yes | Yes | 2011-02-08 |  | 0
FALSE | S4QD-024KC | 2686 | 3480323 | NUTONE | JS4BD-024KB | AC | Split System: Air-Cooled Condensing Unit, Coil with Blower | S4BD-024KB |  | C6B(A,H)-X24(C,U)-B | 12.5 | 14.5 | Yes | Yes | 2011-02-08 |  | 0
FALSE | S4QD-030KC | 2692 | 3480327 | NUTONE | JS4BD-030KB | AC | Split System: Air-Cooled Condensing Unit, Coil with Blower | S4BD-030KB |  | C6B(A,H)-X30(C,U)-A | 12.5 | 14.5 | Yes | Yes | 2011-02-08 |  | 0
FALSE | S4QD-030KC | 2692 | 3480328 | NUTONE | JS4BD-030KB | AC | Split System: Air-Cooled Condensing Unit, Coil with Blower | S4BD-030KB |  | C6B(A,H)-X30(C,U)-B | 12.5 | 14.5 | Yes | Yes | 2011-02-08 |  | 0
FALSE | S4QD-030KC | 2692 | 3480329 | NUTONE | JS4BD-030KB | AC | Split System: Air-Cooled Condensing Unit, Coil with Blower | S4BD-030KB |  | C6B(A,H)-X30(C,U)-C | 12.5 | 14.5 | Yes | Yes | 2011-02-08 |  | 0
FALSE | S4QD-024KC | 2686 | 3480340 | BROAN | JS4BD-024KB | AC | Split System: Air-Cooled Condensing Unit, Coil with Blower | S4BD-024KB |  | C6B(A,H)-X24(C,U)-A | 12.5 | 14.5 | Yes | Yes | 2011-02-08 |  | 0
FALSE | S4QD-024KC | 2686 | 3480341 | BROAN | JS4BD-024KB | AC | Split System: Air-Cooled Condensing Unit, Coil with Blower | S4BD-024KB |  | C6B(A,H)-X24(C,U)-B | 12.5 | 14.5 | Yes | Yes | 2011-02-08 |  | 0
FALSE | S4QD-030KC | 2692 | 3480453 | TAPPAN | FS4BD-030KB | AC | Split System: Air-Cooled Condensing Unit, Coil with Blower | S4BD-030KB |  | C6B(A,H)-X30(C,U)-A | 12.5 | 14.5 | Yes | Yes | 2011-02-08 |  | 0
FALSE | S4QD-030KC | 2692 | 3480454 | TAPPAN | FS4BD-030KB | AC | Split System: Air-Cooled Condensing Unit, Coil with Blower | S4BD-030KB |  | C6B(A,H)-X30(C,U)-B | 12.5 | 14.5 | Yes | Yes | 2011-02-08 |  | 0
FALSE | S4QD-030KC | 2692 | 3480455 | TAPPAN | FS4BD-030KB | AC | Split System: Air-Cooled Condensing Unit, Coil with Blower | S4BD-030KB |  | C6B(A,H)-X30(C,U)-C | 12.5 | 14.5 | Yes | Yes | 2011-02-08 |  | 0
FALSE | S4QD-024KC | 2686 | 3480466 | WESTINGHOUSE | FS4BD-024KB | AC | Split System: Air-Cooled Condensing Unit, Coil with Blower | S4BD-024KB |  | C6B(A,H)-X24(C,U)-A | 12.5 | 14.5 | Yes | Yes | 2011-02-08 |  | 0
FALSE | S4QD-024KC | 2686 | 3480467 | WESTINGHOUSE | FS4BD-024KB | AC | Split System: Air-Cooled Condensing Unit, Coil with Blower | S4BD-024KB |  | C6B(A,H)-X24(C,U)-B | 12.5 | 14.5 | Yes | Yes | 2011-02-08 |  | 0
FALSE | S4QD-030KC | 2692 | 3480471 | WESTINGHOUSE | FS4BD-030KB | AC | Split System: Air-Cooled Condensing Unit, Coil with Blower | S4BD-030KB |  | C6B(A,H)-X30(C,U)-A | 12.5 | 14.5 | Yes | Yes | 2011-02-08 |  | 0
FALSE | S4QD-030KC | 2692 | 3480472 | WESTINGHOUSE | FS4BD-030KB | AC | Split System: Air-Cooled Condensing Unit, Coil with Blower | S4BD-030KB |  | C6B(A,H)-X30(C,U)-B | 12.5 | 14.5 | Yes | Yes | 2011-02-08 |  | 0
FALSE | S4QD-030KC | 2692 | 3480473 | WESTINGHOUSE | FS4BD-030KB | AC | Split System: Air-Cooled Condensing Unit, Coil with Blower | S4BD-030KB |  | C6B(A,H)-X30(C,U)-C | 12.5 | 14.5 | Yes | Yes | 2011-02-08 |  | 0
FALSE | S4QD-030KC | 2692 | 3480597 | MAYTAG | MSA4BD030KB | AC | Split System: Air-Cooled Condensing Unit, Coil with Blower | S4BD-030KB |  | C6B(A,H)-X30(C,U)-A | 12.5 | 14.5 | Yes | Yes | 2011-02-08 |  | 0
FALSE | S4QD-030KC | 2692 | 3480598 | MAYTAG | MSA4BD030KB | AC | Split System: Air-Cooled Condensing Unit, Coil with Blower | S4BD-030KB |  | C6B(A,H)-X30(C,U)-B | 12.5 | 14.5 | Yes | Yes | 2011-02-08 |  | 0
FALSE | S4QD-030KC | 2692 | 3480599 | MAYTAG | MSA4BD030KB | AC | Split System: Air-Cooled Condensing Unit, Coil with Blower | S4BD-030KB |  | C6B(A,H)-X30(C,U)-C | 12.5 | 14.5 | Yes | Yes | 2011-02-08 |  | 0
FALSE | 4TTR6018B1 | 3489 | 3480633 | TRANE | 4TTR5018E1 | AC | Split System: Air-Cooled Condensing Unit, Coil with Blower | 4TTR5018E1 |  | 4TFB3F18A1 | 13 | 15 | Yes | Yes | 2011-01-21 |  | 1
FALSE | 4TTR6018B1 | 3489 | 3480634 | TRANE | 4TTR5018E1 | AC | Split System: Air-Cooled Condensing Unit, Coil with Blower | 4TTR5018E1 |  | 4TGB3F18A1 | 12.5 | 14.5 | Yes | Yes | 2011-01-21 |  | 0
FALSE | 4TTR6024B1 | 3503 | 3480637 | TRANE | 4TTR5024E1 | AC | Split System: Air-Cooled Condensing Unit, Coil with Blower | 4TTR5024E1 |  | 4TGB3F30A1 | 12.5 | 14.75 | Yes | Yes | 2011-01-21 |  | 0
FALSE | 4TTR6030B1 | 3522 | 3480638 | TRANE | 4TTR5030E1 | AC | Split System: Air-Cooled Condensing Unit, Coil with Blower | 4TTR5030E1 |  | 4TGB3F36A1 | 12 | 14.5 | Yes | Yes | 2011-01-21 |  | 0
FALSE | 4TTR6018B1 | 3489 | 3480654 | AMERICAN STANDARD, INC. | 4A7A5018E1 | AC | Split System: Air-Cooled Condensing Unit, Coil with Blower | 4TTR5018E1 |  | 4TFB3F18A1 | 13 | 15 | Yes | Yes | 2011-02-28 |  | 1
FALSE | 4TTR6018B1 | 3489 | 3480655 | AMERICAN STANDARD, INC. | 4A7A5018E1 | AC | Split System: Air-Cooled Condensing Unit, Coil with Blower | 4TTR5018E1 |  | 4TGB3F18A1 | 12.5 | 14.5 | Yes | Yes | 2011-02-28 |  | 0
FALSE | 4TTR6024B1 | 3503 | 3480658 | AMERICAN STANDARD, INC. | 4A7A5024E1 | AC | Split System: Air-Cooled Condensing Unit, Coil with Blower | 4TTR5024E1 |  | 4TGB3F30A1 | 12.5 | 14.75 | Yes | Yes | 2011-02-28 |  | 0
FALSE | 4TTR6030B1 | 3522 | 3480659 | AMERICAN STANDARD, INC. | 4A7A5030E1 | AC | Split System: Air-Cooled Condensing Unit, Coil with Blower | 4TTR5030E1 |  | 4TGB3F36A1 | 12 | 14.5 | Yes | Yes | 2011-02-28 |  | 0
FALSE | RASL-039JEC | 4503 | 3486497 | RHEEM SALES COMPANY, INC. | RASL-039JEC | AC | Split System: Air-Cooled Condensing Unit, Coil Alone | RASL-039JEC |  | RCFN-H*3624 | 12.4 | 15.5 | Yes | Yes | 2011-01-21 |  | 0
FALSE | RASL-039JEC | 4503 | 3486513 | RHEEM SALES COMPANY, INC. | RASL-039JEC | AC | Split System: Air-Cooled Condensing Unit, Coil with Blower | RASL-039JEC |  | RCFN-H*3624 | 12 | 17 | Yes | Yes | 2011-01-21 |  | 0
FALSE | RASL-039JEC | 4503 | 3486514 | RHEEM SALES COMPANY, INC. | RASL-039JEC | AC | Split System: Air-Cooled Condensing Unit, Coil with Blower | RASL-039JEC |  | RCFN-H*3624 | 13 | 17.5 | Yes | Yes | 2011-01-21 |  | 2
FALSE | RASL-039JEC | 4503 | 3486515 | RHEEM SALES COMPANY, INC. | RASL-039JEC | AC | Split System: Air-Cooled Condensing Unit, Coil with Blower | RASL-039JEC |  | RCFN-H*3624 | 13 | 18 | Yes | Yes | 2011-01-21 |  | 3
FALSE | RASL-039JEC | 4503 | 3486516 | RHEEM SALES COMPANY, INC. | RASL-039JEC | AC | Split System: Air-Cooled Condensing Unit, Coil with Blower | RASL-039JEC |  | RCFN-H*3624 | 13 | 18.5 | Yes | Yes | 2011-01-21 |  | 3
FALSE | RASL-048JEC | 4507 | 3486535 | RHEEM SALES COMPANY, INC. | RASL-048JEC | AC | Split System: Air-Cooled Condensing Unit, Coil Alone | RASL-048JEC |  | RCFN-H*4824 | 12.05 | 15 | Yes | Yes | 2011-01-21 |  | 0
FALSE | RASL-048JEC | 4507 | 3486550 | RHEEM SALES COMPANY, INC. | RASL-048JEC | AC | Split System: Air-Cooled Condensing Unit, Coil with Blower | RASL-048JEC |  | RCFN-H*4824 | 12 | 17 | Yes | Yes | 2011-01-21 |  | 0
FALSE | RASL-048JEC | 4507 | 3486551 | RHEEM SALES COMPANY, INC. | RASL-048JEC | AC | Split System: Air-Cooled Condensing Unit, Coil with Blower | RASL-048JEC |  | RCFN-H*4824 | 12 | 17 | Yes | Yes | 2011-01-21 |  | 0
FALSE | RASL-048JEC | 4507 | 3486552 | RHEEM SALES COMPANY, INC. | RASL-048JEC | AC | Split System: Air-Cooled Condensing Unit, Coil with Blower | RASL-048JEC |  | RCFN-H*4824 | 12 | 17.5 | Yes | Yes | 2011-01-21 |  | 0
FALSE | RASL-039JEC | 4503 | 3486720 | RHEEM SALES COMPANY, INC. | UASL-039JEC | AC | Split System: Air-Cooled Condensing Unit, Coil Alone | RASL-039JEC |  | RCFN-H*3624 | 12.4 | 15.5 | Yes | Yes | 2011-03-08 |  | 0
FALSE | RASL-048JEC | 4507 | 3486736 | RHEEM SALES COMPANY, INC. | UASL-048JEC | AC | Split System: Air-Cooled Condensing Unit, Coil Alone | RASL-048JEC |  | RCFN-H*4824 | 12.05 | 15 | Yes | Yes | 2011-03-08 |  | 0
FALSE | 14AJM30 | 4513 | 3486796 | RHEEM SALES COMPANY, INC. | 14AJM30 | AC | Split System: Air-Cooled Condensing Unit, Coil with Blower | 14AJM30 |  | RCFL-H*3617 | 12 | 14.5 | Yes | Yes | 2011-01-21 |  | 0
FALSE | 14AJM30 | 4513 | 3486797 | RHEEM SALES COMPANY, INC. | 14AJM30 | AC | Split System: Air-Cooled Condensing Unit, Coil with Blower | 14AJM30 |  | RCFL-H*3617 | 12 | 14.5 | Yes | Yes | 2011-01-21 |  | 0
FALSE | 14AJM48 | 58 | 3486827 | RHEEM SALES COMPANY, INC. | 14AJM48 | AC | Split System: Air-Cooled Condensing Unit, Coil with Blower | 14AJM48 |  | RCFL-H*4824 | 12 | 14.5 | Yes | Yes | 2011-01-21 |  | 0
TRUE | 14AJM18 | 21 | 3486833 | AAF - MCQUAY INC DBA DAIKIN MCQUAY | MAHM-018JA | AC | Split System: Air-Cooled Condensing Unit, Coil Alone | 14AJM18 |  | RCFL-H*2417 | 12 | 14.5 | Yes | Yes | 2011-03-08 |  | 0
TRUE | 14AJM18 | 21 | 3486834 | RICHMOND | RCU14410A18J | AC | Split System: Air-Cooled Condensing Unit, Coil Alone | 14AJM18 |  | RCFL-H*2417 | 12 | 14.5 | Yes | Yes | 2011-03-08 |  | 0
TRUE | 14AJM24 | 3029 | 3486841 | MCQUAY INTERNATIONAL | MAHM-024JA | AC | Split System: Air-Cooled Condensing Unit, Coil Alone | 14AJM24 |  | RCFL-H*2417+RXMD-C04 | 12 | 14.5 | Yes | Yes | 2011-03-08 |  | 0
TRUE | 14AJM24 | 3029 | 3486842 | RICHMOND | RCU14410A24J | AC | Split System: Air-Cooled Condensing Unit, Coil Alone | 14AJM24 |  | RCFL-H*2417+RXMD-C04 | 12 | 14.5 | Yes | Yes | 2011-03-08 |  | 0
FALSE | 14AJM30 | 4513 | 3486845 | AAF - MCQUAY INC DBA DAIKIN MCQUAY | MAHM-030JA | AC | Split System: Air-Cooled Condensing Unit, Coil Alone | 14AJM30 |  | RCFL-A*3617+RXMD-C04 | 12.2 | 14.5 | Yes | Yes | 2011-03-08 |  | 0
FALSE | 14AJM30 | 4513 | 3486846 | AAF - MCQUAY INC DBA DAIKIN MCQUAY | MAHM-030JA | AC | Split System: Air-Cooled Condensing Unit, Coil Alone | 14AJM30 |  | RCFL-A*3621+RXMD-C04 | 12.2 | 14.5 | Yes | Yes | 2011-03-08 |  | 0
TRUE | 14AJM30 | 4513 | 3486847 | AAF - MCQUAY INC DBA DAIKIN MCQUAY | MAHM-030JA | AC | Split System: Air-Cooled Condensing Unit, Coil Alone | 14AJM30 |  | RCFL-H*3617+RXMD-C04 | 12.2 | 14.5 | Yes | Yes | 2011-03-08 |  | 0
TRUE | 14AJM30 | 4513 | 3486848 | RICHMOND | RCU14410A30J | AC | Split System: Air-Cooled Condensing Unit, Coil Alone | 14AJM30 |  | RCFL-H*3617+RXMD-C04 | 12.2 | 14.5 | Yes | Yes | 2011-03-08 |  | 0
FALSE | 14AJM30 | 4513 | 3486849 | AAF - MCQUAY INC DBA DAIKIN MCQUAY | MAHM-030JA | AC | Split System: Air-Cooled Condensing Unit, Coil Alone | 14AJM30 |  | RCFL-H*3621+RXMD-C04 | 12.2 | 14.5 | Yes | Yes | 2011-03-08 |  | 0
FALSE | 14AJM30 | 4513 | 3486850 | RICHMOND | RCU14410A30J | AC | Split System: Air-Cooled Condensing Unit, Coil Alone | 14AJM30 |  | RCFL-H*3621+RXMD-C04 | 12.2 | 14.5 | Yes | Yes | 2011-03-08 |  | 0
FALSE | 14AJM30 | 4513 | 3486851 | RICHMOND | RCU14410A30J | AC | Split System: Air-Cooled Condensing Unit, Coil with Blower | 14AJM30 |  | RHLL-HM3617+RCSL-H*3617 | 13 | 16 | Yes | Yes | 2011-03-08 |  | 2
FALSE | 14AJM30 | 4513 | 3486852 | RICHMOND | RCU14410A30J | AC | Split System: Air-Cooled Condensing Unit, Coil with Blower | 14AJM30 |  | RHSL-HM3017+RCSL-H*3617 | 12.2 | 14.5 | Yes | Yes | 2011-03-08 |  | 0
FALSE | 14AJM36 | 38 | 3486853 | AAF - MCQUAY INC DBA DAIKIN MCQUAY | MAHM-036JA | AC | Split System: Air-Cooled Condensing Unit, Coil Alone | 14AJM36 |  | RCFL-A*3617+RXMD-C04 | 12.2 | 14.5 | Yes | Yes | 2011-03-08 |  | 0
FALSE | 14AJM36 | 38 | 3486854 | AAF - MCQUAY INC DBA DAIKIN MCQUAY | MAHM-036JA | AC | Split System: Air-Cooled Condensing Unit, Coil Alone | 14AJM36 |  | RCFL-A*3621+RXMD-C04 | 12.2 | 14.5 | Yes | Yes | 2011-03-08 |  | 0
TRUE | 14AJM36 | 38 | 3486855 | AAF - MCQUAY INC DBA DAIKIN MCQUAY | MAHM-036JA | AC | Split System: Air-Cooled Condensing Unit, Coil Alone | 14AJM36 |  | RCFL-H*3617+RXMD-C04 | 12.2 | 14.5 | Yes | Yes | 2011-03-08 |  | 0
TRUE | 14AJM36 | 38 | 3486856 | RICHMOND | RCU14410A36J | AC | Split System: Air-Cooled Condensing Unit, Coil Alone | 14AJM36 |  | RCFL-H*3617+RXMD-C04 | 12.2 | 14.5 | Yes | Yes | 2011-03-08 |  | 0
FALSE | 14AJM36 | 38 | 3486857 | AAF - MCQUAY INC DBA DAIKIN MCQUAY | MAHM-036JA | AC | Split System: Air-Cooled Condensing Unit, Coil Alone | 14AJM36 |  | RCFL-H*3621+RXMD-C04 | 12.2 | 14.5 | Yes | Yes | 2011-03-08 |  | 0
FALSE | 14AJM36 | 38 | 3486858 | RICHMOND | RCU14410A36J | AC | Split System: Air-Cooled Condensing Unit, Coil Alone | 14AJM36 |  | RCFL-H*3621+RXMD-C04 | 12.2 | 14.5 | Yes | Yes | 2011-03-08 |  | 0
FALSE | 14AJM36 | 38 | 3486859 | RICHMOND | RCU14410A36J | AC | Split System: Air-Cooled Condensing Unit, Coil with Blower | 14AJM36 |  | RHLL-HM3617+RCSL-H*3617 | 13 | 15.5 | Yes | Yes | 2011-03-08 |  | 1
FALSE | 14AJM36 | 38 | 3486860 | RICHMOND | RCU14410A36J | AC | Split System: Air-Cooled Condensing Unit, Coil with Blower | 14AJM36 |  | RHSL-HM3617+RCSL-H*3617 | 12 | 14.5 | Yes | Yes | 2011-03-08 |  | 0
FALSE | 14AJM42 | 4530 | 3486861 | AAF - MCQUAY INC DBA DAIKIN MCQUAY | MAHM-042JA | AC | Split System: Air-Cooled Condensing Unit, Coil Alone | 14AJM42 |  | RCFL-A*4821+RXMD-C04 | 12 | 14.5 | Yes | Yes | 2011-03-08 |  | 0
FALSE | 14AJM42 | 4530 | 3486862 | AAF - MCQUAY INC DBA DAIKIN MCQUAY | MAHM-042JA | AC | Split System: Air-Cooled Condensing Unit, Coil Alone | 14AJM42 |  | RCFL-A*4824+RXMD-C04 | 12 | 14.5 | Yes | Yes | 2011-03-08 |  | 0
TRUE | 14AJM42 | 4530 | 3486863 | AAF - MCQUAY INC DBA DAIKIN MCQUAY | MAHM-042JA | AC | Split System: Air-Cooled Condensing Unit, Coil Alone | 14AJM42 |  | RCFL-H*4821+RXMD-C04 | 12 | 14.5 | Yes | Yes | 2011-03-08 |  | 0
FALSE | 4TTR6030B1 | 3522 | 3487903 | TRANE | 4TTR5030E1 | AC | Split System: Air-Cooled Condensing Unit, Coil with Blower | 4TTR5030E1 |  | 4TEE3C01A1 | 13 | 15.25 | Yes | Yes | 2011-01-21 |  | 1
FALSE | 4TTR6030B1 | 3522 | 3487904 | TRANE | 4TTR5030E1 | AC | Split System: Air-Cooled Condensing Unit, Coil with Blower | 4TTR5030E1 |  | 4TEE3C01A1+18-GJ01D | 12.5 | 14.5 | Yes | Yes | 2011-01-21 |  | 0
FALSE | 4TTR6030B1 | 3522 | 3487905 | TRANE | 4TTR5030E1 | AC | Split System: Air-Cooled Condensing Unit, Coil with Blower | 4TTR5030E1 |  | 4TEE3C02A1 | 13 | 15 | Yes | Yes | 2011-01-21 |  | 1
FALSE | 4TTR6030B1 | 3522 | 3487906 | TRANE | 4TTR5030E1 | AC | Split System: Air-Cooled Condensing Unit, Coil with Blower | 4TTR5030E1 |  | 4TEE3C02A1+18-GJ01D | 13 | 15.25 | Yes | Yes | 2011-01-21 |  | 1
FALSE | 4TTR6030B1 | 3522 | 3487907 | AMERICAN STANDARD, INC. | 4A7A5030E1 | AC | Split System: Air-Cooled Condensing Unit, Coil with Blower | 4TTR5030E1 |  | 4TEE3C01A1 | 13 | 15.25 | Yes | Yes | 2011-02-28 |  | 1
FALSE | 4TTR6030B1 | 3522 | 3487908 | AMERICAN STANDARD, INC. | 4A7A5030E1 | AC | Split System: Air-Cooled Condensing Unit, Coil with Blower | 4TTR5030E1 |  | 4TEE3C01A1+18-GJ01D | 12.5 | 14.5 | Yes | Yes | 2011-02-28 |  | 0
FALSE | 4TTR6030B1 | 3522 | 3487909 | AMERICAN STANDARD, INC. | 4A7A5030E1 | AC | Split System: Air-Cooled Condensing Unit, Coil with Blower | 4TTR5030E1 |  | 4TEE3C02A1 | 13 | 15 | Yes | Yes | 2011-02-28 |  | 1
FALSE | 4TTR6030B1 | 3522 | 3487910 | AMERICAN STANDARD, INC. | 4A7A5030E1 | AC | Split System: Air-Cooled Condensing Unit, Coil with Blower | 4TTR5030E1 |  | 4TEE3C02A1+18-GJ01D | 13 | 15.25 | Yes | Yes | 2011-02-28 |  | 1
FALSE | 14AJM36 | 38 | 3487995 | WEATHERKING AIR CONDITIONING DIVISION | 14AJM36 | AC | Split System: Air-Cooled Condensing Unit, Coil with Blower | 14AJM36 |  | RCFL-H*3621 | 12.5 | 15.1 | Yes | Yes | 2011-03-08 |  | 1
FALSE | 14AJM36 | 38 | 3487998 | RHEEM SALES COMPANY, INC. | 14AJM36 | AC | Split System: Air-Cooled Condensing Unit, Coil with Blower | 14AJM36 |  | RCFL-H*3621 | 12.5 | 15.1 | Yes | Yes | 2011-03-08 |  | 1
FALSE | 14AJM36 | 38 | 3487999 | WEATHERKING AIR CONDITIONING DIVISION | 14AJM36 | AC | Split System: Air-Cooled Condensing Unit, Coil with Blower | 14AJM36 |  | RCFL-H*3621 | 12.5 | 15.1 | Yes | Yes | 2011-03-08 |  | 1
FALSE | 14AJM42 | 4530 | 3488002 | RHEEM SALES COMPANY, INC. | 14AJM42 | AC | Split System: Air-Cooled Condensing Unit, Coil with Blower | 14AJM42 |  | RCFL-H*4821 | 12 | 14.5 | Yes | Yes | 2011-03-08 |  | 0
FALSE | 14AJM42 | 4530 | 3488003 | WEATHERKING AIR CONDITIONING DIVISION | 14AJM42 | AC | Split System: Air-Cooled Condensing Unit, Coil with Blower | 14AJM42 |  | RCFL-H*4821 | 12 | 14.5 | Yes | Yes | 2011-03-08 |  | 0
FALSE | 14AJM42 | 4530 | 3488006 | RHEEM SALES COMPANY, INC. | 14AJM42 | AC | Split System: Air-Cooled Condensing Unit, Coil with Blower | 14AJM42 |  | RCFL-H*4821 | 12 | 15 | Yes | Yes | 2011-03-08 |  | 0
FALSE | 14AJM42 | 4530 | 3488007 | WEATHERKING AIR CONDITIONING DIVISION | 14AJM42 | AC | Split System: Air-Cooled Condensing Unit, Coil with Blower | 14AJM42 |  | RCFL-H*4821 | 12 | 15 | Yes | Yes | 2011-03-08 |  | 0
FALSE | 14AJM42 | 4530 | 3488008 | RHEEM SALES COMPANY, INC. | 14AJM42 | AC | Split System: Air-Cooled Condensing Unit, Coil with Blower | 14AJM42 |  | RCFL-H*4824 | 12 | 15 | Yes | Yes | 2011-03-08 |  | 0
FALSE | 14AJM42 | 4530 | 3488009 | WEATHERKING AIR CONDITIONING DIVISION | 14AJM42 | AC | Split System: Air-Cooled Condensing Unit, Coil with Blower | 14AJM42 |  | RCFL-H*4824 | 12 | 15 | Yes | Yes | 2011-03-08 |  | 0
FALSE | 14AJM42 | 4530 | 3488012 | RHEEM SALES COMPANY, INC. | 14AJM42 | AC | Split System: Air-Cooled Condensing Unit, Coil with Blower | 14AJM42 |  | RCFL-H*4824 | 12 | 15 | Yes | Yes | 2011-03-08 |  | 0
FALSE | 14AJM42 | 4530 | 3488013 | WEATHERKING AIR CONDITIONING DIVISION | 14AJM42 | AC | Split System: Air-Cooled Condensing Unit, Coil with Blower | 14AJM42 |  | RCFL-H*4824 | 12 | 15 | Yes | Yes | 2011-03-08 |  | 0
FALSE | 14AJM48 | 58 | 3488016 | RHEEM SALES COMPANY, INC. | 14AJM48 | AC | Split System: Air-Cooled Condensing Unit, Coil with Blower | 14AJM48 |  | RCFL-H*4824 | 12 | 14.5 | Yes | Yes | 2011-03-08 |  | 0
FALSE | 14AJM48 | 58 | 3488017 | WEATHERKING AIR CONDITIONING DIVISION | 14AJM48 | AC | Split System: Air-Cooled Condensing Unit, Coil with Blower | 14AJM48 |  | RCFL-H*4824 | 12 | 14.5 | Yes | Yes | 2011-03-08 |  | 0
FALSE | RASL-039JEC | 4503 | 3488708 | RHEEM SALES COMPANY, INC. | UASL-039JEC | AC | Split System: Air-Cooled Condensing Unit, Coil with Blower | RASL-039JEC |  | RCFN-H*3624 | 12 | 17 | Yes | Yes | 2011-03-08 |  | 0
FALSE | RASL-039JEC | 4503 | 3488712 | RHEEM SALES COMPANY, INC. | UASL-039JEC | AC | Split System: Air-Cooled Condensing Unit, Coil with Blower | RASL-039JEC |  | RCFN-H*3624 | 13 | 17.5 | Yes | Yes | 2011-03-08 |  | 2
FALSE | RASL-039JEC | 4503 | 3488716 | RHEEM SALES COMPANY, INC. | UASL-039JEC | AC | Split System: Air-Cooled Condensing Unit, Coil with Blower | RASL-039JEC |  | RCFN-H*3624 | 13 | 18 | Yes | Yes | 2011-03-08 |  | 3
FALSE | RASL-039JEC | 4503 | 3488719 | RHEEM SALES COMPANY, INC. | UASL-039JEC | AC | Split System: Air-Cooled Condensing Unit, Coil with Blower | RASL-039JEC |  | RCFN-H*3624 | 13 | 18.5 | Yes | Yes | 2011-03-08 |  | 3
FALSE | RASL-048JEC | 4507 | 3488729 | RHEEM SALES COMPANY, INC. | UASL-048JEC | AC | Split System: Air-Cooled Condensing Unit, Coil with Blower | RASL-048JEC |  | RCFN-H*4824 | 12 | 17 | Yes | Yes | 2011-03-08 |  | 0
FALSE | RASL-048JEC | 4507 | 3488734 | RHEEM SALES COMPANY, INC. | UASL-048JEC | AC | Split System: Air-Cooled Condensing Unit, Coil with Blower | RASL-048JEC |  | RCFN-H*4824 | 12 | 17 | Yes | Yes | 2011-03-08 |  | 0
FALSE | RASL-048JEC | 4507 | 3488738 | RHEEM SALES COMPANY, INC. | UASL-048JEC | AC | Split System: Air-Cooled Condensing Unit, Coil with Blower | RASL-048JEC |  | RCFN-H*4824 | 12 | 17.5 | Yes | Yes | 2011-03-08 |  | 0
FALSE | 14AJM48 | 58 | 3499644 | RHEEM SALES COMPANY, INC. | DAHM-048JA | AC | Split System: Air-Cooled Condensing Unit, Coil with Blower | 14AJM48 |  | RHLL-HM4821+RCSL-H*4821 | 12.5 | 15 | Yes | Yes | 2011-03-08 |  | 1
FALSE | 14AJM60 | 66 | 3499646 | RHEEM SALES COMPANY, INC. | DAHM-060JA | AC | Split System: Air-Cooled Condensing Unit, Coil Alone | 14AJM60 |  | RCFL-A*6024+RXMD-C04 | 12 | 14.5 | Yes | Yes | 2011-03-08 |  | 0
TRUE | 14AJM60 | 66 | 3499647 | RHEEM SALES COMPANY, INC. | DAHM-060JA | AC | Split System: Air-Cooled Condensing Unit, Coil Alone | 14AJM60 |  | RCFL-H*6024+RXMD-C04 | 12 | 14.5 | Yes | Yes | 2011-03-08 |  | 0
FALSE | 14AJM60 | 66 | 3499648 | RHEEM SALES COMPANY, INC. | DAHM-060JA | AC | Split System: Air-Cooled Condensing Unit, Coil with Blower | 14AJM60 |  | RHLL-HM6024+RCSL-H*6024 | 12.5 | 15 | Yes | Yes | 2011-03-08 |  | 1
FALSE | 4TTX6030H1 | 3530 | 3499681 | TRANE | 4TTX5030A1 | AC | Split System: Air-Cooled Condensing Unit, Coil with Blower | 4TTX5030A1 |  | 4TXCB004CC3 | 13 | 15.25 | Yes | Yes | 2011-01-21 |  | 1
FALSE | 14AJM30 | 4513 | 3541032 | RHEEM SALES COMPANY, INC. | RCU14410A30J | AC | Split System: Air-Cooled Condensing Unit, Coil with Blower | 14AJM30 |  | RCFL-H*3617 | 12 | 14.5 | Yes | Yes | 2011-03-08 |  | 0
FALSE | 14AJM30 | 4513 | 3541034 | CENTURY BY HEAT CONTROLLER | RSG1430-1B | AC | Split System: Air-Cooled Condensing Unit, Coil with Blower | 14AJM30 |  | RCFL-H*3621 | 12.5 | 15.1 | Yes | Yes | 2011-03-08 |  | 1
FALSE | 14AJM30 | 4513 | 3541035 | HEAT CONTROLLER, INC. | RSG1430-1B | AC | Split System: Air-Cooled Condensing Unit, Coil with Blower | 14AJM30 |  | RCFL-H*3621 | 12.5 | 15.1 | Yes | Yes | 2011-03-08 |  | 1
FALSE | 14AJM30 | 4513 | 3541036 | RHEEM SALES COMPANY, INC. | RCU14410A30J | AC | Split System: Air-Cooled Condensing Unit, Coil with Blower | 14AJM30 |  | RCFL-H*3621 | 12.5 | 15.1 | Yes | Yes | 2011-03-08 |  | 1
FALSE | 14AJM30 | 4513 | 3541042 | CENTURY BY HEAT CONTROLLER | RSG1430-1B | AC | Split System: Air-Cooled Condensing Unit, Coil with Blower | 14AJM30 |  | RCFL-H*3617 | 12.5 | 15.1 | Yes | Yes | 2011-03-08 |  | 1
FALSE | 14AJM30 | 4513 | 3541043 | HEAT CONTROLLER, INC. | RSG1430-1B | AC | Split System: Air-Cooled Condensing Unit, Coil with Blower | 14AJM30 |  | RCFL-H*3617 | 12.5 | 15.1 | Yes | Yes | 2011-03-08 |  | 1
FALSE | 14AJM30 | 4513 | 3541044 | RHEEM SALES COMPANY, INC. | RCU14410A30J | AC | Split System: Air-Cooled Condensing Unit, Coil with Blower | 14AJM30 |  | RCFL-H*3617 | 12.5 | 15.1 | Yes | Yes | 2011-03-08 |  | 1
FALSE | 14AJM30 | 4513 | 3541046 | CENTURY BY HEAT CONTROLLER | RSG1430-1B | AC | Split System: Air-Cooled Condensing Unit, Coil with Blower | 14AJM30 |  | RCFL-H*3621 | 12.5 | 15.1 | Yes | Yes | 2011-03-08 |  | 1
FALSE | 14AJM30 | 4513 | 3541047 | HEAT CONTROLLER, INC. | RSG1430-1B | AC | Split System: Air-Cooled Condensing Unit, Coil with Blower | 14AJM30 |  | RCFL-H*3621 | 12.5 | 15.1 | Yes | Yes | 2011-03-08 |  | 1
FALSE | 14AJM30 | 4513 | 3541048 | RHEEM SALES COMPANY, INC. | RCU14410A30J | AC | Split System: Air-Cooled Condensing Unit, Coil with Blower | 14AJM30 |  | RCFL-H*3621 | 12.5 | 15.1 | Yes | Yes | 2011-03-08 |  | 1
FALSE | 14AJM30 | 4513 | 3541054 | CENTURY BY HEAT CONTROLLER | RSG1430-1B | AC | Split System: Air-Cooled Condensing Unit, Coil with Blower | 14AJM30 |  | RCFL-H*3621 | 12 | 14.5 | Yes | Yes | 2011-03-08 |  | 0
FALSE | 14AJM30 | 4513 | 3541055 | HEAT CONTROLLER, INC. | RSG1430-1B | AC | Split System: Air-Cooled Condensing Unit, Coil with Blower | 14AJM30 |  | RCFL-H*3621 | 12 | 14.5 | Yes | Yes | 2011-03-08 |  | 0
FALSE | 14AJM30 | 4513 | 3541056 | RHEEM SALES COMPANY, INC. | RCU14410A30J | AC | Split System: Air-Cooled Condensing Unit, Coil with Blower | 14AJM30 |  | RCFL-H*3621 | 12 | 14.5 | Yes | Yes | 2011-03-08 |  | 0
FALSE | 14AJM36 | 38 | 3541062 | CENTURY BY HEAT CONTROLLER | RSG1436-1B | AC | Split System: Air-Cooled Condensing Unit, Coil with Blower | 14AJM36 |  | RCFL-H*3617 | 12 | 14.5 | Yes | Yes | 2011-03-08 |  | 0
FALSE | 14AJM36 | 38 | 3541063 | HEAT CONTROLLER, INC. | RSG1436-1B | AC | Split System: Air-Cooled Condensing Unit, Coil with Blower | 14AJM36 |  | RCFL-H*3617 | 12 | 14.5 | Yes | Yes | 2011-03-08 |  | 0
FALSE | 14AJM36 | 38 | 3541064 | RHEEM SALES COMPANY, INC. | RCU14410A36J | AC | Split System: Air-Cooled Condensing Unit, Coil with Blower | 14AJM36 |  | RCFL-H*3617 | 12 | 14.5 | Yes | Yes | 2011-03-08 |  | 0
FALSE | 14AJM36 | 38 | 3541066 | CENTURY BY HEAT CONTROLLER | RSG1436-1B | AC | Split System: Air-Cooled Condensing Unit, Coil with Blower | 14AJM36 |  | RCFL-H*3621 | 12 | 14.5 | Yes | Yes | 2011-03-08 |  | 0
FALSE | 14AJM36 | 38 | 3541067 | HEAT CONTROLLER, INC. | RSG1436-1B | AC | Split System: Air-Cooled Condensing Unit, Coil with Blower | 14AJM36 |  | RCFL-H*3621 | 12 | 14.5 | Yes | Yes | 2011-03-08 |  | 0
FALSE | 14AJM36 | 38 | 3541068 | RHEEM SALES COMPANY, INC. | RCU14410A36J | AC | Split System: Air-Cooled Condensing Unit, Coil with Blower | 14AJM36 |  | RCFL-H*3621 | 12 | 14.5 | Yes | Yes | 2011-03-08 |  | 0
FALSE | 14AJM36 | 38 | 3541074 | CENTURY BY HEAT CONTROLLER | RSG1436-1B | AC | Split System: Air-Cooled Condensing Unit, Coil with Blower | 14AJM36 |  | RCFL-H*3617 | 12 | 14.5 | Yes | Yes | 2011-03-08 |  | 0
FALSE | 14AJM36 | 38 | 3541075 | HEAT CONTROLLER, INC. | RSG1436-1B | AC | Split System: Air-Cooled Condensing Unit, Coil with Blower | 14AJM36 |  | RCFL-H*3617 | 12 | 14.5 | Yes | Yes | 2011-03-08 |  | 0
FALSE | 14AJM36 | 38 | 3541076 | RHEEM SALES COMPANY, INC. | RCU14410A36J | AC | Split System: Air-Cooled Condensing Unit, Coil with Blower | 14AJM36 |  | RCFL-H*3617 | 12 | 14.5 | Yes | Yes | 2011-03-08 |  | 0
FALSE | 14AJM36 | 38 | 3541078 | CENTURY BY HEAT CONTROLLER | RSG1436-1B | AC | Split System: Air-Cooled Condensing Unit, Coil with Blower | 14AJM36 |  | RCFL-H*3621 | 12 | 14.5 | Yes | Yes | 2011-03-08 |  | 0
FALSE | 14AJM36 | 38 | 3541079 | HEAT CONTROLLER, INC. | RSG1436-1B | AC | Split System: Air-Cooled Condensing Unit, Coil with Blower | 14AJM36 |  | RCFL-H*3621 | 12 | 14.5 | Yes | Yes | 2011-03-08 |  | 0
FALSE | 14AJM36 | 38 | 3541080 | RHEEM SALES COMPANY, INC. | RCU14410A36J | AC | Split System: Air-Cooled Condensing Unit, Coil with Blower | 14AJM36 |  | RCFL-H*3621 | 12 | 14.5 | Yes | Yes | 2011-03-08 |  | 0
FALSE | 14AJM36 | 38 | 3541090 | CENTURY BY HEAT CONTROLLER | RSG1436-1B | AC | Split System: Air-Cooled Condensing Unit, Coil with Blower | 14AJM36 |  | RCFL-H*3621 | 12 | 14.5 | Yes | Yes | 2011-03-08 |  | 0
FALSE | 14AJM36 | 38 | 3541091 | HEAT CONTROLLER, INC. | RSG1436-1B | AC | Split System: Air-Cooled Condensing Unit, Coil with Blower | 14AJM36 |  | RCFL-H*3621 | 12 | 14.5 | Yes | Yes | 2011-03-08 |  | 0
FALSE | 14AJM36 | 38 | 3541092 | RHEEM SALES COMPANY, INC. | RCU14410A36J | AC | Split System: Air-Cooled Condensing Unit, Coil with Blower | 14AJM36 |  | RCFL-H*3621 | 12 | 14.5 | Yes | Yes | 2011-03-08 |  | 0
FALSE | 4TTR6018B1 | 3489 | 3543367 | TRANE | 4TTR5018E1 | AC | Split System: Air-Cooled Condensing Unit, Coil with Blower | 4TTR5018E1 |  | 4TXCA018BC3 | 12.5 | 14.75 | Yes | Yes | 2011-01-21 |  | 0
FALSE | 4TTR6018B1 | 3489 | 3543368 | TRANE | 4TTR5018E1 | AC | Split System: Air-Cooled Condensing Unit, Coil with Blower | 4TTR5018E1 |  | 4TXCA018BC3 | 13 | 15 | Yes | Yes | 2011-01-21 |  | 1
FALSE | 4TTR6018B1 | 3489 | 3543369 | TRANE | 4TTR5018E1 | AC | Split System: Air-Cooled Condensing Unit, Coil with Blower | 4TTR5018E1 |  | 4TXCA024BC3 | 13 | 14.75 | Yes | Yes | 2011-01-21 |  | 0
FALSE | 4TTR6018B1 | 3489 | 3543370 | TRANE | 4TTR5018E1 | AC | Split System: Air-Cooled Condensing Unit, Coil with Blower | 4TTR5018E1 |  | 4TXCB003CC3 | 13 | 15.75 | Yes | Yes | 2011-01-21 |  | 1
FALSE | 4TTR6018B1 | 3489 | 3543371 | TRANE | 4TTR5018E1 | AC | Split System: Air-Cooled Condensing Unit, Coil with Blower | 4TTR5018E1 |  | 4TXCB003CC3 | 13 | 15.75 | Yes | Yes | 2011-01-21 |  | 1
FALSE | 4TTR6018B1 | 3489 | 3543372 | TRANE | 4TTR5018E1 | AC | Split System: Air-Cooled Condensing Unit, Coil with Blower | 4TTR5018E1 |  | 4TXCB004CC3 | 13 | 16 | Yes | Yes | 2011-01-21 |  | 2
FALSE | 4TTR6018B1 | 3489 | 3543373 | TRANE | 4TTR5018E1 | AC | Split System: Air-Cooled Condensing Unit, Coil with Blower | 4TTR5018E1 |  | 4TXCB004CC3 | 13 | 16 | Yes | Yes | 2011-01-21 |  | 2
FALSE | 4TTR6018B1 | 3489 | 3543374 | TRANE | 4TTR5018E1 | AC | Split System: Air-Cooled Condensing Unit, Coil with Blower | 4TTR5018E1 |  | 4TXCB025BC3 | 13 | 15.5 | Yes | Yes | 2011-01-21 |  | 1
FALSE | 4TTR6018B1 | 3489 | 3543375 | TRANE | 4TTR5018E1 | AC | Split System: Air-Cooled Condensing Unit, Coil with Blower | 4TTR5018E1 |  | 4TXCB025BC3 | 13 | 15.25 | Yes | Yes | 2011-01-21 |  | 1
FALSE | 4TTR6018B1 | 3489 | 3543376 | TRANE | 4TTR5018E1 | AC | Split System: Air-Cooled Condensing Unit, Coil with Blower | 4TTR5018E1 |  | 4TXCB025BC3 | 13 | 15.25 | Yes | Yes | 2011-01-21 |  | 1
FALSE | 4TTR6018B1 | 3489 | 3543377 | TRANE | 4TTR5018E1 | AC | Split System: Air-Cooled Condensing Unit, Coil with Blower | 4TTR5018E1 |  | 4TXCB031BC3 | 13 | 15.25 | Yes | Yes | 2011-01-21 |  | 1
FALSE | 4TTR6018B1 | 3489 | 3543378 | TRANE | 4TTR5018E1 | AC | Split System: Air-Cooled Condensing Unit, Coil with Blower | 4TTR5018E1 |  | 4TXCB031BC3 | 13 | 15.25 | Yes | Yes | 2011-01-21 |  | 1
FALSE | 4TTR6018B1 | 3489 | 3543379 | TRANE | 4TTR5018E1 | AC | Split System: Air-Cooled Condensing Unit, Coil with Blower | 4TTR5018E1 |  | 4TXCB031BC3 | 13 | 15.5 | Yes | Yes | 2011-01-21 |  | 1
FALSE | 4TTR6018B1 | 3489 | 3543380 | TRANE | 4TTR5018E1 | AC | Split System: Air-Cooled Condensing Unit, Coil with Blower | 4TTR5018E1 |  | 4TXCC005CC3 | 13 | 16 | Yes | Yes | 2011-01-21 |  | 2
FALSE | 4TTR6018B1 | 3489 | 3543381 | TRANE | 4TTR5018E1 | AC | Split System: Air-Cooled Condensing Unit, Coil with Blower | 4TTR5018E1 |  | 4TXCC005CC3 | 13 | 16 | Yes | Yes | 2011-01-21 |  | 2
FALSE | 4TTR6018B1 | 3489 | 3543382 | TRANE | 4TTR5018E1 | AC | Split System: Air-Cooled Condensing Unit, Coil with Blower | 4TTR5018E1 |  | 4TXCC006CC3 | 13 | 15.75 | Yes | Yes | 2011-01-21 |  | 1
FALSE | 4TTR6018B1 | 3489 | 3543383 | TRANE | 4TTR5018E1 | AC | Split System: Air-Cooled Condensing Unit, Coil with Blower | 4TTR5018E1 |  | 4TXCC006CC3 | 13 | 15.75 | Yes | Yes | 2011-01-21 |  | 1
FALSE | 4TTR6018B1 | 3489 | 3543384 | TRANE | 4TTR5018E1 | AC | Split System: Air-Cooled Condensing Unit, Coil with Blower | 4TTR5018E1 |  | 4TXCC007CC3 | 13 | 16 | Yes | Yes | 2011-01-21 |  | 2
FALSE | 4TTR6018B1 | 3489 | 3543385 | TRANE | 4TTR5018E1 | AC | Split System: Air-Cooled Condensing Unit, Coil with Blower | 4TTR5018E1 |  | 4TXCC007CC3 | 13 | 16 | Yes | Yes | 2011-01-21 |  | 2
FALSE | 4TTR6024B1 | 3503 | 3543386 | TRANE | 4TTR5024E1 | AC | Split System: Air-Cooled Condensing Unit, Coil with Blower | 4TTR5024E1 |  | 4TXCA018BC3 | 12.5 | 15 | Yes | Yes | 2011-01-21 |  | 1
FALSE | 4TTR6024B1 | 3503 | 3543411 | TRANE | 4TTR5024E1 | AC | Split System: Air-Cooled Condensing Unit, Coil with Blower | 4TTR5024E1 |  | 4TXCB036BC3 | 13 | 15.75 | Yes | Yes | 2011-01-21 |  | 1
FALSE | 4TTR6024B1 | 3503 | 3543412 | TRANE | 4TTR5024E1 | AC | Split System: Air-Cooled Condensing Unit, Coil with Blower | 4TTR5024E1 |  | 4TXCB036BC3 | 13 | 15.5 | Yes | Yes | 2011-01-21 |  | 1
FALSE | 4TTR6024B1 | 3503 | 3543413 | TRANE | 4TTR5024E1 | AC | Split System: Air-Cooled Condensing Unit, Coil with Blower | 4TTR5024E1 |  | 4TXCB042BC3 | 13 | 15.5 | Yes | Yes | 2011-01-21 |  | 1
FALSE | 4TTR6024B1 | 3503 | 3543414 | TRANE | 4TTR5024E1 | AC | Split System: Air-Cooled Condensing Unit, Coil with Blower | 4TTR5024E1 |  | 4TXCB042BC3 | 13 | 15.5 | Yes | Yes | 2011-01-21 |  | 1
FALSE | 4TTR6024B1 | 3503 | 3543415 | TRANE | 4TTR5024E1 | AC | Split System: Air-Cooled Condensing Unit, Coil with Blower | 4TTR5024E1 |  | 4TXCB042BC3 | 13 | 15.75 | Yes | Yes | 2011-01-21 |  | 1
FALSE | 4TTR6024B1 | 3503 | 3543416 | TRANE | 4TTR5024E1 | AC | Split System: Air-Cooled Condensing Unit, Coil with Blower | 4TTR5024E1 |  | 4TXCB048BC3 | 13 | 15.75 | Yes | Yes | 2011-01-21 |  | 1
FALSE | 4TTR6024B1 | 3503 | 3543417 | TRANE | 4TTR5024E1 | AC | Split System: Air-Cooled Condensing Unit, Coil with Blower | 4TTR5024E1 |  | 4TXCC005CC3 | 13 | 16 | Yes | Yes | 2011-01-21 |  | 2
FALSE | 4TTR6024B1 | 3503 | 3543418 | TRANE | 4TTR5024E1 | AC | Split System: Air-Cooled Condensing Unit, Coil with Blower | 4TTR5024E1 |  | 4TXCC006CC3 | 13 | 15.5 | Yes | Yes | 2011-01-21 |  | 1
FALSE | 4TTR6024B1 | 3503 | 3543419 | TRANE | 4TTR5024E1 | AC | Split System: Air-Cooled Condensing Unit, Coil with Blower | 4TTR5024E1 |  | 4TXCC006CC3 | 13 | 15.25 | Yes | Yes | 2011-01-21 |  | 1
FALSE | 4TTR6024B1 | 3503 | 3543420 | TRANE | 4TTR5024E1 | AC | Split System: Air-Cooled Condensing Unit, Coil with Blower | 4TTR5024E1 |  | 4TXCC007CC3 | 13 | 16 | Yes | Yes | 2011-01-21 |  | 2
FALSE | 4TTR6024B1 | 3503 | 3543421 | TRANE | 4TTR5024E1 | AC | Split System: Air-Cooled Condensing Unit, Coil with Blower | 4TTR5024E1 |  | 4TXCC037BC3 | 13 | 15.5 | Yes | Yes | 2011-01-21 |  | 1
FALSE | 4TTR6024B1 | 3503 | 3543422 | TRANE | 4TTR5024E1 | AC | Split System: Air-Cooled Condensing Unit, Coil with Blower | 4TTR5024E1 |  | 4TXCC037BC3 | 13 | 15.5 | Yes | Yes | 2011-01-21 |  | 1
FALSE | 4TTR6024B1 | 3503 | 3543423 | TRANE | 4TTR5024E1 | AC | Split System: Air-Cooled Condensing Unit, Coil with Blower | 4TTR5024E1 |  | 4TXCC043BC3 | 13 | 15.5 | Yes | Yes | 2011-01-21 |  | 1
FALSE | 4TTR6030B1 | 3522 | 3543431 | TRANE | 4TTR5030E1 | AC | Split System: Air-Cooled Condensing Unit, Coil with Blower | 4TTR5030E1 |  | 4TXCB003CC3 | 12 | 14.5 | Yes | Yes | 2011-01-21 |  | 0
FALSE | 4TTR6030B1 | 3522 | 3543436 | TRANE | 4TTR5030E1 | AC | Split System: Air-Cooled Condensing Unit, Coil with Blower | 4TTR5030E1 |  | 4TXCB003CC3 | 12.5 | 14.5 | Yes | Yes | 2011-01-21 |  | 0
FALSE | 4TTR6030B1 | 3522 | 3543438 | TRANE | 4TTR5030E1 | AC | Split System: Air-Cooled Condensing Unit, Coil with Blower | 4TTR5030E1 |  | 4TXCB004CC3 | 12.5 | 14.5 | Yes | Yes | 2011-01-21 |  | 0
FALSE | 4TTR6030B1 | 3522 | 3543439 | TRANE | 4TTR5030E1 | AC | Split System: Air-Cooled Condensing Unit, Coil with Blower | 4TTR5030E1 |  | 4TXCB004CC3 | 12.5 | 14.5 | Yes | Yes | 2011-01-21 |  | 0
FALSE | 4TTR6030B1 | 3522 | 3543440 | TRANE | 4TTR5030E1 | AC | Split System: Air-Cooled Condensing Unit, Coil with Blower | 4TTR5030E1 |  | 4TXCB004CC3 | 12.5 | 14.75 | Yes | Yes | 2011-01-21 |  | 0
FALSE | 4TTR6030B1 | 3522 | 3543441 | TRANE | 4TTR5030E1 | AC | Split System: Air-Cooled Condensing Unit, Coil with Blower | 4TTR5030E1 |  | 4TXCB004CC3 | 12.5 | 14.75 | Yes | Yes | 2011-01-21 |  | 0
FALSE | 4TTR6030B1 | 3522 | 3543442 | TRANE | 4TTR5030E1 | AC | Split System: Air-Cooled Condensing Unit, Coil with Blower | 4TTR5030E1 |  | 4TXCB004CC3 | 12.5 | 14.75 | Yes | Yes | 2011-01-21 |  | 0
FALSE | 4TTR6030B1 | 3522 | 3543479 | TRANE | 4TTR5030E1 | AC | Split System: Air-Cooled Condensing Unit, Coil with Blower | 4TTR5030E1 |  | 4TXCB042BC3 | 12.5 | 14.5 | Yes | Yes | 2011-01-21 |  | 0
FALSE | 4TTR6030B1 | 3522 | 3543480 | TRANE | 4TTR5030E1 | AC | Split System: Air-Cooled Condensing Unit, Coil with Blower | 4TTR5030E1 |  | 4TXCC005CC3 | 13 | 15 | Yes | Yes | 2011-01-21 |  | 1
FALSE | 4TTR6030B1 | 3522 | 3543481 | TRANE | 4TTR5030E1 | AC | Split System: Air-Cooled Condensing Unit, Coil with Blower | 4TTR5030E1 |  | 4TXCC005CC3 | 13 | 15 | Yes | Yes | 2011-01-21 |  | 1
FALSE | 4TTR6030B1 | 3522 | 3543482 | TRANE | 4TTR5030E1 | AC | Split System: Air-Cooled Condensing Unit, Coil with Blower | 4TTR5030E1 |  | 4TXCC005CC3 | 12.5 | 14.5 | Yes | Yes | 2011-01-21 |  | 0
FALSE | 4TTR6030B1 | 3522 | 3543483 | TRANE | 4TTR5030E1 | AC | Split System: Air-Cooled Condensing Unit, Coil with Blower | 4TTR5030E1 |  | 4TXCC005CC3 | 12.5 | 14.75 | Yes | Yes | 2011-01-21 |  | 0
FALSE | 4TTR6030B1 | 3522 | 3543484 | TRANE | 4TTR5030E1 | AC | Split System: Air-Cooled Condensing Unit, Coil with Blower | 4TTR5030E1 |  | 4TXCC005CC3 | 12.5 | 14.75 | Yes | Yes | 2011-01-21 |  | 0
FALSE | 4TTR6030B1 | 3522 | 3543485 | TRANE | 4TTR5030E1 | AC | Split System: Air-Cooled Condensing Unit, Coil with Blower | 4TTR5030E1 |  | 4TXCC005CC3 | 12.5 | 14.75 | Yes | Yes | 2011-01-21 |  | 0
FALSE | 4TTR6030B1 | 3522 | 3543486 | TRANE | 4TTR5030E1 | AC | Split System: Air-Cooled Condensing Unit, Coil with Blower | 4TTR5030E1 |  | 4TXCC005CC3 | 13 | 15 | Yes | Yes | 2011-01-21 |  | 1
FALSE | 4TTR6030B1 | 3522 | 3543487 | TRANE | 4TTR5030E1 | AC | Split System: Air-Cooled Condensing Unit, Coil with Blower | 4TTR5030E1 |  | 4TXCC006CC3 | 12 | 14.5 | Yes | Yes | 2011-01-21 |  | 0
FALSE | 4TTR6030B1 | 3522 | 3543488 | TRANE | 4TTR5030E1 | AC | Split System: Air-Cooled Condensing Unit, Coil with Blower | 4TTR5030E1 |  | 4TXCC006CC3 | 12.5 | 14.75 | Yes | Yes | 2011-01-21 |  | 0
FALSE | 4TTR6030B1 | 3522 | 3543489 | TRANE | 4TTR5030E1 | AC | Split System: Air-Cooled Condensing Unit, Coil with Blower | 4TTR5030E1 |  | 4TXCC006CC3 | 12 | 14.5 | Yes | Yes | 2011-01-21 |  | 0
FALSE | 4TTR6030B1 | 3522 | 3543490 | TRANE | 4TTR5030E1 | AC | Split System: Air-Cooled Condensing Unit, Coil with Blower | 4TTR5030E1 |  | 4TXCC006CC3 | 12 | 14.5 | Yes | Yes | 2011-01-21 |  | 0
FALSE | 4TTR6030B1 | 3522 | 3543492 | TRANE | 4TTR5030E1 | AC | Split System: Air-Cooled Condensing Unit, Coil with Blower | 4TTR5030E1 |  | 4TXCC006CC3 | 12.5 | 14.5 | Yes | Yes | 2011-01-21 |  | 0
FALSE | 4TTR6030B1 | 3522 | 3543494 | TRANE | 4TTR5030E1 | AC | Split System: Air-Cooled Condensing Unit, Coil with Blower | 4TTR5030E1 |  | 4TXCC007CC3 | 13 | 15 | Yes | Yes | 2011-01-21 |  | 1
FALSE | 4TTR6030B1 | 3522 | 3543495 | TRANE | 4TTR5030E1 | AC | Split System: Air-Cooled Condensing Unit, Coil with Blower | 4TTR5030E1 |  | 4TXCC007CC3 | 12.5 | 14.5 | Yes | Yes | 2011-01-21 |  | 0
FALSE | 4TTR6030B1 | 3522 | 3543496 | TRANE | 4TTR5030E1 | AC | Split System: Air-Cooled Condensing Unit, Coil with Blower | 4TTR5030E1 |  | 4TXCC007CC3 | 13 | 15 | Yes | Yes | 2011-01-21 |  | 1
FALSE | 4TTR6030B1 | 3522 | 3543497 | TRANE | 4TTR5030E1 | AC | Split System: Air-Cooled Condensing Unit, Coil with Blower | 4TTR5030E1 |  | 4TXCC007CC3 | 12.5 | 14.75 | Yes | Yes | 2011-01-21 |  | 0
FALSE | 4TTR6030B1 | 3522 | 3543498 | TRANE | 4TTR5030E1 | AC | Split System: Air-Cooled Condensing Unit, Coil with Blower | 4TTR5030E1 |  | 4TXCC007CC3 | 12.5 | 14.75 | Yes | Yes | 2011-01-21 |  | 0
FALSE | 4TTR6030B1 | 3522 | 3543499 | TRANE | 4TTR5030E1 | AC | Split System: Air-Cooled Condensing Unit, Coil with Blower | 4TTR5030E1 |  | 4TXCC007CC3 | 13 | 15 | Yes | Yes | 2011-01-21 |  | 1
FALSE | 4TTR6030B1 | 3522 | 3543500 | TRANE | 4TTR5030E1 | AC | Split System: Air-Cooled Condensing Unit, Coil with Blower | 4TTR5030E1 |  | 4TXCC007CC3 | 12.5 | 14.75 | Yes | Yes | 2011-01-21 |  | 0
FALSE | 4TTR6036B1 | 3674 | 3543530 | TRANE | 4TTR5036E1 | AC | Split System: Air-Cooled Condensing Unit, Coil with Blower | 4TTR5036E1 |  | 4TXCB004CC3 | 12 | 14.5 | Yes | Yes | 2011-01-21 |  | 0
FALSE | 4TTR6036B1 | 3674 | 3543531 | TRANE | 4TTR5036E1 | AC | Split System: Air-Cooled Condensing Unit, Coil with Blower | 4TTR5036E1 |  | 4TXCB004CC3 | 12.5 | 14.75 | Yes | Yes | 2011-01-21 |  | 0
FALSE | 4TTR6036B1 | 3674 | 3543532 | TRANE | 4TTR5036E1 | AC | Split System: Air-Cooled Condensing Unit, Coil with Blower | 4TTR5036E1 |  | 4TXCB004CC3 | 12 | 14.5 | Yes | Yes | 2011-01-21 |  | 0
FALSE | 4TTR6036B1 | 3674 | 3543533 | TRANE | 4TTR5036E1 | AC | Split System: Air-Cooled Condensing Unit, Coil with Blower | 4TTR5036E1 |  | 4TXCB004CC3 | 12.5 | 14.75 | Yes | Yes | 2011-01-21 |  | 0
FALSE | 4TTR6036B1 | 3674 | 3543534 | TRANE | 4TTR5036E1 | AC | Split System: Air-Cooled Condensing Unit, Coil with Blower | 4TTR5036E1 |  | 4TXCB004CC3 | 12.5 | 14.75 | Yes | Yes | 2011-01-21 |  | 0
FALSE | 4TTR6036B1 | 3674 | 3543564 | TRANE | 4TTR5036E1 | AC | Split System: Air-Cooled Condensing Unit, Coil with Blower | 4TTR5036E1 |  | 4TXCB048BC3 | 12 | 14.5 | Yes | Yes | 2011-01-21 |  | 0
FALSE | 4TTR6036B1 | 3674 | 3543565 | TRANE | 4TTR5036E1 | AC | Split System: Air-Cooled Condensing Unit, Coil with Blower | 4TTR5036E1 |  | 4TXCB048BC3 | 12 | 14.5 | Yes | Yes | 2011-01-21 |  | 0
FALSE | 4TTR6036B1 | 3674 | 3543566 | TRANE | 4TTR5036E1 | AC | Split System: Air-Cooled Condensing Unit, Coil with Blower | 4TTR5036E1 |  | 4TXCB048BC3 | 12 | 14.5 | Yes | Yes | 2011-01-21 |  | 0
FALSE | 4TTR6036B1 | 3674 | 3543567 | TRANE | 4TTR5036E1 | AC | Split System: Air-Cooled Condensing Unit, Coil with Blower | 4TTR5036E1 |  | 4TXCB048BC3 | 12 | 14.5 | Yes | Yes | 2011-01-21 |  | 0
FALSE | 4TTR6036B1 | 3674 | 3543568 | TRANE | 4TTR5036E1 | AC | Split System: Air-Cooled Condensing Unit, Coil with Blower | 4TTR5036E1 |  | 4TXCB048BC3 | 12 | 14.5 | Yes | Yes | 2011-01-21 |  | 0
FALSE | 4TTR6036B1 | 3674 | 3543569 | TRANE | 4TTR5036E1 | AC | Split System: Air-Cooled Condensing Unit, Coil with Blower | 4TTR5036E1 |  | 4TXCB048BC3 | 12 | 14.5 | Yes | Yes | 2011-01-21 |  | 0
FALSE | 4TTR6036B1 | 3674 | 3543570 | TRANE | 4TTR5036E1 | AC | Split System: Air-Cooled Condensing Unit, Coil with Blower | 4TTR5036E1 |  | 4TXCB048BC3 | 12 | 14.5 | Yes | Yes | 2011-01-21 |  | 0
FALSE | 4TTR6036B1 | 3674 | 3543571 | TRANE | 4TTR5036E1 | AC | Split System: Air-Cooled Condensing Unit, Coil with Blower | 4TTR5036E1 |  | 4TXCC005CC3 | 12.5 | 14.75 | Yes | Yes | 2011-01-21 |  | 0
FALSE | 4TTR6036B1 | 3674 | 3543572 | TRANE | 4TTR5036E1 | AC | Split System: Air-Cooled Condensing Unit, Coil with Blower | 4TTR5036E1 |  | 4TXCC005CC3 | 12.5 | 14.75 | Yes | Yes | 2011-01-21 |  | 0
FALSE | 4TTR6036B1 | 3674 | 3543573 | TRANE | 4TTR5036E1 | AC | Split System: Air-Cooled Condensing Unit, Coil with Blower | 4TTR5036E1 |  | 4TXCC005CC3 | 12.5 | 14.75 | Yes | Yes | 2011-01-21 |  | 0
FALSE | 4TTR6036B1 | 3674 | 3543574 | TRANE | 4TTR5036E1 | AC | Split System: Air-Cooled Condensing Unit, Coil with Blower | 4TTR5036E1 |  | 4TXCC005CC3 | 12 | 14.5 | Yes | Yes | 2011-01-21 |  | 0
FALSE | 4TTR6036B1 | 3674 | 3543575 | TRANE | 4TTR5036E1 | AC | Split System: Air-Cooled Condensing Unit, Coil with Blower | 4TTR5036E1 |  | 4TXCC005CC3 | 12.5 | 14.75 | Yes | Yes | 2011-01-21 |  | 0
FALSE | 4TTR6036B1 | 3674 | 3543576 | TRANE | 4TTR5036E1 | AC | Split System: Air-Cooled Condensing Unit, Coil with Blower | 4TTR5036E1 |  | 4TXCC005CC3 | 12 | 14.5 | Yes | Yes | 2011-01-21 |  | 0
FALSE | 4TTR6036B1 | 3674 | 3543577 | TRANE | 4TTR5036E1 | AC | Split System: Air-Cooled Condensing Unit, Coil with Blower | 4TTR5036E1 |  | 4TXCC005CC3 | 12.5 | 14.75 | Yes | Yes | 2011-01-21 |  | 0
FALSE | 4TTR6036B1 | 3674 | 3543585 | TRANE | 4TTR5036E1 | AC | Split System: Air-Cooled Condensing Unit, Coil with Blower | 4TTR5036E1 |  | 4TXCC007CC3 | 12 | 14.5 | Yes | Yes | 2011-01-21 |  | 0
FALSE | 4TTR6036B1 | 3674 | 3543611 | TRANE | 4TTR5036E1 | AC | Split System: Air-Cooled Condensing Unit, Coil with Blower | 4TTR5036E1 |  | 4TXCC049BC3 | 12.5 | 14.75 | Yes | Yes | 2011-01-21 |  | 0
FALSE | 4TTR6036B1 | 3674 | 3543612 | TRANE | 4TTR5036E1 | AC | Split System: Air-Cooled Condensing Unit, Coil with Blower | 4TTR5036E1 |  | 4TXCC049BC3 | 12.5 | 14.75 | Yes | Yes | 2011-01-21 |  | 0
FALSE | 4TTR6036B1 | 3674 | 3543613 | TRANE | 4TTR5036E1 | AC | Split System: Air-Cooled Condensing Unit, Coil with Blower | 4TTR5036E1 |  | 4TXCC049BC3 | 12.5 | 14.75 | Yes | Yes | 2011-01-21 |  | 0
FALSE | 4TTR6036B1 | 3674 | 3543614 | TRANE | 4TTR5036E1 | AC | Split System: Air-Cooled Condensing Unit, Coil with Blower | 4TTR5036E1 |  | 4TXCC049BC3 | 12 | 14.75 | Yes | Yes | 2011-01-21 |  | 0
FALSE | 4TTR6036B1 | 3674 | 3543615 | TRANE | 4TTR5036E1 | AC | Split System: Air-Cooled Condensing Unit, Coil with Blower | 4TTR5036E1 |  | 4TXCC049BC3 | 12.5 | 14.75 | Yes | Yes | 2011-01-21 |  | 0
FALSE | 4TTR6036B1 | 3674 | 3543616 | TRANE | 4TTR5036E1 | AC | Split System: Air-Cooled Condensing Unit, Coil with Blower | 4TTR5036E1 |  | 4TXCC049BC3 | 12 | 14.75 | Yes | Yes | 2011-01-21 |  | 0
FALSE | 4TTR6036B1 | 3674 | 3543617 | TRANE | 4TTR5036E1 | AC | Split System: Air-Cooled Condensing Unit, Coil with Blower | 4TTR5036E1 |  | 4TXCC049BC3 | 12.5 | 14.75 | Yes | Yes | 2011-01-21 |  | 0
FALSE | 4TTR6036B1 | 3674 | 3543618 | TRANE | 4TTR5036E1 | AC | Split System: Air-Cooled Condensing Unit, Coil with Blower | 4TTR5036E1 |  | 4TXCC060BC3 | 12.5 | 15 | Yes | Yes | 2011-01-21 |  | 1
FALSE | 4TTR6036B1 | 3674 | 3543619 | TRANE | 4TTR5036E1 | AC | Split System: Air-Cooled Condensing Unit, Coil with Blower | 4TTR5036E1 |  | 4TXCD050BC3 | 12.5 | 15 | Yes | Yes | 2011-01-21 |  | 1
FALSE | 4TTR6036B1 | 3674 | 3543620 | TRANE | 4TTR5036E1 | AC | Split System: Air-Cooled Condensing Unit, Coil with Blower | 4TTR5036E1 |  | 4TXCD050BC3 | 12.5 | 14.75 | Yes | Yes | 2011-01-21 |  | 0
FALSE | 4TTR6036B1 | 3674 | 3543621 | TRANE | 4TTR5036E1 | AC | Split System: Air-Cooled Condensing Unit, Coil with Blower | 4TTR5036E1 |  | 4TXCD050BC3 | 12.5 | 15 | Yes | Yes | 2011-01-21 |  | 1
FALSE | 4TTR6036B1 | 3674 | 3543622 | TRANE | 4TTR5036E1 | AC | Split System: Air-Cooled Condensing Unit, Coil with Blower | 4TTR5036E1 |  | 4TXCD050BC3 | 12.5 | 14.75 | Yes | Yes | 2011-01-21 |  | 0
FALSE | 4TTR6036B1 | 3674 | 3543623 | TRANE | 4TTR5036E1 | AC | Split System: Air-Cooled Condensing Unit, Coil with Blower | 4TTR5036E1 |  | 4TXCD050BC3 | 12.5 | 14.75 | Yes | Yes | 2011-01-21 |  | 0
FALSE | 4TTR6036B1 | 3674 | 3543624 | TRANE | 4TTR5036E1 | AC | Split System: Air-Cooled Condensing Unit, Coil with Blower | 4TTR5036E1 |  | 4TXCD050BC3 | 12.5 | 14.75 | Yes | Yes | 2011-01-21 |  | 0
FALSE | 4TTR6036B1 | 3674 | 3543625 | TRANE | 4TTR5036E1 | AC | Split System: Air-Cooled Condensing Unit, Coil with Blower | 4TTR5036E1 |  | 4TXCD050BC3 | 12.5 | 14.75 | Yes | Yes | 2011-01-21 |  | 0
FALSE | 4TTR6036B1 | 3674 | 3543626 | TRANE | 4TTR5036E1 | AC | Split System: Air-Cooled Condensing Unit, Coil with Blower | 4TTR5036E1 |  | 4TXCD061BC3 | 12.5 | 15 | Yes | Yes | 2011-01-21 |  | 1
FALSE | 4TTR6036B1 | 3674 | 3543627 | TRANE | 4TTR5036E1 | AC | Split System: Air-Cooled Condensing Unit, Coil with Blower | 4TTR5036E1 |  | 4TXCD064BC3 | 12.5 | 14.75 | Yes | Yes | 2011-01-21 |  | 0
FALSE | 4TTR6042B1 | 3680 | 3543664 | TRANE | 4TTR5042E1 | AC | Split System: Air-Cooled Condensing Unit, Coil with Blower | 4TTR5042E1 |  | 4TXCC008CC3 | 12 | 14.5 | Yes | Yes | 2011-01-21 |  | 0
FALSE | 4TTR6042B1 | 3680 | 3543665 | TRANE | 4TTR5042E1 | AC | Split System: Air-Cooled Condensing Unit, Coil with Blower | 4TTR5042E1 |  | 4TXCC008CC3 | 12.5 | 14.75 | Yes | Yes | 2011-01-21 |  | 0
FALSE | 4TTR6042B1 | 3680 | 3543666 | TRANE | 4TTR5042E1 | AC | Split System: Air-Cooled Condensing Unit, Coil with Blower | 4TTR5042E1 |  | 4TXCC008CC3 | 12 | 14.5 | Yes | Yes | 2011-01-21 |  | 0
FALSE | 4TTR6042B1 | 3680 | 3543701 | TRANE | 4TTR5042E1 | AC | Split System: Air-Cooled Condensing Unit, Coil with Blower | 4TTR5042E1 |  | 4TXCD010CC3 | 12 | 14.75 | Yes | Yes | 2011-01-21 |  | 0
FALSE | 4TTR6042B1 | 3680 | 3543702 | TRANE | 4TTR5042E1 | AC | Split System: Air-Cooled Condensing Unit, Coil with Blower | 4TTR5042E1 |  | 4TXCD010CC3 | 12 | 14.5 | Yes | Yes | 2011-01-21 |  | 0
FALSE | 4TTR6042B1 | 3680 | 3543703 | TRANE | 4TTR5042E1 | AC | Split System: Air-Cooled Condensing Unit, Coil with Blower | 4TTR5042E1 |  | 4TXCD010CC3 | 12 | 14.5 | Yes | Yes | 2011-01-21 |  | 0
FALSE | 4TTR6042B1 | 3680 | 3543704 | TRANE | 4TTR5042E1 | AC | Split System: Air-Cooled Condensing Unit, Coil with Blower | 4TTR5042E1 |  | 4TXCD010CC3 | 12 | 14.75 | Yes | Yes | 2011-01-21 |  | 0
FALSE | 4TTR6042B1 | 3680 | 3543705 | TRANE | 4TTR5042E1 | AC | Split System: Air-Cooled Condensing Unit, Coil with Blower | 4TTR5042E1 |  | 4TXCD010CC3 | 12 | 14.5 | Yes | Yes | 2011-01-21 |  | 0
FALSE | 4TTR6042B1 | 3680 | 3543706 | TRANE | 4TTR5042E1 | AC | Split System: Air-Cooled Condensing Unit, Coil with Blower | 4TTR5042E1 |  | 4TXCD050BC3 | 12 | 14.5 | Yes | Yes | 2011-01-21 |  | 0
FALSE | 4TTR6042B1 | 3680 | 3543707 | TRANE | 4TTR5042E1 | AC | Split System: Air-Cooled Condensing Unit, Coil with Blower | 4TTR5042E1 |  | 4TXCD050BC3 | 12 | 14.5 | Yes | Yes | 2011-01-21 |  | 0
FALSE | 4TTR6042B1 | 3680 | 3543708 | TRANE | 4TTR5042E1 | AC | Split System: Air-Cooled Condensing Unit, Coil with Blower | 4TTR5042E1 |  | 4TXCD050BC3 | 12 | 14.5 | Yes | Yes | 2011-01-21 |  | 0
FALSE | 4TTR6042B1 | 3680 | 3543709 | TRANE | 4TTR5042E1 | AC | Split System: Air-Cooled Condensing Unit, Coil with Blower | 4TTR5042E1 |  | 4TXCD050BC3 | 12 | 14.5 | Yes | Yes | 2011-01-21 |  | 0
FALSE | 4TTR6042B1 | 3680 | 3543710 | TRANE | 4TTR5042E1 | AC | Split System: Air-Cooled Condensing Unit, Coil with Blower | 4TTR5042E1 |  | 4TXCD050BC3 | 12 | 14.5 | Yes | Yes | 2011-01-21 |  | 0
FALSE | 4TTR6042B1 | 3680 | 3543711 | TRANE | 4TTR5042E1 | AC | Split System: Air-Cooled Condensing Unit, Coil with Blower | 4TTR5042E1 |  | 4TXCD050BC3 | 12 | 14.5 | Yes | Yes | 2011-01-21 |  | 0
FALSE | 4TTR6018B1 | 3489 | 3543748 | AMERICAN STANDARD, INC. | 4A7A5018E1 | AC | Split System: Air-Cooled Condensing Unit, Coil with Blower | 4TTR5018E1 |  | 4TXCA018BC3 | 12.5 | 14.75 | Yes | Yes | 2011-02-28 |  | 0
FALSE | 4TTR6018B1 | 3489 | 3543749 | AMERICAN STANDARD, INC. | 4A7A5018E1 | AC | Split System: Air-Cooled Condensing Unit, Coil with Blower | 4TTR5018E1 |  | 4TXCA018BC3 | 12.5 | 14.75 | Yes | Yes | 2011-02-28 |  | 0
FALSE | 4TTR6018B1 | 3489 | 3543750 | AMERICAN STANDARD, INC. | 4A7A5018E1 | AC | Split System: Air-Cooled Condensing Unit, Coil with Blower | 4TTR5018E1 |  | 4TXCA018BC3 | 13 | 15 | Yes | Yes | 2011-02-28 |  | 1
FALSE | 4TTR6018B1 | 3489 | 3543751 | AMERICAN STANDARD, INC. | 4A7A5018E1 | AC | Split System: Air-Cooled Condensing Unit, Coil with Blower | 4TTR5018E1 |  | 4TXCA024BC3 | 13 | 14.75 | Yes | Yes | 2011-02-28 |  | 0
FALSE | 4TTR6018B1 | 3489 | 3543752 | AMERICAN STANDARD, INC. | 4A7A5018E1 | AC | Split System: Air-Cooled Condensing Unit, Coil with Blower | 4TTR5018E1 |  | 4TXCB003CC3 | 13 | 15.75 | Yes | Yes | 2011-02-28 |  | 1
FALSE | 4TTR6018B1 | 3489 | 3543753 | AMERICAN STANDARD, INC. | 4A7A5018E1 | AC | Split System: Air-Cooled Condensing Unit, Coil with Blower | 4TTR5018E1 |  | 4TXCB003CC3 | 13 | 15.75 | Yes | Yes | 2011-02-28 |  | 1
FALSE | 4TTR6018B1 | 3489 | 3543754 | AMERICAN STANDARD, INC. | 4A7A5018E1 | AC | Split System: Air-Cooled Condensing Unit, Coil with Blower | 4TTR5018E1 |  | 4TXCB004CC3 | 13 | 16 | Yes | Yes | 2011-02-28 |  | 2
FALSE | 4TTR6018B1 | 3489 | 3543755 | AMERICAN STANDARD, INC. | 4A7A5018E1 | AC | Split System: Air-Cooled Condensing Unit, Coil with Blower | 4TTR5018E1 |  | 4TXCB004CC3 | 13 | 16 | Yes | Yes | 2011-02-28 |  | 2
FALSE | 4TTR6018B1 | 3489 | 3543756 | AMERICAN STANDARD, INC. | 4A7A5018E1 | AC | Split System: Air-Cooled Condensing Unit, Coil with Blower | 4TTR5018E1 |  | 4TXCB025BC3 | 13 | 15.5 | Yes | Yes | 2011-02-28 |  | 1
FALSE | 4TTR6018B1 | 3489 | 3543757 | AMERICAN STANDARD, INC. | 4A7A5018E1 | AC | Split System: Air-Cooled Condensing Unit, Coil with Blower | 4TTR5018E1 |  | 4TXCB025BC3 | 13 | 15.25 | Yes | Yes | 2011-02-28 |  | 1
FALSE | 4TTR6018B1 | 3489 | 3543758 | AMERICAN STANDARD, INC. | 4A7A5018E1 | AC | Split System: Air-Cooled Condensing Unit, Coil with Blower | 4TTR5018E1 |  | 4TXCB025BC3 | 13 | 15.25 | Yes | Yes | 2011-02-28 |  | 1
FALSE | 4TTR6018B1 | 3489 | 3543759 | AMERICAN STANDARD, INC. | 4A7A5018E1 | AC | Split System: Air-Cooled Condensing Unit, Coil with Blower | 4TTR5018E1 |  | 4TXCB031BC3 | 13 | 15.25 | Yes | Yes | 2011-02-28 |  | 1
FALSE | 4TTR6018B1 | 3489 | 3543760 | AMERICAN STANDARD, INC. | 4A7A5018E1 | AC | Split System: Air-Cooled Condensing Unit, Coil with Blower | 4TTR5018E1 |  | 4TXCB031BC3 | 13 | 15.25 | Yes | Yes | 2011-02-28 |  | 1
FALSE | 4TTR6018B1 | 3489 | 3543761 | AMERICAN STANDARD, INC. | 4A7A5018E1 | AC | Split System: Air-Cooled Condensing Unit, Coil with Blower | 4TTR5018E1 |  | 4TXCB031BC3 | 13 | 15.5 | Yes | Yes | 2011-02-28 |  | 1
FALSE | 4TTR6018B1 | 3489 | 3543762 | AMERICAN STANDARD, INC. | 4A7A5018E1 | AC | Split System: Air-Cooled Condensing Unit, Coil with Blower | 4TTR5018E1 |  | 4TXCC005CC3 | 13 | 16 | Yes | Yes | 2011-02-28 |  | 2
FALSE | 4TTR6018B1 | 3489 | 3543763 | AMERICAN STANDARD, INC. | 4A7A5018E1 | AC | Split System: Air-Cooled Condensing Unit, Coil with Blower | 4TTR5018E1 |  | 4TXCC005CC3 | 13 | 16 | Yes | Yes | 2011-02-28 |  | 2
FALSE | 4TTR6018B1 | 3489 | 3543764 | AMERICAN STANDARD, INC. | 4A7A5018E1 | AC | Split System: Air-Cooled Condensing Unit, Coil with Blower | 4TTR5018E1 |  | 4TXCC006CC3 | 13 | 15.75 | Yes | Yes | 2011-02-28 |  | 1
FALSE | 4TTR6018B1 | 3489 | 3543765 | AMERICAN STANDARD, INC. | 4A7A5018E1 | AC | Split System: Air-Cooled Condensing Unit, Coil with Blower | 4TTR5018E1 |  | 4TXCC006CC3 | 13 | 15.75 | Yes | Yes | 2011-02-28 |  | 1
FALSE | 4TTR6030B1 | 3522 | 3543820 | AMERICAN STANDARD, INC. | 4A7A5030E1 | AC | Split System: Air-Cooled Condensing Unit, Coil with Blower | 4TTR5030E1 |  | 4TXCB004CC3 | 12.5 | 14.5 | Yes | Yes | 2011-02-28 |  | 0
FALSE | 4TTR6030B1 | 3522 | 3543821 | AMERICAN STANDARD, INC. | 4A7A5030E1 | AC | Split System: Air-Cooled Condensing Unit, Coil with Blower | 4TTR5030E1 |  | 4TXCB004CC3 | 12.5 | 14.5 | Yes | Yes | 2011-02-28 |  | 0
FALSE | 4TTR6030B1 | 3522 | 3543822 | AMERICAN STANDARD, INC. | 4A7A5030E1 | AC | Split System: Air-Cooled Condensing Unit, Coil with Blower | 4TTR5030E1 |  | 4TXCB004CC3 | 12.5 | 14.75 | Yes | Yes | 2011-02-28 |  | 0
FALSE | 4TTR6030B1 | 3522 | 3543823 | AMERICAN STANDARD, INC. | 4A7A5030E1 | AC | Split System: Air-Cooled Condensing Unit, Coil with Blower | 4TTR5030E1 |  | 4TXCB004CC3 | 12.5 | 14.75 | Yes | Yes | 2011-02-28 |  | 0
FALSE | 4TTR6030B1 | 3522 | 3543824 | AMERICAN STANDARD, INC. | 4A7A5030E1 | AC | Split System: Air-Cooled Condensing Unit, Coil with Blower | 4TTR5030E1 |  | 4TXCB004CC3 | 12.5 | 14.75 | Yes | Yes | 2011-02-28 |  | 0
FALSE | 4TTR6030B1 | 3522 | 3543825 | AMERICAN STANDARD, INC. | 4A7A5030E1 | AC | Split System: Air-Cooled Condensing Unit, Coil with Blower | 4TTR5030E1 |  | 4TXCB004CC3 | 12.5 | 14.75 | Yes | Yes | 2011-02-28 |  | 0
FALSE | 4TTR6030B1 | 3522 | 3543826 | AMERICAN STANDARD, INC. | 4A7A5030E1 | AC | Split System: Air-Cooled Condensing Unit, Coil with Blower | 4TTR5030E1 |  | 4TXCB004CC3 | 12.5 | 14.75 | Yes | Yes | 2011-02-28 |  | 0
FALSE | 4TTR6030B1 | 3522 | 3543841 | AMERICAN STANDARD, INC. | 4A7A5030E1 | AC | Split System: Air-Cooled Condensing Unit, Coil with Blower | 4TTR5030E1 |  | 4TXCB032BC3 | 12.5 | 14.5 | Yes | Yes | 2011-02-28 |  | 0
FALSE | 4TTR6030B1 | 3522 | 3543842 | AMERICAN STANDARD, INC. | 4A7A5030E1 | AC | Split System: Air-Cooled Condensing Unit, Coil with Blower | 4TTR5030E1 |  | 4TXCB032BC3 | 12.5 | 14.5 | Yes | Yes | 2011-02-28 |  | 0
FALSE | 4TTR6030B1 | 3522 | 3543843 | AMERICAN STANDARD, INC. | 4A7A5030E1 | AC | Split System: Air-Cooled Condensing Unit, Coil with Blower | 4TTR5030E1 |  | 4TXCB032BC3 | 12.5 | 14.5 | Yes | Yes | 2011-02-28 |  | 0
FALSE | 4TTR6030B1 | 3522 | 3543844 | AMERICAN STANDARD, INC. | 4A7A5030E1 | AC | Split System: Air-Cooled Condensing Unit, Coil with Blower | 4TTR5030E1 |  | 4TXCB032BC3 | 12.5 | 14.5 | Yes | Yes | 2011-02-28 |  | 0
FALSE | 4TTR6030B1 | 3522 | 3543845 | AMERICAN STANDARD, INC. | 4A7A5030E1 | AC | Split System: Air-Cooled Condensing Unit, Coil with Blower | 4TTR5030E1 |  | 4TXCB032BC3 | 12.5 | 14.5 | Yes | Yes | 2011-02-28 |  | 0
FALSE | 4TTR6030B1 | 3522 | 3543846 | AMERICAN STANDARD, INC. | 4A7A5030E1 | AC | Split System: Air-Cooled Condensing Unit, Coil with Blower | 4TTR5030E1 |  | 4TXCB032BC3 | 12.5 | 14.5 | Yes | Yes | 2011-02-28 |  | 0
FALSE | 4TTR6030B1 | 3522 | 3543847 | AMERICAN STANDARD, INC. | 4A7A5030E1 | AC | Split System: Air-Cooled Condensing Unit, Coil with Blower | 4TTR5030E1 |  | 4TXCB032BC3 | 12.5 | 14.5 | Yes | Yes | 2011-02-28 |  | 0
FALSE | 4TTR6030B1 | 3522 | 3543848 | AMERICAN STANDARD, INC. | 4A7A5030E1 | AC | Split System: Air-Cooled Condensing Unit, Coil with Blower | 4TTR5030E1 |  | 4TXCB036BC3 | 12.5 | 14.5 | Yes | Yes | 2011-02-28 |  | 0
FALSE | 4TTR6030B1 | 3522 | 3543849 | AMERICAN STANDARD, INC. | 4A7A5030E1 | AC | Split System: Air-Cooled Condensing Unit, Coil with Blower | 4TTR5030E1 |  | 4TXCB036BC3 | 12.5 | 14.5 | Yes | Yes | 2011-02-28 |  | 0
FALSE | 4TTR6030B1 | 3522 | 3543850 | AMERICAN STANDARD, INC. | 4A7A5030E1 | AC | Split System: Air-Cooled Condensing Unit, Coil with Blower | 4TTR5030E1 |  | 4TXCB036BC3 | 12.5 | 14.5 | Yes | Yes | 2011-02-28 |  | 0
FALSE | 4TTR6030B1 | 3522 | 3543851 | AMERICAN STANDARD, INC. | 4A7A5030E1 | AC | Split System: Air-Cooled Condensing Unit, Coil with Blower | 4TTR5030E1 |  | 4TXCB036BC3 | 12.5 | 14.5 | Yes | Yes | 2011-02-28 |  | 0
FALSE | 4TTR6036B1 | 3674 | 3543951 | AMERICAN STANDARD, INC. | 4A7A5036E1 | AC | Split System: Air-Cooled Condensing Unit, Coil with Blower | 4TTR5036E1 |  | 4TXCB048BC3 | 12 | 14.5 | Yes | Yes | 2011-02-28 |  | 0
FALSE | 4TTR6036B1 | 3674 | 3543952 | AMERICAN STANDARD, INC. | 4A7A5036E1 | AC | Split System: Air-Cooled Condensing Unit, Coil with Blower | 4TTR5036E1 |  | 4TXCB048BC3 | 12 | 14.5 | Yes | Yes | 2011-02-28 |  | 0
FALSE | 4TTR6036B1 | 3674 | 3543953 | AMERICAN STANDARD, INC. | 4A7A5036E1 | AC | Split System: Air-Cooled Condensing Unit, Coil with Blower | 4TTR5036E1 |  | 4TXCC005CC3 | 12.5 | 14.75 | Yes | Yes | 2011-02-28 |  | 0
FALSE | 4TTR6036B1 | 3674 | 3543954 | AMERICAN STANDARD, INC. | 4A7A5036E1 | AC | Split System: Air-Cooled Condensing Unit, Coil with Blower | 4TTR5036E1 |  | 4TXCC005CC3 | 12.5 | 14.75 | Yes | Yes | 2011-02-28 |  | 0
FALSE | 4TTR6036B1 | 3674 | 3543955 | AMERICAN STANDARD, INC. | 4A7A5036E1 | AC | Split System: Air-Cooled Condensing Unit, Coil with Blower | 4TTR5036E1 |  | 4TXCC005CC3 | 12.5 | 14.75 | Yes | Yes | 2011-02-28 |  | 0
FALSE | 4TTR6036B1 | 3674 | 3543956 | AMERICAN STANDARD, INC. | 4A7A5036E1 | AC | Split System: Air-Cooled Condensing Unit, Coil with Blower | 4TTR5036E1 |  | 4TXCC005CC3 | 12 | 14.5 | Yes | Yes | 2011-02-28 |  | 0
FALSE | 4TTR6036B1 | 3674 | 3543957 | AMERICAN STANDARD, INC. | 4A7A5036E1 | AC | Split System: Air-Cooled Condensing Unit, Coil with Blower | 4TTR5036E1 |  | 4TXCC005CC3 | 12.5 | 14.75 | Yes | Yes | 2011-02-28 |  | 0
FALSE | 4TTR6036B1 | 3674 | 3543958 | AMERICAN STANDARD, INC. | 4A7A5036E1 | AC | Split System: Air-Cooled Condensing Unit, Coil with Blower | 4TTR5036E1 |  | 4TXCC005CC3 | 12 | 14.5 | Yes | Yes | 2011-02-28 |  | 0
FALSE | 4TTR6036B1 | 3674 | 3543959 | AMERICAN STANDARD, INC. | 4A7A5036E1 | AC | Split System: Air-Cooled Condensing Unit, Coil with Blower | 4TTR5036E1 |  | 4TXCC005CC3 | 12.5 | 14.75 | Yes | Yes | 2011-02-28 |  | 0
FALSE | 4TTR6036B1 | 3674 | 3543967 | AMERICAN STANDARD, INC. | 4A7A5036E1 | AC | Split System: Air-Cooled Condensing Unit, Coil with Blower | 4TTR5036E1 |  | 4TXCC007CC3 | 12 | 14.5 | Yes | Yes | 2011-02-28 |  | 0
FALSE | 4TTR6036B1 | 3674 | 3543968 | AMERICAN STANDARD, INC. | 4A7A5036E1 | AC | Split System: Air-Cooled Condensing Unit, Coil with Blower | 4TTR5036E1 |  | 4TXCC007CC3 | 12 | 14.5 | Yes | Yes | 2011-02-28 |  | 0
FALSE | 4TTR6036B1 | 3674 | 3543969 | AMERICAN STANDARD, INC. | 4A7A5036E1 | AC | Split System: Air-Cooled Condensing Unit, Coil with Blower | 4TTR5036E1 |  | 4TXCC007CC3 | 12 | 14.5 | Yes | Yes | 2011-02-28 |  | 0
FALSE | 4TTR6036B1 | 3674 | 3543970 | AMERICAN STANDARD, INC. | 4A7A5036E1 | AC | Split System: Air-Cooled Condensing Unit, Coil with Blower | 4TTR5036E1 |  | 4TXCC007CC3 | 12.5 | 14.75 | Yes | Yes | 2011-02-28 |  | 0
FALSE | 4TTR6036B1 | 3674 | 3543971 | AMERICAN STANDARD, INC. | 4A7A5036E1 | AC | Split System: Air-Cooled Condensing Unit, Coil with Blower | 4TTR5036E1 |  | 4TXCC007CC3 | 12.5 | 14.75 | Yes | Yes | 2011-02-28 |  | 0
FALSE | 4TTR6036B1 | 3674 | 3543972 | AMERICAN STANDARD, INC. | 4A7A5036E1 | AC | Split System: Air-Cooled Condensing Unit, Coil with Blower | 4TTR5036E1 |  | 4TXCC007CC3 | 12.5 | 14.75 | Yes | Yes | 2011-02-28 |  | 0
FALSE | 4TTR6036B1 | 3674 | 3543973 | AMERICAN STANDARD, INC. | 4A7A5036E1 | AC | Split System: Air-Cooled Condensing Unit, Coil with Blower | 4TTR5036E1 |  | 4TXCC007CC3 | 12.5 | 14.75 | Yes | Yes | 2011-02-28 |  | 0
FALSE | 4TTR6036B1 | 3674 | 3543974 | AMERICAN STANDARD, INC. | 4A7A5036E1 | AC | Split System: Air-Cooled Condensing Unit, Coil with Blower | 4TTR5036E1 |  | 4TXCC037BC3 | 12 | 14.5 | Yes | Yes | 2011-02-28 |  | 0
FALSE | 4TTR6036B1 | 3674 | 3543975 | AMERICAN STANDARD, INC. | 4A7A5036E1 | AC | Split System: Air-Cooled Condensing Unit, Coil with Blower | 4TTR5036E1 |  | 4TXCC037BC3 | 12 | 14.5 | Yes | Yes | 2011-02-28 |  | 0
FALSE | 4TTR6042B1 | 3680 | 3544088 | AMERICAN STANDARD, INC. | 4A7A5042E1 | AC | Split System: Air-Cooled Condensing Unit, Coil with Blower | 4TTR5042E1 |  | 4TXCD050BC3 | 12 | 14.5 | Yes | Yes | 2011-02-28 |  | 0
FALSE | 4TTR6042B1 | 3680 | 3544089 | AMERICAN STANDARD, INC. | 4A7A5042E1 | AC | Split System: Air-Cooled Condensing Unit, Coil with Blower | 4TTR5042E1 |  | 4TXCD050BC3 | 12 | 14.5 | Yes | Yes | 2011-02-28 |  | 0
FALSE | 4TTR6042B1 | 3680 | 3544090 | AMERICAN STANDARD, INC. | 4A7A5042E1 | AC | Split System: Air-Cooled Condensing Unit, Coil with Blower | 4TTR5042E1 |  | 4TXCD050BC3 | 12 | 14.5 | Yes | Yes | 2011-02-28 |  | 0
FALSE | 4TTR6042B1 | 3680 | 3544091 | AMERICAN STANDARD, INC. | 4A7A5042E1 | AC | Split System: Air-Cooled Condensing Unit, Coil with Blower | 4TTR5042E1 |  | 4TXCD050BC3 | 12 | 14.5 | Yes | Yes | 2011-02-28 |  | 0
FALSE | 4TTR6042B1 | 3680 | 3544092 | AMERICAN STANDARD, INC. | 4A7A5042E1 | AC | Split System: Air-Cooled Condensing Unit, Coil with Blower | 4TTR5042E1 |  | 4TXCD050BC3 | 12 | 14.5 | Yes | Yes | 2011-02-28 |  | 0
FALSE | 4TTR6042B1 | 3680 | 3544093 | AMERICAN STANDARD, INC. | 4A7A5042E1 | AC | Split System: Air-Cooled Condensing Unit, Coil with Blower | 4TTR5042E1 |  | 4TXCD050BC3 | 12 | 14.5 | Yes | Yes | 2011-02-28 |  | 0
FALSE | S4BI-036K | 2600 | 3544169 | NORDYNE, LLC. | S4BI-036K | AC | Split System: Air-Cooled Condensing Unit, Coil with Blower | S4BI-036K |  | C6BH-I36C-B | 13 | 20 | Yes | Yes | 2011-01-21 |  | 3
FALSE | S4BI-048K | 2601 | 3544170 | NORDYNE, LLC. | S4BI-048K | AC | Split System: Air-Cooled Condensing Unit, Coil with Blower | S4BI-048K |  | C6BH-I48C-D | 12.3 | 21 | Yes | Yes | 2011-01-21 |  | 0
FALSE | S4BI-024K | 2602 | 3544171 | NORDYNE, LLC. | S4BI-024K | AC | Split System: Air-Cooled Condensing Unit, Coil with Blower | S4BI-024K |  | C6BH-I24C-B | 14.9 | 23 | Yes | Yes | 2011-01-21 |  | 3
FALSE | S4BI-036K | 2600 | 3544172 | NORDYNE, LLC. | S4BI-036K | AC | Split System: Air-Cooled Condensing Unit, Coil with Blower | S4BI-036K |  | C6BH-I36C-C | 13.1 | 20.5 | Yes | Yes | 2011-01-21 |  | 3
FALSE | S4BI-048K | 2601 | 3544173 | NORDYNE, LLC. | S4BI-048K | AC | Split System: Air-Cooled Condensing Unit, Coil with Blower | S4BI-048K |  | C6BH-I48C-C | 12.2 | 21 | Yes | Yes | 2011-01-21 |  | 0
FALSE | S4BI-024K | 2602 | 3544174 | FRIGIDAIRE | FS4BI-024K | AC | Split System: Air-Cooled Condensing Unit, Coil with Blower | S4BI-024K |  | C6BH-I24C-B | 14.9 | 23 | Yes | Yes | 2011-02-08 |  | 3
FALSE | S4BI-036K | 2600 | 3544175 | FRIGIDAIRE | FS4BI-036K | AC | Split System: Air-Cooled Condensing Unit, Coil with Blower | S4BI-036K |  | C6BH-I36C-B | 13 | 20 | Yes | Yes | 2011-02-08 |  | 3
FALSE | S4BI-036K | 2600 | 3544176 | FRIGIDAIRE | FS4BI-036K | AC | Split System: Air-Cooled Condensing Unit, Coil with Blower | S4BI-036K |  | C6BH-I36C-C | 13.1 | 20.5 | Yes | Yes | 2011-02-08 |  | 3
FALSE | S4BI-048K | 2601 | 3544177 | FRIGIDAIRE | FS4BI-048K | AC | Split System: Air-Cooled Condensing Unit, Coil with Blower | S4BI-048K |  | C6BH-I48C-C | 12.2 | 21 | Yes | Yes | 2011-02-08 |  | 0
FALSE | S4BI-048K | 2601 | 3544178 | FRIGIDAIRE | FS4BI-048K | AC | Split System: Air-Cooled Condensing Unit, Coil with Blower | S4BI-048K |  | C6BH-I48C-D | 12.3 | 21 | Yes | Yes | 2011-02-08 |  | 0
FALSE | S4BI-024K | 2602 | 3544179 | TAPPAN | FS4BI-024K | AC | Split System: Air-Cooled Condensing Unit, Coil with Blower | S4BI-024K |  | C6BH-I24C-B | 14.9 | 23 | Yes | Yes | 2011-02-08 |  | 3
FALSE | S4BI-036K | 2600 | 3544180 | TAPPAN | FS4BI-036K | AC | Split System: Air-Cooled Condensing Unit, Coil with Blower | S4BI-036K |  | C6BH-I36C-B | 13 | 20 | Yes | Yes | 2011-02-08 |  | 3
FALSE | S4BI-036K | 2600 | 3544181 | TAPPAN | FS4BI-036K | AC | Split System: Air-Cooled Condensing Unit, Coil with Blower | S4BI-036K |  | C6BH-I36C-C | 13.1 | 20.5 | Yes | Yes | 2011-02-08 |  | 3
FALSE | S4BI-048K | 2601 | 3544182 | TAPPAN | FS4BI-048K | AC | Split System: Air-Cooled Condensing Unit, Coil with Blower | S4BI-048K |  | C6BH-I48C-C | 12.2 | 21 | Yes | Yes | 2011-02-08 |  | 0
FALSE | S4BI-048K | 2601 | 3544183 | TAPPAN | FS4BI-048K | AC | Split System: Air-Cooled Condensing Unit, Coil with Blower | S4BI-048K |  | C6BH-I48C-D | 12.3 | 21 | Yes | Yes | 2011-02-08 |  | 0
FALSE | S4BI-024K | 2602 | 3544184 | WESTINGHOUSE | FS4BI-024K | AC | Split System: Air-Cooled Condensing Unit, Coil with Blower | S4BI-024K |  | C6BH-I24C-B | 14.9 | 23 | Yes | Yes | 2011-02-08 |  | 3
FALSE | S4BI-036K | 2600 | 3544185 | WESTINGHOUSE | FS4BI-036K | AC | Split System: Air-Cooled Condensing Unit, Coil with Blower | S4BI-036K |  | C6BH-I36C-B | 13 | 20 | Yes | Yes | 2011-02-08 |  | 3
FALSE | S4BI-036K | 2600 | 3544186 | WESTINGHOUSE | FS4BI-036K | AC | Split System: Air-Cooled Condensing Unit, Coil with Blower | S4BI-036K |  | C6BH-I36C-C | 13.1 | 20.5 | Yes | Yes | 2011-02-08 |  | 3
FALSE | S4BI-048K | 2601 | 3544187 | WESTINGHOUSE | FS4BI-048K | AC | Split System: Air-Cooled Condensing Unit, Coil with Blower | S4BI-048K |  | C6BH-I48C-C | 12.2 | 21 | Yes | Yes | 2011-02-08 |  | 0
FALSE | S4BI-048K | 2601 | 3544188 | WESTINGHOUSE | FS4BI-048K | AC | Split System: Air-Cooled Condensing Unit, Coil with Blower | S4BI-048K |  | C6BH-I48C-D | 12.3 | 21 | Yes | Yes | 2011-02-08 |  | 0
FALSE | S4BI-024K | 2602 | 3544189 | NUTONE | FS4BI-024K | AC | Split System: Air-Cooled Condensing Unit, Coil with Blower | S4BI-024K |  | C6BH-I24C-B | 14.9 | 23 | Yes | Yes | 2011-02-08 |  | 3
FALSE | S4BI-036K | 2600 | 3544190 | NUTONE | FS4BI-036K | AC | Split System: Air-Cooled Condensing Unit, Coil with Blower | S4BI-036K |  | C6BH-I36C-B | 13 | 20 | Yes | Yes | 2011-02-08 |  | 3
FALSE | S4BI-036K | 2600 | 3544191 | NUTONE | FS4BI-036K | AC | Split System: Air-Cooled Condensing Unit, Coil with Blower | S4BI-036K |  | C6BH-I36C-C | 13.1 | 20.5 | Yes | Yes | 2011-02-08 |  | 3
FALSE | S4BI-048K | 2601 | 3544192 | NUTONE | FS4BI-048K | AC | Split System: Air-Cooled Condensing Unit, Coil with Blower | S4BI-048K |  | C6BH-I48C-C | 12.2 | 21 | Yes | Yes | 2011-02-08 |  | 0
FALSE | S4BI-048K | 2601 | 3544193 | NUTONE | FS4BI-048K | AC | Split System: Air-Cooled Condensing Unit, Coil with Blower | S4BI-048K |  | C6BH-I48C-D | 12.3 | 21 | Yes | Yes | 2011-02-08 |  | 0
FALSE | S4BI-024K | 2602 | 3544194 | BROAN | FS4BI-024K | AC | Split System: Air-Cooled Condensing Unit, Coil with Blower | S4BI-024K |  | C6BH-I24C-B | 14.9 | 23 | Yes | Yes | 2011-02-08 |  | 3
FALSE | S4BI-036K | 2600 | 3544195 | BROAN | FS4BI-036K | AC | Split System: Air-Cooled Condensing Unit, Coil with Blower | S4BI-036K |  | C6BH-I36C-B | 13 | 20 | Yes | Yes | 2011-02-08 |  | 3
FALSE | S4BI-036K | 2600 | 3544196 | BROAN | FS4BI-036K | AC | Split System: Air-Cooled Condensing Unit, Coil with Blower | S4BI-036K |  | C6BH-I36C-C | 13.1 | 20.5 | Yes | Yes | 2011-02-08 |  | 3
FALSE | S4BI-048K | 2601 | 3544197 | BROAN | FS4BI-048K | AC | Split System: Air-Cooled Condensing Unit, Coil with Blower | S4BI-048K |  | C6BH-I48C-C | 12.2 | 21 | Yes | Yes | 2011-02-08 |  | 0
FALSE | S4BI-048K | 2601 | 3544198 | BROAN | FS4BI-048K | AC | Split System: Air-Cooled Condensing Unit, Coil with Blower | S4BI-048K |  | C6BH-I48C-D | 12.3 | 21 | Yes | Yes | 2011-02-08 |  | 0
FALSE | S4BI-024K | 2602 | 3544199 | MAYTAG | PSA4BI024K | AC | Split System: Air-Cooled Condensing Unit, Coil with Blower | S4BI-024K |  | C6BH-I24C-B | 14.9 | 23 | Yes | Yes | 2011-02-08 |  | 3
FALSE | S4BI-036K | 2600 | 3544200 | MAYTAG | PSA4BI036K | AC | Split System: Air-Cooled Condensing Unit, Coil with Blower | S4BI-036K |  | C6BH-I36C-B | 13 | 20 | Yes | Yes | 2011-02-08 |  | 3
FALSE | S4BI-036K | 2600 | 3544201 | MAYTAG | PSA4BI036K | AC | Split System: Air-Cooled Condensing Unit, Coil with Blower | S4BI-036K |  | C6BH-I36C-C | 13.1 | 20.5 | Yes | Yes | 2011-02-08 |  | 3
FALSE | 14AJM36 | 38 | 3545011 | RUUD AIR CONDITIONING DIVISION | 14AJM36 | AC | Split System: Air-Cooled Condensing Unit, Coil with Blower | 14AJM36 |  | RCFL-H*3621 | 12 | 14.5 | Yes | Yes | 2011-03-08 |  | 0
FALSE | 14AJM36 | 38 | 3545013 | RICHMOND | RCU14410A36J | AC | Split System: Air-Cooled Condensing Unit, Coil with Blower | 14AJM36 |  | RCFL-H*3621 | 12.5 | 15.1 | Yes | Yes | 2011-03-08 |  | 1
FALSE | 14AJM36 | 38 | 3545014 | RUUD AIR CONDITIONING DIVISION | 14AJM36 | AC | Split System: Air-Cooled Condensing Unit, Coil with Blower | 14AJM36 |  | RCFL-H*3621 | 12.5 | 15.1 | Yes | Yes | 2011-03-08 |  | 1
FALSE | 14AJM36 | 38 | 3545016 | RICHMOND | RCU14410A36J | AC | Split System: Air-Cooled Condensing Unit, Coil with Blower | 14AJM36 |  | RCFL-H*3621 | 12.5 | 15.1 | Yes | Yes | 2011-03-08 |  | 1
FALSE | 14AJM36 | 38 | 3545017 | RUUD AIR CONDITIONING DIVISION | 14AJM36 | AC | Split System: Air-Cooled Condensing Unit, Coil with Blower | 14AJM36 |  | RCFL-H*3621 | 12.5 | 15.1 | Yes | Yes | 2011-03-08 |  | 1
FALSE | 14AJM42 | 4530 | 3545019 | RICHMOND | RCU14410A42J | AC | Split System: Air-Cooled Condensing Unit, Coil with Blower | 14AJM42 |  | RCFL-H*4821 | 12 | 14.5 | Yes | Yes | 2011-03-08 |  | 0
FALSE | 14AJM42 | 4530 | 3545020 | RUUD AIR CONDITIONING DIVISION | 14AJM42 | AC | Split System: Air-Cooled Condensing Unit, Coil with Blower | 14AJM42 |  | RCFL-H*4821 | 12 | 14.5 | Yes | Yes | 2011-03-08 |  | 0
FALSE | 14AJM42 | 4530 | 3545022 | RICHMOND | RCU14410A42J | AC | Split System: Air-Cooled Condensing Unit, Coil with Blower | 14AJM42 |  | RCFL-H*4821 | 12 | 15 | Yes | Yes | 2011-03-08 |  | 0
FALSE | 14AJM42 | 4530 | 3545023 | RUUD AIR CONDITIONING DIVISION | 14AJM42 | AC | Split System: Air-Cooled Condensing Unit, Coil with Blower | 14AJM42 |  | RCFL-H*4821 | 12 | 15 | Yes | Yes | 2011-03-08 |  | 0
FALSE | 14AJM42 | 4530 | 3545024 | RICHMOND | RCU14410A42J | AC | Split System: Air-Cooled Condensing Unit, Coil with Blower | 14AJM42 |  | RCFL-H*4824 | 12 | 15 | Yes | Yes | 2011-03-08 |  | 0
FALSE | 14AJM42 | 4530 | 3545025 | RUUD AIR CONDITIONING DIVISION | 14AJM42 | AC | Split System: Air-Cooled Condensing Unit, Coil with Blower | 14AJM42 |  | RCFL-H*4824 | 12 | 15 | Yes | Yes | 2011-03-08 |  | 0
FALSE | 14AJM42 | 4530 | 3545027 | RICHMOND | RCU14410A42J | AC | Split System: Air-Cooled Condensing Unit, Coil with Blower | 14AJM42 |  | RCFL-H*4824 | 12 | 15 | Yes | Yes | 2011-03-08 |  | 0
FALSE | 14AJM42 | 4530 | 3545028 | RUUD AIR CONDITIONING DIVISION | 14AJM42 | AC | Split System: Air-Cooled Condensing Unit, Coil with Blower | 14AJM42 |  | RCFL-H*4824 | 12 | 15 | Yes | Yes | 2011-03-08 |  | 0
FALSE | 14AJM48 | 58 | 3545030 | RICHMOND | RCU14410A48J | AC | Split System: Air-Cooled Condensing Unit, Coil with Blower | 14AJM48 |  | RCFL-H*4824 | 12 | 14.5 | Yes | Yes | 2011-03-08 |  | 0
FALSE | 14AJM48 | 58 | 3545031 | RUUD AIR CONDITIONING DIVISION | 14AJM48 | AC | Split System: Air-Cooled Condensing Unit, Coil with Blower | 14AJM48 |  | RCFL-H*4824 | 12 | 14.5 | Yes | Yes | 2011-03-08 |  | 0
FALSE | 14ACX-030-230-17 | 2250 | 3545399 | LENNOX INDUSTRIES, INC. | 14ACX-030-230-10 | AC | Split System: Air-Cooled Condensing Unit, Coil with Blower | 14ACX-030-230-10 |  | CH33-25+TDR+TXV | 12.5 | 15 | Yes | Yes | 2011-01-21 |  | 1
FALSE | 14ACX-030-230-17 | 2250 | 3545400 | LENNOX INDUSTRIES, INC. | 14ACX-030-230-10 | AC | Split System: Air-Cooled Condensing Unit, Coil with Blower | 14ACX-030-230-10 |  | CH33-25+TDR+TXV | 12.5 | 15 | Yes | Yes | 2011-01-21 |  | 1
FALSE | XC17-024-230* | 2237 | 3545451 | LENNOX INDUSTRIES, INC. | XC15-024-230-05 | AC | Split System: Air-Cooled Condensing Unit, Coil with Blower | XC15-024-230-05 |  | C33-19+TDR+TXV | 12.5 | 15 | Yes | Yes | 2011-01-21 |  | 1
FALSE | XC17-024-230* | 2237 | 3545452 | LENNOX INDUSTRIES, INC. | XC15-024-230-05 | AC | Split System: Air-Cooled Condensing Unit, Coil with Blower | XC15-024-230-05 |  | C33-25+TDR+TXV | 13.5 | 16.2 | Yes | Yes | 2011-01-21 |  | 2
FALSE | XC17-024-230* | 2237 | 3545453 | LENNOX INDUSTRIES, INC. | XC15-024-230-05 | AC | Split System: Air-Cooled Condensing Unit, Coil with Blower | XC15-024-230-05 |  | C33-30+TDR+TXV | 12.7 | 15.2 | Yes | Yes | 2011-01-21 |  | 1
FALSE | XC17-024-230* | 2237 | 3545454 | LENNOX INDUSTRIES, INC. | XC15-024-230-05 | AC | Split System: Air-Cooled Condensing Unit, Coil with Blower | XC15-024-230-05 |  | C33-31+TDR+TXV | 13.5 | 16.5 | Yes | Yes | 2011-01-21 |  | 2
FALSE | XC17-024-230* | 2237 | 3545455 | LENNOX INDUSTRIES, INC. | XC15-024-230-05 | AC | Split System: Air-Cooled Condensing Unit, Coil with Blower | XC15-024-230-05 |  | C33-36+TDR+TXV | 13.5 | 16 | Yes | Yes | 2011-01-21 |  | 2
FALSE | XC17-024-230* | 2237 | 3545456 | LENNOX INDUSTRIES, INC. | XC15-024-230-05 | AC | Split System: Air-Cooled Condensing Unit, Coil with Blower | XC15-024-230-05 |  | C33-38+TDR+TXV | 13.7 | 16.5 | Yes | Yes | 2011-01-21 |  | 2
FALSE | XC17-024-230* | 2237 | 3545457 | LENNOX INDUSTRIES, INC. | XC15-024-230-05 | AC | Split System: Air-Cooled Condensing Unit, Coil with Blower | XC15-024-230-05 |  | CH23-21+TDR+TXV | 12.7 | 15.2 | Yes | Yes | 2011-01-21 |  | 1
TRUE | RAPM-018JAZ | 4505 | 3549831 | RHEEM SALES COMPANY, INC. | RAPM-018JAZ | AC | Split System: Air-Cooled Condensing Unit, Coil Alone | RAPM-018JAZ |  | RCFL-H*2417+RXMD-C04 | 12 | 14.5 | Yes | Yes | 2011-01-21 |  | 0
TRUE | RAPM-024JAZ | 4509 | 3549869 | RHEEM SALES COMPANY, INC. | UAPM-024JAZ | AC | Split System: Air-Cooled Condensing Unit, Coil Alone | RAPM-024JAZ |  | RCFL-H*2417+RXMD-C04 | 12.2 | 14.5 | Yes | Yes | 2011-03-08 |  | 0
TRUE | RAPM-024JEZ | 4509 | 3549882 | RHEEM SALES COMPANY, INC. | UAPM-024JEZ | AC | Split System: Air-Cooled Condensing Unit, Coil Alone | RAPM-024JEZ |  | RCFL-H*2417+RXMD-C04 | 12.2 | 14.5 | Yes | Yes | 2011-03-08 |  | 0
TRUE | RAPM-042JAZ | 46 | 3549969 | RHEEM SALES COMPANY, INC. | UAPM-042JAZ | AC | Split System: Air-Cooled Condensing Unit, Coil Alone | RAPM-042JAZ |  | RCFL-H*4821+RXMD-C04 | 12 | 14.5 | Yes | Yes | 2011-03-08 |  | 0
TRUE | RAPM-042JEZ | 46 | 3549985 | RHEEM SALES COMPANY, INC. | UAPM-042JEZ | AC | Split System: Air-Cooled Condensing Unit, Coil Alone | RAPM-042JEZ |  | RCFL-H*4821+RXMD-C04 | 12 | 14.5 | Yes | Yes | 2011-03-08 |  | 0
TRUE | RAPM-048JAZ | 4540 | 3550001 | RHEEM SALES COMPANY, INC. | UAPM-048JAZ | AC | Split System: Air-Cooled Condensing Unit, Coil Alone | RAPM-048JAZ |  | RCFL-H*4821+RXMD-C04 | 12 | 14.5 | Yes | Yes | 2011-03-08 |  | 0
FALSE | 4TTR6030B1 | 3522 | 3554442 | TRANE | 4TTR5030E1 | AC | Split System: Air-Cooled Condensing Unit, Coil with Blower | 4TTR5030E1 |  | 4TXCB004CC3 | 13 | 15.25 | Yes | Yes | 2011-01-21 |  | 1
FALSE | 4TTR6030B1 | 3522 | 3554444 | AMERICAN STANDARD, INC. | 4A7A5030E1 | AC | Split System: Air-Cooled Condensing Unit, Coil with Blower | 4TTR5030E1 |  | 4TXCB004CC3 | 13 | 15.25 | Yes | Yes | 2011-02-28 |  | 1
FALSE | 4TTR6018B1 | 3489 | 3556912 | TRANE | 4TTR5018E1 | AC | Split System: Air-Cooled Condensing Unit, Coil with Blower | 4TTR5018E1 |  | 4TXCB004CC3 | 13 | 16 | Yes | Yes | 2011-01-21 |  | 2
FALSE | 4TTR6018B1 | 3489 | 3556913 | TRANE | 4TTR5018E1 | AC | Split System: Air-Cooled Condensing Unit, Coil with Blower | 4TTR5018E1 |  | 4TXCB004CC3 | 13 | 16 | Yes | Yes | 2011-01-21 |  | 2
FALSE | 4TTR6018B1 | 3489 | 3556914 | TRANE | 4TTR5018E1 | AC | Split System: Air-Cooled Condensing Unit, Coil with Blower | 4TTR5018E1 |  | 4TXCB004CC3 | 13 | 16 | Yes | Yes | 2011-01-21 |  | 2
FALSE | 4TTR6018B1 | 3489 | 3556915 | TRANE | 4TTR5018E1 | AC | Split System: Air-Cooled Condensing Unit, Coil with Blower | 4TTR5018E1 |  | 4TXCC005CC3 | 13 | 16 | Yes | Yes | 2011-01-21 |  | 2
FALSE | 4TTR6018B1 | 3489 | 3556916 | TRANE | 4TTR5018E1 | AC | Split System: Air-Cooled Condensing Unit, Coil with Blower | 4TTR5018E1 |  | 4TXCC005CC3 | 13 | 16 | Yes | Yes | 2011-01-21 |  | 2
FALSE | 4TTR6018B1 | 3489 | 3556917 | TRANE | 4TTR5018E1 | AC | Split System: Air-Cooled Condensing Unit, Coil with Blower | 4TTR5018E1 |  | 4TXCC005CC3 | 13 | 16 | Yes | Yes | 2011-01-21 |  | 2
FALSE | 4TTR6018B1 | 3489 | 3556918 | TRANE | 4TTR5018E1 | AC | Split System: Air-Cooled Condensing Unit, Coil with Blower | 4TTR5018E1 |  | 4TXCC007CC3 | 13 | 16 | Yes | Yes | 2011-01-21 |  | 2
FALSE | 4TTR6018B1 | 3489 | 3556919 | TRANE | 4TTR5018E1 | AC | Split System: Air-Cooled Condensing Unit, Coil with Blower | 4TTR5018E1 |  | 4TXCC007CC3 | 13 | 16 | Yes | Yes | 2011-01-21 |  | 2
FALSE | 4TTR6018B1 | 3489 | 3556920 | TRANE | 4TTR5018E1 | AC | Split System: Air-Cooled Condensing Unit, Coil with Blower | 4TTR5018E1 |  | 4TXCC007CC3 | 13 | 16 | Yes | Yes | 2011-01-21 |  | 2
FALSE | 4TTR6024B1 | 3503 | 3556922 | TRANE | 4TTR5024E1 | AC | Split System: Air-Cooled Condensing Unit, Coil with Blower | 4TTR5024E1 |  | 4TXAB048BC3 | 13 | 16 | Yes | Yes | 2011-01-21 |  | 2
FALSE | 4TTR6024B1 | 3503 | 3556923 | TRANE | 4TTR5024E1 | AC | Split System: Air-Cooled Condensing Unit, Coil with Blower | 4TTR5024E1 |  | 4TXAB048BC3 | 13 | 16 | Yes | Yes | 2011-01-21 |  | 2
FALSE | 4TTR6024B1 | 3503 | 3556952 | TRANE | 4TTR5024E1 | AC | Split System: Air-Cooled Condensing Unit, Coil with Blower | 4TTR5024E1 |  | 4TXCD010CC3 | 13 | 16 | Yes | Yes | 2011-01-21 |  | 2
FALSE | 4TTR6024B1 | 3503 | 3556953 | TRANE | 4TTR5024E1 | AC | Split System: Air-Cooled Condensing Unit, Coil with Blower | 4TTR5024E1 |  | 4TXCD010CC3 | 13 | 16 | Yes | Yes | 2011-01-21 |  | 2
FALSE | 4TTR6030B1 | 3522 | 3556962 | TRANE | 4TTR5030E1 | AC | Split System: Air-Cooled Condensing Unit, Coil with Blower | 4TTR5030E1 |  | 4TXCB032BC3 | 12.5 | 14.5 | Yes | Yes | 2011-01-21 |  | 0
FALSE | 4TTR6030B1 | 3522 | 3556963 | TRANE | 4TTR5030E1 | AC | Split System: Air-Cooled Condensing Unit, Coil with Blower | 4TTR5030E1 |  | 4TXCB032BC3 | 12.5 | 14.5 | Yes | Yes | 2011-01-21 |  | 0
FALSE | 4TTX6018H1 | 3491 | 3556968 | TRANE | 4TTX5018A1 | AC | Split System: Air-Cooled Condensing Unit, Coil with Blower | 4TTX5018A1 |  | 4CXCA024CC3 | 13 | 15.75 | Yes | Yes | 2011-01-21 |  | 1
FALSE | 4TTX6018H1 | 3491 | 3556970 | TRANE | 4TTX5018A1 | AC | Split System: Air-Cooled Condensing Unit, Coil with Blower | 4TTX5018A1 |  | 4CXCB025CC3 | 13 | 16 | Yes | Yes | 2011-01-21 |  | 2
FALSE | 4TTX6018H1 | 3491 | 3556971 | TRANE | 4TTX5018A1 | AC | Split System: Air-Cooled Condensing Unit, Coil with Blower | 4TTX5018A1 |  | 4CXCB031CC3 | 13 | 16 | Yes | Yes | 2011-01-21 |  | 2
FALSE | 4TTX6018H1 | 3491 | 3556974 | TRANE | 4TTX5018A1 | AC | Split System: Air-Cooled Condensing Unit, Coil with Blower | 4TTX5018A1 |  | 4TXAA018BC3 | 13 | 16 | Yes | Yes | 2011-01-21 |  | 2
FALSE | 4TTX6018H1 | 3491 | 3556975 | TRANE | 4TTX5018A1 | AC | Split System: Air-Cooled Condensing Unit, Coil with Blower | 4TTX5018A1 |  | 4TXAA024BC3 | 13 | 15.75 | Yes | Yes | 2011-01-21 |  | 1
FALSE | 4TTX6018H1 | 3491 | 3556979 | TRANE | 4TTX5018A1 | AC | Split System: Air-Cooled Condensing Unit, Coil with Blower | 4TTX5018A1 |  | 4TXAB025BC3 | 13 | 16 | Yes | Yes | 2011-01-21 |  | 2
FALSE | 4TTX6018H1 | 3491 | 3556982 | TRANE | 4TTX5018A1 | AC | Split System: Air-Cooled Condensing Unit, Coil with Blower | 4TTX5018A1 |  | 4TXAB031BC3 | 13 | 16 | Yes | Yes | 2011-01-21 |  | 2
FALSE | 4TTX6018H1 | 3491 | 3556984 | TRANE | 4TTX5018A1 | AC | Split System: Air-Cooled Condensing Unit, Coil with Blower | 4TTX5018A1 |  | 4TXCA018BC3 | 13 | 16 | Yes | Yes | 2011-01-21 |  | 2
FALSE | 4TTX6018H1 | 3491 | 3556986 | TRANE | 4TTX5018A1 | AC | Split System: Air-Cooled Condensing Unit, Coil with Blower | 4TTX5018A1 |  | 4TXCA024BC3 | 13 | 15.75 | Yes | Yes | 2011-01-21 |  | 1
FALSE | 4TTX6018H1 | 3491 | 3556988 | TRANE | 4TTX5018A1 | AC | Split System: Air-Cooled Condensing Unit, Coil with Blower | 4TTX5018A1 |  | 4TXCB025BC3 | 13 | 16 | Yes | Yes | 2011-01-21 |  | 2
FALSE | 4TTX6018H1 | 3491 | 3556990 | TRANE | 4TTX5018A1 | AC | Split System: Air-Cooled Condensing Unit, Coil with Blower | 4TTX5018A1 |  | 4TXCB031BC3 | 13 | 16 | Yes | Yes | 2011-01-21 |  | 2
FALSE | 4TTX6024H1 | 3520 | 3556994 | TRANE | 4TTX5024A1 | AC | Split System: Air-Cooled Condensing Unit, Coil with Blower | 4TTX5024A1 |  | 4CXCB025CC3 | 12.7 | 15.25 | Yes | Yes | 2011-01-21 |  | 1
FALSE | 4TTX6024H1 | 3520 | 3556995 | TRANE | 4TTX5024A1 | AC | Split System: Air-Cooled Condensing Unit, Coil with Blower | 4TTX5024A1 |  | 4CXCB025CC3 | 12.9 | 15.5 | Yes | Yes | 2011-01-21 |  | 1
FALSE | 4TTX6024H1 | 3520 | 3556996 | TRANE | 4TTX5024A1 | AC | Split System: Air-Cooled Condensing Unit, Coil with Blower | 4TTX5024A1 |  | 4CXCB025CC3 | 12.8 | 15.25 | Yes | Yes | 2011-01-21 |  | 1
FALSE | 4TTX6024H1 | 3520 | 3556997 | TRANE | 4TTX5024A1 | AC | Split System: Air-Cooled Condensing Unit, Coil with Blower | 4TTX5024A1 |  | 4CXCB031CC3 | 12.8 | 15.25 | Yes | Yes | 2011-01-21 |  | 1
FALSE | 4TTX6024H1 | 3520 | 3556998 | TRANE | 4TTX5024A1 | AC | Split System: Air-Cooled Condensing Unit, Coil with Blower | 4TTX5024A1 |  | 4CXCB031CC3 | 12.9 | 15.5 | Yes | Yes | 2011-01-21 |  | 1
FALSE | 4TTX6030H1 | 3530 | 3557045 | TRANE | 4TTX5030A1 | AC | Split System: Air-Cooled Condensing Unit, Coil with Blower | 4TTX5030A1 |  | 4CXCB042CC3 | 12.4 | 14.75 | Yes | Yes | 2011-01-21 |  | 0
FALSE | 4TTX6030H1 | 3530 | 3557046 | TRANE | 4TTX5030A1 | AC | Split System: Air-Cooled Condensing Unit, Coil with Blower | 4TTX5030A1 |  | 4CXCB042CC3 | 12 | 14.75 | Yes | Yes | 2011-01-21 |  | 0
FALSE | 4TTX6030H1 | 3530 | 3557047 | TRANE | 4TTX5030A1 | AC | Split System: Air-Cooled Condensing Unit, Coil with Blower | 4TTX5030A1 |  | 4CXCB042CC3 | 12.3 | 14.75 | Yes | Yes | 2011-01-21 |  | 0
FALSE | 4TTX6030H1 | 3530 | 3557050 | TRANE | 4TTX5030A1 | AC | Split System: Air-Cooled Condensing Unit, Coil with Blower | 4TTX5030A1 |  | 4CXCC037CC3 | 12.4 | 15 | Yes | Yes | 2011-01-21 |  | 0
FALSE | 4TTX6030H1 | 3530 | 3557051 | TRANE | 4TTX5030A1 | AC | Split System: Air-Cooled Condensing Unit, Coil with Blower | 4TTX5030A1 |  | 4CXCC037CC3 | 12.4 | 15 | Yes | Yes | 2011-01-21 |  | 0
FALSE | 4TTX6030H1 | 3530 | 3557052 | TRANE | 4TTX5030A1 | AC | Split System: Air-Cooled Condensing Unit, Coil with Blower | 4TTX5030A1 |  | 4CXCC037CC3 | 12.6 | 15.25 | Yes | Yes | 2011-01-21 |  | 1
FALSE | 4TTX6030H1 | 3530 | 3557057 | TRANE | 4TTX5030A1 | AC | Split System: Air-Cooled Condensing Unit, Coil with Blower | 4TTX5030A1 |  | 4TXAB031BC3 | 12.4 | 14.75 | Yes | Yes | 2011-01-21 |  | 0
FALSE | 4TTX6030H1 | 3530 | 3557059 | TRANE | 4TTX5030A1 | AC | Split System: Air-Cooled Condensing Unit, Coil with Blower | 4TTX5030A1 |  | 4TXAB031BC3 | 12.3 | 14.75 | Yes | Yes | 2011-01-21 |  | 0
FALSE | 4TTX6030H1 | 3530 | 3557060 | TRANE | 4TTX5030A1 | AC | Split System: Air-Cooled Condensing Unit, Coil with Blower | 4TTX5030A1 |  | 4TXAB031BC3 | 12.3 | 14.75 | Yes | Yes | 2011-01-21 |  | 0
FALSE | 4TTX6030H1 | 3530 | 3557061 | TRANE | 4TTX5030A1 | AC | Split System: Air-Cooled Condensing Unit, Coil with Blower | 4TTX5030A1 |  | 4TXAB032BC3 | 12.4 | 15 | Yes | Yes | 2011-01-21 |  | 0
FALSE | 4TTX6030H1 | 3530 | 3557062 | TRANE | 4TTX5030A1 | AC | Split System: Air-Cooled Condensing Unit, Coil with Blower | 4TTX5030A1 |  | 4TXAB032BC3 | 12.3 | 15 | Yes | Yes | 2011-01-21 |  | 0
FALSE | 4TTX6030H1 | 3530 | 3557064 | TRANE | 4TTX5030A1 | AC | Split System: Air-Cooled Condensing Unit, Coil with Blower | 4TTX5030A1 |  | 4TXAB032BC3 | 12.5 | 15 | Yes | Yes | 2011-01-21 |  | 1
FALSE | 4TTX6030H1 | 3530 | 3557070 | TRANE | 4TTX5030A1 | AC | Split System: Air-Cooled Condensing Unit, Coil with Blower | 4TTX5030A1 |  | 4TXAB042BC3 | 12.4 | 14.75 | Yes | Yes | 2011-01-21 |  | 0
FALSE | 4TTX6030H1 | 3530 | 3557071 | TRANE | 4TTX5030A1 | AC | Split System: Air-Cooled Condensing Unit, Coil with Blower | 4TTX5030A1 |  | 4TXAB042BC3 | 12.3 | 14.75 | Yes | Yes | 2011-01-21 |  | 0
FALSE | 4TTX6030H1 | 3530 | 3557072 | TRANE | 4TTX5030A1 | AC | Split System: Air-Cooled Condensing Unit, Coil with Blower | 4TTX5030A1 |  | 4TXAB042BC3 | 12 | 14.75 | Yes | Yes | 2011-01-21 |  | 0
FALSE | 4TTX6030H1 | 3530 | 3557077 | TRANE | 4TTX5030A1 | AC | Split System: Air-Cooled Condensing Unit, Coil with Blower | 4TTX5030A1 |  | 4TXAC037BC3 | 12.4 | 15 | Yes | Yes | 2011-01-21 |  | 0
FALSE | 4TTX6030H1 | 3530 | 3557078 | TRANE | 4TTX5030A1 | AC | Split System: Air-Cooled Condensing Unit, Coil with Blower | 4TTX5030A1 |  | 4TXAC037BC3 | 12.6 | 15.25 | Yes | Yes | 2011-01-21 |  | 1
FALSE | 4TTX6030H1 | 3530 | 3557079 | TRANE | 4TTX5030A1 | AC | Split System: Air-Cooled Condensing Unit, Coil with Blower | 4TTX5030A1 |  | 4TXAC037BC3 | 12.4 | 15 | Yes | Yes | 2011-01-21 |  | 0
FALSE | 4TTX6030H1 | 3530 | 3557081 | TRANE | 4TTX5030A1 | AC | Split System: Air-Cooled Condensing Unit, Coil with Blower | 4TTX5030A1 |  | 4TXCB031BC3 | 12.3 | 14.75 | Yes | Yes | 2011-01-21 |  | 0
FALSE | 4TTX6030H1 | 3530 | 3557082 | TRANE | 4TTX5030A1 | AC | Split System: Air-Cooled Condensing Unit, Coil with Blower | 4TTX5030A1 |  | 4TXCB031BC3 | 12.4 | 14.75 | Yes | Yes | 2011-01-21 |  | 0
FALSE | 4TTX6036H1 | 3598 | 3557137 | TRANE | 4TTX5036A1 | AC | Split System: Air-Cooled Condensing Unit, Coil with Blower | 4TTX5036A1 |  | 4TXAB048BC3 | 12 | 14.5 | Yes | Yes | 2011-01-21 |  | 0
FALSE | 4TTX6036H1 | 3598 | 3557138 | TRANE | 4TTX5036A1 | AC | Split System: Air-Cooled Condensing Unit, Coil with Blower | 4TTX5036A1 |  | 4TXAB048BC3 | 12 | 14.5 | Yes | Yes | 2011-01-21 |  | 0
FALSE | 4TTX6036H1 | 3598 | 3557139 | TRANE | 4TTX5036A1 | AC | Split System: Air-Cooled Condensing Unit, Coil with Blower | 4TTX5036A1 |  | 4TXAB048BC3 | 12 | 14.5 | Yes | Yes | 2011-01-21 |  | 0
FALSE | 4TTX6036H1 | 3598 | 3557145 | TRANE | 4TTX5036A1 | AC | Split System: Air-Cooled Condensing Unit, Coil with Blower | 4TTX5036A1 |  | 4TXAC037BC3 | 12 | 14.75 | Yes | Yes | 2011-01-21 |  | 0
FALSE | 4TTX6036H1 | 3598 | 3557147 | TRANE | 4TTX5036A1 | AC | Split System: Air-Cooled Condensing Unit, Coil with Blower | 4TTX5036A1 |  | 4TXAC037BC3 | 12.2 | 14.5 | Yes | Yes | 2011-01-21 |  | 0
FALSE | 4TTX6036H1 | 3598 | 3557149 | TRANE | 4TTX5036A1 | AC | Split System: Air-Cooled Condensing Unit, Coil with Blower | 4TTX5036A1 |  | 4TXAC043BC3 | 12 | 14.5 | Yes | Yes | 2011-01-21 |  | 0
FALSE | 4TTX6036H1 | 3598 | 3557150 | TRANE | 4TTX5036A1 | AC | Split System: Air-Cooled Condensing Unit, Coil with Blower | 4TTX5036A1 |  | 4TXAC043BC3 | 12 | 14.5 | Yes | Yes | 2011-01-21 |  | 0
FALSE | 4TTX6036H1 | 3598 | 3557152 | TRANE | 4TTX5036A1 | AC | Split System: Air-Cooled Condensing Unit, Coil with Blower | 4TTX5036A1 |  | 4TXAC044BC3 | 12.4 | 14.75 | Yes | Yes | 2011-01-21 |  | 0
FALSE | 4TTX6036H1 | 3598 | 3557153 | TRANE | 4TTX5036A1 | AC | Split System: Air-Cooled Condensing Unit, Coil with Blower | 4TTX5036A1 |  | 4TXAC044BC3 | 12.4 | 14.75 | Yes | Yes | 2011-01-21 |  | 0
FALSE | 4TTX6036H1 | 3598 | 3557155 | TRANE | 4TTX5036A1 | AC | Split System: Air-Cooled Condensing Unit, Coil with Blower | 4TTX5036A1 |  | 4TXAC044BC3 | 12.3 | 14.5 | Yes | Yes | 2011-01-21 |  | 0
FALSE | 4TTX6036H1 | 3598 | 3557156 | TRANE | 4TTX5036A1 | AC | Split System: Air-Cooled Condensing Unit, Coil with Blower | 4TTX5036A1 |  | 4TXCB036BC3 | 12 | 14.5 | Yes | Yes | 2011-01-21 |  | 0
FALSE | 4TTX6036H1 | 3598 | 3557160 | TRANE | 4TTX5036A1 | AC | Split System: Air-Cooled Condensing Unit, Coil with Blower | 4TTX5036A1 |  | 4TXCB042BC3 | 12 | 14.5 | Yes | Yes | 2011-01-21 |  | 0
FALSE | 4TTX6036H1 | 3598 | 3557164 | TRANE | 4TTX5036A1 | AC | Split System: Air-Cooled Condensing Unit, Coil with Blower | 4TTX5036A1 |  | 4TXCB048BC3 | 12 | 14.5 | Yes | Yes | 2011-01-21 |  | 0
FALSE | 4TTX6036H1 | 3598 | 3557166 | TRANE | 4TTX5036A1 | AC | Split System: Air-Cooled Condensing Unit, Coil with Blower | 4TTX5036A1 |  | 4TXCB048BC3 | 12 | 14.5 | Yes | Yes | 2011-01-21 |  | 0
FALSE | 4TTX6036H1 | 3598 | 3557167 | TRANE | 4TTX5036A1 | AC | Split System: Air-Cooled Condensing Unit, Coil with Blower | 4TTX5036A1 |  | 4TXCB048BC3 | 12 | 14.5 | Yes | Yes | 2011-01-21 |  | 0
FALSE | 4TTX6036H1 | 3598 | 3557168 | TRANE | 4TTX5036A1 | AC | Split System: Air-Cooled Condensing Unit, Coil with Blower | 4TTX5036A1 |  | 4TXCC037BC3 | 12 | 14.75 | Yes | Yes | 2011-01-21 |  | 0
FALSE | 4TTX6036H1 | 3598 | 3557170 | TRANE | 4TTX5036A1 | AC | Split System: Air-Cooled Condensing Unit, Coil with Blower | 4TTX5036A1 |  | 4TXCC037BC3 | 12.2 | 14.5 | Yes | Yes | 2011-01-21 |  | 0
FALSE | 4TTX6036H1 | 3598 | 3557172 | TRANE | 4TTX5036A1 | AC | Split System: Air-Cooled Condensing Unit, Coil with Blower | 4TTX5036A1 |  | 4TXCC043BC3 | 12 | 14.5 | Yes | Yes | 2011-01-21 |  | 0
FALSE | 4TTX6036H1 | 3598 | 3557173 | TRANE | 4TTX5036A1 | AC | Split System: Air-Cooled Condensing Unit, Coil with Blower | 4TTX5036A1 |  | 4TXCC043BC3 | 12 | 14.5 | Yes | Yes | 2011-01-21 |  | 0
FALSE | 4TTX6036H1 | 3598 | 3557174 | TRANE | 4TTX5036A1 | AC | Split System: Air-Cooled Condensing Unit, Coil with Blower | 4TTX5036A1 |  | 4TXCC043BC3 | 12 | 14.5 | Yes | Yes | 2011-01-21 |  | 0
FALSE | 4TTR6018B1 | 3489 | 3558191 | AMERICAN STANDARD, INC. | 4A7A5018E1 | AC | Split System: Air-Cooled Condensing Unit, Coil with Blower | 4TTR5018E1 |  | 4TXCB004CC3 | 13 | 16 | Yes | Yes | 2011-02-28 |  | 2
FALSE | 4TTR6018B1 | 3489 | 3558192 | AMERICAN STANDARD, INC. | 4A7A5018E1 | AC | Split System: Air-Cooled Condensing Unit, Coil with Blower | 4TTR5018E1 |  | 4TXCB004CC3 | 13 | 16 | Yes | Yes | 2011-02-28 |  | 2
FALSE | 4TTR6018B1 | 3489 | 3558193 | AMERICAN STANDARD, INC. | 4A7A5018E1 | AC | Split System: Air-Cooled Condensing Unit, Coil with Blower | 4TTR5018E1 |  | 4TXCB004CC3 | 13 | 16 | Yes | Yes | 2011-02-28 |  | 2
FALSE | 4TTR6018B1 | 3489 | 3558194 | AMERICAN STANDARD, INC. | 4A7A5018E1 | AC | Split System: Air-Cooled Condensing Unit, Coil with Blower | 4TTR5018E1 |  | 4TXCC005CC3 | 13 | 16 | Yes | Yes | 2011-02-28 |  | 2
FALSE | 4TTR6018B1 | 3489 | 3558195 | AMERICAN STANDARD, INC. | 4A7A5018E1 | AC | Split System: Air-Cooled Condensing Unit, Coil with Blower | 4TTR5018E1 |  | 4TXCC005CC3 | 13 | 16 | Yes | Yes | 2011-02-28 |  | 2
FALSE | 4TTR6018B1 | 3489 | 3558196 | AMERICAN STANDARD, INC. | 4A7A5018E1 | AC | Split System: Air-Cooled Condensing Unit, Coil with Blower | 4TTR5018E1 |  | 4TXCC005CC3 | 13 | 16 | Yes | Yes | 2011-02-28 |  | 2
FALSE | 4TTR6018B1 | 3489 | 3558197 | AMERICAN STANDARD, INC. | 4A7A5018E1 | AC | Split System: Air-Cooled Condensing Unit, Coil with Blower | 4TTR5018E1 |  | 4TXCC007CC3 | 13 | 16 | Yes | Yes | 2011-02-28 |  | 2
FALSE | 4TTR6018B1 | 3489 | 3558198 | AMERICAN STANDARD, INC. | 4A7A5018E1 | AC | Split System: Air-Cooled Condensing Unit, Coil with Blower | 4TTR5018E1 |  | 4TXCC007CC3 | 13 | 16 | Yes | Yes | 2011-02-28 |  | 2
FALSE | 4TTR6018B1 | 3489 | 3558199 | AMERICAN STANDARD, INC. | 4A7A5018E1 | AC | Split System: Air-Cooled Condensing Unit, Coil with Blower | 4TTR5018E1 |  | 4TXCC007CC3 | 13 | 16 | Yes | Yes | 2011-02-28 |  | 2
FALSE | 4TTR6024B1 | 3503 | 3558201 | AMERICAN STANDARD, INC. | 4A7A5024E1 | AC | Split System: Air-Cooled Condensing Unit, Coil with Blower | 4TTR5024E1 |  | 4TXAB048BC3 | 13 | 16 | Yes | Yes | 2011-02-28 |  | 2
FALSE | 4TTR6024B1 | 3503 | 3558202 | AMERICAN STANDARD, INC. | 4A7A5024E1 | AC | Split System: Air-Cooled Condensing Unit, Coil with Blower | 4TTR5024E1 |  | 4TXAB048BC3 | 13 | 16 | Yes | Yes | 2011-02-28 |  | 2
FALSE | 4TTR6024B1 | 3503 | 3558204 | AMERICAN STANDARD, INC. | 4A7A5024E1 | AC | Split System: Air-Cooled Condensing Unit, Coil with Blower | 4TTR5024E1 |  | 4TXAC044BC3 | 13 | 16 | Yes | Yes | 2011-02-28 |  | 2
FALSE | 4TTR6024B1 | 3503 | 3558205 | AMERICAN STANDARD, INC. | 4A7A5024E1 | AC | Split System: Air-Cooled Condensing Unit, Coil with Blower | 4TTR5024E1 |  | 4TXAC044BC3 | 13 | 16 | Yes | Yes | 2011-02-28 |  | 2
FALSE | 4TTR6024B1 | 3503 | 3558206 | AMERICAN STANDARD, INC. | 4A7A5024E1 | AC | Split System: Air-Cooled Condensing Unit, Coil with Blower | 4TTR5024E1 |  | 4TXAC044BC3 | 13 | 16 | Yes | Yes | 2011-02-28 |  | 2
FALSE | 4TTR6024B1 | 3503 | 3558208 | AMERICAN STANDARD, INC. | 4A7A5024E1 | AC | Split System: Air-Cooled Condensing Unit, Coil with Blower | 4TTR5024E1 |  | 4TXCB004CC3 | 13 | 16 | Yes | Yes | 2011-02-28 |  | 2
FALSE | 4TTR6024B1 | 3503 | 3558209 | AMERICAN STANDARD, INC. | 4A7A5024E1 | AC | Split System: Air-Cooled Condensing Unit, Coil with Blower | 4TTR5024E1 |  | 4TXCB004CC3 | 13 | 16 | Yes | Yes | 2011-02-28 |  | 2
FALSE | 4TTR6024B1 | 3503 | 3558210 | AMERICAN STANDARD, INC. | 4A7A5024E1 | AC | Split System: Air-Cooled Condensing Unit, Coil with Blower | 4TTR5024E1 |  | 4TXCB004CC3 | 13 | 16 | Yes | Yes | 2011-02-28 |  | 2
FALSE | 4TTR6024B1 | 3503 | 3558211 | AMERICAN STANDARD, INC. | 4A7A5024E1 | AC | Split System: Air-Cooled Condensing Unit, Coil with Blower | 4TTR5024E1 |  | 4TXCB048BC3 | 13 | 16 | Yes | Yes | 2011-02-28 |  | 2
FALSE | 4TTR6024B1 | 3503 | 3558212 | AMERICAN STANDARD, INC. | 4A7A5024E1 | AC | Split System: Air-Cooled Condensing Unit, Coil with Blower | 4TTR5024E1 |  | 4TXCB048BC3 | 13 | 16 | Yes | Yes | 2011-02-28 |  | 2
FALSE | 4TTR6024B1 | 3503 | 3558213 | AMERICAN STANDARD, INC. | 4A7A5024E1 | AC | Split System: Air-Cooled Condensing Unit, Coil with Blower | 4TTR5024E1 |  | 4TXCC005CC3 | 13 | 16 | Yes | Yes | 2011-02-28 |  | 2
FALSE | 4TTR6024B1 | 3503 | 3558214 | AMERICAN STANDARD, INC. | 4A7A5024E1 | AC | Split System: Air-Cooled Condensing Unit, Coil with Blower | 4TTR5024E1 |  | 4TXCC005CC3 | 13 | 16 | Yes | Yes | 2011-02-28 |  | 2
FALSE | 4TTR6024B1 | 3503 | 3558216 | AMERICAN STANDARD, INC. | 4A7A5024E1 | AC | Split System: Air-Cooled Condensing Unit, Coil with Blower | 4TTR5024E1 |  | 4TXCC005CC3 | 13 | 16 | Yes | Yes | 2011-02-28 |  | 2
FALSE | 4TTR6024B1 | 3503 | 3558218 | AMERICAN STANDARD, INC. | 4A7A5024E1 | AC | Split System: Air-Cooled Condensing Unit, Coil with Blower | 4TTR5024E1 |  | 4TXCC007CC3 | 13 | 16 | Yes | Yes | 2011-02-28 |  | 2
FALSE | 4TTR6024B1 | 3503 | 3558219 | AMERICAN STANDARD, INC. | 4A7A5024E1 | AC | Split System: Air-Cooled Condensing Unit, Coil with Blower | 4TTR5024E1 |  | 4TXCC007CC3 | 13 | 16 | Yes | Yes | 2011-02-28 |  | 2
FALSE | 4TTR6024B1 | 3503 | 3558220 | AMERICAN STANDARD, INC. | 4A7A5024E1 | AC | Split System: Air-Cooled Condensing Unit, Coil with Blower | 4TTR5024E1 |  | 4TXCC007CC3 | 13 | 16 | Yes | Yes | 2011-02-28 |  | 2
FALSE | 4TTR6024B1 | 3503 | 3558221 | AMERICAN STANDARD, INC. | 4A7A5024E1 | AC | Split System: Air-Cooled Condensing Unit, Coil with Blower | 4TTR5024E1 |  | 4TXCC008CC3 | 13 | 16 | Yes | Yes | 2011-02-28 |  | 2
FALSE | 4TTR6024B1 | 3503 | 3558222 | AMERICAN STANDARD, INC. | 4A7A5024E1 | AC | Split System: Air-Cooled Condensing Unit, Coil with Blower | 4TTR5024E1 |  | 4TXCC008CC3 | 13 | 16 | Yes | Yes | 2011-02-28 |  | 2
FALSE | 4TTR6024B1 | 3503 | 3558223 | AMERICAN STANDARD, INC. | 4A7A5024E1 | AC | Split System: Air-Cooled Condensing Unit, Coil with Blower | 4TTR5024E1 |  | 4TXCC008CC3 | 13 | 16 | Yes | Yes | 2011-02-28 |  | 2
FALSE | 4TTR6024B1 | 3503 | 3558225 | AMERICAN STANDARD, INC. | 4A7A5024E1 | AC | Split System: Air-Cooled Condensing Unit, Coil with Blower | 4TTR5024E1 |  | 4TXCC044BC3 | 13 | 16 | Yes | Yes | 2011-02-28 |  | 2
FALSE | 4TTR6024B1 | 3503 | 3558227 | AMERICAN STANDARD, INC. | 4A7A5024E1 | AC | Split System: Air-Cooled Condensing Unit, Coil with Blower | 4TTR5024E1 |  | 4TXCC044BC3 | 13 | 16 | Yes | Yes | 2011-02-28 |  | 2
FALSE | 4TTR6024B1 | 3503 | 3558228 | AMERICAN STANDARD, INC. | 4A7A5024E1 | AC | Split System: Air-Cooled Condensing Unit, Coil with Blower | 4TTR5024E1 |  | 4TXCC044BC3 | 13 | 16 | Yes | Yes | 2011-02-28 |  | 2
FALSE | 4TTR6024B1 | 3503 | 3558229 | AMERICAN STANDARD, INC. | 4A7A5024E1 | AC | Split System: Air-Cooled Condensing Unit, Coil with Blower | 4TTR5024E1 |  | 4TXCD009CC3 | 13 | 16 | Yes | Yes | 2011-02-28 |  | 2
FALSE | 4TTR6024B1 | 3503 | 3558230 | AMERICAN STANDARD, INC. | 4A7A5024E1 | AC | Split System: Air-Cooled Condensing Unit, Coil with Blower | 4TTR5024E1 |  | 4TXCD009CC3 | 13 | 16 | Yes | Yes | 2011-02-28 |  | 2
FALSE | 4TTR6024B1 | 3503 | 3558231 | AMERICAN STANDARD, INC. | 4A7A5024E1 | AC | Split System: Air-Cooled Condensing Unit, Coil with Blower | 4TTR5024E1 |  | 4TXCD010CC3 | 13 | 16 | Yes | Yes | 2011-02-28 |  | 2
FALSE | 4TTR6024B1 | 3503 | 3558232 | AMERICAN STANDARD, INC. | 4A7A5024E1 | AC | Split System: Air-Cooled Condensing Unit, Coil with Blower | 4TTR5024E1 |  | 4TXCD010CC3 | 13 | 16 | Yes | Yes | 2011-02-28 |  | 2
FALSE | 14AJM30 | 4513 | 3566340 | RHEEM SALES COMPANY, INC. | 14AJM30 | AC | Split System: Air-Cooled Condensing Unit, Coil with Blower | 14AJM30 |  | RBHP-21+RCHL-36A1 | 13 | 16 | Yes | Yes | 2011-03-08 |  | 2
FALSE | 14AJM30 | 4513 | 3566367 | RHEEM SALES COMPANY, INC. | 14AJM30 | AC | Split System: Air-Cooled Condensing Unit, Coil with Blower | 14AJM30 |  | RHKL-HM3617+RCSL-H*3617 | 13 | 15.5 | Yes | Yes | 2011-03-08 |  | 1
FALSE | 14AJM30 | 4513 | 3566368 | RHEEM SALES COMPANY, INC. | 14AJM30 | AC | Split System: Air-Cooled Condensing Unit, Coil with Blower | 14AJM30 |  | RHLL-HM3617+RCSL-H*3617 | 13 | 16 | Yes | Yes | 2011-03-08 |  | 2
FALSE | 14AJM30 | 4513 | 3566369 | RHEEM SALES COMPANY, INC. | 14AJM30 | AC | Split System: Air-Cooled Condensing Unit, Coil with Blower | 14AJM30 |  | RHSL-HM3017+RCSL-H*3617 | 12.2 | 14.5 | Yes | Yes | 2011-03-08 |  | 0
FALSE | 14AJM36 | 38 | 3566370 | RHEEM SALES COMPANY, INC. | 14AJM36 | AC | Split System: Air-Cooled Condensing Unit, Coil with Blower | 14AJM36 |  | RBHP-21+RCHL-36A1 | 12.5 | 15 | Yes | Yes | 2011-03-08 |  | 1
FALSE | 14AJM36 | 38 | 3566403 | RHEEM SALES COMPANY, INC. | 14AJM36 | AC | Split System: Air-Cooled Condensing Unit, Coil with Blower | 14AJM36 |  | RHKL-HM3617+RCSL-H*3617 | 12.5 | 15 | Yes | Yes | 2011-03-08 |  | 1
FALSE | 14AJM36 | 38 | 3566404 | RHEEM SALES COMPANY, INC. | 14AJM36 | AC | Split System: Air-Cooled Condensing Unit, Coil with Blower | 14AJM36 |  | RHLL-HM3617+RCSL-H*3617 | 13 | 15.5 | Yes | Yes | 2011-03-08 |  | 1
FALSE | 14AJM36 | 38 | 3566405 | RHEEM SALES COMPANY, INC. | 14AJM36 | AC | Split System: Air-Cooled Condensing Unit, Coil with Blower | 14AJM36 |  | RHSL-HM3617+RCSL-H*3617 | 12 | 14.5 | Yes | Yes | 2011-03-08 |  | 0
FALSE | 14AJM42 | 4530 | 3566407 | RHEEM SALES COMPANY, INC. | 14AJM42 | AC | Split System: Air-Cooled Condensing Unit, Coil with Blower | 14AJM42 |  | RBHP-24+RCHL-48A1 | 13 | 15.5 | Yes | Yes | 2011-03-08 |  | 1
FALSE | 14AJM42 | 4530 | 3566432 | RHEEM SALES COMPANY, INC. | 14AJM42 | AC | Split System: Air-Cooled Condensing Unit, Coil with Blower | 14AJM42 |  | RHKL-HM4821+RCSL-H*4821 | 13 | 15.5 | Yes | Yes | 2011-03-08 |  | 1
FALSE | 14AJM42 | 4530 | 3566433 | RHEEM SALES COMPANY, INC. | 14AJM42 | AC | Split System: Air-Cooled Condensing Unit, Coil with Blower | 14AJM42 |  | RHLL-HM4821+RCSL-H*4821 | 13 | 15.5 | Yes | Yes | 2011-03-08 |  | 1
FALSE | ZH061C00*5**** | 4013 | 3568591 | YORK, UNITARY PRODUCTS GROUP - COMMERCIAL | ZH061C00*2***5 | AC | Single-Package Air-Conditioner, Air-Cooled | ZH061C00*2***5 |  | NULL | 11.8 | 14 | Yes | Yes | 2011-01-21 |  | Below V5.0 Req.
FALSE | ZH061C00*5**** | 4013 | 3568592 | YORK, UNITARY PRODUCTS GROUP - COMMERCIAL | ZH061C00*4***5 | AC | Single-Package Air-Conditioner, Air-Cooled | ZH061C00*4***5 |  | NULL | 11.8 | 14 | Yes | Yes | 2011-01-21 |  | Below V5.0 Req.
FALSE | ZH061C00*5**** | 4013 | 3568593 | YORK, UNITARY PRODUCTS GROUP - COMMERCIAL | ZH061C00*5***5 | AC | Single-Package Air-Conditioner, Air-Cooled | ZH061C00*5***5 |  | NULL | 11.8 | 14 | Yes | Yes | 2011-01-21 |  | Below V5.0 Req.
FALSE | ZH061C00*5**** | 4013 | 3568645 | FRASER - JOHNSTON, UNITARY PRODUCTS GROUP - COMMERCIAL | ZU-A5[E,A,B,N,S]***T***5 | AC | Year-Round Single-Package Air-Conditioner, Air-Cooled | ZH061[E,A,B,N,S]***2***5 |  | NULL | 11.8 | 14 | Yes | Yes | 2011-02-28 |  | Below V5.0 Req.
FALSE | ZH061C00*5**** | 4013 | 3568646 | FRASER - JOHNSTON, UNITARY PRODUCTS GROUP - COMMERCIAL | ZU-A5[E,A,B,N,S]***W***5 | AC | Year-Round Single-Package Air-Conditioner, Air-Cooled | ZH061[E,A,B,N,S]***4***5 |  | NULL | 11.8 | 14 | Yes | Yes | 2011-02-28 |  | Below V5.0 Req.
FALSE | ZH061C00*5**** | 4013 | 3568647 | FRASER - JOHNSTON, UNITARY PRODUCTS GROUP - COMMERCIAL | ZU-A5[E,A,B,N,S]***X***5 | AC | Year-Round Single-Package Air-Conditioner, Air-Cooled | ZH061[E,A,B,N,S]***5***5 |  | NULL | 11.8 | 14 | Yes | Yes | 2011-02-28 |  | Below V5.0 Req.
FALSE | ZH061C00*5**** | 4013 | 3568699 | COLEMAN, UNITARY PRODUCTS GROUP - COMMERCIAL | ZU-A5C00*T***5 | AC | Single-Package Air-Conditioner, Air-Cooled | ZH061C00*2***5 |  | NULL | 11.8 | 14 | Yes | Yes | 2011-02-28 |  | Below V5.0 Req.
FALSE | ZH061C00*5**** | 4013 | 3568701 | COLEMAN, UNITARY PRODUCTS GROUP - COMMERCIAL | ZU-A5C00*X***5 | AC | Single-Package Air-Conditioner, Air-Cooled | ZH061C00*5***5 |  | NULL | 11.8 | 14 | Yes | Yes | 2011-02-28 |  | Below V5.0 Req.
FALSE | ZH061C00*5**** | 4013 | 3568717 | LUXAIRE, UNITARY PRODUCTS GROUP - COMMERCIAL | ZU-A5C00*T***5 | AC | Single-Package Air-Conditioner, Air-Cooled | ZH061C00*2***5 |  | NULL | 11.8 | 14 | Yes | Yes | 2011-02-28 |  | Below V5.0 Req.
FALSE | ZH061C00*5**** | 4013 | 3568718 | LUXAIRE, UNITARY PRODUCTS GROUP - COMMERCIAL | ZU-A5C00*W***5 | AC | Single-Package Air-Conditioner, Air-Cooled | ZH061C00*4***5 |  | NULL | 11.8 | 14 | Yes | Yes | 2011-02-28 |  | Below V5.0 Req.
FALSE | ZH061C00*5**** | 4013 | 3568719 | LUXAIRE, UNITARY PRODUCTS GROUP - COMMERCIAL | ZU-A5C00*X***5 | AC | Single-Package Air-Conditioner, Air-Cooled | ZH061C00*5***5 |  | NULL | 11.8 | 14 | Yes | Yes | 2011-02-28 |  | Below V5.0 Req.
FALSE | ZH061C00*5**** | 4013 | 3568771 | JOHNSON CONTROLS, UNITARY PRODUCTS - COMMERCIAL | JA5ZHC00*2***5 | AC | Single-Package Air-Conditioner, Air-Cooled | ZH061C00*2***5 |  | NULL | 11.8 | 14 | Yes | Yes | 2011-02-28 |  | Below V5.0 Req.
FALSE | ZH061C00*5**** | 4013 | 3568772 | JOHNSON CONTROLS, UNITARY PRODUCTS - COMMERCIAL | JA5ZHC00*4***5 | AC | Single-Package Air-Conditioner, Air-Cooled | ZH061C00*4***5 |  | NULL | 11.8 | 14 | Yes | Yes | 2011-02-28 |  | Below V5.0 Req.
FALSE | ZH061C00*5**** | 4013 | 3568773 | JOHNSON CONTROLS, UNITARY PRODUCTS - COMMERCIAL | JA5ZHC00*5***5 | AC | Single-Package Air-Conditioner, Air-Cooled | ZH061C00*5***5 |  | NULL | 11.8 | 14 | Yes | Yes | 2011-02-28 |  | Below V5.0 Req.
FALSE | RASL-039JEC | 4503 | 3574955 | RHEEM SALES COMPANY, INC. | UASL-039JEC | AC | Split System: Air-Cooled Condensing Unit, Coil with Blower | RASL-039JEC |  | RCFN-H*3624 | 12 | 17 | Yes | Yes | 2011-03-08 |  | 0
FALSE | RASL-039JEC | 4503 | 3574959 | RHEEM SALES COMPANY, INC. | UASL-039JEC | AC | Split System: Air-Cooled Condensing Unit, Coil with Blower | RASL-039JEC |  | RCFN-H*3624 | 13 | 17.5 | Yes | Yes | 2011-03-08 |  | 2
FALSE | RASL-039JEC | 4503 | 3574963 | RHEEM SALES COMPANY, INC. | UASL-039JEC | AC | Split System: Air-Cooled Condensing Unit, Coil with Blower | RASL-039JEC |  | RCFN-H*3624 | 13 | 18 | Yes | Yes | 2011-03-08 |  | 3
FALSE | RASL-039JEC | 4503 | 3574966 | RHEEM SALES COMPANY, INC. | UASL-039JEC | AC | Split System: Air-Cooled Condensing Unit, Coil with Blower | RASL-039JEC |  | RCFN-H*3624 | 13 | 18.5 | Yes | Yes | 2011-03-08 |  | 3
FALSE | YCJD24S41S1 | 3826 | 3577621 | COLEMAN BY JOHNSON CONTROLS | TCJD24S41S3 | AC | Split System: Air-Cooled Condensing Unit, Coil with Blower | YCJD24S41S1 |  | AHX30 | 12 | 14.5 | Yes | Yes | 2011-02-28 |  | 0
FALSE | YCJD24S41S1 | 3826 | 3577622 | COLEMAN BY JOHNSON CONTROLS | TCJD24S41S3 | AC | Split System: Air-Cooled Condensing Unit, Coil with Blower | YCJD24S41S1 |  | AHX30+TXV | 12 | 14.5 | Yes | Yes | 2011-02-28 |  | 0
FALSE | YCJD24S41S1 | 3826 | 3577623 | COLEMAN BY JOHNSON CONTROLS | TCJD24S41S3 | AC | Split System: Air-Cooled Condensing Unit, Coil with Blower | YCJD24S41S1 |  | AHX36 | 12 | 14.5 | Yes | Yes | 2011-02-28 |  | 0
FALSE | YCJD24S41S1 | 3826 | 3577624 | COLEMAN BY JOHNSON CONTROLS | TCJD24S41S3 | AC | Split System: Air-Cooled Condensing Unit, Coil with Blower | YCJD24S41S1 |  | AHX36+TXV | 12 | 14.5 | Yes | Yes | 2011-02-28 |  | 0
FALSE | YCJD24S41S1 | 3826 | 3578698 | LUXAIRE BY JOHNSON CONTROLS | TCJD24S41S3 | AC | Split System: Air-Cooled Condensing Unit, Coil with Blower | YCJD24S41S1 |  | AHX30 | 12 | 14.5 | Yes | Yes | 2011-02-28 |  | 0
FALSE | YCJD24S41S1 | 3826 | 3578699 | LUXAIRE BY JOHNSON CONTROLS | TCJD24S41S3 | AC | Split System: Air-Cooled Condensing Unit, Coil with Blower | YCJD24S41S1 |  | AHX30+TXV | 12 | 14.5 | Yes | Yes | 2011-02-28 |  | 0
FALSE | YCJF24S41S1 | 3872 | 3581201 | COLEMAN BY JOHNSON CONTROLS | TCJF24S41S3 | AC | Split System: Air-Cooled Condensing Unit, Coil with Blower | YCJF24S41S1 |  | F6FP030+TXV | 13.1 | 15.6 | Yes | Yes | 2011-02-28 |  | 1
TRUE | YCJF24S41S1 | 3872 | 3581212 | COLEMAN BY JOHNSON CONTROLS | TCJF24S41S3 | AC | Split System: Air-Cooled Condensing Unit, Coil Alone | YCJF24S41S1 |  | FC/MC/PC32+TXV | 12.3 | 14.5 | Yes | Yes | 2011-02-28 |  | 0
FALSE | YCJF24S41S1 | 3872 | 3581214 | COLEMAN BY JOHNSON CONTROLS | TCJF24S41S3 | AC | Split System: Air-Cooled Condensing Unit, Coil with Blower | YCJF24S41S1 |  | AHX30+TXV | 13.25 | 16 | Yes | Yes | 2011-02-28 |  | 2
TRUE | YCJF30S41S1 | 3875 | 3581217 | COLEMAN BY JOHNSON CONTROLS | TCJF30S41S3 | AC | Split System: Air-Cooled Condensing Unit, Coil Alone | YCJF30S41S1 |  | FC/MC/PC43+TXV | 12.3 | 14.5 | Yes | Yes | 2011-02-28 |  | 0
FALSE | YCJF30S41S1 | 3875 | 3581228 | COLEMAN BY JOHNSON CONTROLS | TCJF30S41S3 | AC | Split System: Air-Cooled Condensing Unit, Coil with Blower | YCJF30S41S1 |  | AHX30+TXV | 13 | 15.25 | Yes | Yes | 2011-02-28 |  | 1
FALSE | YCJF30S41S1 | 3875 | 3581229 | COLEMAN BY JOHNSON CONTROLS | TCJF30S41S3 | AC | Split System: Air-Cooled Condensing Unit, Coil with Blower | YCJF30S41S1 |  | F6FP030+TXV | 12.5 | 14.75 | Yes | Yes | 2011-02-28 |  | 0
FALSE | YCJF30S41S1 | 3875 | 3582020 | LUXAIRE BY JOHNSON CONTROLS | TCJF30S41S3 | AC | Split System: Air-Cooled Condensing Unit, Coil with Blower | YCJF30S41S1 |  | AHX30+TXV | 13 | 15.25 | Yes | Yes | 2011-02-28 |  | 1
FALSE | YCJF30S41S1 | 3875 | 3582022 | LUXAIRE BY JOHNSON CONTROLS | TCJF30S41S3 | AC | Split System: Air-Cooled Condensing Unit, Coil with Blower | YCJF30S41S1 |  | F6FP030+TXV | 12.5 | 14.75 | Yes | Yes | 2011-02-28 |  | 0
FALSE | YCJF30S41S1 | 3875 | 3582035 | LUXAIRE BY JOHNSON CONTROLS | TCJF30S41S3 | AC | Split System: Air-Cooled Condensing Unit, Coil with Blower | YCJF30S41S1 |  | F6FP036+TXV | 13 | 15.25 | Yes | Yes | 2011-02-28 |  | 1
FALSE | YCJF30S41S1 | 3875 | 3582037 | LUXAIRE BY JOHNSON CONTROLS | TCJF30S41S3 | AC | Split System: Air-Cooled Condensing Unit, Coil with Blower | YCJF30S41S1 |  | F6FP048+TXV | 12.5 | 14.75 | Yes | Yes | 2011-02-28 |  | 0
FALSE | YCJF30S41S1 | 3875 | 3582039 | LUXAIRE BY JOHNSON CONTROLS | TCJF30S41S3 | AC | Split System: Air-Cooled Condensing Unit, Coil with Blower | YCJF30S41S1 |  | AHX48+TXV | 13.25 | 16.5 | Yes | Yes | 2011-02-28 |  | 2
FALSE | YCJF30S41S1 | 3875 | 3582041 | LUXAIRE BY JOHNSON CONTROLS | TCJF30S41S3 | AC | Split System: Air-Cooled Condensing Unit, Coil with Blower | YCJF30S41S1 |  | AHX42+TXV | 13.25 | 16.5 | Yes | Yes | 2011-02-28 |  | 2
FALSE | YCJF30S41S1 | 3875 | 3582049 | LUXAIRE BY JOHNSON CONTROLS | TCJF30S41S3 | AC | Split System: Air-Cooled Condensing Unit, Coil with Blower | YCJF30S41S1 |  | AHX36+TXV | 13 | 16.25 | Yes | Yes | 2011-02-28 |  | 2
FALSE | YCJF30S41S1 | 3875 | 3582051 | LUXAIRE BY JOHNSON CONTROLS | TCJF30S41S3 | AC | Split System: Air-Cooled Condensing Unit, Coil with Blower | YCJF30S41S1 |  | F6FP042+TXV | 13.25 | 16.5 | Yes | Yes | 2011-02-28 |  | 2
FALSE | YCJF36S41S1 | 3877 | 3582053 | LUXAIRE BY JOHNSON CONTROLS | TCJF36S41S3 | AC | Split System: Air-Cooled Condensing Unit, Coil with Blower | YCJF36S41S1 |  | F5FP060+TXV | 12.75 | 15.25 | Yes | Yes | 2011-02-28 |  | 1
FALSE | YCJF24S41S1 | 3872 | 3583056 | FRASER-JOHNSTON BY JOHNSON CONTROLS | TCJF24S41S3 | AC | Split System: Air-Cooled Condensing Unit, Coil with Blower | YCJF24S41S1 |  | AHX30+TXV | 13.25 | 16 | Yes | Yes | 2011-02-28 |  | 2
TRUE | YCJF30S41S1 | 3875 | 3583062 | FRASER-JOHNSTON BY JOHNSON CONTROLS | TCJF30S41S3 | AC | Split System: Air-Cooled Condensing Unit, Coil Alone | YCJF30S41S1 |  | FC/MC/PC43+TXV | 12.3 | 14.5 | Yes | Yes | 2011-02-28 |  | 0
FALSE | YCJF30S41S1 | 3875 | 3583084 | FRASER-JOHNSTON BY JOHNSON CONTROLS | TCJF30S41S3 | AC | Split System: Air-Cooled Condensing Unit, Coil with Blower | YCJF30S41S1 |  | AHX30+TXV | 13 | 15.25 | Yes | Yes | 2011-02-28 |  | 1
FALSE | YCJF30S41S1 | 3875 | 3583086 | FRASER-JOHNSTON BY JOHNSON CONTROLS | TCJF30S41S3 | AC | Split System: Air-Cooled Condensing Unit, Coil with Blower | YCJF30S41S1 |  | F6FP030+TXV | 12.5 | 14.75 | Yes | Yes | 2011-02-28 |  | 0
FALSE | YCJF30S41S1 | 3875 | 3583100 | FRASER-JOHNSTON BY JOHNSON CONTROLS | TCJF30S41S3 | AC | Split System: Air-Cooled Condensing Unit, Coil with Blower | YCJF30S41S1 |  | F6FP036+TXV | 13 | 15.25 | Yes | Yes | 2011-02-28 |  | 1
FALSE | YCJF30S41S1 | 3875 | 3583102 | FRASER-JOHNSTON BY JOHNSON CONTROLS | TCJF30S41S3 | AC | Split System: Air-Cooled Condensing Unit, Coil with Blower | YCJF30S41S1 |  | F6FP048+TXV | 12.5 | 14.75 | Yes | Yes | 2011-02-28 |  | 0
FALSE | YCJF30S41S1 | 3875 | 3583104 | FRASER-JOHNSTON BY JOHNSON CONTROLS | TCJF30S41S3 | AC | Split System: Air-Cooled Condensing Unit, Coil with Blower | YCJF30S41S1 |  | AHX48+TXV | 13.25 | 16.5 | Yes | Yes | 2011-02-28 |  | 2
FALSE | YCJF30S41S1 | 3875 | 3583106 | FRASER-JOHNSTON BY JOHNSON CONTROLS | TCJF30S41S3 | AC | Split System: Air-Cooled Condensing Unit, Coil with Blower | YCJF30S41S1 |  | AHX42+TXV | 13.25 | 16.5 | Yes | Yes | 2011-02-28 |  | 2
FALSE | YCJF30S41S1 | 3875 | 3583116 | FRASER-JOHNSTON BY JOHNSON CONTROLS | TCJF30S41S3 | AC | Split System: Air-Cooled Condensing Unit, Coil with Blower | YCJF30S41S1 |  | AHX36+TXV | 13 | 16.25 | Yes | Yes | 2011-02-28 |  | 2
FALSE | YCJF30S41S1 | 3875 | 3583117 | FRASER-JOHNSTON BY JOHNSON CONTROLS | TCJF30S41S3 | AC | Split System: Air-Cooled Condensing Unit, Coil with Blower | YCJF30S41S1 |  | F6FP042+TXV | 13.25 | 16.5 | Yes | Yes | 2011-02-28 |  | 2
FALSE | YCJF36S41S1 | 3877 | 3583119 | FRASER-JOHNSTON BY JOHNSON CONTROLS | TCJF36S41S3 | AC | Split System: Air-Cooled Condensing Unit, Coil with Blower | YCJF36S41S1 |  | F5FP060+TXV | 12.75 | 15.25 | Yes | Yes | 2011-02-28 |  | 1
FALSE | YCJF36S41S1 | 3877 | 3583135 | FRASER-JOHNSTON BY JOHNSON CONTROLS | TCJF36S41S3 | AC | Split System: Air-Cooled Condensing Unit, Coil with Blower | YCJF36S41S1 |  | AHP36+TXV | 12.5 | 15 | Yes | Yes | 2011-02-28 |  | 1
FALSE | YCJF36S41S1 | 3877 | 3583146 | FRASER-JOHNSTON BY JOHNSON CONTROLS | TCJF36S41S3 | AC | Split System: Air-Cooled Condensing Unit, Coil with Blower | YCJF36S41S1 |  | F*FV060+TXV | 13 | 15.5 | Yes | Yes | 2011-02-28 |  | 1
FALSE | YCJF36S41S1 | 3877 | 3583152 | FRASER-JOHNSTON BY JOHNSON CONTROLS | TCJF36S41S3 | AC | Split System: Air-Cooled Condensing Unit, Coil with Blower | YCJF36S41S1 |  | AHX42+TXV | 13 | 16.25 | Yes | Yes | 2011-02-28 |  | 2
FALSE | YCJF36S41S1 | 3877 | 3583153 | FRASER-JOHNSTON BY JOHNSON CONTROLS | TCJF36S41S3 | AC | Split System: Air-Cooled Condensing Unit, Coil with Blower | YCJF36S41S1 |  | F6FP036+TXV | 12.5 | 15 | Yes | Yes | 2011-02-28 |  | 1
FALSE | YCJF36S41S1 | 3877 | 3583157 | FRASER-JOHNSTON BY JOHNSON CONTROLS | TCJF36S41S3 | AC | Split System: Air-Cooled Condensing Unit, Coil with Blower | YCJF36S41S1 |  | F5FP048+TXV | 13.5 | 16.25 | Yes | Yes | 2011-02-28 |  | 2
TRUE | YCJF36S41S1 | 3877 | 3583163 | FRASER-JOHNSTON BY JOHNSON CONTROLS | TCJF36S41S3 | AC | Split System: Air-Cooled Condensing Unit, Coil Alone | YCJF36S41S1 |  | FC/MC/PC43+TXV | 12.3 | 14.5 | Yes | Yes | 2011-02-28 |  | 0
FALSE | 4TTR6048B1 | 3695 | 3585990 | AMERICAN STANDARD, INC. | 4A7A5048E1 | AC | Split System: Air-Cooled Condensing Unit, Coil with Blower | 4TTR5048E1 |  | 4TXCD061BC3 | 12 | 14.5 | Yes | Yes | 2011-02-28 |  | 0
FALSE | 14AJM42 | 4530 | 3589087 | RHEEM SALES COMPANY, INC. | 14AJM42 | AC | Split System: Air-Cooled Condensing Unit, Coil with Blower | 14AJM42 |  | RCFN-H*4824 | 12.5 | 15 | Yes | Yes | 2011-01-21 |  | 1
FALSE | 14AJM42 | 4530 | 3589088 | RHEEM SALES COMPANY, INC. | 14AJM42 | AC | Split System: Air-Cooled Condensing Unit, Coil with Blower | 14AJM42 |  | RCFN-H*4824 | 13 | 15.5 | Yes | Yes | 2011-01-21 |  | 1
FALSE | 14AJM42 | 4530 | 3589089 | RHEEM SALES COMPANY, INC. | 14AJM42 | AC | Split System: Air-Cooled Condensing Unit, Coil with Blower | 14AJM42 |  | RHPN-HM3624+RCSN-H*3624 | 13 | 15.5 | Yes | Yes | 2011-01-21 |  | 1
FALSE | 14AJM48 | 58 | 3589090 | RHEEM SALES COMPANY, INC. | 14AJM48 | AC | Split System: Air-Cooled Condensing Unit, Coil Alone | 14AJM48 |  | RCFN-H*4824 | 12.5 | 15 | Yes | Yes | 2011-01-21 |  | 1
FALSE | 14AJM48 | 58 | 3589099 | RHEEM SALES COMPANY, INC. | 14AJM48 | AC | Split System: Air-Cooled Condensing Unit, Coil with Blower | 14AJM48 |  | RHPN-HM4824+RCSN-H*4824 | 13 | 16 | Yes | Yes | 2011-01-21 |  | 2
FALSE | 14AJM36 | 38 | 3589317 | RUUD AIR CONDITIONING DIVISION | 14AJM36 | AC | Split System: Air-Cooled Condensing Unit, Coil with Blower | 14AJM36 |  | RCFN-H*3624 | 13 | 16 | Yes | Yes | 2011-03-08 |  | 2
FALSE | 14AJM36 | 38 | 3589318 | RHEEM SALES COMPANY, INC. | 14AJM36 | AC | Split System: Air-Cooled Condensing Unit, Coil with Blower | 14AJM36 |  | RCFN-H*3624 | 13 | 16 | Yes | Yes | 2011-03-08 |  | 2
FALSE | 14AJM36 | 38 | 3589319 | WEATHERKING AIR CONDITIONING DIVISION | 14AJM36 | AC | Split System: Air-Cooled Condensing Unit, Coil with Blower | 14AJM36 |  | RCFN-H*3624 | 13 | 16 | Yes | Yes | 2011-03-08 |  | 2
FALSE | 14AJM36 | 38 | 3589320 | RUUD AIR CONDITIONING DIVISION | 14AJM36 | AC | Split System: Air-Cooled Condensing Unit, Coil with Blower | 14AJM36 |  | RCFN-H*3624 | 13 | 16 | Yes | Yes | 2011-03-08 |  | 2
FALSE | 14AJM36 | 38 | 3589321 | RHEEM SALES COMPANY, INC. | 14AJM36 | AC | Split System: Air-Cooled Condensing Unit, Coil with Blower | 14AJM36 |  | RCFN-H*3624 | 13 | 16 | Yes | Yes | 2011-03-08 |  | 2
FALSE | 14AJM36 | 38 | 3589322 | WEATHERKING AIR CONDITIONING DIVISION | 14AJM36 | AC | Split System: Air-Cooled Condensing Unit, Coil with Blower | 14AJM36 |  | RCFN-H*3624 | 13 | 16 | Yes | Yes | 2011-03-08 |  | 2
FALSE | 14AJM36 | 38 | 3589323 | RUUD AIR CONDITIONING DIVISION | 14AJM36 | AC | Split System: Air-Cooled Condensing Unit, Coil with Blower | 14AJM36 |  | RCFN-H*3624 | 13 | 16 | Yes | Yes | 2011-03-08 |  | 2
FALSE | 14AJM36 | 38 | 3589324 | RHEEM SALES COMPANY, INC. | 14AJM36 | AC | Split System: Air-Cooled Condensing Unit, Coil with Blower | 14AJM36 |  | RCFN-H*3624 | 13 | 16 | Yes | Yes | 2011-03-08 |  | 2
FALSE | 14AJM36 | 38 | 3589325 | WEATHERKING AIR CONDITIONING DIVISION | 14AJM36 | AC | Split System: Air-Cooled Condensing Unit, Coil with Blower | 14AJM36 |  | RCFN-H*3624 | 13 | 16 | Yes | Yes | 2011-03-08 |  | 2
FALSE | 14AJM36 | 38 | 3589326 | RUUD AIR CONDITIONING DIVISION | 14AJM36 | AC | Split System: Air-Cooled Condensing Unit, Coil with Blower | 14AJM36 |  | RHPN-HM3624+RCSN-H*3624 | 13 | 16 | Yes | Yes | 2011-03-08 |  | 2
FALSE | 14AJM36 | 38 | 3589327 | WEATHERKING AIR CONDITIONING DIVISION | 14AJM36 | AC | Split System: Air-Cooled Condensing Unit, Coil with Blower | 14AJM36 |  | RHPN-HM3624+RCSN-H*3624 | 13 | 16 | Yes | Yes | 2011-03-08 |  | 2
FALSE | 14AJM42 | 4530 | 3589330 | RUUD AIR CONDITIONING DIVISION | 14AJM42 | AC | Split System: Air-Cooled Condensing Unit, Coil Alone | 14AJM42 |  | RCFN-H*4824 | 12.5 | 15 | Yes | Yes | 2011-03-08 |  | 1
FALSE | 14AJM42 | 4530 | 3589331 | WEATHERKING AIR CONDITIONING DIVISION | 14AJM42 | AC | Split System: Air-Cooled Condensing Unit, Coil Alone | 14AJM42 |  | RCFN-H*4824 | 12.5 | 15 | Yes | Yes | 2011-03-08 |  | 1
FALSE | 14AJM48 | 58 | 3589411 | WEATHERKING AIR CONDITIONING DIVISION | 14AJM48 | AC | Split System: Air-Cooled Condensing Unit, Coil Alone | 14AJM48 |  | RCFN-H*4824 | 12.5 | 15 | Yes | Yes | 2011-03-08 |  | 1
FALSE | 14AJM48 | 58 | 3589470 | RUUD AIR CONDITIONING DIVISION | 14AJM48 | AC | Split System: Air-Cooled Condensing Unit, Coil with Blower | 14AJM48 |  | RHPN-HM4824+RCSN-H*4824 | 13 | 16 | Yes | Yes | 2011-03-08 |  | 2
FALSE | 14AJM48 | 58 | 3589471 | WEATHERKING AIR CONDITIONING DIVISION | 14AJM48 | AC | Split System: Air-Cooled Condensing Unit, Coil with Blower | 14AJM48 |  | RHPN-HM4824+RCSN-H*4824 | 13 | 16 | Yes | Yes | 2011-03-08 |  | 2
TRUE | S4BF-048KA | 2748 | 3590585 | BROAN | JS4BF-048KA | AC | Split System: Air-Cooled Condensing Unit, Coil with Blower | S4BF-048KA |  | C6B(A,H)-X48(C,U)-C | 12.5 | 16 | Yes | Yes | 2011-02-08 |  | 1
TRUE | S4BF-048KA | 2748 | 3590619 | NUTONE | DS4BF-048KA | AC | Split System: Air-Cooled Condensing Unit, Coil with Blower | S4BF-048KA |  | C6B(A,H)-X48(C,U)-C | 12.5 | 16 | Yes | Yes | 2011-02-08 |  | 1
TRUE | S4BF-048KA | 2748 | 3590631 | NUTONE | JS4BF-048KA | AC | Split System: Air-Cooled Condensing Unit, Coil with Blower | S4BF-048KA |  | C6B(A,H)-X48(C,U)-C | 12.5 | 16 | Yes | Yes | 2011-02-08 |  | 1
FALSE | 4TTR6018B1 | 3489 | 3604973 | TRANE | 4TTR5018E1(2) | AC | Split System: Air-Cooled Condensing Unit, Coil with Blower | 4TTR5018E1(2) |  | 4TEE3F62B1 | 12 | 15 | Yes | Yes | 2011-01-21 |  | 0
FALSE | 4TTR6024B1 | 3503 | 3604974 | TRANE | 4TTR5024E1(2) | AC | Split System: Air-Cooled Condensing Unit, Coil with Blower | 4TTR5024E1(2) |  | 4TEE3F62B1 | 12 | 15 | Yes | Yes | 2011-01-21 |  | 0
FALSE | 4TTR6030B1 | 3522 | 3604975 | TRANE | 4TTR5030E1(2) | AC | Split System: Air-Cooled Condensing Unit, Coil with Blower | 4TTR5030E1(2) |  | 4TEE3F62B1 | 12 | 15 | Yes | Yes | 2011-01-21 |  | 0
FALSE | 4TTX6018H1 | 3491 | 3604977 | TRANE | 4TTX5018A1(2) | AC | Split System: Air-Cooled Condensing Unit, Coil with Blower | 4TTX5018A1(2) |  | 4TEE3F62B1 | 12 | 15 | Yes | Yes | 2011-01-21 |  | 0
FALSE | 4TTX6024H1 | 3520 | 3604979 | TRANE | 4TTX5024A1(2) | AC | Split System: Air-Cooled Condensing Unit, Coil with Blower | 4TTX5024A1(2) |  | 4TEE3F62B1 | 12 | 15 | Yes | Yes | 2011-01-21 |  | 0
FALSE | 4TTR6018B1 | 3489 | 3604992 | AMERICAN STANDARD, INC. | 4A7A5018E1(2) | AC | Split System: Air-Cooled Condensing Unit, Coil with Blower | 4TTR5018E1(2) |  | 4TEE3F62B1 | 12 | 15 | Yes | Yes | 2011-02-28 |  | 0
FALSE | 4TTR6024B1 | 3503 | 3604993 | AMERICAN STANDARD, INC. | 4A7A5024E1(2) | AC | Split System: Air-Cooled Condensing Unit, Coil with Blower | 4TTR5024E1(2) |  | 4TEE3F62B1 | 12 | 15 | Yes | Yes | 2011-02-28 |  | 0
FALSE | 4TTR6030B1 | 3522 | 3604994 | AMERICAN STANDARD, INC. | 4A7A5030E1(2) | AC | Split System: Air-Cooled Condensing Unit, Coil with Blower | 4TTR5030E1(2) |  | 4TEE3F62B1 | 12 | 15 | Yes | Yes | 2011-02-28 |  | 0
FALSE | 4TTX6018H1 | 3491 | 3604996 | AMERICAN STANDARD, INC. | 4A7A5018A1(2) | AC | Split System: Air-Cooled Condensing Unit, Coil with Blower | 4TTX5018A1(2) |  | 4TEE3F62B1 | 12 | 15 | Yes | Yes | 2011-02-28 |  | 0
FALSE | 4TTX6024H1 | 3520 | 3604997 | AMERICAN STANDARD, INC. | 4A7A5024A1(2) | AC | Split System: Air-Cooled Condensing Unit, Coil with Blower | 4TTX5024A1(2) |  | 4TEE3F62B1 | 12 | 15 | Yes | Yes | 2011-02-28 |  | 0
FALSE | RASL-039JEC | 4503 | 3612255 | RHEEM SALES COMPANY, INC. | RASL-039JEC | AC | Split System: Air-Cooled Condensing Unit, Coil with Blower | RASL-039JEC |  | RCQD-3621 | 12 | 17 | Yes | Yes | 2011-01-21 |  | 0
FALSE | RASL-039JEC | 4503 | 3612256 | RHEEM SALES COMPANY, INC. | RASL-039JEC | AC | Split System: Air-Cooled Condensing Unit, Coil with Blower | RASL-039JEC |  | RCQD-3621 | 12 | 17 | Yes | Yes | 2011-01-21 |  | 0
FALSE | RASL-039JEC | 4503 | 3612257 | RHEEM SALES COMPANY, INC. | RASL-039JEC | AC | Split System: Air-Cooled Condensing Unit, Coil with Blower | RASL-039JEC |  | RCQD-3621 | 12.5 | 17.5 | Yes | Yes | 2011-01-21 |  | 1
FALSE | RASL-039JEC | 4503 | 3612258 | RHEEM SALES COMPANY, INC. | RASL-039JEC | AC | Split System: Air-Cooled Condensing Unit, Coil with Blower | RASL-039JEC |  | RCQD-3621 | 12.5 | 17.5 | Yes | Yes | 2011-01-21 |  | 1
FALSE | RASL-039JEC | 4503 | 3612262 | RHEEM SALES COMPANY, INC. | RASL-039JEC | AC | Split System: Air-Cooled Condensing Unit, Coil with Blower | RASL-039JEC |  | RCQD-3624 | 13 | 17.5 | Yes | Yes | 2011-01-21 |  | 2
FALSE | RASL-039JEC | 4503 | 3612263 | RHEEM SALES COMPANY, INC. | RASL-039JEC | AC | Split System: Air-Cooled Condensing Unit, Coil with Blower | RASL-039JEC |  | RCQD-3624 | 12.5 | 17.5 | Yes | Yes | 2011-01-21 |  | 1
FALSE | RASL-039JEC | 4503 | 3612264 | RHEEM SALES COMPANY, INC. | RASL-039JEC | AC | Split System: Air-Cooled Condensing Unit, Coil with Blower | RASL-039JEC |  | RCQD-3624 | 13 | 18 | Yes | Yes | 2011-01-21 |  | 3
FALSE | RASL-048JEC | 4507 | 3612284 | RHEEM SALES COMPANY, INC. | RASL-048JEC | AC | Split System: Air-Cooled Condensing Unit, Coil with Blower | RASL-048JEC |  | RCFN-H*4824 | 12 | 17 | Yes | Yes | 2011-01-21 |  | 0
FALSE | RASL-048JEC | 4507 | 3612286 | RHEEM SALES COMPANY, INC. | RASL-048JEC | AC | Split System: Air-Cooled Condensing Unit, Coil with Blower | RASL-048JEC |  | RCFN-H*4824 | 12 | 17.5 | Yes | Yes | 2011-01-21 |  | 0
FALSE | RASL-048JEC | 4507 | 3612287 | RHEEM SALES COMPANY, INC. | RASL-048JEC | AC | Split System: Air-Cooled Condensing Unit, Coil with Blower | RASL-048JEC |  | RCFN-H*4824 | 12 | 17 | Yes | Yes | 2011-01-21 |  | 0
FALSE | RASL-048JEC | 4507 | 3612289 | RHEEM SALES COMPANY, INC. | RASL-048JEC | AC | Split System: Air-Cooled Condensing Unit, Coil with Blower | RASL-048JEC |  | RCFN-H*4824 | 12 | 17.5 | Yes | Yes | 2011-01-21 |  | 0
FALSE | RASL-048JEC | 4507 | 3612299 | RHEEM SALES COMPANY, INC. | RASL-048JEC | AC | Split System: Air-Cooled Condensing Unit, Coil with Blower | RASL-048JEC |  | RCQD-4824 | 12 | 17 | Yes | Yes | 2011-01-21 |  | 0
FALSE | 14AJM30 | 4513 | 3620459 | RHEEM SALES COMPANY, INC. | 14AJM30 | AC | Split System: Air-Cooled Condensing Unit, Coil with Blower | 14AJM30 |  | RCFL-A*3617 | 13 | 15.5 | Yes | Yes | 2011-01-21 |  | 1
FALSE | 14AJM30 | 4513 | 3620460 | RHEEM SALES COMPANY, INC. | 14AJM30 | AC | Split System: Air-Cooled Condensing Unit, Coil with Blower | 14AJM30 |  | RCFL-A*3617 | 13 | 15.5 | Yes | Yes | 2011-01-21 |  | 1
FALSE | 14AJM30 | 4513 | 3620490 | RHEEM SALES COMPANY, INC. | 14AJM30 | AC | Split System: Air-Cooled Condensing Unit, Coil with Blower | 14AJM30 |  | RCFL-H*3621 | 13 | 15.5 | Yes | Yes | 2011-01-21 |  | 1
FALSE | 14AJM30 | 4513 | 3620491 | RHEEM SALES COMPANY, INC. | 14AJM30 | AC | Split System: Air-Cooled Condensing Unit, Coil with Blower | 14AJM30 |  | RCFL-H*3621 | 13 | 15.5 | Yes | Yes | 2011-01-21 |  | 1
FALSE | 14AJM30 | 4513 | 3620493 | RHEEM SALES COMPANY, INC. | 14AJM30 | AC | Split System: Air-Cooled Condensing Unit, Coil with Blower | 14AJM30 |  | RCFL-H*3621 | 13 | 15.5 | Yes | Yes | 2011-01-21 |  | 1
FALSE | 14AJM36 | 38 | 3620512 | RHEEM SALES COMPANY, INC. | 14AJM36 | AC | Split System: Air-Cooled Condensing Unit, Coil with Blower | 14AJM36 |  | RCFL-A*3617 | 12.5 | 15.1 | Yes | Yes | 2011-01-21 |  | 1
FALSE | 14AJM36 | 38 | 3620513 | RHEEM SALES COMPANY, INC. | 14AJM36 | AC | Split System: Air-Cooled Condensing Unit, Coil with Blower | 14AJM36 |  | RCFL-A*3617 | 12.5 | 15.1 | Yes | Yes | 2011-01-21 |  | 1
FALSE | 14AJM36 | 38 | 3620519 | RHEEM SALES COMPANY, INC. | 14AJM36 | AC | Split System: Air-Cooled Condensing Unit, Coil with Blower | 14AJM36 |  | RCFL-A*3621 | 12.5 | 15.1 | Yes | Yes | 2011-01-21 |  | 1
FALSE | 14AJM36 | 38 | 3620520 | RHEEM SALES COMPANY, INC. | 14AJM36 | AC | Split System: Air-Cooled Condensing Unit, Coil with Blower | 14AJM36 |  | RCFL-A*3621 | 12.5 | 15.1 | Yes | Yes | 2011-01-21 |  | 1
FALSE | 14AJM42 | 4530 | 3620561 | RHEEM SALES COMPANY, INC. | 14AJM42 | AC | Split System: Air-Cooled Condensing Unit, Coil with Blower | 14AJM42 |  | RCFL-A*4821 | 12 | 14.5 | Yes | Yes | 2011-01-21 |  | 0
FALSE | 14AJM42 | 4530 | 3620562 | RHEEM SALES COMPANY, INC. | 14AJM42 | AC | Split System: Air-Cooled Condensing Unit, Coil with Blower | 14AJM42 |  | RCFL-A*4821 | 12 | 14.5 | Yes | Yes | 2011-01-21 |  | 0
FALSE | 14AJM42 | 4530 | 3620563 | RHEEM SALES COMPANY, INC. | 14AJM42 | AC | Split System: Air-Cooled Condensing Unit, Coil with Blower | 14AJM42 |  | RCFL-A*4821 | 12.5 | 15.1 | Yes | Yes | 2011-01-21 |  | 1
FALSE | 14AJM42 | 4530 | 3620564 | RHEEM SALES COMPANY, INC. | 14AJM42 | AC | Split System: Air-Cooled Condensing Unit, Coil with Blower | 14AJM42 |  | RCFL-A*4821 | 12.5 | 15.1 | Yes | Yes | 2011-01-21 |  | 1
FALSE | 14AJM42 | 4530 | 3620568 | RHEEM SALES COMPANY, INC. | 14AJM42 | AC | Split System: Air-Cooled Condensing Unit, Coil with Blower | 14AJM42 |  | RCFL-A*4824 | 12.5 | 15.1 | Yes | Yes | 2011-01-21 |  | 1
FALSE | 14AJM42 | 4530 | 3620569 | RHEEM SALES COMPANY, INC. | 14AJM42 | AC | Split System: Air-Cooled Condensing Unit, Coil with Blower | 14AJM42 |  | RCFL-A*4824 | 12.5 | 15.1 | Yes | Yes | 2011-01-21 |  | 1
FALSE | 14AJM42 | 4530 | 3620570 | RHEEM SALES COMPANY, INC. | 14AJM42 | AC | Split System: Air-Cooled Condensing Unit, Coil with Blower | 14AJM42 |  | RCFL-A*4824 | 13 | 15.5 | Yes | Yes | 2011-01-21 |  | 1
FALSE | 14AJM42 | 4530 | 3620571 | RHEEM SALES COMPANY, INC. | 14AJM42 | AC | Split System: Air-Cooled Condensing Unit, Coil with Blower | 14AJM42 |  | RCFL-A*4824 | 13 | 15.5 | Yes | Yes | 2011-01-21 |  | 1
FALSE | 14AJM42 | 4530 | 3620572 | RHEEM SALES COMPANY, INC. | 14AJM42 | AC | Split System: Air-Cooled Condensing Unit, Coil with Blower | 14AJM42 |  | RCFL-A*4824 | 13 | 15.5 | Yes | Yes | 2011-01-21 |  | 1
FALSE | 14AJM42 | 4530 | 3620573 | RHEEM SALES COMPANY, INC. | 14AJM42 | AC | Split System: Air-Cooled Condensing Unit, Coil with Blower | 14AJM42 |  | RCFL-A*4824 | 13 | 15.5 | Yes | Yes | 2011-01-21 |  | 1
FALSE | 14AJM42 | 4530 | 3620576 | RHEEM SALES COMPANY, INC. | 14AJM42 | AC | Split System: Air-Cooled Condensing Unit, Coil with Blower | 14AJM42 |  | RCFL-H*4821 | 12 | 14.5 | Yes | Yes | 2011-01-21 |  | 0
FALSE | 14AJM48 | 58 | 3620606 | RHEEM SALES COMPANY, INC. | 14AJM48 | AC | Split System: Air-Cooled Condensing Unit, Coil with Blower | 14AJM48 |  | RCFL-A*4824 | 12 | 14.5 | Yes | Yes | 2011-01-21 |  | 0
FALSE | 14AJM48 | 58 | 3620607 | RHEEM SALES COMPANY, INC. | 14AJM48 | AC | Split System: Air-Cooled Condensing Unit, Coil with Blower | 14AJM48 |  | RCFL-H*4821 | 12 | 14.5 | Yes | Yes | 2011-01-21 |  | 0
FALSE | 14AJM48 | 58 | 3620608 | RHEEM SALES COMPANY, INC. | 14AJM48 | AC | Split System: Air-Cooled Condensing Unit, Coil with Blower | 14AJM48 |  | RCFL-H*4821 | 12 | 14.5 | Yes | Yes | 2011-01-21 |  | 0
FALSE | 14AJM48 | 58 | 3620609 | RHEEM SALES COMPANY, INC. | 14AJM48 | AC | Split System: Air-Cooled Condensing Unit, Coil with Blower | 14AJM48 |  | RCFL-H*4821 | 12 | 14.5 | Yes | Yes | 2011-01-21 |  | 0
FALSE | 14AJM48 | 58 | 3620610 | RHEEM SALES COMPANY, INC. | 14AJM48 | AC | Split System: Air-Cooled Condensing Unit, Coil with Blower | 14AJM48 |  | RCFL-H*4821 | 12 | 14.5 | Yes | Yes | 2011-01-21 |  | 0
FALSE | 14AJM48 | 58 | 3620612 | RHEEM SALES COMPANY, INC. | 14AJM48 | AC | Split System: Air-Cooled Condensing Unit, Coil with Blower | 14AJM48 |  | RCFL-H*4824 | 12 | 14.5 | Yes | Yes | 2011-01-21 |  | 0
FALSE | 14AJM48 | 58 | 3620613 | RHEEM SALES COMPANY, INC. | 14AJM48 | AC | Split System: Air-Cooled Condensing Unit, Coil with Blower | 14AJM48 |  | RCFL-H*4824 | 12 | 14.5 | Yes | Yes | 2011-01-21 |  | 0
FALSE | 14AJM48 | 58 | 3620614 | RHEEM SALES COMPANY, INC. | 14AJM48 | AC | Split System: Air-Cooled Condensing Unit, Coil with Blower | 14AJM48 |  | RCFL-H*4824 | 12 | 14.5 | Yes | Yes | 2011-01-21 |  | 0
FALSE | 14AJM48 | 58 | 3620615 | RHEEM SALES COMPANY, INC. | 14AJM48 | AC | Split System: Air-Cooled Condensing Unit, Coil with Blower | 14AJM48 |  | RCFL-H*4824 | 12 | 14.5 | Yes | Yes | 2011-01-21 |  | 0
FALSE | 14AJM48 | 58 | 3620616 | RHEEM SALES COMPANY, INC. | 14AJM48 | AC | Split System: Air-Cooled Condensing Unit, Coil with Blower | 14AJM48 |  | RCFL-H*4824 | 12 | 14.5 | Yes | Yes | 2011-01-21 |  | 0
FALSE | 14AJM48 | 58 | 3620617 | RHEEM SALES COMPANY, INC. | 14AJM48 | AC | Split System: Air-Cooled Condensing Unit, Coil with Blower | 14AJM48 |  | RCFL-H*4824 | 12 | 14.5 | Yes | Yes | 2011-01-21 |  | 0
FALSE | 14AJM30 | 4513 | 3620733 | RUUD AIR CONDITIONING DIVISION | 14AJM30 | AC | Split System: Air-Cooled Condensing Unit, Coil with Blower | 14AJM30 |  | RCFL-A*3617 | 13 | 15.5 | Yes | Yes | 2011-03-08 |  | 1
FALSE | 14AJM30 | 4513 | 3620734 | RHEEM SALES COMPANY, INC. | 14AJM30 | AC | Split System: Air-Cooled Condensing Unit, Coil with Blower | 14AJM30 |  | RCFL-A*3617 | 13 | 15.5 | Yes | Yes | 2011-03-08 |  | 1
FALSE | 14AJM30 | 4513 | 3620735 | RUUD AIR CONDITIONING DIVISION | 14AJM30 | AC | Split System: Air-Cooled Condensing Unit, Coil with Blower | 14AJM30 |  | RCFL-A*3621 | 13 | 15.5 | Yes | Yes | 2011-03-08 |  | 1
FALSE | 14AJM30 | 4513 | 3620736 | RHEEM SALES COMPANY, INC. | 14AJM30 | AC | Split System: Air-Cooled Condensing Unit, Coil with Blower | 14AJM30 |  | RCFL-A*3621 | 13 | 15.5 | Yes | Yes | 2011-03-08 |  | 1
FALSE | 14AJM30 | 4513 | 3620737 | RUUD AIR CONDITIONING DIVISION | 14AJM30 | AC | Split System: Air-Cooled Condensing Unit, Coil with Blower | 14AJM30 |  | RCFL-H*3617 | 13 | 15.5 | Yes | Yes | 2011-03-08 |  | 1
FALSE | 14AJM30 | 4513 | 3620738 | RHEEM SALES COMPANY, INC. | 14AJM30 | AC | Split System: Air-Cooled Condensing Unit, Coil with Blower | 14AJM30 |  | RCFL-H*3617 | 13 | 15.5 | Yes | Yes | 2011-03-08 |  | 1
FALSE | 14AJM30 | 4513 | 3620739 | RUUD AIR CONDITIONING DIVISION | 14AJM30 | AC | Split System: Air-Cooled Condensing Unit, Coil with Blower | 14AJM30 |  | RCFL-H*3621 | 13 | 15.5 | Yes | Yes | 2011-03-08 |  | 1
FALSE | 14AJM30 | 4513 | 3620740 | RHEEM SALES COMPANY, INC. | 14AJM30 | AC | Split System: Air-Cooled Condensing Unit, Coil with Blower | 14AJM30 |  | RCFL-H*3621 | 13 | 15.5 | Yes | Yes | 2011-03-08 |  | 1
FALSE | 14AJM30 | 4513 | 3620743 | RUUD AIR CONDITIONING DIVISION | 14AJM30 | AC | Split System: Air-Cooled Condensing Unit, Coil with Blower | 14AJM30 |  | RCFL-A*3617 | 13 | 15.5 | Yes | Yes | 2011-03-08 |  | 1
FALSE | 14AJM30 | 4513 | 3620744 | RHEEM SALES COMPANY, INC. | 14AJM30 | AC | Split System: Air-Cooled Condensing Unit, Coil with Blower | 14AJM30 |  | RCFL-A*3617 | 13 | 15.5 | Yes | Yes | 2011-03-08 |  | 1
FALSE | 14AJM30 | 4513 | 3620745 | RUUD AIR CONDITIONING DIVISION | 14AJM30 | AC | Split System: Air-Cooled Condensing Unit, Coil with Blower | 14AJM30 |  | RCFL-A*3621 | 13 | 15.5 | Yes | Yes | 2011-03-08 |  | 1
FALSE | 14AJM30 | 4513 | 3620746 | RHEEM SALES COMPANY, INC. | 14AJM30 | AC | Split System: Air-Cooled Condensing Unit, Coil with Blower | 14AJM30 |  | RCFL-A*3621 | 13 | 15.5 | Yes | Yes | 2011-03-08 |  | 1
FALSE | 14AJM30 | 4513 | 3620747 | RUUD AIR CONDITIONING DIVISION | 14AJM30 | AC | Split System: Air-Cooled Condensing Unit, Coil with Blower | 14AJM30 |  | RCFL-H*3617 | 13 | 15.5 | Yes | Yes | 2011-03-08 |  | 1
FALSE | 14AJM30 | 4513 | 3620748 | RHEEM SALES COMPANY, INC. | 14AJM30 | AC | Split System: Air-Cooled Condensing Unit, Coil with Blower | 14AJM30 |  | RCFL-H*3617 | 13 | 15.5 | Yes | Yes | 2011-03-08 |  | 1
FALSE | 14AJM30 | 4513 | 3620749 | RUUD AIR CONDITIONING DIVISION | 14AJM30 | AC | Split System: Air-Cooled Condensing Unit, Coil with Blower | 14AJM30 |  | RCFL-H*3621 | 13 | 15.5 | Yes | Yes | 2011-03-08 |  | 1
FALSE | 14AJM30 | 4513 | 3620750 | RHEEM SALES COMPANY, INC. | 14AJM30 | AC | Split System: Air-Cooled Condensing Unit, Coil with Blower | 14AJM30 |  | RCFL-H*3621 | 13 | 15.5 | Yes | Yes | 2011-03-08 |  | 1
FALSE | 14AJM30 | 4513 | 3620753 | RUUD AIR CONDITIONING DIVISION | 14AJM30 | AC | Split System: Air-Cooled Condensing Unit, Coil with Blower | 14AJM30 |  | RCFL-A*3621 | 13 | 15.5 | Yes | Yes | 2011-03-08 |  | 1
FALSE | 14AJM30 | 4513 | 3620754 | RHEEM SALES COMPANY, INC. | 14AJM30 | AC | Split System: Air-Cooled Condensing Unit, Coil with Blower | 14AJM30 |  | RCFL-A*3621 | 13 | 15.5 | Yes | Yes | 2011-03-08 |  | 1
FALSE | 14AJM30 | 4513 | 3620755 | RUUD AIR CONDITIONING DIVISION | 14AJM30 | AC | Split System: Air-Cooled Condensing Unit, Coil with Blower | 14AJM30 |  | RCFL-H*3621 | 13 | 15.5 | Yes | Yes | 2011-03-08 |  | 1
FALSE | 14AJM30 | 4513 | 3620756 | RHEEM SALES COMPANY, INC. | 14AJM30 | AC | Split System: Air-Cooled Condensing Unit, Coil with Blower | 14AJM30 |  | RCFL-H*3621 | 13 | 15.5 | Yes | Yes | 2011-03-08 |  | 1
FALSE | 14AJM30 | 4513 | 3620763 | RUUD AIR CONDITIONING DIVISION | 14AJM30 | AC | Split System: Air-Cooled Condensing Unit, Coil with Blower | 14AJM30 |  | RCFL-H*3617 | 13 | 15.5 | Yes | Yes | 2011-03-08 |  | 1
FALSE | 14AJM30 | 4513 | 3620764 | RHEEM SALES COMPANY, INC. | 14AJM30 | AC | Split System: Air-Cooled Condensing Unit, Coil with Blower | 14AJM30 |  | RCFL-H*3617 | 13 | 15.5 | Yes | Yes | 2011-03-08 |  | 1
FALSE | 14AJM30 | 4513 | 3620765 | RUUD AIR CONDITIONING DIVISION | 14AJM30 | AC | Split System: Air-Cooled Condensing Unit, Coil with Blower | 14AJM30 |  | RCFL-H*3621 | 13 | 15.5 | Yes | Yes | 2011-03-08 |  | 1
FALSE | 14AJM30 | 4513 | 3620766 | RHEEM SALES COMPANY, INC. | 14AJM30 | AC | Split System: Air-Cooled Condensing Unit, Coil with Blower | 14AJM30 |  | RCFL-H*3621 | 13 | 15.5 | Yes | Yes | 2011-03-08 |  | 1
FALSE | 14AJM36 | 38 | 3620846 | RUUD AIR CONDITIONING DIVISION | 14AJM36 | AC | Split System: Air-Cooled Condensing Unit, Coil with Blower | 14AJM36 |  | RCFL-A*3617 | 12.5 | 15.1 | Yes | Yes | 2011-03-08 |  | 1
FALSE | 14AJM36 | 38 | 3620847 | RHEEM SALES COMPANY, INC. | 14AJM36 | AC | Split System: Air-Cooled Condensing Unit, Coil with Blower | 14AJM36 |  | RCFL-A*3617 | 12.5 | 15.1 | Yes | Yes | 2011-03-08 |  | 1
FALSE | 14AJM36 | 38 | 3620848 | RUUD AIR CONDITIONING DIVISION | 14AJM36 | AC | Split System: Air-Cooled Condensing Unit, Coil with Blower | 14AJM36 |  | RCFL-A*3621 | 12.5 | 15.1 | Yes | Yes | 2011-03-08 |  | 1
FALSE | 14AJM36 | 38 | 3620849 | RHEEM SALES COMPANY, INC. | 14AJM36 | AC | Split System: Air-Cooled Condensing Unit, Coil with Blower | 14AJM36 |  | RCFL-A*3621 | 12.5 | 15.1 | Yes | Yes | 2011-03-08 |  | 1
FALSE | 14AJM36 | 38 | 3620850 | RUUD AIR CONDITIONING DIVISION | 14AJM36 | AC | Split System: Air-Cooled Condensing Unit, Coil with Blower | 14AJM36 |  | RCFL-H*3617 | 12.5 | 15.1 | Yes | Yes | 2011-03-08 |  | 1
FALSE | 14AJM36 | 38 | 3620851 | RHEEM SALES COMPANY, INC. | 14AJM36 | AC | Split System: Air-Cooled Condensing Unit, Coil with Blower | 14AJM36 |  | RCFL-H*3617 | 12.5 | 15.1 | Yes | Yes | 2011-03-08 |  | 1
FALSE | 14AJM36 | 38 | 3620852 | RUUD AIR CONDITIONING DIVISION | 14AJM36 | AC | Split System: Air-Cooled Condensing Unit, Coil with Blower | 14AJM36 |  | RCFL-H*3621 | 12.5 | 15.1 | Yes | Yes | 2011-03-08 |  | 1
FALSE | 14AJM36 | 38 | 3620853 | RHEEM SALES COMPANY, INC. | 14AJM36 | AC | Split System: Air-Cooled Condensing Unit, Coil with Blower | 14AJM36 |  | RCFL-H*3621 | 12.5 | 15.1 | Yes | Yes | 2011-03-08 |  | 1
FALSE | 14AJM36 | 38 | 3620856 | RUUD AIR CONDITIONING DIVISION | 14AJM36 | AC | Split System: Air-Cooled Condensing Unit, Coil with Blower | 14AJM36 |  | RCFL-A*3617 | 12.5 | 15.1 | Yes | Yes | 2011-03-08 |  | 1
FALSE | 14AJM36 | 38 | 3620857 | RHEEM SALES COMPANY, INC. | 14AJM36 | AC | Split System: Air-Cooled Condensing Unit, Coil with Blower | 14AJM36 |  | RCFL-A*3617 | 12.5 | 15.1 | Yes | Yes | 2011-03-08 |  | 1
FALSE | 14AJM36 | 38 | 3620858 | RUUD AIR CONDITIONING DIVISION | 14AJM36 | AC | Split System: Air-Cooled Condensing Unit, Coil with Blower | 14AJM36 |  | RCFL-A*3621 | 12.5 | 15.1 | Yes | Yes | 2011-03-08 |  | 1
FALSE | 14AJM36 | 38 | 3620859 | RHEEM SALES COMPANY, INC. | 14AJM36 | AC | Split System: Air-Cooled Condensing Unit, Coil with Blower | 14AJM36 |  | RCFL-A*3621 | 12.5 | 15.1 | Yes | Yes | 2011-03-08 |  | 1
FALSE | 14AJM36 | 38 | 3620860 | RUUD AIR CONDITIONING DIVISION | 14AJM36 | AC | Split System: Air-Cooled Condensing Unit, Coil with Blower | 14AJM36 |  | RCFL-H*3617 | 12.5 | 15.1 | Yes | Yes | 2011-03-08 |  | 1
FALSE | 14AJM36 | 38 | 3620861 | RHEEM SALES COMPANY, INC. | 14AJM36 | AC | Split System: Air-Cooled Condensing Unit, Coil with Blower | 14AJM36 |  | RCFL-H*3617 | 12.5 | 15.1 | Yes | Yes | 2011-03-08 |  | 1
FALSE | 14AJM36 | 38 | 3620862 | RUUD AIR CONDITIONING DIVISION | 14AJM36 | AC | Split System: Air-Cooled Condensing Unit, Coil with Blower | 14AJM36 |  | RCFL-H*3621 | 12.5 | 15.1 | Yes | Yes | 2011-03-08 |  | 1
FALSE | 14AJM36 | 38 | 3620863 | RHEEM SALES COMPANY, INC. | 14AJM36 | AC | Split System: Air-Cooled Condensing Unit, Coil with Blower | 14AJM36 |  | RCFL-H*3621 | 12.5 | 15.1 | Yes | Yes | 2011-03-08 |  | 1
FALSE | 14AJM36 | 38 | 3620866 | RUUD AIR CONDITIONING DIVISION | 14AJM36 | AC | Split System: Air-Cooled Condensing Unit, Coil with Blower | 14AJM36 |  | RCFL-A*3621 | 12.5 | 15.1 | Yes | Yes | 2011-03-08 |  | 1
FALSE | 14AJM36 | 38 | 3620867 | RHEEM SALES COMPANY, INC. | 14AJM36 | AC | Split System: Air-Cooled Condensing Unit, Coil with Blower | 14AJM36 |  | RCFL-A*3621 | 12.5 | 15.1 | Yes | Yes | 2011-03-08 |  | 1
FALSE | 14AJM36 | 38 | 3620868 | RUUD AIR CONDITIONING DIVISION | 14AJM36 | AC | Split System: Air-Cooled Condensing Unit, Coil with Blower | 14AJM36 |  | RCFL-H*3621 | 12.5 | 15.1 | Yes | Yes | 2011-03-08 |  | 1
FALSE | 14AJM36 | 38 | 3620869 | RHEEM SALES COMPANY, INC. | 14AJM36 | AC | Split System: Air-Cooled Condensing Unit, Coil with Blower | 14AJM36 |  | RCFL-H*3621 | 12.5 | 15.1 | Yes | Yes | 2011-03-08 |  | 1
FALSE | 14AJM36 | 38 | 3620874 | RUUD AIR CONDITIONING DIVISION | 14AJM36 | AC | Split System: Air-Cooled Condensing Unit, Coil with Blower | 14AJM36 |  | RCFL-H*3617 | 12.5 | 15.1 | Yes | Yes | 2011-03-08 |  | 1
FALSE | 14AJM36 | 38 | 3620875 | RHEEM SALES COMPANY, INC. | 14AJM36 | AC | Split System: Air-Cooled Condensing Unit, Coil with Blower | 14AJM36 |  | RCFL-H*3617 | 12.5 | 15.1 | Yes | Yes | 2011-03-08 |  | 1
FALSE | 14AJM36 | 38 | 3620876 | RUUD AIR CONDITIONING DIVISION | 14AJM36 | AC | Split System: Air-Cooled Condensing Unit, Coil with Blower | 14AJM36 |  | RCFL-H*3621 | 12.5 | 15.1 | Yes | Yes | 2011-03-08 |  | 1
FALSE | 14AJM36 | 38 | 3620877 | RHEEM SALES COMPANY, INC. | 14AJM36 | AC | Split System: Air-Cooled Condensing Unit, Coil with Blower | 14AJM36 |  | RCFL-H*3621 | 12.5 | 15.1 | Yes | Yes | 2011-03-08 |  | 1
FALSE | 14AJM36 | 38 | 3620880 | RUUD AIR CONDITIONING DIVISION | 14AJM36 | AC | Split System: Air-Cooled Condensing Unit, Coil with Blower | 14AJM36 |  | RCFL-H*3617 | 12.5 | 15.1 | Yes | Yes | 2011-03-08 |  | 1
FALSE | 14AJM36 | 38 | 3620881 | RHEEM SALES COMPANY, INC. | 14AJM36 | AC | Split System: Air-Cooled Condensing Unit, Coil with Blower | 14AJM36 |  | RCFL-H*3617 | 12.5 | 15.1 | Yes | Yes | 2011-03-08 |  | 1
FALSE | 14AJM36 | 38 | 3620882 | RUUD AIR CONDITIONING DIVISION | 14AJM36 | AC | Split System: Air-Cooled Condensing Unit, Coil with Blower | 14AJM36 |  | RCFL-H*3621 | 12.5 | 15.1 | Yes | Yes | 2011-03-08 |  | 1
FALSE | 14AJM36 | 38 | 3620883 | RHEEM SALES COMPANY, INC. | 14AJM36 | AC | Split System: Air-Cooled Condensing Unit, Coil with Blower | 14AJM36 |  | RCFL-H*3621 | 12.5 | 15.1 | Yes | Yes | 2011-03-08 |  | 1
FALSE | 14AJM36 | 38 | 3620886 | RUUD AIR CONDITIONING DIVISION | 14AJM36 | AC | Split System: Air-Cooled Condensing Unit, Coil with Blower | 14AJM36 |  | RCFL-H*3621 | 13 | 15.5 | Yes | Yes | 2011-03-08 |  | 1
FALSE | 14AJM36 | 38 | 3620887 | RHEEM SALES COMPANY, INC. | 14AJM36 | AC | Split System: Air-Cooled Condensing Unit, Coil with Blower | 14AJM36 |  | RCFL-H*3621 | 13 | 15.5 | Yes | Yes | 2011-03-08 |  | 1
FALSE | 14AJM36 | 38 | 3620890 | RUUD AIR CONDITIONING DIVISION | 14AJM36 | AC | Split System: Air-Cooled Condensing Unit, Coil with Blower | 14AJM36 |  | RCFL-H*3621 | 12.5 | 15.1 | Yes | Yes | 2011-03-08 |  | 1
FALSE | 14AJM36 | 38 | 3620891 | RHEEM SALES COMPANY, INC. | 14AJM36 | AC | Split System: Air-Cooled Condensing Unit, Coil with Blower | 14AJM36 |  | RCFL-H*3621 | 12.5 | 15.1 | Yes | Yes | 2011-03-08 |  | 1
FALSE | 14AJM36 | 38 | 3620896 | RUUD AIR CONDITIONING DIVISION | 14AJM36 | AC | Split System: Air-Cooled Condensing Unit, Coil with Blower | 14AJM36 |  | RCFL-A*3621 | 12.5 | 15.1 | Yes | Yes | 2011-03-08 |  | 1
FALSE | 14AJM36 | 38 | 3620897 | RHEEM SALES COMPANY, INC. | 14AJM36 | AC | Split System: Air-Cooled Condensing Unit, Coil with Blower | 14AJM36 |  | RCFL-A*3621 | 12.5 | 15.1 | Yes | Yes | 2011-03-08 |  | 1
FALSE | 14AJM36 | 38 | 3620898 | WEATHERKING AIR CONDITIONING DIVISION | 14AJM36 | AC | Split System: Air-Cooled Condensing Unit, Coil with Blower | 14AJM36 |  | RCFL-A*3621 | 12.5 | 15.1 | Yes | Yes | 2011-03-08 |  | 1
FALSE | 14AJM42 | 4530 | 3620946 | RUUD AIR CONDITIONING DIVISION | 14AJM42 | AC | Split System: Air-Cooled Condensing Unit, Coil with Blower | 14AJM42 |  | RCFL-A*4824 | 13 | 15.5 | Yes | Yes | 2011-03-08 |  | 1
FALSE | 14AJM42 | 4530 | 3620947 | RHEEM SALES COMPANY, INC. | 14AJM42 | AC | Split System: Air-Cooled Condensing Unit, Coil with Blower | 14AJM42 |  | RCFL-A*4824 | 13 | 15.5 | Yes | Yes | 2011-03-08 |  | 1
FALSE | 14AJM42 | 4530 | 3620948 | RUUD AIR CONDITIONING DIVISION | 14AJM42 | AC | Split System: Air-Cooled Condensing Unit, Coil with Blower | 14AJM42 |  | RCFL-H*4824 | 13 | 15.5 | Yes | Yes | 2011-03-08 |  | 1
FALSE | 14AJM42 | 4530 | 3620949 | RHEEM SALES COMPANY, INC. | 14AJM42 | AC | Split System: Air-Cooled Condensing Unit, Coil with Blower | 14AJM42 |  | RCFL-H*4824 | 13 | 15.5 | Yes | Yes | 2011-03-08 |  | 1
FALSE | 14AJM42 | 4530 | 3620952 | RUUD AIR CONDITIONING DIVISION | 14AJM42 | AC | Split System: Air-Cooled Condensing Unit, Coil with Blower | 14AJM42 |  | RCFL-H*4821 | 12 | 14.5 | Yes | Yes | 2011-03-08 |  | 0
FALSE | 14AJM42 | 4530 | 3620953 | RHEEM SALES COMPANY, INC. | 14AJM42 | AC | Split System: Air-Cooled Condensing Unit, Coil with Blower | 14AJM42 |  | RCFL-H*4821 | 12 | 14.5 | Yes | Yes | 2011-03-08 |  | 0
FALSE | 14AJM42 | 4530 | 3620954 | RUUD AIR CONDITIONING DIVISION | 14AJM42 | AC | Split System: Air-Cooled Condensing Unit, Coil with Blower | 14AJM42 |  | RCFL-H*4821 | 12 | 14.5 | Yes | Yes | 2011-03-08 |  | 0
FALSE | 14AJM42 | 4530 | 3620955 | RHEEM SALES COMPANY, INC. | 14AJM42 | AC | Split System: Air-Cooled Condensing Unit, Coil with Blower | 14AJM42 |  | RCFL-H*4821 | 12 | 14.5 | Yes | Yes | 2011-03-08 |  | 0
FALSE | 14AJM42 | 4530 | 3620956 | RUUD AIR CONDITIONING DIVISION | 14AJM42 | AC | Split System: Air-Cooled Condensing Unit, Coil with Blower | 14AJM42 |  | RCFL-H*4821 | 12.5 | 15.1 | Yes | Yes | 2011-03-08 |  | 1
FALSE | 14AJM42 | 4530 | 3620957 | RHEEM SALES COMPANY, INC. | 14AJM42 | AC | Split System: Air-Cooled Condensing Unit, Coil with Blower | 14AJM42 |  | RCFL-H*4821 | 12.5 | 15.1 | Yes | Yes | 2011-03-08 |  | 1
FALSE | 14AJM42 | 4530 | 3620958 | RUUD AIR CONDITIONING DIVISION | 14AJM42 | AC | Split System: Air-Cooled Condensing Unit, Coil with Blower | 14AJM42 |  | RCFL-H*4824 | 12.5 | 15.1 | Yes | Yes | 2011-03-08 |  | 1
FALSE | 14AJM42 | 4530 | 3620959 | RHEEM SALES COMPANY, INC. | 14AJM42 | AC | Split System: Air-Cooled Condensing Unit, Coil with Blower | 14AJM42 |  | RCFL-H*4824 | 12.5 | 15.1 | Yes | Yes | 2011-03-08 |  | 1
FALSE | 14AJM42 | 4530 | 3620962 | RUUD AIR CONDITIONING DIVISION | 14AJM42 | AC | Split System: Air-Cooled Condensing Unit, Coil with Blower | 14AJM42 |  | RCFL-H*4821 | 12.5 | 15.1 | Yes | Yes | 2011-03-08 |  | 1
FALSE | 14AJM42 | 4530 | 3620963 | RHEEM SALES COMPANY, INC. | 14AJM42 | AC | Split System: Air-Cooled Condensing Unit, Coil with Blower | 14AJM42 |  | RCFL-H*4821 | 12.5 | 15.1 | Yes | Yes | 2011-03-08 |  | 1
FALSE | 14AJM42 | 4530 | 3620964 | RUUD AIR CONDITIONING DIVISION | 14AJM42 | AC | Split System: Air-Cooled Condensing Unit, Coil with Blower | 14AJM42 |  | RCFL-H*4824 | 12.5 | 15.1 | Yes | Yes | 2011-03-08 |  | 1
FALSE | 14AJM42 | 4530 | 3620965 | RHEEM SALES COMPANY, INC. | 14AJM42 | AC | Split System: Air-Cooled Condensing Unit, Coil with Blower | 14AJM42 |  | RCFL-H*4824 | 12.5 | 15.1 | Yes | Yes | 2011-03-08 |  | 1
FALSE | 14AJM42 | 4530 | 3620970 | RUUD AIR CONDITIONING DIVISION | 14AJM42 | AC | Split System: Air-Cooled Condensing Unit, Coil with Blower | 14AJM42 |  | RCFL-A*4824 | 13 | 15.5 | Yes | Yes | 2011-03-08 |  | 1
FALSE | 14AJM42 | 4530 | 3620971 | RHEEM SALES COMPANY, INC. | 14AJM42 | AC | Split System: Air-Cooled Condensing Unit, Coil with Blower | 14AJM42 |  | RCFL-A*4824 | 13 | 15.5 | Yes | Yes | 2011-03-08 |  | 1
FALSE | 14AJM42 | 4530 | 3620972 | RUUD AIR CONDITIONING DIVISION | 14AJM42 | AC | Split System: Air-Cooled Condensing Unit, Coil with Blower | 14AJM42 |  | RCFL-A*4824 | 13 | 15.5 | Yes | Yes | 2011-03-08 |  | 1
FALSE | 14AJM42 | 4530 | 3620973 | RHEEM SALES COMPANY, INC. | 14AJM42 | AC | Split System: Air-Cooled Condensing Unit, Coil with Blower | 14AJM42 |  | RCFL-A*4824 | 13 | 15.5 | Yes | Yes | 2011-03-08 |  | 1
FALSE | 14AJM42 | 4530 | 3620974 | RUUD AIR CONDITIONING DIVISION | 14AJM42 | AC | Split System: Air-Cooled Condensing Unit, Coil with Blower | 14AJM42 |  | RCFL-A*4824 | 13 | 15.5 | Yes | Yes | 2011-03-08 |  | 1
FALSE | 14AJM42 | 4530 | 3620975 | RHEEM SALES COMPANY, INC. | 14AJM42 | AC | Split System: Air-Cooled Condensing Unit, Coil with Blower | 14AJM42 |  | RCFL-A*4824 | 13 | 15.5 | Yes | Yes | 2011-03-08 |  | 1
FALSE | 14AJM48 | 58 | 3620980 | RUUD AIR CONDITIONING DIVISION | 14AJM48 | AC | Split System: Air-Cooled Condensing Unit, Coil with Blower | 14AJM48 |  | RCFL-A*4821 | 12 | 14.5 | Yes | Yes | 2011-03-08 |  | 0
FALSE | 14AJM48 | 58 | 3620981 | RHEEM SALES COMPANY, INC. | 14AJM48 | AC | Split System: Air-Cooled Condensing Unit, Coil with Blower | 14AJM48 |  | RCFL-A*4821 | 12 | 14.5 | Yes | Yes | 2011-03-08 |  | 0
FALSE | 14AJM48 | 58 | 3620982 | RUUD AIR CONDITIONING DIVISION | 14AJM48 | AC | Split System: Air-Cooled Condensing Unit, Coil with Blower | 14AJM48 |  | RCFL-A*4824 | 12 | 14.5 | Yes | Yes | 2011-03-08 |  | 0
FALSE | 14AJM48 | 58 | 3620983 | RHEEM SALES COMPANY, INC. | 14AJM48 | AC | Split System: Air-Cooled Condensing Unit, Coil with Blower | 14AJM48 |  | RCFL-A*4824 | 12 | 14.5 | Yes | Yes | 2011-03-08 |  | 0
FALSE | 14AJM48 | 58 | 3620984 | RUUD AIR CONDITIONING DIVISION | 14AJM48 | AC | Split System: Air-Cooled Condensing Unit, Coil with Blower | 14AJM48 |  | RCFL-H*4821 | 12 | 14.5 | Yes | Yes | 2011-03-08 |  | 0
FALSE | 14AJM48 | 58 | 3620985 | RHEEM SALES COMPANY, INC. | 14AJM48 | AC | Split System: Air-Cooled Condensing Unit, Coil with Blower | 14AJM48 |  | RCFL-H*4821 | 12 | 14.5 | Yes | Yes | 2011-03-08 |  | 0
FALSE | 14AJM48 | 58 | 3620986 | RUUD AIR CONDITIONING DIVISION | 14AJM48 | AC | Split System: Air-Cooled Condensing Unit, Coil with Blower | 14AJM48 |  | RCFL-H*4824 | 12 | 14.5 | Yes | Yes | 2011-03-08 |  | 0
FALSE | 14AJM48 | 58 | 3620987 | RHEEM SALES COMPANY, INC. | 14AJM48 | AC | Split System: Air-Cooled Condensing Unit, Coil with Blower | 14AJM48 |  | RCFL-H*4824 | 12 | 14.5 | Yes | Yes | 2011-03-08 |  | 0
FALSE | 14AJM48 | 58 | 3620988 | RUUD AIR CONDITIONING DIVISION | 14AJM48 | AC | Split System: Air-Cooled Condensing Unit, Coil with Blower | 14AJM48 |  | RCFL-A*4824 | 12 | 14.5 | Yes | Yes | 2011-03-08 |  | 0
FALSE | 14AJM48 | 58 | 3620989 | RHEEM SALES COMPANY, INC. | 14AJM48 | AC | Split System: Air-Cooled Condensing Unit, Coil with Blower | 14AJM48 |  | RCFL-A*4824 | 12 | 14.5 | Yes | Yes | 2011-03-08 |  | 0
FALSE | 14AJM48 | 58 | 3620990 | RUUD AIR CONDITIONING DIVISION | 14AJM48 | AC | Split System: Air-Cooled Condensing Unit, Coil with Blower | 14AJM48 |  | RCFL-H*4824 | 12 | 14.5 | Yes | Yes | 2011-03-08 |  | 0
FALSE | 14AJM48 | 58 | 3620991 | RHEEM SALES COMPANY, INC. | 14AJM48 | AC | Split System: Air-Cooled Condensing Unit, Coil with Blower | 14AJM48 |  | RCFL-H*4824 | 12 | 14.5 | Yes | Yes | 2011-03-08 |  | 0
FALSE | RASL-048JEC | 4507 | 3624267 | RHEEM SALES COMPANY, INC. | UASL-048JEC | AC | Split System: Air-Cooled Condensing Unit, Coil with Blower | RASL-048JEC |  | RCFN-H*4824 | 12 | 17 | Yes | Yes | 2011-03-08 |  | 0
FALSE | RASL-048JEC | 4507 | 3624268 | RHEEM SALES COMPANY, INC. | UASL-048JEC | AC | Split System: Air-Cooled Condensing Unit, Coil with Blower | RASL-048JEC |  | RCFN-H*4824 | 12 | 17 | Yes | Yes | 2011-03-08 |  | 0
FALSE | 14AJM30 | 4513 | 3626501 | RHEEM SALES COMPANY, INC. | 14AJM30 | AC | Split System: Air-Cooled Condensing Unit, Coil with Blower | 14AJM30 |  | RCFL-A*3621 | 13 | 15.5 | Yes | Yes | 2011-01-21 |  | 1
FALSE | 14AJM30 | 4513 | 3626502 | RHEEM SALES COMPANY, INC. | 14AJM30 | AC | Split System: Air-Cooled Condensing Unit, Coil with Blower | 14AJM30 |  | RCFL-H*3621 | 13 | 15.5 | Yes | Yes | 2011-01-21 |  | 1
FALSE | 14AJM30 | 4513 | 3626503 | RUUD AIR CONDITIONING DIVISION | 14AJM30 | AC | Split System: Air-Cooled Condensing Unit, Coil with Blower | 14AJM30 |  | RCFL-A*3621 | 13 | 15.5 | Yes | Yes | 2011-03-08 |  | 1
FALSE | 14AJM30 | 4513 | 3626504 | RHEEM SALES COMPANY, INC. | 14AJM30 | AC | Split System: Air-Cooled Condensing Unit, Coil with Blower | 14AJM30 |  | RCFL-A*3621 | 13 | 15.5 | Yes | Yes | 2011-03-08 |  | 1
FALSE | 14AJM30 | 4513 | 3626505 | WEATHERKING AIR CONDITIONING DIVISION | 14AJM30 | AC | Split System: Air-Cooled Condensing Unit, Coil with Blower | 14AJM30 |  | RCFL-A*3621 | 13 | 15.5 | Yes | Yes | 2011-03-08 |  | 1
FALSE | 14AJM30 | 4513 | 3626506 | RUUD AIR CONDITIONING DIVISION | 14AJM30 | AC | Split System: Air-Cooled Condensing Unit, Coil with Blower | 14AJM30 |  | RCFL-H*3621 | 13 | 15.5 | Yes | Yes | 2011-03-08 |  | 1
FALSE | 14AJM30 | 4513 | 3626507 | RHEEM SALES COMPANY, INC. | 14AJM30 | AC | Split System: Air-Cooled Condensing Unit, Coil with Blower | 14AJM30 |  | RCFL-H*3621 | 13 | 15.5 | Yes | Yes | 2011-03-08 |  | 1
FALSE | 14AJM30 | 4513 | 3626508 | WEATHERKING AIR CONDITIONING DIVISION | 14AJM30 | AC | Split System: Air-Cooled Condensing Unit, Coil with Blower | 14AJM30 |  | RCFL-H*3621 | 13 | 15.5 | Yes | Yes | 2011-03-08 |  | 1
FALSE | 14AJM48 | 58 | 3627024 | RHEEM SALES COMPANY, INC. | 14AJM48 | AC | Split System: Air-Cooled Condensing Unit, Coil with Blower | 14AJM48 |  | RCFL-A*4821 | 12.5 | 15 | Yes | Yes | 2011-01-21 |  | 1
FALSE | 14AJM48 | 58 | 3627025 | RHEEM SALES COMPANY, INC. | 14AJM48 | AC | Split System: Air-Cooled Condensing Unit, Coil with Blower | 14AJM48 |  | RCFL-A*4824 | 12 | 14.5 | Yes | Yes | 2011-01-21 |  | 0
FALSE | 14AJM48 | 58 | 3627026 | RHEEM SALES COMPANY, INC. | 14AJM48 | AC | Split System: Air-Cooled Condensing Unit, Coil with Blower | 14AJM48 |  | RCFL-A*4824 | 12.5 | 15 | Yes | Yes | 2011-01-21 |  | 1
FALSE | 14AJM48 | 58 | 3627027 | RHEEM SALES COMPANY, INC. | 14AJM48 | AC | Split System: Air-Cooled Condensing Unit, Coil with Blower | 14AJM48 |  | RCFL-A*4824 | 12.5 | 15 | Yes | Yes | 2011-01-21 |  | 1
FALSE | TSA036S4N*G | 2270 | 3661015 | LENNOX INDUSTRIES, INC. | 13ACX-036-230-12 | AC | Split System: Air-Cooled Condensing Unit, Coil with Blower | 13ACX-036-230-12 |  | CX34-43+TDR | 12 | 14.5 | Yes | Yes | 2011-01-21 |  | 0
FALSE | TSA036S4N*G | 2270 | 3661023 | LENNOX INDUSTRIES, INC. | 13ACX-036-230-12 | AC | Split System: Air-Cooled Condensing Unit, Coil with Blower | 13ACX-036-230-12 |  | CX34-43+TDR | 12 | 14.5 | Yes | Yes | 2011-01-21 |  | 0
FALSE | 14ACX-030-230-17 | 2250 | 3665051 | LENNOX INDUSTRIES, INC. | 14ACX-030-230-11 | AC | Split System: Air-Cooled Condensing Unit, Coil with Blower | 14ACX-030-230-11 |  | CBX27UH-036-230*+TDR | 13 | 16 | Yes | Yes | 2011-01-21 |  | 2
FALSE | 14ACX-030-230-17 | 2250 | 3665054 | LENNOX INDUSTRIES, INC. | 14ACX-030-230-11 | AC | Split System: Air-Cooled Condensing Unit, Coil with Blower | 14ACX-030-230-11 |  | CBX32MV-036*+TDR | 12.5 | 15 | Yes | Yes | 2011-01-21 |  | 1
FALSE | 14ACX-030-230-17 | 2250 | 3665055 | LENNOX INDUSTRIES, INC. | 14ACX-030-230-11 | AC | Split System: Air-Cooled Condensing Unit, Coil with Blower | 14ACX-030-230-11 |  | CH33-19+TDR+TXV | 12 | 14.5 | Yes | Yes | 2011-01-21 |  | 0
FALSE | 14ACX-030-230-17 | 2250 | 3665056 | LENNOX INDUSTRIES, INC. | 14ACX-030-230-11 | AC | Split System: Air-Cooled Condensing Unit, Coil with Blower | 14ACX-030-230-11 |  | CH33-25A+TDR+TXV | 12.5 | 15 | Yes | Yes | 2011-01-21 |  | 1
FALSE | 14ACX-030-230-17 | 2250 | 3665057 | LENNOX INDUSTRIES, INC. | 14ACX-030-230-11 | AC | Split System: Air-Cooled Condensing Unit, Coil with Blower | 14ACX-030-230-11 |  | CH33-25B+TDR+TXV | 12.5 | 15 | Yes | Yes | 2011-01-21 |  | 1
FALSE | 14ACX-030-230-17 | 2250 | 3665058 | LENNOX INDUSTRIES, INC. | 14ACX-030-230-11 | AC | Split System: Air-Cooled Condensing Unit, Coil with Blower | 14ACX-030-230-11 |  | CH33-25B+TDR+TXV | 12 | 14.5 | Yes | Yes | 2011-01-21 |  | 0
FALSE | 14ACX-030-230-17 | 2250 | 3665059 | LENNOX INDUSTRIES, INC. | 14ACX-030-230-11 | AC | Split System: Air-Cooled Condensing Unit, Coil with Blower | 14ACX-030-230-11 |  | CH33-25B+TDR+TXV | 12.5 | 15 | Yes | Yes | 2011-01-21 |  | 1
FALSE | 14ACX-030-230-17 | 2250 | 3665060 | LENNOX INDUSTRIES, INC. | 14ACX-030-230-11 | AC | Split System: Air-Cooled Condensing Unit, Coil with Blower | 14ACX-030-230-11 |  | CH33-25B+TDR+TXV | 12.5 | 15 | Yes | Yes | 2011-01-21 |  | 1
FALSE | 14ACX-030-230-17 | 2250 | 3665061 | LENNOX INDUSTRIES, INC. | 14ACX-030-230-11 | AC | Split System: Air-Cooled Condensing Unit, Coil with Blower | 14ACX-030-230-11 |  | CH33-25B+TDR+TXV | 12.5 | 15 | Yes | Yes | 2011-01-21 |  | 1
FALSE | 14ACX-030-230-17 | 2250 | 3665062 | LENNOX INDUSTRIES, INC. | 14ACX-030-230-11 | AC | Split System: Air-Cooled Condensing Unit, Coil with Blower | 14ACX-030-230-11 |  | CH33-31A+TDR+TXV | 12.5 | 15 | Yes | Yes | 2011-01-21 |  | 1
FALSE | 14ACX-030-230-17 | 2250 | 3665063 | LENNOX INDUSTRIES, INC. | 14ACX-030-230-11 | AC | Split System: Air-Cooled Condensing Unit, Coil with Blower | 14ACX-030-230-11 |  | CH33-31B+TDR+TXV | 12.5 | 15 | Yes | Yes | 2011-01-21 |  | 1
FALSE | 14ACX-030-230-17 | 2250 | 3665064 | LENNOX INDUSTRIES, INC. | 14ACX-030-230-11 | AC | Split System: Air-Cooled Condensing Unit, Coil with Blower | 14ACX-030-230-11 |  | CH33-31B+TDR+TXV | 12.5 | 15 | Yes | Yes | 2011-01-21 |  | 1
FALSE | 14ACX-030-230-17 | 2250 | 3665065 | LENNOX INDUSTRIES, INC. | 14ACX-030-230-11 | AC | Split System: Air-Cooled Condensing Unit, Coil with Blower | 14ACX-030-230-11 |  | CH33-36A+TDR+TXV | 12.5 | 15 | Yes | Yes | 2011-01-21 |  | 1
FALSE | 14ACX-030-230-17 | 2250 | 3665066 | LENNOX INDUSTRIES, INC. | 14ACX-030-230-11 | AC | Split System: Air-Cooled Condensing Unit, Coil with Blower | 14ACX-030-230-11 |  | CH33-36B+TDR+TXV | 12.5 | 15 | Yes | Yes | 2011-01-21 |  | 1
FALSE | 14ACX-030-230-17 | 2250 | 3665067 | LENNOX INDUSTRIES, INC. | 14ACX-030-230-11 | AC | Split System: Air-Cooled Condensing Unit, Coil with Blower | 14ACX-030-230-11 |  | CH33-36B+TDR+TXV | 12 | 14.5 | Yes | Yes | 2011-01-21 |  | 0
FALSE | 14ACX-030-230-17 | 2250 | 3665068 | LENNOX INDUSTRIES, INC. | 14ACX-030-230-11 | AC | Split System: Air-Cooled Condensing Unit, Coil with Blower | 14ACX-030-230-11 |  | CH33-36B+TDR+TXV | 12.5 | 15 | Yes | Yes | 2011-01-21 |  | 1
FALSE | 14ACX-030-230-17 | 2250 | 3665069 | LENNOX INDUSTRIES, INC. | 14ACX-030-230-11 | AC | Split System: Air-Cooled Condensing Unit, Coil with Blower | 14ACX-030-230-11 |  | CH33-36B+TDR+TXV | 12.5 | 15 | Yes | Yes | 2011-01-21 |  | 1
FALSE | 14ACX-030-230-17 | 2250 | 3665089 | LENNOX INDUSTRIES, INC. | 14ACX-030-230-11 | AC | Split System: Air-Cooled Condensing Unit, Coil with Blower | 14ACX-030-230-11 |  | CX34-25+TDR | 12.5 | 15 | Yes | Yes | 2011-01-21 |  | 1
FALSE | 14ACX-030-230-17 | 2250 | 3665090 | LENNOX INDUSTRIES, INC. | 14ACX-030-230-11 | AC | Split System: Air-Cooled Condensing Unit, Coil with Blower | 14ACX-030-230-11 |  | CX34-25+TDR | 12 | 14.5 | Yes | Yes | 2011-01-21 |  | 0
FALSE | 14ACX-030-230-17 | 2250 | 3665091 | LENNOX INDUSTRIES, INC. | 14ACX-030-230-11 | AC | Split System: Air-Cooled Condensing Unit, Coil with Blower | 14ACX-030-230-11 |  | CX34-25+TDR | 12.5 | 15 | Yes | Yes | 2011-01-21 |  | 1
FALSE | 14ACX-030-230-17 | 2250 | 3665092 | LENNOX INDUSTRIES, INC. | 14ACX-030-230-11 | AC | Split System: Air-Cooled Condensing Unit, Coil with Blower | 14ACX-030-230-11 |  | CX34-25+TDR | 12.5 | 15 | Yes | Yes | 2011-01-21 |  | 1
FALSE | 14ACX-030-230-17 | 2250 | 3665093 | LENNOX INDUSTRIES, INC. | 14ACX-030-230-11 | AC | Split System: Air-Cooled Condensing Unit, Coil with Blower | 14ACX-030-230-11 |  | CX34-25+TDR | 12.5 | 15 | Yes | Yes | 2011-01-21 |  | 1
FALSE | 14ACX-030-230-17 | 2250 | 3665094 | LENNOX INDUSTRIES, INC. | 14ACX-030-230-11 | AC | Split System: Air-Cooled Condensing Unit, Coil with Blower | 14ACX-030-230-11 |  | CX34-30+TDR | 12 | 14.5 | Yes | Yes | 2011-01-21 |  | 0
FALSE | 14ACX-030-230-17 | 2250 | 3665095 | LENNOX INDUSTRIES, INC. | 14ACX-030-230-11 | AC | Split System: Air-Cooled Condensing Unit, Coil with Blower | 14ACX-030-230-11 |  | CX34-30+TDR | 12.5 | 15 | Yes | Yes | 2011-01-21 |  | 1
FALSE | 14ACX-030-230-17 | 2250 | 3665097 | LENNOX INDUSTRIES, INC. | 14ACX-030-230-11 | AC | Split System: Air-Cooled Condensing Unit, Coil with Blower | 14ACX-030-230-11 |  | CX34-30+TDR | 12 | 14.5 | Yes | Yes | 2011-01-21 |  | 0
FALSE | 14ACX-030-230-17 | 2250 | 3665098 | LENNOX INDUSTRIES, INC. | 14ACX-030-230-11 | AC | Split System: Air-Cooled Condensing Unit, Coil with Blower | 14ACX-030-230-11 |  | CX34-30+TDR | 12 | 14.5 | Yes | Yes | 2011-01-21 |  | 0
FALSE | 14ACX-030-230-17 | 2250 | 3665099 | LENNOX INDUSTRIES, INC. | 14ACX-030-230-11 | AC | Split System: Air-Cooled Condensing Unit, Coil with Blower | 14ACX-030-230-11 |  | CX34-30+TDR | 12 | 14.5 | Yes | Yes | 2011-01-21 |  | 0
FALSE | 14ACX-030-230-17 | 2250 | 3665100 | LENNOX INDUSTRIES, INC. | 14ACX-030-230-11 | AC | Split System: Air-Cooled Condensing Unit, Coil with Blower | 14ACX-030-230-11 |  | CX34-42+TDR | 12.5 | 15 | Yes | Yes | 2011-01-21 |  | 1
FALSE | 14ACX-030-230-17 | 2250 | 3665101 | LENNOX INDUSTRIES, INC. | 14ACX-030-230-11 | AC | Split System: Air-Cooled Condensing Unit, Coil with Blower | 14ACX-030-230-11 |  | CX34-42+TDR | 12.5 | 15 | Yes | Yes | 2011-01-21 |  | 1
FALSE | 14ACX-030-230-17 | 2250 | 3665102 | LENNOX INDUSTRIES, INC. | 14ACX-030-230-11 | AC | Split System: Air-Cooled Condensing Unit, Coil with Blower | 14ACX-030-230-11 |  | CX34-43+TDR | 13 | 16 | Yes | Yes | 2011-01-21 |  | 2
FALSE | 14ACX-030-230-17 | 2250 | 3665103 | LENNOX INDUSTRIES, INC. | 14ACX-030-230-11 | AC | Split System: Air-Cooled Condensing Unit, Coil with Blower | 14ACX-030-230-11 |  | CX34-43+TDR | 12.5 | 15 | Yes | Yes | 2011-01-21 |  | 1
FALSE | 14ACX-030-230-17 | 2250 | 3665104 | LENNOX INDUSTRIES, INC. | 14ACX-030-230-11 | AC | Split System: Air-Cooled Condensing Unit, Coil with Blower | 14ACX-030-230-11 |  | CX34-43+TDR | 12.5 | 15 | Yes | Yes | 2011-01-21 |  | 1
FALSE | 14ACX-030-230-17 | 2250 | 3665105 | LENNOX INDUSTRIES, INC. | 14ACX-030-230-11 | AC | Split System: Air-Cooled Condensing Unit, Coil with Blower | 14ACX-030-230-11 |  | CX34-43+TDR | 12.5 | 15 | Yes | Yes | 2011-01-21 |  | 1
FALSE | 14ACX-030-230-17 | 2250 | 3665106 | LENNOX INDUSTRIES, INC. | 14ACX-030-230-11 | AC | Split System: Air-Cooled Condensing Unit, Coil with Blower | 14ACX-030-230-11 |  | CX34-43+TDR | 13.2 | 15.7 | Yes | Yes | 2011-01-21 |  | 1
FALSE | 14ACX-030-230-17 | 2250 | 3665126 | LENNOX INDUSTRIES, INC. | 14ACX-030-230-11 | AC | Split System: Air-Cooled Condensing Unit, Coil with Blower | 14ACX-030-230-11 |  | C33-36+TDR+TXV | 12.5 | 15 | Yes | Yes | 2011-01-21 |  | 1
FALSE | 14ACX-030-230-17 | 2250 | 3665127 | LENNOX INDUSTRIES, INC. | 14ACX-030-230-11 | AC | Split System: Air-Cooled Condensing Unit, Coil with Blower | 14ACX-030-230-11 |  | C33-36+TDR+TXV | 12.5 | 15 | Yes | Yes | 2011-01-21 |  | 1
FALSE | 14ACX-030-230-17 | 2250 | 3665128 | LENNOX INDUSTRIES, INC. | 14ACX-030-230-11 | AC | Split System: Air-Cooled Condensing Unit, Coil with Blower | 14ACX-030-230-11 |  | C33-36+TDR+TXV | 12 | 14.5 | Yes | Yes | 2011-01-21 |  | 0
FALSE | 14ACX-030-230-17 | 2250 | 3665129 | LENNOX INDUSTRIES, INC. | 14ACX-030-230-11 | AC | Split System: Air-Cooled Condensing Unit, Coil with Blower | 14ACX-030-230-11 |  | C33-36+TDR+TXV | 12.5 | 15 | Yes | Yes | 2011-01-21 |  | 1
FALSE | 14ACX-030-230-17 | 2250 | 3665130 | LENNOX INDUSTRIES, INC. | 14ACX-030-230-11 | AC | Split System: Air-Cooled Condensing Unit, Coil with Blower | 14ACX-030-230-11 |  | C33-36+TDR+TXV | 12.5 | 15 | Yes | Yes | 2011-01-21 |  | 1
FALSE | 14ACX-030-230-17 | 2250 | 3665131 | LENNOX INDUSTRIES, INC. | 14ACX-030-230-11 | AC | Split System: Air-Cooled Condensing Unit, Coil with Blower | 14ACX-030-230-11 |  | C33-36+TDR+TXV | 12.5 | 15 | Yes | Yes | 2011-01-21 |  | 1
FALSE | 14ACX-030-230-17 | 2250 | 3665132 | LENNOX INDUSTRIES, INC. | 14ACX-030-230-11 | AC | Split System: Air-Cooled Condensing Unit, Coil with Blower | 14ACX-030-230-11 |  | C33-36+TDR+TXV | 12.7 | 15.2 | Yes | Yes | 2011-01-21 |  | 1
FALSE | 14ACX-030-230-17 | 2250 | 3665133 | LENNOX INDUSTRIES, INC. | 14ACX-030-230-11 | AC | Split System: Air-Cooled Condensing Unit, Coil with Blower | 14ACX-030-230-11 |  | C33-38+TDR+TXV | 12.5 | 15 | Yes | Yes | 2011-01-21 |  | 1
FALSE | 14ACX-030-230-17 | 2250 | 3665134 | LENNOX INDUSTRIES, INC. | 14ACX-030-230-11 | AC | Split System: Air-Cooled Condensing Unit, Coil with Blower | 14ACX-030-230-11 |  | C33-38+TDR+TXV | 12.5 | 15 | Yes | Yes | 2011-01-21 |  | 1
FALSE | 14ACX-030-230-17 | 2250 | 3665135 | LENNOX INDUSTRIES, INC. | 14ACX-030-230-11 | AC | Split System: Air-Cooled Condensing Unit, Coil with Blower | 14ACX-030-230-11 |  | C33-38+TDR+TXV | 12.5 | 15 | Yes | Yes | 2011-01-21 |  | 1
FALSE | 14ACX-030-230-17 | 2250 | 3665136 | LENNOX INDUSTRIES, INC. | 14ACX-030-230-11 | AC | Split System: Air-Cooled Condensing Unit, Coil with Blower | 14ACX-030-230-11 |  | C33-38+TDR+TXV | 12.5 | 15 | Yes | Yes | 2011-01-21 |  | 1
FALSE | 14ACX-030-230-17 | 2250 | 3665137 | LENNOX INDUSTRIES, INC. | 14ACX-030-230-11 | AC | Split System: Air-Cooled Condensing Unit, Coil with Blower | 14ACX-030-230-11 |  | C33-38+TDR+TXV | 12.5 | 15 | Yes | Yes | 2011-01-21 |  | 1
FALSE | 14ACX-030-230-17 | 2250 | 3665138 | LENNOX INDUSTRIES, INC. | 14ACX-030-230-11 | AC | Split System: Air-Cooled Condensing Unit, Coil with Blower | 14ACX-030-230-11 |  | C33-38+TDR+TXV | 12.5 | 15 | Yes | Yes | 2011-01-21 |  | 1
FALSE | 14ACX-030-230-17 | 2250 | 3665139 | LENNOX INDUSTRIES, INC. | 14ACX-030-230-11 | AC | Split System: Air-Cooled Condensing Unit, Coil with Blower | 14ACX-030-230-11 |  | C33-42+TDR+TXV | 12.5 | 15 | Yes | Yes | 2011-01-21 |  | 1
FALSE | 14ACX-030-230-17 | 2250 | 3665140 | LENNOX INDUSTRIES, INC. | 14ACX-030-230-11 | AC | Split System: Air-Cooled Condensing Unit, Coil with Blower | 14ACX-030-230-11 |  | C33-42+TDR+TXV | 12 | 14.5 | Yes | Yes | 2011-01-21 |  | 0
FALSE | 14ACX-030-230-17 | 2250 | 3665141 | LENNOX INDUSTRIES, INC. | 14ACX-030-230-11 | AC | Split System: Air-Cooled Condensing Unit, Coil with Blower | 14ACX-030-230-11 |  | C33-42+TDR+TXV | 12.5 | 15 | Yes | Yes | 2011-01-21 |  | 1
FALSE | 14ACX-030-230-17 | 2250 | 3665142 | LENNOX INDUSTRIES, INC. | 14ACX-030-230-11 | AC | Split System: Air-Cooled Condensing Unit, Coil with Blower | 14ACX-030-230-11 |  | C33-42+TDR+TXV | 12.5 | 15 | Yes | Yes | 2011-01-21 |  | 1
FALSE | 14ACX-030-230-17 | 2250 | 3665167 | LENNOX INDUSTRIES, INC. | 14ACX-030-230-11 | AC | Split System: Air-Cooled Condensing Unit, Coil with Blower | 14ACX-030-230-11 |  | CX34-31+TDR | 12.5 | 15 | Yes | Yes | 2011-01-21 |  | 1
FALSE | 14ACX-030-230-17 | 2250 | 3665168 | LENNOX INDUSTRIES, INC. | 14ACX-030-230-11 | AC | Split System: Air-Cooled Condensing Unit, Coil with Blower | 14ACX-030-230-11 |  | CX34-31+TDR | 12.5 | 15 | Yes | Yes | 2011-01-21 |  | 1
FALSE | 14ACX-030-230-17 | 2250 | 3665169 | LENNOX INDUSTRIES, INC. | 14ACX-030-230-11 | AC | Split System: Air-Cooled Condensing Unit, Coil with Blower | 14ACX-030-230-11 |  | CX34-36+TDR | 12.5 | 15 | Yes | Yes | 2011-01-21 |  | 1
FALSE | 14ACX-030-230-17 | 2250 | 3665170 | LENNOX INDUSTRIES, INC. | 14ACX-030-230-11 | AC | Split System: Air-Cooled Condensing Unit, Coil with Blower | 14ACX-030-230-11 |  | CX34-36+TDR | 12.5 | 15 | Yes | Yes | 2011-01-21 |  | 1
FALSE | 14ACX-030-230-17 | 2250 | 3665171 | LENNOX INDUSTRIES, INC. | 14ACX-030-230-11 | AC | Split System: Air-Cooled Condensing Unit, Coil with Blower | 14ACX-030-230-11 |  | CX34-36+TDR | 12 | 14.5 | Yes | Yes | 2011-01-21 |  | 0
FALSE | 14ACX-030-230-17 | 2250 | 3665172 | LENNOX INDUSTRIES, INC. | 14ACX-030-230-11 | AC | Split System: Air-Cooled Condensing Unit, Coil with Blower | 14ACX-030-230-11 |  | CX34-36+TDR | 12.5 | 15 | Yes | Yes | 2011-01-21 |  | 1
FALSE | 14ACX-030-230-17 | 2250 | 3665173 | LENNOX INDUSTRIES, INC. | 14ACX-030-230-11 | AC | Split System: Air-Cooled Condensing Unit, Coil with Blower | 14ACX-030-230-11 |  | CX34-36+TDR | 12.5 | 15 | Yes | Yes | 2011-01-21 |  | 1
FALSE | 14ACX-030-230-17 | 2250 | 3665174 | LENNOX INDUSTRIES, INC. | 14ACX-030-230-11 | AC | Split System: Air-Cooled Condensing Unit, Coil with Blower | 14ACX-030-230-11 |  | CX34-36+TDR | 12.5 | 15 | Yes | Yes | 2011-01-21 |  | 1
FALSE | 14ACX-030-230-17 | 2250 | 3665175 | LENNOX INDUSTRIES, INC. | 14ACX-030-230-11 | AC | Split System: Air-Cooled Condensing Unit, Coil with Blower | 14ACX-030-230-11 |  | CX34-36+TDR | 12.7 | 15.2 | Yes | Yes | 2011-01-21 |  | 1
FALSE | 14ACX-030-230-17 | 2250 | 3665176 | LENNOX INDUSTRIES, INC. | 14ACX-030-230-11 | AC | Split System: Air-Cooled Condensing Unit, Coil with Blower | 14ACX-030-230-11 |  | CX34-38+TDR | 12.5 | 15 | Yes | Yes | 2011-01-21 |  | 1
FALSE | 14ACX-030-230-17 | 2250 | 3665177 | LENNOX INDUSTRIES, INC. | 14ACX-030-230-11 | AC | Split System: Air-Cooled Condensing Unit, Coil with Blower | 14ACX-030-230-11 |  | CX34-38+TDR | 12.5 | 15 | Yes | Yes | 2011-01-21 |  | 1
FALSE | 14ACX-030-230-17 | 2250 | 3665178 | LENNOX INDUSTRIES, INC. | 14ACX-030-230-11 | AC | Split System: Air-Cooled Condensing Unit, Coil with Blower | 14ACX-030-230-11 |  | CX34-38+TDR | 12.5 | 15 | Yes | Yes | 2011-01-21 |  | 1
FALSE | 14ACX-030-230-17 | 2250 | 3665179 | LENNOX INDUSTRIES, INC. | 14ACX-030-230-11 | AC | Split System: Air-Cooled Condensing Unit, Coil with Blower | 14ACX-030-230-11 |  | CX34-38+TDR | 12.5 | 15 | Yes | Yes | 2011-01-21 |  | 1
FALSE | 14ACX-030-230-17 | 2250 | 3665180 | LENNOX INDUSTRIES, INC. | 14ACX-030-230-11 | AC | Split System: Air-Cooled Condensing Unit, Coil with Blower | 14ACX-030-230-11 |  | CX34-38+TDR | 12.5 | 15 | Yes | Yes | 2011-01-21 |  | 1
FALSE | 14ACX-030-230-17 | 2250 | 3665181 | LENNOX INDUSTRIES, INC. | 14ACX-030-230-11 | AC | Split System: Air-Cooled Condensing Unit, Coil with Blower | 14ACX-030-230-11 |  | CX34-38+TDR | 12.5 | 15 | Yes | Yes | 2011-01-21 |  | 1
FALSE | 14ACX-030-230-17 | 2250 | 3665182 | LENNOX INDUSTRIES, INC. | 14ACX-030-230-11 | AC | Split System: Air-Cooled Condensing Unit, Coil with Blower | 14ACX-030-230-11 |  | CX34-42+TDR | 12.5 | 15 | Yes | Yes | 2011-01-21 |  | 1
FALSE | 14ACX-030-230-17 | 2250 | 3665183 | LENNOX INDUSTRIES, INC. | 14ACX-030-230-11 | AC | Split System: Air-Cooled Condensing Unit, Coil with Blower | 14ACX-030-230-11 |  | CX34-42+TDR | 12 | 14.5 | Yes | Yes | 2011-01-21 |  | 0
FALSE | 14ACX-036-230-15 | 2264 | 3665230 | LENNOX INDUSTRIES, INC. | 14ACX-036-230-11 | AC | Split System: Air-Cooled Condensing Unit, Coil with Blower | 14ACX-036-230-11 |  | CX34-31+TDR | 12 | 14.5 | Yes | Yes | 2011-01-21 |  | 0
FALSE | 14ACX-036-230-15 | 2264 | 3665231 | LENNOX INDUSTRIES, INC. | 14ACX-036-230-11 | AC | Split System: Air-Cooled Condensing Unit, Coil with Blower | 14ACX-036-230-11 |  | CX34-31+TDR | 12.5 | 15 | Yes | Yes | 2011-01-21 |  | 1
FALSE | 14ACX-036-230-15 | 2264 | 3665232 | LENNOX INDUSTRIES, INC. | 14ACX-036-230-11 | AC | Split System: Air-Cooled Condensing Unit, Coil with Blower | 14ACX-036-230-11 |  | CX34-31+TDR | 12 | 14.5 | Yes | Yes | 2011-01-21 |  | 0
FALSE | 14ACX-036-230-15 | 2264 | 3665233 | LENNOX INDUSTRIES, INC. | 14ACX-036-230-11 | AC | Split System: Air-Cooled Condensing Unit, Coil with Blower | 14ACX-036-230-11 |  | CX34-31+TDR | 12 | 14.5 | Yes | Yes | 2011-01-21 |  | 0
FALSE | 14ACX-036-230-15 | 2264 | 3665234 | LENNOX INDUSTRIES, INC. | 14ACX-036-230-11 | AC | Split System: Air-Cooled Condensing Unit, Coil with Blower | 14ACX-036-230-11 |  | CX34-31+TDR | 12 | 14.5 | Yes | Yes | 2011-01-21 |  | 0
FALSE | 14ACX-036-230-15 | 2264 | 3665235 | LENNOX INDUSTRIES, INC. | 14ACX-036-230-11 | AC | Split System: Air-Cooled Condensing Unit, Coil with Blower | 14ACX-036-230-11 |  | CX34-42+TDR | 12.5 | 15 | Yes | Yes | 2011-01-21 |  | 1
FALSE | 14ACX-036-230-15 | 2264 | 3665236 | LENNOX INDUSTRIES, INC. | 14ACX-036-230-11 | AC | Split System: Air-Cooled Condensing Unit, Coil with Blower | 14ACX-036-230-11 |  | CX34-42+TDR | 12 | 14.5 | Yes | Yes | 2011-01-21 |  | 0
FALSE | 14ACX-036-230-15 | 2264 | 3665237 | LENNOX INDUSTRIES, INC. | 14ACX-036-230-11 | AC | Split System: Air-Cooled Condensing Unit, Coil with Blower | 14ACX-036-230-11 |  | CX34-42+TDR | 12 | 14.5 | Yes | Yes | 2011-01-21 |  | 0
FALSE | 14ACX-036-230-15 | 2264 | 3665238 | LENNOX INDUSTRIES, INC. | 14ACX-036-230-11 | AC | Split System: Air-Cooled Condensing Unit, Coil with Blower | 14ACX-036-230-11 |  | CX34-43+TDR | 12.5 | 15 | Yes | Yes | 2011-01-21 |  | 1
FALSE | 14ACX-036-230-15 | 2264 | 3665239 | LENNOX INDUSTRIES, INC. | 14ACX-036-230-11 | AC | Split System: Air-Cooled Condensing Unit, Coil with Blower | 14ACX-036-230-11 |  | CX34-43+TDR | 12.5 | 15 | Yes | Yes | 2011-01-21 |  | 1
FALSE | 14ACX-036-230-15 | 2264 | 3665240 | LENNOX INDUSTRIES, INC. | 14ACX-036-230-11 | AC | Split System: Air-Cooled Condensing Unit, Coil with Blower | 14ACX-036-230-11 |  | CX34-43+TDR | 12.5 | 15 | Yes | Yes | 2011-01-21 |  | 1
FALSE | 14ACX-036-230-15 | 2264 | 3665241 | LENNOX INDUSTRIES, INC. | 14ACX-036-230-11 | AC | Split System: Air-Cooled Condensing Unit, Coil with Blower | 14ACX-036-230-11 |  | CX34-43+TDR | 12.5 | 15 | Yes | Yes | 2011-01-21 |  | 1
FALSE | 14ACX-036-230-15 | 2264 | 3665242 | LENNOX INDUSTRIES, INC. | 14ACX-036-230-11 | AC | Split System: Air-Cooled Condensing Unit, Coil with Blower | 14ACX-036-230-11 |  | CX34-43+TDR | 12.5 | 15 | Yes | Yes | 2011-01-21 |  | 1
FALSE | 14ACX-036-230-15 | 2264 | 3665243 | LENNOX INDUSTRIES, INC. | 14ACX-036-230-11 | AC | Split System: Air-Cooled Condensing Unit, Coil with Blower | 14ACX-036-230-11 |  | CX34-43+TDR | 12.5 | 15 | Yes | Yes | 2011-01-21 |  | 1
FALSE | 14ACX-036-230-15 | 2264 | 3665244 | LENNOX INDUSTRIES, INC. | 14ACX-036-230-11 | AC | Split System: Air-Cooled Condensing Unit, Coil with Blower | 14ACX-036-230-11 |  | CX34-43+TDR | 12.5 | 15 | Yes | Yes | 2011-01-21 |  | 1
FALSE | 14ACX-036-230-15 | 2264 | 3665245 | LENNOX INDUSTRIES, INC. | 14ACX-036-230-11 | AC | Split System: Air-Cooled Condensing Unit, Coil with Blower | 14ACX-036-230-11 |  | CX34-43+TDR | 12.5 | 15 | Yes | Yes | 2011-01-21 |  | 1
FALSE | 14ACX-036-230-15 | 2264 | 3665246 | LENNOX INDUSTRIES, INC. | 14ACX-036-230-11 | AC | Split System: Air-Cooled Condensing Unit, Coil with Blower | 14ACX-036-230-11 |  | CX34-44/48+TDR | 12.5 | 15 | Yes | Yes | 2011-01-21 |  | 1
FALSE | 14ACX-036-230-15 | 2264 | 3665266 | LENNOX INDUSTRIES, INC. | 14ACX-036-230-11 | AC | Split System: Air-Cooled Condensing Unit, Coil with Blower | 14ACX-036-230-11 |  | C33-38+TDR+TXV | 12 | 14.5 | Yes | Yes | 2011-01-21 |  | 0
FALSE | 14ACX-036-230-15 | 2264 | 3665267 | LENNOX INDUSTRIES, INC. | 14ACX-036-230-11 | AC | Split System: Air-Cooled Condensing Unit, Coil with Blower | 14ACX-036-230-11 |  | C33-38+TDR+TXV | 12 | 14.5 | Yes | Yes | 2011-01-21 |  | 0
FALSE | 14ACX-036-230-15 | 2264 | 3665268 | LENNOX INDUSTRIES, INC. | 14ACX-036-230-11 | AC | Split System: Air-Cooled Condensing Unit, Coil with Blower | 14ACX-036-230-11 |  | C33-38+TDR+TXV | 12 | 14.5 | Yes | Yes | 2011-01-21 |  | 0
FALSE | 14ACX-036-230-15 | 2264 | 3665269 | LENNOX INDUSTRIES, INC. | 14ACX-036-230-11 | AC | Split System: Air-Cooled Condensing Unit, Coil with Blower | 14ACX-036-230-11 |  | C33-31+TDR+TXV | 12 | 14.5 | Yes | Yes | 2011-01-21 |  | 0
FALSE | 14ACX-036-230-15 | 2264 | 3665270 | LENNOX INDUSTRIES, INC. | 14ACX-036-230-11 | AC | Split System: Air-Cooled Condensing Unit, Coil with Blower | 14ACX-036-230-11 |  | C33-31+TDR+TXV | 12.5 | 15 | Yes | Yes | 2011-01-21 |  | 1
FALSE | 14ACX-036-230-15 | 2264 | 3665271 | LENNOX INDUSTRIES, INC. | 14ACX-036-230-11 | AC | Split System: Air-Cooled Condensing Unit, Coil with Blower | 14ACX-036-230-11 |  | C33-31+TDR+TXV | 12 | 14.5 | Yes | Yes | 2011-01-21 |  | 0
FALSE | 14ACX-036-230-15 | 2264 | 3665272 | LENNOX INDUSTRIES, INC. | 14ACX-036-230-11 | AC | Split System: Air-Cooled Condensing Unit, Coil with Blower | 14ACX-036-230-11 |  | C33-31+TDR+TXV | 12 | 14.5 | Yes | Yes | 2011-01-21 |  | 0
FALSE | 14ACX-036-230-15 | 2264 | 3665273 | LENNOX INDUSTRIES, INC. | 14ACX-036-230-11 | AC | Split System: Air-Cooled Condensing Unit, Coil with Blower | 14ACX-036-230-11 |  | C33-31+TDR+TXV | 12 | 14.5 | Yes | Yes | 2011-01-21 |  | 0
FALSE | 14ACX-036-230-15 | 2264 | 3665274 | LENNOX INDUSTRIES, INC. | 14ACX-036-230-11 | AC | Split System: Air-Cooled Condensing Unit, Coil with Blower | 14ACX-036-230-11 |  | C33-42+TDR+TXV | 12.5 | 15 | Yes | Yes | 2011-01-21 |  | 1
FALSE | 14ACX-036-230-15 | 2264 | 3665275 | LENNOX INDUSTRIES, INC. | 14ACX-036-230-11 | AC | Split System: Air-Cooled Condensing Unit, Coil with Blower | 14ACX-036-230-11 |  | C33-42+TDR+TXV | 12 | 14.5 | Yes | Yes | 2011-01-21 |  | 0
FALSE | 14ACX-036-230-15 | 2264 | 3665276 | LENNOX INDUSTRIES, INC. | 14ACX-036-230-11 | AC | Split System: Air-Cooled Condensing Unit, Coil with Blower | 14ACX-036-230-11 |  | C33-42+TDR+TXV | 12 | 14.5 | Yes | Yes | 2011-01-21 |  | 0
FALSE | 14ACX-036-230-15 | 2264 | 3665277 | LENNOX INDUSTRIES, INC. | 14ACX-036-230-11 | AC | Split System: Air-Cooled Condensing Unit, Coil with Blower | 14ACX-036-230-11 |  | C33-43+TDR+TXV | 12.5 | 15 | Yes | Yes | 2011-01-21 |  | 1
FALSE | 14ACX-036-230-15 | 2264 | 3665278 | LENNOX INDUSTRIES, INC. | 14ACX-036-230-11 | AC | Split System: Air-Cooled Condensing Unit, Coil with Blower | 14ACX-036-230-11 |  | C33-43+TDR+TXV | 12.5 | 15 | Yes | Yes | 2011-01-21 |  | 1
FALSE | 14ACX-036-230-15 | 2264 | 3665279 | LENNOX INDUSTRIES, INC. | 14ACX-036-230-11 | AC | Split System: Air-Cooled Condensing Unit, Coil with Blower | 14ACX-036-230-11 |  | C33-43+TDR+TXV | 12.5 | 15 | Yes | Yes | 2011-01-21 |  | 1
FALSE | 14ACX-036-230-15 | 2264 | 3665280 | LENNOX INDUSTRIES, INC. | 14ACX-036-230-11 | AC | Split System: Air-Cooled Condensing Unit, Coil with Blower | 14ACX-036-230-11 |  | C33-43+TDR+TXV | 12.5 | 15 | Yes | Yes | 2011-01-21 |  | 1
FALSE | 14ACX-036-230-15 | 2264 | 3665281 | LENNOX INDUSTRIES, INC. | 14ACX-036-230-11 | AC | Split System: Air-Cooled Condensing Unit, Coil with Blower | 14ACX-036-230-11 |  | C33-43+TDR+TXV | 12.5 | 15 | Yes | Yes | 2011-01-21 |  | 1
FALSE | 14ACX-036-230-15 | 2264 | 3665282 | LENNOX INDUSTRIES, INC. | 14ACX-036-230-11 | AC | Split System: Air-Cooled Condensing Unit, Coil with Blower | 14ACX-036-230-11 |  | C33-43+TDR+TXV | 12.5 | 15 | Yes | Yes | 2011-01-21 |  | 1
FALSE | 14ACX-036-230-15 | 2264 | 3665302 | LENNOX INDUSTRIES, INC. | 14ACX-036-230-11 | AC | Split System: Air-Cooled Condensing Unit, Coil with Blower | 14ACX-036-230-11 |  | CR33-30/36+TDR+TXV | 12 | 14.5 | Yes | Yes | 2011-01-21 |  | 0
FALSE | 14ACX-036-230-15 | 2264 | 3665303 | LENNOX INDUSTRIES, INC. | 14ACX-036-230-11 | AC | Split System: Air-Cooled Condensing Unit, Coil with Blower | 14ACX-036-230-11 |  | CR33-48+TDR+TXV | 12.5 | 15 | Yes | Yes | 2011-01-21 |  | 1
FALSE | 14ACX-036-230-15 | 2264 | 3665304 | LENNOX INDUSTRIES, INC. | 14ACX-036-230-11 | AC | Split System: Air-Cooled Condensing Unit, Coil with Blower | 14ACX-036-230-11 |  | CR33-48+TDR+TXV | 12 | 14.5 | Yes | Yes | 2011-01-21 |  | 0
FALSE | 14ACX-036-230-15 | 2264 | 3665305 | LENNOX INDUSTRIES, INC. | 14ACX-036-230-11 | AC | Split System: Air-Cooled Condensing Unit, Coil with Blower | 14ACX-036-230-11 |  | CR33-48+TDR+TXV | 12 | 14.5 | Yes | Yes | 2011-01-21 |  | 0
FALSE | 14ACX-036-230-15 | 2264 | 3665306 | LENNOX INDUSTRIES, INC. | 14ACX-036-230-11 | AC | Split System: Air-Cooled Condensing Unit, Coil with Blower | 14ACX-036-230-11 |  | CR33-48+TDR+TXV | 12 | 14.5 | Yes | Yes | 2011-01-21 |  | 0
FALSE | 14ACX-036-230-15 | 2264 | 3665307 | LENNOX INDUSTRIES, INC. | 14ACX-036-230-11 | AC | Split System: Air-Cooled Condensing Unit, Coil with Blower | 14ACX-036-230-11 |  | CH33-31+TDR+TXV | 12.5 | 15 | Yes | Yes | 2011-01-21 |  | 1
FALSE | 14ACX-036-230-15 | 2264 | 3665308 | LENNOX INDUSTRIES, INC. | 14ACX-036-230-11 | AC | Split System: Air-Cooled Condensing Unit, Coil with Blower | 14ACX-036-230-11 |  | CH33-31+TDR+TXV | 12 | 14.5 | Yes | Yes | 2011-01-21 |  | 0
FALSE | 14ACX-036-230-15 | 2264 | 3665309 | LENNOX INDUSTRIES, INC. | 14ACX-036-230-11 | AC | Split System: Air-Cooled Condensing Unit, Coil with Blower | 14ACX-036-230-11 |  | CH33-31+TDR+TXV | 12 | 14.5 | Yes | Yes | 2011-01-21 |  | 0
FALSE | 14ACX-036-230-15 | 2264 | 3665310 | LENNOX INDUSTRIES, INC. | 14ACX-036-230-11 | AC | Split System: Air-Cooled Condensing Unit, Coil with Blower | 14ACX-036-230-11 |  | CH33-31+TDR+TXV | 12 | 14.5 | Yes | Yes | 2011-01-21 |  | 0
FALSE | 14ACX-036-230-15 | 2264 | 3665311 | LENNOX INDUSTRIES, INC. | 14ACX-036-230-11 | AC | Split System: Air-Cooled Condensing Unit, Coil with Blower | 14ACX-036-230-11 |  | CH33-43+TDR+TXV | 12.5 | 15 | Yes | Yes | 2011-01-21 |  | 1
FALSE | 14ACX-036-230-15 | 2264 | 3665312 | LENNOX INDUSTRIES, INC. | 14ACX-036-230-11 | AC | Split System: Air-Cooled Condensing Unit, Coil with Blower | 14ACX-036-230-11 |  | CH33-43+TDR+TXV | 12.5 | 15 | Yes | Yes | 2011-01-21 |  | 1
FALSE | 14ACX-036-230-15 | 2264 | 3665313 | LENNOX INDUSTRIES, INC. | 14ACX-036-230-11 | AC | Split System: Air-Cooled Condensing Unit, Coil with Blower | 14ACX-036-230-11 |  | CH33-43+TDR+TXV | 12.5 | 15 | Yes | Yes | 2011-01-21 |  | 1
FALSE | 14ACX-036-230-15 | 2264 | 3665314 | LENNOX INDUSTRIES, INC. | 14ACX-036-230-11 | AC | Split System: Air-Cooled Condensing Unit, Coil with Blower | 14ACX-036-230-11 |  | CH33-43+TDR+TXV | 12.5 | 15 | Yes | Yes | 2011-01-21 |  | 1
FALSE | 14ACX-036-230-15 | 2264 | 3665315 | LENNOX INDUSTRIES, INC. | 14ACX-036-230-11 | AC | Split System: Air-Cooled Condensing Unit, Coil with Blower | 14ACX-036-230-11 |  | CH33-43+TDR+TXV | 12.5 | 15 | Yes | Yes | 2011-01-21 |  | 1
FALSE | 14ACX-036-230-15 | 2264 | 3665316 | LENNOX INDUSTRIES, INC. | 14ACX-036-230-11 | AC | Split System: Air-Cooled Condensing Unit, Coil with Blower | 14ACX-036-230-11 |  | CH33-43+TDR+TXV | 12.5 | 15 | Yes | Yes | 2011-01-21 |  | 1
FALSE | 14ACX-036-230-15 | 2264 | 3665317 | LENNOX INDUSTRIES, INC. | 14ACX-036-230-11 | AC | Split System: Air-Cooled Condensing Unit, Coil with Blower | 14ACX-036-230-11 |  | CH33-43+TDR+TXV | 12.5 | 15 | Yes | Yes | 2011-01-21 |  | 1
FALSE | 14ACX-036-230-15 | 2264 | 3665318 | LENNOX INDUSTRIES, INC. | 14ACX-036-230-11 | AC | Split System: Air-Cooled Condensing Unit, Coil with Blower | 14ACX-036-230-11 |  | CH33-43+TDR+TXV | 13 | 15.7 | Yes | Yes | 2011-01-21 |  | 1
FALSE | 14ACX-036-230-15 | 2264 | 3665350 | LENNOX INDUSTRIES, INC. | 14ACX-036-230-11 | AC | Split System: Air-Cooled Condensing Unit, Coil with Blower | 14ACX-036-230-11 |  | CH33-36+TDR+TXV | 12 | 14.5 | Yes | Yes | 2011-01-21 |  | 0
FALSE | 14ACX-036-230-15 | 2264 | 3665351 | LENNOX INDUSTRIES, INC. | 14ACX-036-230-11 | AC | Split System: Air-Cooled Condensing Unit, Coil with Blower | 14ACX-036-230-11 |  | CH33-36+TDR+TXV | 12.5 | 15 | Yes | Yes | 2011-01-21 |  | 1
FALSE | 14ACX-036-230-15 | 2264 | 3665352 | LENNOX INDUSTRIES, INC. | 14ACX-036-230-11 | AC | Split System: Air-Cooled Condensing Unit, Coil with Blower | 14ACX-036-230-11 |  | CH33-36+TDR+TXV | 12.5 | 15 | Yes | Yes | 2011-01-21 |  | 1
FALSE | 14ACX-036-230-15 | 2264 | 3665353 | LENNOX INDUSTRIES, INC. | 14ACX-036-230-11 | AC | Split System: Air-Cooled Condensing Unit, Coil with Blower | 14ACX-036-230-11 |  | CH33-36+TDR+TXV | 12.5 | 15 | Yes | Yes | 2011-01-21 |  | 1
FALSE | 14ACX-036-230-15 | 2264 | 3665354 | LENNOX INDUSTRIES, INC. | 14ACX-036-230-11 | AC | Split System: Air-Cooled Condensing Unit, Coil with Blower | 14ACX-036-230-11 |  | CH33-36+TDR+TXV | 12.5 | 15 | Yes | Yes | 2011-01-21 |  | 1
FALSE | 14ACX-036-230-15 | 2264 | 3665355 | LENNOX INDUSTRIES, INC. | 14ACX-036-230-11 | AC | Split System: Air-Cooled Condensing Unit, Coil with Blower | 14ACX-036-230-11 |  | CR33-48+TDR+TXV | 12.5 | 15 | Yes | Yes | 2011-01-21 |  | 1
FALSE | 14ACX-036-230-15 | 2264 | 3665356 | LENNOX INDUSTRIES, INC. | 14ACX-036-230-11 | AC | Split System: Air-Cooled Condensing Unit, Coil with Blower | 14ACX-036-230-11 |  | CR33-48+TDR+TXV | 12.5 | 15 | Yes | Yes | 2011-01-21 |  | 1
FALSE | 14ACX-036-230-15 | 2264 | 3665357 | LENNOX INDUSTRIES, INC. | 14ACX-036-230-11 | AC | Split System: Air-Cooled Condensing Unit, Coil with Blower | 14ACX-036-230-11 |  | CR33-48+TDR+TXV | 12.5 | 15 | Yes | Yes | 2011-01-21 |  | 1
FALSE | 14ACX-036-230-15 | 2264 | 3665358 | LENNOX INDUSTRIES, INC. | 14ACX-036-230-11 | AC | Split System: Air-Cooled Condensing Unit, Coil with Blower | 14ACX-036-230-11 |  | CR33-30/36+TDR+TXV | 12.5 | 15 | Yes | Yes | 2011-01-21 |  | 1
FALSE | 14ACX-036-230-15 | 2264 | 3665359 | LENNOX INDUSTRIES, INC. | 14ACX-036-230-11 | AC | Split System: Air-Cooled Condensing Unit, Coil with Blower | 14ACX-036-230-11 |  | CR33-30/36+TDR+TXV | 12.5 | 15 | Yes | Yes | 2011-01-21 |  | 1
FALSE | 14ACX-036-230-15 | 2264 | 3665360 | LENNOX INDUSTRIES, INC. | 14ACX-036-230-11 | AC | Split System: Air-Cooled Condensing Unit, Coil with Blower | 14ACX-036-230-11 |  | CR33-30/36+TDR+TXV | 12.5 | 15 | Yes | Yes | 2011-01-21 |  | 1
FALSE | 14ACX-036-230-15 | 2264 | 3665361 | LENNOX INDUSTRIES, INC. | 14ACX-036-230-11 | AC | Split System: Air-Cooled Condensing Unit, Coil with Blower | 14ACX-036-230-11 |  | CBX27UH-036-230*+TDR | 12.5 | 15 | Yes | Yes | 2011-01-21 |  | 1
FALSE | 14ACX-036-230-15 | 2264 | 3665362 | LENNOX INDUSTRIES, INC. | 14ACX-036-230-11 | AC | Split System: Air-Cooled Condensing Unit, Coil with Blower | 14ACX-036-230-11 |  | CBX27UH-042-230*+TDR | 13 | 16 | Yes | Yes | 2011-01-21 |  | 2
FALSE | 14ACX-036-230-15 | 2264 | 3665363 | LENNOX INDUSTRIES, INC. | 14ACX-036-230-11 | AC | Split System: Air-Cooled Condensing Unit, Coil with Blower | 14ACX-036-230-11 |  | CH33-43+TDR+TXV | 12.5 | 15 | Yes | Yes | 2011-01-21 |  | 1
FALSE | 14ACX-036-230-15 | 2264 | 3665365 | LENNOX INDUSTRIES, INC. | 14ACX-036-230-11 | AC | Split System: Air-Cooled Condensing Unit, Coil with Blower | 14ACX-036-230-11 |  | C33-43+TDR+TXV | 12.5 | 15 | Yes | Yes | 2011-01-21 |  | 1
FALSE | 14ACX-036-230-15 | 2264 | 3665366 | LENNOX INDUSTRIES, INC. | 14ACX-036-230-11 | AC | Split System: Air-Cooled Condensing Unit, Coil with Blower | 14ACX-036-230-11 |  | CX34-43+TDR | 12.5 | 15 | Yes | Yes | 2011-01-21 |  | 1
FALSE | 14ACX-036-230-15 | 2264 | 3665367 | LENNOX INDUSTRIES, INC. | 14ACX-036-230-11 | AC | Split System: Air-Cooled Condensing Unit, Coil with Blower | 14ACX-036-230-11 |  | C33-49+TDR+TXV | 12.7 | 15.2 | Yes | Yes | 2011-01-21 |  | 1
FALSE | 14ACX-036-230-15 | 2264 | 3665388 | LENNOX INDUSTRIES, INC. | 14ACX-036-230-11 | AC | Split System: Air-Cooled Condensing Unit, Coil with Blower | 14ACX-036-230-11 |  | C33-43+TDR+TXV | 12.5 | 15 | Yes | Yes | 2011-01-21 |  | 1
FALSE | 14ACX-036-230-15 | 2264 | 3665389 | LENNOX INDUSTRIES, INC. | 14ACX-036-230-11 | AC | Split System: Air-Cooled Condensing Unit, Coil with Blower | 14ACX-036-230-11 |  | CX34-43+TDR | 12.5 | 15 | Yes | Yes | 2011-01-21 |  | 1
FALSE | 14ACX-036-230-15 | 2264 | 3665390 | LENNOX INDUSTRIES, INC. | 14ACX-036-230-11 | AC | Split System: Air-Cooled Condensing Unit, Coil with Blower | 14ACX-036-230-11 |  | CH33-50/60C+TDR+TXV | 12.5 | 15 | Yes | Yes | 2011-01-21 |  | 1
FALSE | 14ACX-036-230-15 | 2264 | 3665391 | LENNOX INDUSTRIES, INC. | 14ACX-036-230-11 | AC | Split System: Air-Cooled Condensing Unit, Coil with Blower | 14ACX-036-230-11 |  | CX34-36+TDR | 12 | 14.5 | Yes | Yes | 2011-01-21 |  | 0
FALSE | 14ACX-036-230-15 | 2264 | 3665392 | LENNOX INDUSTRIES, INC. | 14ACX-036-230-11 | AC | Split System: Air-Cooled Condensing Unit, Coil with Blower | 14ACX-036-230-11 |  | CX34-38+TDR | 12 | 14.5 | Yes | Yes | 2011-01-21 |  | 0
FALSE | 14ACX-036-230-15 | 2264 | 3665393 | LENNOX INDUSTRIES, INC. | 14ACX-036-230-11 | AC | Split System: Air-Cooled Condensing Unit, Coil with Blower | 14ACX-036-230-11 |  | CX34-31+TDR | 12 | 14.5 | Yes | Yes | 2011-01-21 |  | 0
FALSE | 14ACX-036-230-15 | 2264 | 3665394 | LENNOX INDUSTRIES, INC. | 14ACX-036-230-11 | AC | Split System: Air-Cooled Condensing Unit, Coil with Blower | 14ACX-036-230-11 |  | CX34-42+TDR | 12 | 14.5 | Yes | Yes | 2011-01-21 |  | 0
FALSE | 14ACX-036-230-15 | 2264 | 3665395 | LENNOX INDUSTRIES, INC. | 14ACX-036-230-11 | AC | Split System: Air-Cooled Condensing Unit, Coil with Blower | 14ACX-036-230-11 |  | CX34-43+TDR | 12.5 | 15 | Yes | Yes | 2011-01-21 |  | 1
FALSE | 14ACX-036-230-15 | 2264 | 3665396 | LENNOX INDUSTRIES, INC. | 14ACX-036-230-11 | AC | Split System: Air-Cooled Condensing Unit, Coil with Blower | 14ACX-036-230-11 |  | CX34-44/48+TDR | 12.5 | 15 | Yes | Yes | 2011-01-21 |  | 1
FALSE | 14ACX-036-230-15 | 2264 | 3665397 | LENNOX INDUSTRIES, INC. | 14ACX-036-230-11 | AC | Split System: Air-Cooled Condensing Unit, Coil with Blower | 14ACX-036-230-11 |  | C33-36+TDR+TXV | 12 | 14.5 | Yes | Yes | 2011-01-21 |  | 0
FALSE | 14ACX-036-230-15 | 2264 | 3665398 | LENNOX INDUSTRIES, INC. | 14ACX-036-230-11 | AC | Split System: Air-Cooled Condensing Unit, Coil with Blower | 14ACX-036-230-11 |  | C33-38+TDR+TXV | 12 | 14.5 | Yes | Yes | 2011-01-21 |  | 0
FALSE | 14ACX-036-230-15 | 2264 | 3665399 | LENNOX INDUSTRIES, INC. | 14ACX-036-230-11 | AC | Split System: Air-Cooled Condensing Unit, Coil with Blower | 14ACX-036-230-11 |  | C33-31+TDR+TXV | 12 | 14.5 | Yes | Yes | 2011-01-21 |  | 0
FALSE | 14ACX-036-230-15 | 2264 | 3665400 | LENNOX INDUSTRIES, INC. | 14ACX-036-230-11 | AC | Split System: Air-Cooled Condensing Unit, Coil with Blower | 14ACX-036-230-11 |  | C33-42+TDR+TXV | 12 | 14.5 | Yes | Yes | 2011-01-21 |  | 0
FALSE | 14ACX-036-230-15 | 2264 | 3665401 | LENNOX INDUSTRIES, INC. | 14ACX-036-230-11 | AC | Split System: Air-Cooled Condensing Unit, Coil with Blower | 14ACX-036-230-11 |  | C33-43+TDR+TXV | 12.5 | 15 | Yes | Yes | 2011-01-21 |  | 1
FALSE | 14ACX-036-230-15 | 2264 | 3665402 | LENNOX INDUSTRIES, INC. | 14ACX-036-230-11 | AC | Split System: Air-Cooled Condensing Unit, Coil with Blower | 14ACX-036-230-11 |  | C33-48+TDR+TXV | 12.5 | 15 | Yes | Yes | 2011-01-21 |  | 1
FALSE | 14ACX-036-230-15 | 2264 | 3665403 | LENNOX INDUSTRIES, INC. | 14ACX-036-230-11 | AC | Split System: Air-Cooled Condensing Unit, Coil with Blower | 14ACX-036-230-11 |  | CR33-30/36+TDR+TXV | 12 | 14.5 | Yes | Yes | 2011-01-21 |  | 0
FALSE | 14ACX-036-230-15 | 2264 | 3665404 | LENNOX INDUSTRIES, INC. | 14ACX-036-230-11 | AC | Split System: Air-Cooled Condensing Unit, Coil with Blower | 14ACX-036-230-11 |  | CR33-48+TDR+TXV | 12 | 14.5 | Yes | Yes | 2011-01-21 |  | 0
FALSE | 14ACX-036-230-15 | 2264 | 3665425 | LENNOX INDUSTRIES, INC. | 14ACX-036-230-11 | AC | Split System: Air-Cooled Condensing Unit, Coil with Blower | 14ACX-036-230-11 |  | C33-50/60C+TDR+TXV | 12.5 | 15 | Yes | Yes | 2011-01-21 |  | 1
FALSE | 14ACX-036-230-15 | 2264 | 3665426 | LENNOX INDUSTRIES, INC. | 14ACX-036-230-11 | AC | Split System: Air-Cooled Condensing Unit, Coil with Blower | 14ACX-036-230-11 |  | CH33-43+TDR+TXV | 12.5 | 15 | Yes | Yes | 2011-01-21 |  | 1
FALSE | 14ACX-036-230-15 | 2264 | 3665427 | LENNOX INDUSTRIES, INC. | 14ACX-036-230-11 | AC | Split System: Air-Cooled Condensing Unit, Coil with Blower | 14ACX-036-230-11 |  | CH33-48+TDR+TXV | 12.5 | 15 | Yes | Yes | 2011-01-21 |  | 1
FALSE | 14ACX-036-230-15 | 2264 | 3665428 | LENNOX INDUSTRIES, INC. | 14ACX-036-230-11 | AC | Split System: Air-Cooled Condensing Unit, Coil with Blower | 14ACX-036-230-11 |  | CH33-36+TDR+TXV | 12.5 | 15 | Yes | Yes | 2011-01-21 |  | 1
FALSE | 14ACX-036-230-15 | 2264 | 3665429 | LENNOX INDUSTRIES, INC. | 14ACX-036-230-11 | AC | Split System: Air-Cooled Condensing Unit, Coil with Blower | 14ACX-036-230-11 |  | CR33-48+TDR+TXV | 12.5 | 15 | Yes | Yes | 2011-01-21 |  | 1
FALSE | 14ACX-036-230-15 | 2264 | 3665430 | LENNOX INDUSTRIES, INC. | 14ACX-036-230-11 | AC | Split System: Air-Cooled Condensing Unit, Coil with Blower | 14ACX-036-230-11 |  | CR33-30/36+TDR+TXV | 12.5 | 15 | Yes | Yes | 2011-01-21 |  | 1
FALSE | 14ACX-036-230-15 | 2264 | 3665431 | LENNOX INDUSTRIES, INC. | 14ACX-036-230-11 | AC | Split System: Air-Cooled Condensing Unit, Coil with Blower | 14ACX-036-230-11 |  | C33-44C+TDR+TXV | 12.5 | 15 | Yes | Yes | 2011-01-21 |  | 1
FALSE | 14ACX-036-230-15 | 2264 | 3665432 | LENNOX INDUSTRIES, INC. | 14ACX-036-230-11 | AC | Split System: Air-Cooled Condensing Unit, Coil with Blower | 14ACX-036-230-11 |  | CH33-31+TDR+TXV | 12.5 | 15 | Yes | Yes | 2011-01-21 |  | 1
FALSE | 14ACX-036-230-15 | 2264 | 3665434 | LENNOX INDUSTRIES, INC. | 14ACX-036-230-11 | AC | Split System: Air-Cooled Condensing Unit, Coil with Blower | 14ACX-036-230-11 |  | CH23-41+TDR+TXV | 12 | 14.5 | Yes | Yes | 2011-01-21 |  | 0
FALSE | 14ACX-036-230-15 | 2264 | 3665435 | LENNOX INDUSTRIES, INC. | 14ACX-036-230-11 | AC | Split System: Air-Cooled Condensing Unit, Coil with Blower | 14ACX-036-230-11 |  | CX34-36+TDR | 12 | 14.5 | Yes | Yes | 2011-01-21 |  | 0
FALSE | 14ACX-036-230-15 | 2264 | 3665436 | LENNOX INDUSTRIES, INC. | 14ACX-036-230-11 | AC | Split System: Air-Cooled Condensing Unit, Coil with Blower | 14ACX-036-230-11 |  | CX34-42+TDR | 12 | 14.5 | Yes | Yes | 2011-01-21 |  | 0
FALSE | 14ACX-036-230-15 | 2264 | 3665437 | LENNOX INDUSTRIES, INC. | 14ACX-036-230-11 | AC | Split System: Air-Cooled Condensing Unit, Coil with Blower | 14ACX-036-230-11 |  | CX34-44/48+TDR | 12.5 | 15 | Yes | Yes | 2011-01-21 |  | 1
FALSE | 14ACX-036-230-15 | 2264 | 3665438 | LENNOX INDUSTRIES, INC. | 14ACX-036-230-11 | AC | Split System: Air-Cooled Condensing Unit, Coil with Blower | 14ACX-036-230-11 |  | CX34-44/48+TDR | 12.5 | 15 | Yes | Yes | 2011-01-21 |  | 1
FALSE | 14ACX-036-230-15 | 2264 | 3665439 | LENNOX INDUSTRIES, INC. | 14ACX-036-230-11 | AC | Split System: Air-Cooled Condensing Unit, Coil with Blower | 14ACX-036-230-11 |  | C33-36+TDR+TXV | 12 | 14.5 | Yes | Yes | 2011-01-21 |  | 0
FALSE | 14ACX-036-230-15 | 2264 | 3665440 | LENNOX INDUSTRIES, INC. | 14ACX-036-230-11 | AC | Split System: Air-Cooled Condensing Unit, Coil with Blower | 14ACX-036-230-11 |  | C33-42+TDR+TXV | 12 | 14.5 | Yes | Yes | 2011-01-21 |  | 0
FALSE | 14ACX-036-230-15 | 2264 | 3665441 | LENNOX INDUSTRIES, INC. | 14ACX-036-230-11 | AC | Split System: Air-Cooled Condensing Unit, Coil with Blower | 14ACX-036-230-11 |  | C33-48+TDR+TXV | 12.5 | 15 | Yes | Yes | 2011-01-21 |  | 1
FALSE | 14ACX-036-230-15 | 2264 | 3665442 | LENNOX INDUSTRIES, INC. | 14ACX-036-230-11 | AC | Split System: Air-Cooled Condensing Unit, Coil with Blower | 14ACX-036-230-11 |  | C33-48+TDR+TXV | 12.5 | 15 | Yes | Yes | 2011-01-21 |  | 1
FALSE | TSA042H4N4*Y | 2280 | 3665499 | LENNOX INDUSTRIES, INC. | 14ACX-042-230-11 | AC | Split System: Air-Cooled Condensing Unit, Coil with Blower | 14ACX-042-230-11 |  | CX34-44/48+TDR | 12.5 | 14.5 | Yes | Yes | 2011-01-21 |  | 0
FALSE | TSA042H4N4*Y | 2280 | 3665500 | LENNOX INDUSTRIES, INC. | 14ACX-042-230-11 | AC | Split System: Air-Cooled Condensing Unit, Coil with Blower | 14ACX-042-230-11 |  | CX34-44/48+TDR | 12 | 14.5 | Yes | Yes | 2011-01-21 |  | 0
FALSE | TSA042H4N4*Y | 2280 | 3665501 | LENNOX INDUSTRIES, INC. | 14ACX-042-230-11 | AC | Split System: Air-Cooled Condensing Unit, Coil with Blower | 14ACX-042-230-11 |  | CX34-44/48+TDR | 12 | 14.5 | Yes | Yes | 2011-01-21 |  | 0
FALSE | TSA042H4N4*Y | 2280 | 3665502 | LENNOX INDUSTRIES, INC. | 14ACX-042-230-11 | AC | Split System: Air-Cooled Condensing Unit, Coil with Blower | 14ACX-042-230-11 |  | CX34-44/48+TDR | 12 | 14.5 | Yes | Yes | 2011-01-21 |  | 0
FALSE | TSA042H4N4*Y | 2280 | 3665504 | LENNOX INDUSTRIES, INC. | 14ACX-042-230-11 | AC | Split System: Air-Cooled Condensing Unit, Coil with Blower | 14ACX-042-230-11 |  | CX34-44/48+TDR | 12 | 14.5 | Yes | Yes | 2011-01-21 |  | 0
FALSE | TSA042H4N4*Y | 2280 | 3665505 | LENNOX INDUSTRIES, INC. | 14ACX-042-230-11 | AC | Split System: Air-Cooled Condensing Unit, Coil with Blower | 14ACX-042-230-11 |  | CX34-49+TDR | 12.5 | 15.2 | Yes | Yes | 2011-01-21 |  | 1
FALSE | TSA042H4N4*Y | 2280 | 3665506 | LENNOX INDUSTRIES, INC. | 14ACX-042-230-11 | AC | Split System: Air-Cooled Condensing Unit, Coil with Blower | 14ACX-042-230-11 |  | CX34-49+TDR | 12.5 | 15.2 | Yes | Yes | 2011-01-21 |  | 1
FALSE | TSA042H4N4*Y | 2280 | 3665507 | LENNOX INDUSTRIES, INC. | 14ACX-042-230-11 | AC | Split System: Air-Cooled Condensing Unit, Coil with Blower | 14ACX-042-230-11 |  | CX34-49+TDR | 12.5 | 15.2 | Yes | Yes | 2011-01-21 |  | 1
FALSE | TSA042H4N4*Y | 2280 | 3665508 | LENNOX INDUSTRIES, INC. | 14ACX-042-230-11 | AC | Split System: Air-Cooled Condensing Unit, Coil with Blower | 14ACX-042-230-11 |  | CX34-49+TDR | 12.5 | 15.2 | Yes | Yes | 2011-01-21 |  | 1
FALSE | TSA042H4N4*Y | 2280 | 3665509 | LENNOX INDUSTRIES, INC. | 14ACX-042-230-11 | AC | Split System: Air-Cooled Condensing Unit, Coil with Blower | 14ACX-042-230-11 |  | CX34-49+TDR | 12.5 | 15 | Yes | Yes | 2011-01-21 |  | 1
FALSE | TSA042H4N4*Y | 2280 | 3665510 | LENNOX INDUSTRIES, INC. | 14ACX-042-230-11 | AC | Split System: Air-Cooled Condensing Unit, Coil with Blower | 14ACX-042-230-11 |  | CX34-49+TDR | 12.5 | 15.2 | Yes | Yes | 2011-01-21 |  | 1
FALSE | TSA042H4N4*Y | 2280 | 3665511 | LENNOX INDUSTRIES, INC. | 14ACX-042-230-11 | AC | Split System: Air-Cooled Condensing Unit, Coil with Blower | 14ACX-042-230-11 |  | CX34-50/60C+TDR | 12.5 | 15 | Yes | Yes | 2011-01-21 |  | 1
FALSE | TSA042H4N4*Y | 2280 | 3665512 | LENNOX INDUSTRIES, INC. | 14ACX-042-230-11 | AC | Split System: Air-Cooled Condensing Unit, Coil with Blower | 14ACX-042-230-11 |  | CX34-50/60C+TDR | 12.5 | 14.5 | Yes | Yes | 2011-01-21 |  | 0
FALSE | TSA042H4N4*Y | 2280 | 3665513 | LENNOX INDUSTRIES, INC. | 14ACX-042-230-11 | AC | Split System: Air-Cooled Condensing Unit, Coil with Blower | 14ACX-042-230-11 |  | CX34-50/60C+TDR | 12.5 | 14.5 | Yes | Yes | 2011-01-21 |  | 0
FALSE | TSA042H4N4*Y | 2280 | 3665514 | LENNOX INDUSTRIES, INC. | 14ACX-042-230-11 | AC | Split System: Air-Cooled Condensing Unit, Coil with Blower | 14ACX-042-230-11 |  | CX34-50/60C+TDR | 12.5 | 14.5 | Yes | Yes | 2011-01-21 |  | 0
FALSE | TSA042H4N4*Y | 2280 | 3665516 | LENNOX INDUSTRIES, INC. | 14ACX-042-230-11 | AC | Split System: Air-Cooled Condensing Unit, Coil with Blower | 14ACX-042-230-11 |  | CX34-50/60C+TDR | 12 | 14.5 | Yes | Yes | 2011-01-21 |  | 0
FALSE | TSA042H4N4*Y | 2280 | 3665517 | LENNOX INDUSTRIES, INC. | 14ACX-042-230-11 | AC | Split System: Air-Cooled Condensing Unit, Coil with Blower | 14ACX-042-230-11 |  | CX34-62C+TDR | 12.5 | 15 | Yes | Yes | 2011-01-21 |  | 1
FALSE | TSA042H4N4*Y | 2280 | 3665518 | LENNOX INDUSTRIES, INC. | 14ACX-042-230-11 | AC | Split System: Air-Cooled Condensing Unit, Coil with Blower | 14ACX-042-230-11 |  | CX34-62C+TDR | 12.5 | 15 | Yes | Yes | 2011-01-21 |  | 1
FALSE | TSA042H4N4*Y | 2280 | 3665551 | LENNOX INDUSTRIES, INC. | 14ACX-042-230-11 | AC | Split System: Air-Cooled Condensing Unit, Coil with Blower | 14ACX-042-230-11 |  | C33-49+TDR+TXV | 12.5 | 15 | Yes | Yes | 2011-01-21 |  | 1
FALSE | TSA042H4N4*Y | 2280 | 3665552 | LENNOX INDUSTRIES, INC. | 14ACX-042-230-11 | AC | Split System: Air-Cooled Condensing Unit, Coil with Blower | 14ACX-042-230-11 |  | C33-49+TDR+TXV | 12.5 | 15 | Yes | Yes | 2011-01-21 |  | 1
FALSE | TSA042H4N4*Y | 2280 | 3665553 | LENNOX INDUSTRIES, INC. | 14ACX-042-230-11 | AC | Split System: Air-Cooled Condensing Unit, Coil with Blower | 14ACX-042-230-11 |  | C33-50/60C+TDR+TXV | 12.5 | 15 | Yes | Yes | 2011-01-21 |  | 1
FALSE | TSA042H4N4*Y | 2280 | 3665554 | LENNOX INDUSTRIES, INC. | 14ACX-042-230-11 | AC | Split System: Air-Cooled Condensing Unit, Coil with Blower | 14ACX-042-230-11 |  | C33-50/60C+TDR+TXV | 12.5 | 14.5 | Yes | Yes | 2011-01-21 |  | 0
FALSE | TSA042H4N4*Y | 2280 | 3665555 | LENNOX INDUSTRIES, INC. | 14ACX-042-230-11 | AC | Split System: Air-Cooled Condensing Unit, Coil with Blower | 14ACX-042-230-11 |  | C33-50/60C+TDR+TXV | 12.5 | 14.5 | Yes | Yes | 2011-01-21 |  | 0
FALSE | TSA042H4N4*Y | 2280 | 3665556 | LENNOX INDUSTRIES, INC. | 14ACX-042-230-11 | AC | Split System: Air-Cooled Condensing Unit, Coil with Blower | 14ACX-042-230-11 |  | C33-50/60C+TDR+TXV | 12.5 | 14.5 | Yes | Yes | 2011-01-21 |  | 0
FALSE | TSA042H4N4*Y | 2280 | 3665558 | LENNOX INDUSTRIES, INC. | 14ACX-042-230-11 | AC | Split System: Air-Cooled Condensing Unit, Coil with Blower | 14ACX-042-230-11 |  | C33-50/60C+TDR+TXV | 12 | 14.5 | Yes | Yes | 2011-01-21 |  | 0
FALSE | TSA042H4N4*Y | 2280 | 3665559 | LENNOX INDUSTRIES, INC. | 14ACX-042-230-11 | AC | Split System: Air-Cooled Condensing Unit, Coil with Blower | 14ACX-042-230-11 |  | C33-62C+TDR+TXV | 12.5 | 15 | Yes | Yes | 2011-01-21 |  | 1
FALSE | TSA042H4N4*Y | 2280 | 3665560 | LENNOX INDUSTRIES, INC. | 14ACX-042-230-11 | AC | Split System: Air-Cooled Condensing Unit, Coil with Blower | 14ACX-042-230-11 |  | C33-62C+TDR+TXV | 12.5 | 15 | Yes | Yes | 2011-01-21 |  | 1
FALSE | TSA042H4N4*Y | 2280 | 3665561 | LENNOX INDUSTRIES, INC. | 14ACX-042-230-11 | AC | Split System: Air-Cooled Condensing Unit, Coil with Blower | 14ACX-042-230-11 |  | C33-62C+TDR+TXV | 12.5 | 15 | Yes | Yes | 2011-01-21 |  | 1
FALSE | TSA042H4N4*Y | 2280 | 3665562 | LENNOX INDUSTRIES, INC. | 14ACX-042-230-11 | AC | Split System: Air-Cooled Condensing Unit, Coil with Blower | 14ACX-042-230-11 |  | C33-62C+TDR+TXV | 12.5 | 15 | Yes | Yes | 2011-01-21 |  | 1
FALSE | TSA042H4N4*Y | 2280 | 3665563 | LENNOX INDUSTRIES, INC. | 14ACX-042-230-11 | AC | Split System: Air-Cooled Condensing Unit, Coil with Blower | 14ACX-042-230-11 |  | C33-62C+TDR+TXV | 12.5 | 15 | Yes | Yes | 2011-01-21 |  | 1
FALSE | TSA042H4N4*Y | 2280 | 3665564 | LENNOX INDUSTRIES, INC. | 14ACX-042-230-11 | AC | Split System: Air-Cooled Condensing Unit, Coil with Blower | 14ACX-042-230-11 |  | C33-62C+TDR+TXV | 12.5 | 15 | Yes | Yes | 2011-01-21 |  | 1
FALSE | TSA042H4N4*Y | 2280 | 3665565 | LENNOX INDUSTRIES, INC. | 14ACX-042-230-11 | AC | Split System: Air-Cooled Condensing Unit, Coil with Blower | 14ACX-042-230-11 |  | CR33-50/60+TDR+TXV | 12.5 | 15 | Yes | Yes | 2011-01-21 |  | 1
FALSE | TSA042H4N4*Y | 2280 | 3665566 | LENNOX INDUSTRIES, INC. | 14ACX-042-230-11 | AC | Split System: Air-Cooled Condensing Unit, Coil with Blower | 14ACX-042-230-11 |  | CR33-50/60+TDR+TXV | 12.5 | 15 | Yes | Yes | 2011-01-21 |  | 1
FALSE | TSA042H4N4*Y | 2280 | 3665567 | LENNOX INDUSTRIES, INC. | 14ACX-042-230-11 | AC | Split System: Air-Cooled Condensing Unit, Coil with Blower | 14ACX-042-230-11 |  | CR33-50/60+TDR+TXV | 12.5 | 14.5 | Yes | Yes | 2011-01-21 |  | 0
FALSE | TSA042H4N4*Y | 2280 | 3665568 | LENNOX INDUSTRIES, INC. | 14ACX-042-230-11 | AC | Split System: Air-Cooled Condensing Unit, Coil with Blower | 14ACX-042-230-11 |  | CR33-50/60+TDR+TXV | 12.5 | 14.5 | Yes | Yes | 2011-01-21 |  | 0
FALSE | TSA042H4N4*Y | 2280 | 3665588 | LENNOX INDUSTRIES, INC. | 14ACX-042-230-11 | AC | Split System: Air-Cooled Condensing Unit, Coil with Blower | 14ACX-042-230-11 |  | CH33-49+TDR+TXV | 12.5 | 15 | Yes | Yes | 2011-01-21 |  | 1
FALSE | TSA042H4N4*Y | 2280 | 3665589 | LENNOX INDUSTRIES, INC. | 14ACX-042-230-11 | AC | Split System: Air-Cooled Condensing Unit, Coil with Blower | 14ACX-042-230-11 |  | CH33-50/60C+TDR+TXV | 12.5 | 15 | Yes | Yes | 2011-01-21 |  | 1
FALSE | TSA042H4N4*Y | 2280 | 3665590 | LENNOX INDUSTRIES, INC. | 14ACX-042-230-11 | AC | Split System: Air-Cooled Condensing Unit, Coil with Blower | 14ACX-042-230-11 |  | CH33-50/60C+TDR+TXV | 12.5 | 15 | Yes | Yes | 2011-01-21 |  | 1
FALSE | TSA042H4N4*Y | 2280 | 3665591 | LENNOX INDUSTRIES, INC. | 14ACX-042-230-11 | AC | Split System: Air-Cooled Condensing Unit, Coil with Blower | 14ACX-042-230-11 |  | CH33-50/60C+TDR+TXV | 12 | 14.5 | Yes | Yes | 2011-01-21 |  | 0
FALSE | TSA042H4N4*Y | 2280 | 3665592 | LENNOX INDUSTRIES, INC. | 14ACX-042-230-11 | AC | Split System: Air-Cooled Condensing Unit, Coil with Blower | 14ACX-042-230-11 |  | CH33-50/60C+TDR+TXV | 12.5 | 15 | Yes | Yes | 2011-01-21 |  | 1
FALSE | TSA042H4N4*Y | 2280 | 3665593 | LENNOX INDUSTRIES, INC. | 14ACX-042-230-11 | AC | Split System: Air-Cooled Condensing Unit, Coil with Blower | 14ACX-042-230-11 |  | CH33-50/60C+TDR+TXV | 12 | 14.5 | Yes | Yes | 2011-01-21 |  | 0
FALSE | TSA042H4N4*Y | 2280 | 3665594 | LENNOX INDUSTRIES, INC. | 14ACX-042-230-11 | AC | Split System: Air-Cooled Condensing Unit, Coil with Blower | 14ACX-042-230-11 |  | CH33-50/60C+TDR+TXV | 12 | 14.5 | Yes | Yes | 2011-01-21 |  | 0
FALSE | TSA042H4N4*Y | 2280 | 3665601 | LENNOX INDUSTRIES, INC. | 14ACX-042-230-11 | AC | Split System: Air-Cooled Condensing Unit, Coil with Blower | 14ACX-042-230-11 |  | CB31MV-51*P+TDR+TXV | 12.5 | 14.5 | Yes | Yes | 2011-01-21 |  | 0
FALSE | TSA042H4N4*Y | 2280 | 3665604 | LENNOX INDUSTRIES, INC. | 14ACX-042-230-11 | AC | Split System: Air-Cooled Condensing Unit, Coil with Blower | 14ACX-042-230-11 |  | CBX32MV-048*+TDR | 12.5 | 14.5 | Yes | Yes | 2011-01-21 |  | 0
FALSE | TSA042H4N4*Y | 2280 | 3665606 | LENNOX INDUSTRIES, INC. | 14ACX-042-230-11 | AC | Split System: Air-Cooled Condensing Unit, Coil with Blower | 14ACX-042-230-11 |  | CBX27UH-042-230*+TDR | 12.5 | 15 | Yes | Yes | 2011-01-21 |  | 1
FALSE | TSA042H4N4*Y | 2280 | 3665607 | LENNOX INDUSTRIES, INC. | 14ACX-042-230-11 | AC | Split System: Air-Cooled Condensing Unit, Coil with Blower | 14ACX-042-230-11 |  | CBX27UH-048-230*+TDR | 12.5 | 15 | Yes | Yes | 2011-01-21 |  | 1
FALSE | TSA042H4N4*Y | 2280 | 3665609 | LENNOX INDUSTRIES, INC. | 14ACX-042-230-11 | AC | Split System: Air-Cooled Condensing Unit, Coil with Blower | 14ACX-042-230-11 |  | CB27UH-042-230*+TDR+TXV | 12.5 | 15 | Yes | Yes | 2011-01-21 |  | 1
FALSE | TSA042H4N4*Y | 2280 | 3665610 | LENNOX INDUSTRIES, INC. | 14ACX-042-230-11 | AC | Split System: Air-Cooled Condensing Unit, Coil with Blower | 14ACX-042-230-11 |  | CB27UH-048-230*+TDR+TXV | 12.5 | 15 | Yes | Yes | 2011-01-21 |  | 1
FALSE | TSA042H4N4*Y | 2280 | 3665618 | LENNOX INDUSTRIES, INC. | 14ACX-042-230-11 | AC | Split System: Air-Cooled Condensing Unit, Coil with Blower | 14ACX-042-230-11 |  | CX34-43+TDR | 12.5 | 15 | Yes | Yes | 2011-01-21 |  | 1
FALSE | TSA042H4N4*Y | 2280 | 3665619 | LENNOX INDUSTRIES, INC. | 14ACX-042-230-11 | AC | Split System: Air-Cooled Condensing Unit, Coil with Blower | 14ACX-042-230-11 |  | CX34-44/48+TDR | 12 | 14.5 | Yes | Yes | 2011-01-21 |  | 0
FALSE | TSA042H4N4*Y | 2280 | 3665620 | LENNOX INDUSTRIES, INC. | 14ACX-042-230-11 | AC | Split System: Air-Cooled Condensing Unit, Coil with Blower | 14ACX-042-230-11 |  | CX34-49+TDR | 12.5 | 15.2 | Yes | Yes | 2011-01-21 |  | 1
FALSE | TSA042H4N4*Y | 2280 | 3665621 | LENNOX INDUSTRIES, INC. | 14ACX-042-230-11 | AC | Split System: Air-Cooled Condensing Unit, Coil with Blower | 14ACX-042-230-11 |  | CX34-50/60C+TDR | 12.5 | 14.5 | Yes | Yes | 2011-01-21 |  | 0
FALSE | TSA042H4N4*Y | 2280 | 3665641 | LENNOX INDUSTRIES, INC. | 14ACX-042-230-11 | AC | Split System: Air-Cooled Condensing Unit, Coil with Blower | 14ACX-042-230-11 |  | CX34-62C+TDR | 12.5 | 15 | Yes | Yes | 2011-01-21 |  | 1
FALSE | TSA042H4N4*Y | 2280 | 3665642 | LENNOX INDUSTRIES, INC. | 14ACX-042-230-11 | AC | Split System: Air-Cooled Condensing Unit, Coil with Blower | 14ACX-042-230-11 |  | CX34-62C+TDR | 12.5 | 15 | Yes | Yes | 2011-01-21 |  | 1
FALSE | TSA042H4N4*Y | 2280 | 3665643 | LENNOX INDUSTRIES, INC. | 14ACX-042-230-11 | AC | Split System: Air-Cooled Condensing Unit, Coil with Blower | 14ACX-042-230-11 |  | CX34-50/60C+TDR | 12.5 | 14.5 | Yes | Yes | 2011-01-21 |  | 0
FALSE | TSA042H4N4*Y | 2280 | 3665644 | LENNOX INDUSTRIES, INC. | 14ACX-042-230-11 | AC | Split System: Air-Cooled Condensing Unit, Coil with Blower | 14ACX-042-230-11 |  | CX34-43+TDR | 12.5 | 15 | Yes | Yes | 2011-01-21 |  | 1
FALSE | TSA042H4N4*Y | 2280 | 3665645 | LENNOX INDUSTRIES, INC. | 14ACX-042-230-11 | AC | Split System: Air-Cooled Condensing Unit, Coil with Blower | 14ACX-042-230-11 |  | C33-43+TDR+TXV | 12.5 | 15 | Yes | Yes | 2011-01-21 |  | 1
FALSE | TSA042H4N4*Y | 2280 | 3665646 | LENNOX INDUSTRIES, INC. | 14ACX-042-230-11 | AC | Split System: Air-Cooled Condensing Unit, Coil with Blower | 14ACX-042-230-11 |  | CH33-43+TDR+TXV | 12.5 | 15 | Yes | Yes | 2011-01-21 |  | 1
FALSE | TSA042H4N4*Y | 2280 | 3665647 | LENNOX INDUSTRIES, INC. | 14ACX-042-230-11 | AC | Split System: Air-Cooled Condensing Unit, Coil with Blower | 14ACX-042-230-11 |  | CBX40UHV-042*+TDR | 12.5 | 15 | Yes | Yes | 2011-01-21 |  | 1
FALSE | TSA042H4N4*Y | 2280 | 3665648 | LENNOX INDUSTRIES, INC. | 14ACX-042-230-11 | AC | Split System: Air-Cooled Condensing Unit, Coil with Blower | 14ACX-042-230-11 |  | CBX40UHV-048*+TDR | 12.5 | 14.5 | Yes | Yes | 2011-01-21 |  | 0
FALSE | XC14-048-230-08 | 2298 | 3665678 | LENNOX INDUSTRIES, INC. | 14ACX-048-230-11 | AC | Split System: Air-Cooled Condensing Unit, Coil with Blower | 14ACX-048-230-11 |  | CX34-43+TDR | 12 | 14.5 | Yes | Yes | 2011-01-21 |  | 0
FALSE | XC14-048-230-08 | 2298 | 3665679 | LENNOX INDUSTRIES, INC. | 14ACX-048-230-11 | AC | Split System: Air-Cooled Condensing Unit, Coil with Blower | 14ACX-048-230-11 |  | CX34-43+TDR | 12 | 14.5 | Yes | Yes | 2011-01-21 |  | 0
FALSE | XC14-048-230-08 | 2298 | 3665680 | LENNOX INDUSTRIES, INC. | 14ACX-048-230-11 | AC | Split System: Air-Cooled Condensing Unit, Coil with Blower | 14ACX-048-230-11 |  | CX34-43+TDR | 12 | 14.5 | Yes | Yes | 2011-01-21 |  | 0
FALSE | XC14-048-230-08 | 2298 | 3665681 | LENNOX INDUSTRIES, INC. | 14ACX-048-230-11 | AC | Split System: Air-Cooled Condensing Unit, Coil with Blower | 14ACX-048-230-11 |  | CX34-43+TDR | 12 | 14.5 | Yes | Yes | 2011-01-21 |  | 0
FALSE | XC14-048-230-08 | 2298 | 3665684 | LENNOX INDUSTRIES, INC. | 14ACX-048-230-11 | AC | Split System: Air-Cooled Condensing Unit, Coil with Blower | 14ACX-048-230-11 |  | CX34-49+TDR | 12 | 14.5 | Yes | Yes | 2011-01-21 |  | 0
FALSE | XC14-048-230-08 | 2298 | 3665685 | LENNOX INDUSTRIES, INC. | 14ACX-048-230-11 | AC | Split System: Air-Cooled Condensing Unit, Coil with Blower | 14ACX-048-230-11 |  | CX34-49+TDR | 12 | 14.5 | Yes | Yes | 2011-01-21 |  | 0
FALSE | XC14-048-230-08 | 2298 | 3665686 | LENNOX INDUSTRIES, INC. | 14ACX-048-230-11 | AC | Split System: Air-Cooled Condensing Unit, Coil with Blower | 14ACX-048-230-11 |  | CX34-49+TDR | 12 | 14.5 | Yes | Yes | 2011-01-21 |  | 0
FALSE | XC14-048-230-08 | 2298 | 3665687 | LENNOX INDUSTRIES, INC. | 14ACX-048-230-11 | AC | Split System: Air-Cooled Condensing Unit, Coil with Blower | 14ACX-048-230-11 |  | CX34-49+TDR | 12 | 14.5 | Yes | Yes | 2011-01-21 |  | 0
FALSE | XC14-048-230-08 | 2298 | 3665688 | LENNOX INDUSTRIES, INC. | 14ACX-048-230-11 | AC | Split System: Air-Cooled Condensing Unit, Coil with Blower | 14ACX-048-230-11 |  | CX34-62C+TDR | 12.5 | 15 | Yes | Yes | 2011-01-21 |  | 1
FALSE | XC14-048-230-08 | 2298 | 3665715 | LENNOX INDUSTRIES, INC. | 14ACX-048-230-11 | AC | Split System: Air-Cooled Condensing Unit, Coil with Blower | 14ACX-048-230-11 |  | C33-62C+TDR+TXV | 12.5 | 15 | Yes | Yes | 2011-01-21 |  | 1
FALSE | XC14-048-230-08 | 2298 | 3665716 | LENNOX INDUSTRIES, INC. | 14ACX-048-230-11 | AC | Split System: Air-Cooled Condensing Unit, Coil with Blower | 14ACX-048-230-11 |  | C33-62C+TDR+TXV | 12 | 14.5 | Yes | Yes | 2011-01-21 |  | 0
FALSE | XC14-048-230-08 | 2298 | 3665717 | LENNOX INDUSTRIES, INC. | 14ACX-048-230-11 | AC | Split System: Air-Cooled Condensing Unit, Coil with Blower | 14ACX-048-230-11 |  | C33-62C+TDR+TXV | 12 | 14.5 | Yes | Yes | 2011-01-21 |  | 0
FALSE | XC14-048-230-08 | 2298 | 3665718 | LENNOX INDUSTRIES, INC. | 14ACX-048-230-11 | AC | Split System: Air-Cooled Condensing Unit, Coil with Blower | 14ACX-048-230-11 |  | C33-60D+TDR+TXV | 12.5 | 15 | Yes | Yes | 2011-01-21 |  | 1
FALSE | XC14-048-230-08 | 2298 | 3665719 | LENNOX INDUSTRIES, INC. | 14ACX-048-230-11 | AC | Split System: Air-Cooled Condensing Unit, Coil with Blower | 14ACX-048-230-11 |  | C33-62D+TDR+TXV | 12.5 | 15 | Yes | Yes | 2011-01-21 |  | 1
FALSE | XC14-048-230-08 | 2298 | 3665720 | LENNOX INDUSTRIES, INC. | 14ACX-048-230-11 | AC | Split System: Air-Cooled Condensing Unit, Coil with Blower | 14ACX-048-230-11 |  | C33-62D+TDR+TXV | 12.5 | 15 | Yes | Yes | 2011-01-21 |  | 1
FALSE | XC14-048-230-08 | 2298 | 3665721 | LENNOX INDUSTRIES, INC. | 14ACX-048-230-11 | AC | Split System: Air-Cooled Condensing Unit, Coil with Blower | 14ACX-048-230-11 |  | CR33-48+TDR+TXV | 12 | 14.5 | Yes | Yes | 2011-01-21 |  | 0
FALSE | XC14-048-230-08 | 2298 | 3665726 | LENNOX INDUSTRIES, INC. | 14ACX-048-230-11 | AC | Split System: Air-Cooled Condensing Unit, Coil with Blower | 14ACX-048-230-11 |  | CR33-50/60+TDR+TXV | 12 | 14.5 | Yes | Yes | 2011-01-21 |  | 0
FALSE | XC14-048-230-08 | 2298 | 3665731 | LENNOX INDUSTRIES, INC. | 14ACX-048-230-11 | AC | Split System: Air-Cooled Condensing Unit, Coil with Blower | 14ACX-048-230-11 |  | CR33-60+TDR+TXV | 12 | 14.5 | Yes | Yes | 2011-01-21 |  | 0
FALSE | XC14-048-230-08 | 2298 | 3665732 | LENNOX INDUSTRIES, INC. | 14ACX-048-230-11 | AC | Split System: Air-Cooled Condensing Unit, Coil with Blower | 14ACX-048-230-11 |  | CH33-43+TDR+TXV | 12 | 14.5 | Yes | Yes | 2011-01-21 |  | 0
FALSE | XC14-048-230-08 | 2298 | 3665733 | LENNOX INDUSTRIES, INC. | 14ACX-048-230-11 | AC | Split System: Air-Cooled Condensing Unit, Coil with Blower | 14ACX-048-230-11 |  | CH33-43+TDR+TXV | 12 | 14.5 | Yes | Yes | 2011-01-21 |  | 0
FALSE | XC14-048-230-08 | 2298 | 3665738 | LENNOX INDUSTRIES, INC. | 14ACX-048-230-11 | AC | Split System: Air-Cooled Condensing Unit, Coil with Blower | 14ACX-048-230-11 |  | CH33-48+TDR+TXV | 12 | 14.5 | Yes | Yes | 2011-01-21 |  | 0
FALSE | XC14-048-230-08 | 2298 | 3665744 | LENNOX INDUSTRIES, INC. | 14ACX-048-230-11 | AC | Split System: Air-Cooled Condensing Unit, Coil with Blower | 14ACX-048-230-11 |  | CH33-49+TDR+TXV | 12 | 14.5 | Yes | Yes | 2011-01-21 |  | 0
FALSE | XC14-048-230-08 | 2298 | 3665745 | LENNOX INDUSTRIES, INC. | 14ACX-048-230-11 | AC | Split System: Air-Cooled Condensing Unit, Coil with Blower | 14ACX-048-230-11 |  | CH33-49+TDR+TXV | 12 | 14.5 | Yes | Yes | 2011-01-21 |  | 0
FALSE | XC14-048-230-08 | 2298 | 3665746 | LENNOX INDUSTRIES, INC. | 14ACX-048-230-11 | AC | Split System: Air-Cooled Condensing Unit, Coil with Blower | 14ACX-048-230-11 |  | CH33-49+TDR+TXV | 12 | 14.5 | Yes | Yes | 2011-01-21 |  | 0
FALSE | XC14-048-230-08 | 2298 | 3665747 | LENNOX INDUSTRIES, INC. | 14ACX-048-230-11 | AC | Split System: Air-Cooled Condensing Unit, Coil with Blower | 14ACX-048-230-11 |  | CH33-49+TDR+TXV | 12 | 14.5 | Yes | Yes | 2011-01-21 |  | 0
FALSE | XC14-048-230-08 | 2298 | 3665749 | LENNOX INDUSTRIES, INC. | 14ACX-048-230-11 | AC | Split System: Air-Cooled Condensing Unit, Coil with Blower | 14ACX-048-230-11 |  | CH33-49+TDR+TXV | 12 | 14.5 | Yes | Yes | 2011-01-21 |  | 0
FALSE | XC14-048-230-08 | 2298 | 3665779 | LENNOX INDUSTRIES, INC. | 14ACX-048-230-11 | AC | Split System: Air-Cooled Condensing Unit, Coil with Blower | 14ACX-048-230-11 |  | CBX32MV-060+TDR | 12 | 14.5 | Yes | Yes | 2011-01-21 |  | 0
FALSE | XC14-048-230-08 | 2298 | 3665781 | LENNOX INDUSTRIES, INC. | 14ACX-048-230-11 | AC | Split System: Air-Cooled Condensing Unit, Coil with Blower | 14ACX-048-230-11 |  | CX34-50/60C+TDR | 12 | 14.5 | Yes | Yes | 2011-01-21 |  | 0
FALSE | XC14-048-230-08 | 2298 | 3665787 | LENNOX INDUSTRIES, INC. | 14ACX-048-230-11 | AC | Split System: Air-Cooled Condensing Unit, Coil with Blower | 14ACX-048-230-11 |  | C33-50/60C+TDR+TXV | 12 | 14.5 | Yes | Yes | 2011-01-21 |  | 0
FALSE | XC14-048-230-08 | 2298 | 3665793 | LENNOX INDUSTRIES, INC. | 14ACX-048-230-11 | AC | Split System: Air-Cooled Condensing Unit, Coil with Blower | 14ACX-048-230-11 |  | CBX27UH-048-230*+TDR | 12 | 14.5 | Yes | Yes | 2011-01-21 |  | 0
FALSE | XC14-048-230-08 | 2298 | 3665794 | LENNOX INDUSTRIES, INC. | 14ACX-048-230-11 | AC | Split System: Air-Cooled Condensing Unit, Coil with Blower | 14ACX-048-230-11 |  | CBX27UH-060-230*+TDR | 12 | 14.5 | Yes | Yes | 2011-01-21 |  | 0
FALSE | XC14-048-230-08 | 2298 | 3665796 | LENNOX INDUSTRIES, INC. | 14ACX-048-230-11 | AC | Split System: Air-Cooled Condensing Unit, Coil with Blower | 14ACX-048-230-11 |  | CH33-60D+TDR+TXV | 12 | 14.5 | Yes | Yes | 2011-01-21 |  | 0
FALSE | XC14-048-230-08 | 2298 | 3665797 | LENNOX INDUSTRIES, INC. | 14ACX-048-230-11 | AC | Split System: Air-Cooled Condensing Unit, Coil with Blower | 14ACX-048-230-11 |  | CB27UH-048-230*+TDR+TXV | 12 | 14.5 | Yes | Yes | 2011-01-21 |  | 0
FALSE | XC14-048-230-08 | 2298 | 3665798 | LENNOX INDUSTRIES, INC. | 14ACX-048-230-11 | AC | Split System: Air-Cooled Condensing Unit, Coil with Blower | 14ACX-048-230-11 |  | CB27UH-060-230*+TDR+TXV | 12 | 14.5 | Yes | Yes | 2011-01-21 |  | 0
FALSE | XC14-048-230-08 | 2298 | 3665802 | LENNOX INDUSTRIES, INC. | 14ACX-048-230-11 | AC | Split System: Air-Cooled Condensing Unit, Coil with Blower | 14ACX-048-230-11 |  | CX34-43+TDR | 12 | 14.5 | Yes | Yes | 2011-01-21 |  | 0
FALSE | XC14-048-230-08 | 2298 | 3665803 | LENNOX INDUSTRIES, INC. | 14ACX-048-230-11 | AC | Split System: Air-Cooled Condensing Unit, Coil with Blower | 14ACX-048-230-11 |  | CX34-49+TDR | 12 | 14.5 | Yes | Yes | 2011-01-21 |  | 0
FALSE | XC14-048-230-08 | 2298 | 3665804 | LENNOX INDUSTRIES, INC. | 14ACX-048-230-11 | AC | Split System: Air-Cooled Condensing Unit, Coil with Blower | 14ACX-048-230-11 |  | CX34-62C+TDR | 12.5 | 15 | Yes | Yes | 2011-01-21 |  | 1
FALSE | XC14-048-230-08 | 2298 | 3665806 | LENNOX INDUSTRIES, INC. | 14ACX-048-230-11 | AC | Split System: Air-Cooled Condensing Unit, Coil with Blower | 14ACX-048-230-11 |  | C33-43+TDR+TXV | 12 | 14.5 | Yes | Yes | 2011-01-21 |  | 0
FALSE | XC14-048-230-08 | 2298 | 3665807 | LENNOX INDUSTRIES, INC. | 14ACX-048-230-11 | AC | Split System: Air-Cooled Condensing Unit, Coil with Blower | 14ACX-048-230-11 |  | C33-49+TDR+TXV | 12 | 14.5 | Yes | Yes | 2011-01-21 |  | 0
FALSE | XC14-048-230-08 | 2298 | 3665808 | LENNOX INDUSTRIES, INC. | 14ACX-048-230-11 | AC | Split System: Air-Cooled Condensing Unit, Coil with Blower | 14ACX-048-230-11 |  | C33-62C+TDR+TXV | 12.5 | 15 | Yes | Yes | 2011-01-21 |  | 1
FALSE | XC14-048-230-08 | 2298 | 3665813 | LENNOX INDUSTRIES, INC. | 14ACX-048-230-11 | AC | Split System: Air-Cooled Condensing Unit, Coil with Blower | 14ACX-048-230-11 |  | CH33-49+TDR+TXV | 12 | 14.5 | Yes | Yes | 2011-01-21 |  | 0
FALSE | XC14-048-230-08 | 2298 | 3665814 | LENNOX INDUSTRIES, INC. | 14ACX-048-230-11 | AC | Split System: Air-Cooled Condensing Unit, Coil with Blower | 14ACX-048-230-11 |  | CH33-50/60C+TDR+TXV | 12 | 14.5 | Yes | Yes | 2011-01-21 |  | 0
FALSE | XC14-048-230-08 | 2298 | 3665815 | LENNOX INDUSTRIES, INC. | 14ACX-048-230-11 | AC | Split System: Air-Cooled Condensing Unit, Coil with Blower | 14ACX-048-230-11 |  | CH33-62D+TDR+TXV | 12 | 14.5 | Yes | Yes | 2011-01-21 |  | 0
FALSE | XC14-060-230-** | 2308 | 3665856 | LENNOX INDUSTRIES, INC. | 14ACX-060-230-11 | AC | Split System: Air-Cooled Condensing Unit, Coil with Blower | 14ACX-060-230-11 |  | CH23-68+TDR+TXV | 12 | 14.5 | Yes | Yes | 2011-01-21 |  | 0
FALSE | XC14-060-230-** | 2308 | 3665868 | LENNOX INDUSTRIES, INC. | 14ACX-060-230-11 | AC | Split System: Air-Cooled Condensing Unit, Coil with Blower | 14ACX-060-230-11 |  | CX34-60D+TDR | 12.5 | 15 | Yes | Yes | 2011-01-21 |  | 1
FALSE | XC14-060-230-** | 2308 | 3665869 | LENNOX INDUSTRIES, INC. | 14ACX-060-230-11 | AC | Split System: Air-Cooled Condensing Unit, Coil with Blower | 14ACX-060-230-11 |  | CX34-60D+TDR | 12 | 14.5 | Yes | Yes | 2011-01-21 |  | 0
FALSE | XC14-060-230-** | 2308 | 3665870 | LENNOX INDUSTRIES, INC. | 14ACX-060-230-11 | AC | Split System: Air-Cooled Condensing Unit, Coil with Blower | 14ACX-060-230-11 |  | CX34-62C+TDR | 12 | 14.5 | Yes | Yes | 2011-01-21 |  | 0
FALSE | XC14-060-230-** | 2308 | 3665871 | LENNOX INDUSTRIES, INC. | 14ACX-060-230-11 | AC | Split System: Air-Cooled Condensing Unit, Coil with Blower | 14ACX-060-230-11 |  | CX34-62C+TDR | 12 | 14.6 | Yes | Yes | 2011-01-21 |  | 0
FALSE | XC14-060-230-** | 2308 | 3665873 | LENNOX INDUSTRIES, INC. | 14ACX-060-230-11 | AC | Split System: Air-Cooled Condensing Unit, Coil with Blower | 14ACX-060-230-11 |  | CX34-62C+TDR | 12 | 14.5 | Yes | Yes | 2011-01-21 |  | 0
FALSE | XC14-060-230-** | 2308 | 3665874 | LENNOX INDUSTRIES, INC. | 14ACX-060-230-11 | AC | Split System: Air-Cooled Condensing Unit, Coil with Blower | 14ACX-060-230-11 |  | CX34-62C+TDR | 12.5 | 15 | Yes | Yes | 2011-01-21 |  | 1
FALSE | XC14-060-230-** | 2308 | 3665875 | LENNOX INDUSTRIES, INC. | 14ACX-060-230-11 | AC | Split System: Air-Cooled Condensing Unit, Coil with Blower | 14ACX-060-230-11 |  | CX34-62D+TDR | 12 | 14.5 | Yes | Yes | 2011-01-21 |  | 0
FALSE | XC14-060-230-** | 2308 | 3665876 | LENNOX INDUSTRIES, INC. | 14ACX-060-230-11 | AC | Split System: Air-Cooled Condensing Unit, Coil with Blower | 14ACX-060-230-11 |  | CX34-62D+TDR | 12 | 14.5 | Yes | Yes | 2011-01-21 |  | 0
FALSE | XC14-060-230-** | 2308 | 3665885 | LENNOX INDUSTRIES, INC. | 14ACX-060-230-11 | AC | Split System: Air-Cooled Condensing Unit, Coil with Blower | 14ACX-060-230-11 |  | C33-60D+TDR+TXV | 12.5 | 15 | Yes | Yes | 2011-01-21 |  | 1
FALSE | XC14-060-230-** | 2308 | 3665886 | LENNOX INDUSTRIES, INC. | 14ACX-060-230-11 | AC | Split System: Air-Cooled Condensing Unit, Coil with Blower | 14ACX-060-230-11 |  | C33-60D+TDR+TXV | 12 | 14.5 | Yes | Yes | 2011-01-21 |  | 0
FALSE | XC14-060-230-** | 2308 | 3665887 | LENNOX INDUSTRIES, INC. | 14ACX-060-230-11 | AC | Split System: Air-Cooled Condensing Unit, Coil with Blower | 14ACX-060-230-11 |  | C33-62C+TDR+TXV | 12 | 14.5 | Yes | Yes | 2011-01-21 |  | 0
FALSE | XC14-060-230-** | 2308 | 3665888 | LENNOX INDUSTRIES, INC. | 14ACX-060-230-11 | AC | Split System: Air-Cooled Condensing Unit, Coil with Blower | 14ACX-060-230-11 |  | C33-62C+TDR+TXV | 12 | 14.6 | Yes | Yes | 2011-01-21 |  | 0
FALSE | XC14-060-230-** | 2308 | 3665890 | LENNOX INDUSTRIES, INC. | 14ACX-060-230-11 | AC | Split System: Air-Cooled Condensing Unit, Coil with Blower | 14ACX-060-230-11 |  | C33-62C+TDR+TXV | 12 | 14.5 | Yes | Yes | 2011-01-21 |  | 0
FALSE | XC14-060-230-** | 2308 | 3665891 | LENNOX INDUSTRIES, INC. | 14ACX-060-230-11 | AC | Split System: Air-Cooled Condensing Unit, Coil with Blower | 14ACX-060-230-11 |  | C33-62C+TDR+TXV | 12.5 | 15 | Yes | Yes | 2011-01-21 |  | 1
FALSE | XC14-060-230-** | 2308 | 3665892 | LENNOX INDUSTRIES, INC. | 14ACX-060-230-11 | AC | Split System: Air-Cooled Condensing Unit, Coil with Blower | 14ACX-060-230-11 |  | C33-62D+TDR+TXV | 12 | 14.5 | Yes | Yes | 2011-01-21 |  | 0
FALSE | XC14-060-230-** | 2308 | 3665893 | LENNOX INDUSTRIES, INC. | 14ACX-060-230-11 | AC | Split System: Air-Cooled Condensing Unit, Coil with Blower | 14ACX-060-230-11 |  | C33-62D+TDR+TXV | 12 | 14.5 | Yes | Yes | 2011-01-21 |  | 0
FALSE | 14ACX-030-230-17 | 2250 | 3666050 | LENNOX INDUSTRIES, INC. | 14ACX-030-230*11 | AC | Split System: Air-Cooled Condensing Unit, Coil with Blower | 14ACX-030-230*11 |  | C33-31* | 12.5 | 15 | Yes | Yes | 2011-01-21 |  | 1
FALSE | 14ACX-030-230-17 | 2250 | 3666051 | LENNOX INDUSTRIES, INC. | 14ACX-030-230*11 | AC | Split System: Air-Cooled Condensing Unit, Coil with Blower | 14ACX-030-230*11 |  | C33-31* | 12.5 | 15 | Yes | Yes | 2011-01-21 |  | 1
FALSE | 14ACX-030-230-17 | 2250 | 3666052 | LENNOX INDUSTRIES, INC. | 14ACX-030-230*11 | AC | Split System: Air-Cooled Condensing Unit, Coil with Blower | 14ACX-030-230*11 |  | C33-36* | 12.5 | 14.5 | Yes | Yes | 2011-01-21 |  | 0
FALSE | 14ACX-030-230-17 | 2250 | 3666053 | LENNOX INDUSTRIES, INC. | 14ACX-030-230*11 | AC | Split System: Air-Cooled Condensing Unit, Coil with Blower | 14ACX-030-230*11 |  | C33-36* | 12.5 | 15 | Yes | Yes | 2011-01-21 |  | 1
FALSE | 14ACX-030-230-17 | 2250 | 3666057 | LENNOX INDUSTRIES, INC. | 14ACX-030-230*11 | AC | Split System: Air-Cooled Condensing Unit, Coil with Blower | 14ACX-030-230*11 |  | C33-38 | 12.5 | 15 | Yes | Yes | 2011-01-21 |  | 1
FALSE | 14ACX-030-230-17 | 2250 | 3666058 | LENNOX INDUSTRIES, INC. | 14ACX-030-230*11 | AC | Split System: Air-Cooled Condensing Unit, Coil with Blower | 14ACX-030-230*11 |  | C33-38 | 12.5 | 15 | Yes | Yes | 2011-01-21 |  | 1
FALSE | 14ACX-030-230-17 | 2250 | 3666060 | LENNOX INDUSTRIES, INC. | 14ACX-030-230*11 | AC | Split System: Air-Cooled Condensing Unit, Coil with Blower | 14ACX-030-230*11 |  | C33-38 | 12.5 | 14.5 | Yes | Yes | 2011-01-21 |  | 0
FALSE | 14ACX-030-230-17 | 2250 | 3666061 | LENNOX INDUSTRIES, INC. | 14ACX-030-230*11 | AC | Split System: Air-Cooled Condensing Unit, Coil with Blower | 14ACX-030-230*11 |  | C33-38 | 12.5 | 14.5 | Yes | Yes | 2011-01-21 |  | 0
FALSE | 14ACX-030-230-17 | 2250 | 3666098 | LENNOX INDUSTRIES, INC. | 14ACX-030-230*11 | AC | Split System: Air-Cooled Condensing Unit, Coil with Blower | 14ACX-030-230*11 |  | CH33-31B* | 12.5 | 14.5 | Yes | Yes | 2011-01-21 |  | 0
FALSE | 14ACX-030-230-17 | 2250 | 3666099 | LENNOX INDUSTRIES, INC. | 14ACX-030-230*11 | AC | Split System: Air-Cooled Condensing Unit, Coil with Blower | 14ACX-030-230*11 |  | CH33-31B* | 12.5 | 15 | Yes | Yes | 2011-01-21 |  | 1
FALSE | 14ACX-030-230-17 | 2250 | 3666100 | LENNOX INDUSTRIES, INC. | 14ACX-030-230*11 | AC | Split System: Air-Cooled Condensing Unit, Coil with Blower | 14ACX-030-230*11 |  | CH33-31B* | 12.5 | 15 | Yes | Yes | 2011-01-21 |  | 1
FALSE | 14ACX-030-230-17 | 2250 | 3666102 | LENNOX INDUSTRIES, INC. | 14ACX-030-230*11 | AC | Split System: Air-Cooled Condensing Unit, Coil with Blower | 14ACX-030-230*11 |  | CH33-36B* | 12.5 | 15 | Yes | Yes | 2011-01-21 |  | 1
FALSE | 14ACX-030-230-17 | 2250 | 3666104 | LENNOX INDUSTRIES, INC. | 14ACX-030-230*11 | AC | Split System: Air-Cooled Condensing Unit, Coil with Blower | 14ACX-030-230*11 |  | CH33-36B* | 12.5 | 14.5 | Yes | Yes | 2011-01-21 |  | 0
FALSE | 14ACX-030-230-17 | 2250 | 3666105 | LENNOX INDUSTRIES, INC. | 14ACX-030-230*11 | AC | Split System: Air-Cooled Condensing Unit, Coil with Blower | 14ACX-030-230*11 |  | CH33-36B* | 12.5 | 14.5 | Yes | Yes | 2011-01-21 |  | 0
FALSE | 14ACX-030-230-17 | 2250 | 3666106 | LENNOX INDUSTRIES, INC. | 14ACX-030-230*11 | AC | Split System: Air-Cooled Condensing Unit, Coil with Blower | 14ACX-030-230*11 |  | CH33-42* | 12.5 | 15 | Yes | Yes | 2011-01-21 |  | 1
FALSE | 14ACX-030-230-17 | 2250 | 3666108 | LENNOX INDUSTRIES, INC. | 14ACX-030-230*11 | AC | Split System: Air-Cooled Condensing Unit, Coil with Blower | 14ACX-030-230*11 |  | CH33-42* | 12.5 | 15 | Yes | Yes | 2011-01-21 |  | 1
FALSE | 14ACX-030-230-17 | 2250 | 3666109 | LENNOX INDUSTRIES, INC. | 14ACX-030-230*11 | AC | Split System: Air-Cooled Condensing Unit, Coil with Blower | 14ACX-030-230*11 |  | CH33-42* | 12.5 | 15 | Yes | Yes | 2011-01-21 |  | 1
FALSE | 14ACX-030-230-17 | 2250 | 3666110 | LENNOX INDUSTRIES, INC. | 14ACX-030-230*11 | AC | Split System: Air-Cooled Condensing Unit, Coil with Blower | 14ACX-030-230*11 |  | C33-25* | 12.5 | 14.5 | Yes | Yes | 2011-01-21 |  | 0
FALSE | 14ACX-030-230-17 | 2250 | 3666112 | LENNOX INDUSTRIES, INC. | 14ACX-030-230*11 | AC | Split System: Air-Cooled Condensing Unit, Coil with Blower | 14ACX-030-230*11 |  | C33-31* | 12.5 | 15 | Yes | Yes | 2011-01-21 |  | 1
FALSE | 14ACX-030-230-17 | 2250 | 3666114 | LENNOX INDUSTRIES, INC. | 14ACX-030-230*11 | AC | Split System: Air-Cooled Condensing Unit, Coil with Blower | 14ACX-030-230*11 |  | C33-38 | 12.5 | 14.5 | Yes | Yes | 2011-01-21 |  | 0
FALSE | 14ACX-030-230-17 | 2250 | 3666116 | LENNOX INDUSTRIES, INC. | 14ACX-030-230*11 | AC | Split System: Air-Cooled Condensing Unit, Coil with Blower | 14ACX-030-230*11 |  | C33-43* | 12.5 | 15 | Yes | Yes | 2011-01-21 |  | 1
FALSE | 14ACX-030-230-17 | 2250 | 3666117 | LENNOX INDUSTRIES, INC. | 14ACX-030-230*11 | AC | Split System: Air-Cooled Condensing Unit, Coil with Blower | 14ACX-030-230*11 |  | CR33-30/36* | 12.5 | 15 | Yes | Yes | 2011-01-21 |  | 1
FALSE | 14ACX-030-230-17 | 2250 | 3666119 | LENNOX INDUSTRIES, INC. | 14ACX-030-230*11 | AC | Split System: Air-Cooled Condensing Unit, Coil with Blower | 14ACX-030-230*11 |  | CH33-25B* | 12.5 | 14.5 | Yes | Yes | 2011-01-21 |  | 0
FALSE | 14ACX-030-230-17 | 2250 | 3666120 | LENNOX INDUSTRIES, INC. | 14ACX-030-230*11 | AC | Split System: Air-Cooled Condensing Unit, Coil with Blower | 14ACX-030-230*11 |  | CH33-31B* | 12.5 | 15 | Yes | Yes | 2011-01-21 |  | 1
FALSE | 14ACX-030-230-17 | 2250 | 3666121 | LENNOX INDUSTRIES, INC. | 14ACX-030-230*11 | AC | Split System: Air-Cooled Condensing Unit, Coil with Blower | 14ACX-030-230*11 |  | CH33-36B* | 12.5 | 14.5 | Yes | Yes | 2011-01-21 |  | 0
FALSE | 14ACX-036-230-15 | 2264 | 3666177 | LENNOX INDUSTRIES, INC. | 14ACX-036-230*11 | AC | Split System: Air-Cooled Condensing Unit, Coil with Blower | 14ACX-036-230*11 |  | C33-50/60C* | 12.5 | 15 | Yes | Yes | 2011-01-21 |  | 1
FALSE | 14ACX-036-230-15 | 2264 | 3666178 | LENNOX INDUSTRIES, INC. | 14ACX-036-230*11 | AC | Split System: Air-Cooled Condensing Unit, Coil with Blower | 14ACX-036-230*11 |  | CR33-30/36* | 12.5 | 15 | Yes | Yes | 2011-01-21 |  | 1
FALSE | 14ACX-036-230-15 | 2264 | 3666182 | LENNOX INDUSTRIES, INC. | 14ACX-036-230*11 | AC | Split System: Air-Cooled Condensing Unit, Coil with Blower | 14ACX-036-230*11 |  | CR33-48* | 12.5 | 14.5 | Yes | Yes | 2011-01-21 |  | 0
FALSE | 14ACX-036-230-15 | 2264 | 3666186 | LENNOX INDUSTRIES, INC. | 14ACX-036-230*11 | AC | Split System: Air-Cooled Condensing Unit, Coil with Blower | 14ACX-036-230*11 |  | CH33-31* | 12.5 | 15 | Yes | Yes | 2011-01-21 |  | 1
FALSE | 14ACX-036-230-15 | 2264 | 3666190 | LENNOX INDUSTRIES, INC. | 14ACX-036-230*11 | AC | Split System: Air-Cooled Condensing Unit, Coil with Blower | 14ACX-036-230*11 |  | CH33-36B* | 12.5 | 14.5 | Yes | Yes | 2011-01-21 |  | 0
FALSE | 14ACX-036-230-15 | 2264 | 3666194 | LENNOX INDUSTRIES, INC. | 14ACX-036-230*11 | AC | Split System: Air-Cooled Condensing Unit, Coil with Blower | 14ACX-036-230*11 |  | CH33-43B* | 12.5 | 15 | Yes | Yes | 2011-01-21 |  | 1
FALSE | 14ACX-036-230-15 | 2264 | 3666195 | LENNOX INDUSTRIES, INC. | 14ACX-036-230*11 | AC | Split System: Air-Cooled Condensing Unit, Coil with Blower | 14ACX-036-230*11 |  | CH33-43B* | 12 | 14.5 | Yes | Yes | 2011-01-21 |  | 0
FALSE | 14ACX-036-230-15 | 2264 | 3666196 | LENNOX INDUSTRIES, INC. | 14ACX-036-230*11 | AC | Split System: Air-Cooled Condensing Unit, Coil with Blower | 14ACX-036-230*11 |  | CH33-43B* | 12.5 | 14.5 | Yes | Yes | 2011-01-21 |  | 0
FALSE | 14ACX-036-230-15 | 2264 | 3666197 | LENNOX INDUSTRIES, INC. | 14ACX-036-230*11 | AC | Split System: Air-Cooled Condensing Unit, Coil with Blower | 14ACX-036-230*11 |  | CH33-43B* | 12.5 | 14.5 | Yes | Yes | 2011-01-21 |  | 0
FALSE | 14ACX-036-230-15 | 2264 | 3666198 | LENNOX INDUSTRIES, INC. | 14ACX-036-230*11 | AC | Split System: Air-Cooled Condensing Unit, Coil with Blower | 14ACX-036-230*11 |  | CH33-43B* | 12.5 | 15 | Yes | Yes | 2011-01-21 |  | 1
FALSE | 14ACX-036-230-15 | 2264 | 3666199 | LENNOX INDUSTRIES, INC. | 14ACX-036-230*11 | AC | Split System: Air-Cooled Condensing Unit, Coil with Blower | 14ACX-036-230*11 |  | CH33-43B* | 12.5 | 15 | Yes | Yes | 2011-01-21 |  | 1
FALSE | 14ACX-036-230-15 | 2264 | 3666200 | LENNOX INDUSTRIES, INC. | 14ACX-036-230*11 | AC | Split System: Air-Cooled Condensing Unit, Coil with Blower | 14ACX-036-230*11 |  | CH33-43B* | 12.5 | 15 | Yes | Yes | 2011-01-21 |  | 1
FALSE | 14ACX-036-230-15 | 2264 | 3666201 | LENNOX INDUSTRIES, INC. | 14ACX-036-230*11 | AC | Split System: Air-Cooled Condensing Unit, Coil with Blower | 14ACX-036-230*11 |  | CH33-43B* | 12.5 | 15 | Yes | Yes | 2011-01-21 |  | 1
FALSE | 14ACX-036-230-15 | 2264 | 3666202 | LENNOX INDUSTRIES, INC. | 14ACX-036-230*11 | AC | Split System: Air-Cooled Condensing Unit, Coil with Blower | 14ACX-036-230*11 |  | CH33-44/48* | 12.5 | 15 | Yes | Yes | 2011-01-21 |  | 1
FALSE | 14ACX-036-230-15 | 2264 | 3666206 | LENNOX INDUSTRIES, INC. | 14ACX-036-230*11 | AC | Split System: Air-Cooled Condensing Unit, Coil with Blower | 14ACX-036-230*11 |  | CH23-41* | 12.5 | 15 | Yes | Yes | 2011-01-21 |  | 1
FALSE | 14ACX-036-230-15 | 2264 | 3666207 | LENNOX INDUSTRIES, INC. | 14ACX-036-230*11 | AC | Split System: Air-Cooled Condensing Unit, Coil with Blower | 14ACX-036-230*11 |  | CH23-41* | 12 | 14.5 | Yes | Yes | 2011-01-21 |  | 0
FALSE | 14ACX-036-230-15 | 2264 | 3666210 | LENNOX INDUSTRIES, INC. | 14ACX-036-230*11 | AC | Split System: Air-Cooled Condensing Unit, Coil with Blower | 14ACX-036-230*11 |  | CH23-51* | 12.5 | 15 | Yes | Yes | 2011-01-21 |  | 1
FALSE | TSA042H4N4*Y | 2280 | 3666282 | LENNOX INDUSTRIES, INC. | 14ACX-042-230*11 | AC | Split System: Air-Cooled Condensing Unit, Coil with Blower | 14ACX-042-230*11 |  | C33-49* | 12.5 | 15 | Yes | Yes | 2011-01-21 |  | 1
FALSE | TSA042H4N4*Y | 2280 | 3666283 | LENNOX INDUSTRIES, INC. | 14ACX-042-230*11 | AC | Split System: Air-Cooled Condensing Unit, Coil with Blower | 14ACX-042-230*11 |  | C33-49* | 12.5 | 14.5 | Yes | Yes | 2011-01-21 |  | 0
FALSE | TSA042H4N4*Y | 2280 | 3666284 | LENNOX INDUSTRIES, INC. | 14ACX-042-230*11 | AC | Split System: Air-Cooled Condensing Unit, Coil with Blower | 14ACX-042-230*11 |  | C33-49* | 12.5 | 15 | Yes | Yes | 2011-01-21 |  | 1
FALSE | TSA042H4N4*Y | 2280 | 3666285 | LENNOX INDUSTRIES, INC. | 14ACX-042-230*11 | AC | Split System: Air-Cooled Condensing Unit, Coil with Blower | 14ACX-042-230*11 |  | C33-50/60C* | 12.7 | 14.8 | Yes | Yes | 2011-01-21 |  | 0
FALSE | TSA042H4N4*Y | 2280 | 3666286 | LENNOX INDUSTRIES, INC. | 14ACX-042-230*11 | AC | Split System: Air-Cooled Condensing Unit, Coil with Blower | 14ACX-042-230*11 |  | C33-50/60C* | 12.5 | 14.5 | Yes | Yes | 2011-01-21 |  | 0
FALSE | TSA042H4N4*Y | 2280 | 3666291 | LENNOX INDUSTRIES, INC. | 14ACX-042-230*11 | AC | Split System: Air-Cooled Condensing Unit, Coil with Blower | 14ACX-042-230*11 |  | CR33-50/60* | 12.5 | 14.5 | Yes | Yes | 2011-01-21 |  | 0
FALSE | TSA042H4N4*Y | 2280 | 3666292 | LENNOX INDUSTRIES, INC. | 14ACX-042-230*11 | AC | Split System: Air-Cooled Condensing Unit, Coil with Blower | 14ACX-042-230*11 |  | CR33-50/60* | 12.5 | 14.5 | Yes | Yes | 2011-01-21 |  | 0
FALSE | TSA042H4N4*Y | 2280 | 3666297 | LENNOX INDUSTRIES, INC. | 14ACX-042-230*11 | AC | Split System: Air-Cooled Condensing Unit, Coil with Blower | 14ACX-042-230*11 |  | CR33-60* | 12.5 | 14.5 | Yes | Yes | 2011-01-21 |  | 0
FALSE | TSA042H4N4*Y | 2280 | 3666298 | LENNOX INDUSTRIES, INC. | 14ACX-042-230*11 | AC | Split System: Air-Cooled Condensing Unit, Coil with Blower | 14ACX-042-230*11 |  | CR33-60* | 12.5 | 14.5 | Yes | Yes | 2011-01-21 |  | 0
FALSE | TSA042H4N4*Y | 2280 | 3666299 | LENNOX INDUSTRIES, INC. | 14ACX-042-230*11 | AC | Split System: Air-Cooled Condensing Unit, Coil with Blower | 14ACX-042-230*11 |  | CH33-43* | 12.5 | 14.5 | Yes | Yes | 2011-01-21 |  | 0
FALSE | TSA042H4N4*Y | 2280 | 3666300 | LENNOX INDUSTRIES, INC. | 14ACX-042-230*11 | AC | Split System: Air-Cooled Condensing Unit, Coil with Blower | 14ACX-042-230*11 |  | CH33-43* | 12.5 | 15 | Yes | Yes | 2011-01-21 |  | 1
FALSE | TSA042H4N4*Y | 2280 | 3666301 | LENNOX INDUSTRIES, INC. | 14ACX-042-230*11 | AC | Split System: Air-Cooled Condensing Unit, Coil with Blower | 14ACX-042-230*11 |  | CH33-43* | 12.5 | 14.5 | Yes | Yes | 2011-01-21 |  | 0
FALSE | TSA042H4N4*Y | 2280 | 3666302 | LENNOX INDUSTRIES, INC. | 14ACX-042-230*11 | AC | Split System: Air-Cooled Condensing Unit, Coil with Blower | 14ACX-042-230*11 |  | CH33-43* | 12.5 | 14.5 | Yes | Yes | 2011-01-21 |  | 0
FALSE | TSA042H4N4*Y | 2280 | 3666303 | LENNOX INDUSTRIES, INC. | 14ACX-042-230*11 | AC | Split System: Air-Cooled Condensing Unit, Coil with Blower | 14ACX-042-230*11 |  | CH33-43* | 12.5 | 14.5 | Yes | Yes | 2011-01-21 |  | 0
FALSE | TSA042H4N4*Y | 2280 | 3666305 | LENNOX INDUSTRIES, INC. | 14ACX-042-230*11 | AC | Split System: Air-Cooled Condensing Unit, Coil with Blower | 14ACX-042-230*11 |  | CH33-43* | 12.5 | 14.5 | Yes | Yes | 2011-01-21 |  | 0
FALSE | TSA042H4N4*Y | 2280 | 3666306 | LENNOX INDUSTRIES, INC. | 14ACX-042-230*11 | AC | Split System: Air-Cooled Condensing Unit, Coil with Blower | 14ACX-042-230*11 |  | CH33-48 | 12.5 | 14.5 | Yes | Yes | 2011-01-21 |  | 0
FALSE | TSA042H4N4*Y | 2280 | 3666309 | LENNOX INDUSTRIES, INC. | 14ACX-042-230*11 | AC | Split System: Air-Cooled Condensing Unit, Coil with Blower | 14ACX-042-230*11 |  | CH33-48 | 12.5 | 14.5 | Yes | Yes | 2011-01-21 |  | 0
FALSE | TSA042H4N4*Y | 2280 | 3666340 | LENNOX INDUSTRIES, INC. | 14ACX-042-230*11 | AC | Split System: Air-Cooled Condensing Unit, Coil with Blower | 14ACX-042-230*11 |  | CH33-48 | 12.5 | 14.5 | Yes | Yes | 2011-01-21 |  | 0
FALSE | TSA042H4N4*Y | 2280 | 3666341 | LENNOX INDUSTRIES, INC. | 14ACX-042-230*11 | AC | Split System: Air-Cooled Condensing Unit, Coil with Blower | 14ACX-042-230*11 |  | CH33-49* | 12.5 | 14.5 | Yes | Yes | 2011-01-21 |  | 0
FALSE | TSA042H4N4*Y | 2280 | 3666342 | LENNOX INDUSTRIES, INC. | 14ACX-042-230*11 | AC | Split System: Air-Cooled Condensing Unit, Coil with Blower | 14ACX-042-230*11 |  | CH33-50/60C* | 12.5 | 14.5 | Yes | Yes | 2011-01-21 |  | 0
FALSE | TSA042H4N4*Y | 2280 | 3666343 | LENNOX INDUSTRIES, INC. | 14ACX-042-230*11 | AC | Split System: Air-Cooled Condensing Unit, Coil with Blower | 14ACX-042-230*11 |  | C33-62C | 12.5 | 15 | Yes | Yes | 2011-01-21 |  | 1
FALSE | TSA042H4N4*Y | 2280 | 3666344 | LENNOX INDUSTRIES, INC. | 14ACX-042-230*11 | AC | Split System: Air-Cooled Condensing Unit, Coil with Blower | 14ACX-042-230*11 |  | CR33-60* | 12.5 | 14.5 | Yes | Yes | 2011-01-21 |  | 0
FALSE | XC14-048-230-08 | 2298 | 3666374 | LENNOX INDUSTRIES, INC. | 14ACX-048-230*11 | AC | Split System: Air-Cooled Condensing Unit, Coil with Blower | 14ACX-048-230*11 |  | C33-49* | 12 | 14.5 | Yes | Yes | 2011-01-21 |  | 0
FALSE | XC14-048-230-08 | 2298 | 3666375 | LENNOX INDUSTRIES, INC. | 14ACX-048-230*11 | AC | Split System: Air-Cooled Condensing Unit, Coil with Blower | 14ACX-048-230*11 |  | C33-49* | 12 | 14.5 | Yes | Yes | 2011-01-21 |  | 0
FALSE | XC14-048-230-08 | 2298 | 3666380 | LENNOX INDUSTRIES, INC. | 14ACX-048-230*11 | AC | Split System: Air-Cooled Condensing Unit, Coil with Blower | 14ACX-048-230*11 |  | C33-62C | 12.5 | 15 | Yes | Yes | 2011-01-21 |  | 1
FALSE | XC14-048-230-08 | 2298 | 3666381 | LENNOX INDUSTRIES, INC. | 14ACX-048-230*11 | AC | Split System: Air-Cooled Condensing Unit, Coil with Blower | 14ACX-048-230*11 |  | C33-62C | 12 | 14.5 | Yes | Yes | 2011-01-21 |  | 0
FALSE | XC14-048-230-08 | 2298 | 3666382 | LENNOX INDUSTRIES, INC. | 14ACX-048-230*11 | AC | Split System: Air-Cooled Condensing Unit, Coil with Blower | 14ACX-048-230*11 |  | C33-62C | 12 | 14.5 | Yes | Yes | 2011-01-21 |  | 0
FALSE | XC14-048-230-08 | 2298 | 3666383 | LENNOX INDUSTRIES, INC. | 14ACX-048-230*11 | AC | Split System: Air-Cooled Condensing Unit, Coil with Blower | 14ACX-048-230*11 |  | C33-62C | 12 | 14.5 | Yes | Yes | 2011-01-21 |  | 0
FALSE | XC14-048-230-08 | 2298 | 3666386 | LENNOX INDUSTRIES, INC. | 14ACX-048-230*11 | AC | Split System: Air-Cooled Condensing Unit, Coil with Blower | 14ACX-048-230*11 |  | C33-60D* | 12 | 14.5 | Yes | Yes | 2011-01-21 |  | 0
FALSE | XC14-048-230-08 | 2298 | 3666427 | LENNOX INDUSTRIES, INC. | 14ACX-048-230*11 | AC | Split System: Air-Cooled Condensing Unit, Coil with Blower | 14ACX-048-230*11 |  | CH33-62D-2F | 12 | 14.5 | Yes | Yes | 2011-01-21 |  | 0
FALSE | XC14-048-230-08 | 2298 | 3666435 | LENNOX INDUSTRIES, INC. | 14ACX-048-230*11 | AC | Split System: Air-Cooled Condensing Unit, Coil with Blower | 14ACX-048-230*11 |  | CH23-68* | 12.5 | 15 | Yes | Yes | 2011-01-21 |  | 1
FALSE | XC14-048-230-08 | 2298 | 3666436 | LENNOX INDUSTRIES, INC. | 14ACX-048-230*11 | AC | Split System: Air-Cooled Condensing Unit, Coil with Blower | 14ACX-048-230*11 |  | CH23-68* | 12.5 | 15 | Yes | Yes | 2011-01-21 |  | 1
FALSE | XC14-048-230-08 | 2298 | 3666443 | LENNOX INDUSTRIES, INC. | 14ACX-048-230*11 | AC | Split System: Air-Cooled Condensing Unit, Coil with Blower | 14ACX-048-230*11 |  | C33-62D | 12.5 | 15 | Yes | Yes | 2011-01-21 |  | 1
FALSE | XC14-048-230-08 | 2298 | 3666444 | LENNOX INDUSTRIES, INC. | 14ACX-048-230*11 | AC | Split System: Air-Cooled Condensing Unit, Coil with Blower | 14ACX-048-230*11 |  | C33-62D | 12 | 14.5 | Yes | Yes | 2011-01-21 |  | 0
FALSE | CA16NA060*0**A | 893 | 3677590 | CARRIER AIR CONDITIONING | 24ACC660A**30 | AC | Split System: Air-Cooled Condensing Unit, Coil Alone | 24ACC660A**30 |  | CNPV*6124A**+TDR | 12.5 | 14.5 | Yes | Yes | 2011-01-21 |  | 0
FALSE | 4TTR6036B1 | 3674 | 3692740 | TRANE | 4TTR5036E1 | AC | Split System: Air-Cooled Condensing Unit, Coil with Blower | 4TTR5036E1 |  | 4TXCB036BC3 | 12 | 14.5 | Yes | Yes | 2011-01-21 |  | 0
FALSE | 4TTR6036B1 | 3674 | 3692741 | TRANE | 4TTR5036E1 | AC | Split System: Air-Cooled Condensing Unit, Coil with Blower | 4TTR5036E1 |  | 4TXCC007CC3 | 12.5 | 14.75 | Yes | Yes | 2011-01-21 |  | 0
FALSE | 4TTR6048B1 | 3695 | 3692743 | TRANE | 4TTR5048E1 | AC | Split System: Air-Cooled Condensing Unit, Coil with Blower | 4TTR5048E1 |  | 4TXCC008CC3 | 12 | 14.5 | Yes | Yes | 2011-01-21 |  | 0
FALSE | 4TTR6036B1 | 3674 | 3692754 | AMERICAN STANDARD, INC. | 4A7A5036E1 | AC | Split System: Air-Cooled Condensing Unit, Coil with Blower | 4TTR5036E1 |  | 4TXCB036BC3 | 12 | 14.5 | Yes | Yes | 2011-02-28 |  | 0
FALSE | 4TTR6036B1 | 3674 | 3692755 | AMERICAN STANDARD, INC. | 4A7A5036E1 | AC | Split System: Air-Cooled Condensing Unit, Coil with Blower | 4TTR5036E1 |  | 4TXCC007CC3 | 12.5 | 14.75 | Yes | Yes | 2011-02-28 |  | 0
FALSE | 4TTR6048B1 | 3695 | 3692757 | AMERICAN STANDARD, INC. | 4A7A5048E1 | AC | Split System: Air-Cooled Condensing Unit, Coil with Blower | 4TTR5048E1 |  | 4TXCC008CC3 | 12 | 14.5 | Yes | Yes | 2011-02-28 |  | 0
FALSE | 14ACX-036-230-15 | 2264 | 3696192 | LENNOX INDUSTRIES, INC. | XC14-036-230-03 | AC | Split System: Air-Cooled Condensing Unit, Coil with Blower | XC14-036-230-03 |  | CBX27UH-042-230*+TDR | 13 | 16 | Yes | Yes | 2011-01-21 |  | 2
FALSE | 4TTR6024B1 | 3503 | 3696447 | TRANE | 4TTR5024E1 | AC | Split System: Air-Cooled Condensing Unit, Coil with Blower | 4TTR5024E1 |  | 4TXCB025BC3 | 13 | 16 | Yes | Yes | 2011-01-21 |  | 2
FALSE | 4TTR6024B1 | 3503 | 3696636 | AMERICAN STANDARD, INC. | 4A7A5024E1 | AC | Split System: Air-Cooled Condensing Unit, Coil with Blower | 4TTR5024E1 |  | 4TXCB025BC3 | 13 | 16 | Yes | Yes | 2011-02-28 |  | 2
FALSE | 4TTX6030H1 | 3530 | 3696838 | TRANE | 4TTX5030A1 | AC | Split System: Air-Cooled Condensing Unit, Coil with Blower | 4TTX5030A1 |  | 4TEE3C04A1 | 13 | 16 | Yes | Yes | 2011-01-21 |  | 2
FALSE | YCJD30S44S3 | 3827 | 3740174 | YORK BY JOHNSON CONTROLS | TCGD30S41S3 | AC | Split System: Air-Cooled Condensing Unit, Coil with Blower | TCGD30S41S3 |  | AHX36 | 12 | 14.5 | Yes | Yes | 2011-01-21 |  | 0
FALSE | YCJD30S44S3 | 3827 | 3740277 | YORK BY JOHNSON CONTROLS | TCGD30S41S3 | AC | Split System: Air-Cooled Condensing Unit, Coil with Blower | TCGD30S41S3 |  | AHX36+TXV | 12 | 14.5 | Yes | Yes | 2011-01-21 |  | 0
FALSE | YCJD30S44S3 | 3827 | 3741604 | YORK BY JOHNSON CONTROLS | YCJD30S43S3 | AC | Split System: Air-Cooled Condensing Unit, Coil with Blower | YCJD30S43S3 |  | AHX36 | 12 | 14.5 | Yes | Yes | 2011-01-21 |  | 0
FALSE | YCJD30S44S3 | 3827 | 3741621 | YORK BY JOHNSON CONTROLS | YCJD30S43S3 | AC | Split System: Air-Cooled Condensing Unit, Coil with Blower | YCJD30S43S3 |  | AHX36+TXV | 12 | 14.5 | Yes | Yes | 2011-01-21 |  | 0
FALSE | YCJD30S44S3 | 3827 | 3741651 | YORK BY JOHNSON CONTROLS | YCJD30S44S3 | AC | Split System: Air-Cooled Condensing Unit, Coil with Blower | YCJD30S44S3 |  | AHX36+TXV | 12 | 14.5 | Yes | Yes | 2011-01-21 |  | 0
FALSE | YCJD30S44S3 | 3827 | 3741678 | YORK BY JOHNSON CONTROLS | YCJD30S44S3 | AC | Split System: Air-Cooled Condensing Unit, Coil with Blower | YCJD30S44S3 |  | AHX36 | 12 | 14.5 | Yes | Yes | 2011-01-21 |  | 0
FALSE | TCHD30S44S3 | 3873 | 3743161 | YORK BY JOHNSON CONTROLS | TCHD30S43S3 | AC | Split System: Air-Cooled Condensing Unit, Coil with Blower | TCHD30S43S3 |  | FC/MC/PC35B+TXV | 12.75 | 14.5 | Yes | Yes | 2015-03-20 |  | 0
FALSE | TCHD30S44S3 | 3873 | 3743163 | YORK BY JOHNSON CONTROLS | TCHD30S43S3 | AC | Split System: Air-Cooled Condensing Unit, Coil with Blower | TCHD30S43S3 |  | FC/MC/PC35C+TXV | 13.15 | 15 | Yes | Yes | 2015-03-20 |  | 1
FALSE | TCHD30S44S3 | 3873 | 3743200 | YORK BY JOHNSON CONTROLS | TCHD30S43S3 | AC | Split System: Air-Cooled Condensing Unit, Coil with Blower | TCHD30S43S3 |  | HD36+TXV | 12.85 | 14.6 | Yes | Yes | 2015-03-20 |  | 0
FALSE | TCHD30S44S3 | 3873 | 3743201 | YORK BY JOHNSON CONTROLS | TCHD30S43S3 | AC | Split System: Air-Cooled Condensing Unit, Coil with Blower | TCHD30S43S3 |  | HD36+TXV | 13.05 | 14.85 | Yes | Yes | 2015-03-20 |  | 0
FALSE | TCHD30S44S3 | 3873 | 3743202 | YORK BY JOHNSON CONTROLS | TCHD30S43S3 | AC | Split System: Air-Cooled Condensing Unit, Coil with Blower | TCHD30S43S3 |  | HD36+TXV | 13 | 14.65 | Yes | Yes | 2015-03-20 |  | 0
FALSE | TCHD30S44S3 | 3873 | 3743288 | YORK BY JOHNSON CONTROLS | TCHD30S43S3 | AC | Split System: Air-Cooled Condensing Unit, Coil with Blower | TCHD30S43S3 |  | HD36+TXV | 13.25 | 15 | Yes | Yes | 2015-03-20 |  | 1
FALSE | TCHD30S44S3 | 3873 | 3743295 | YORK BY JOHNSON CONTROLS | TCHD30S43S3 | AC | Split System: Air-Cooled Condensing Unit, Coil with Blower | TCHD30S43S3 |  | FC/MC/PC35B+TXV | 12.75 | 14.5 | Yes | Yes | 2015-03-20 |  | 0
FALSE | TCHD30S44S3 | 3873 | 3743317 | YORK BY JOHNSON CONTROLS | TCHD30S44S3 | AC | Split System: Air-Cooled Condensing Unit, Coil with Blower | TCHD30S44S3 |  | FC/MC/PC35B+TXV | 12.75 | 14.5 | Yes | Yes | 2015-03-20 |  | 0
FALSE | TCHD30S44S3 | 3873 | 3743319 | YORK BY JOHNSON CONTROLS | TCHD30S44S3 | AC | Split System: Air-Cooled Condensing Unit, Coil with Blower | TCHD30S44S3 |  | FC/MC/PC35C+TXV | 13.15 | 15 | Yes | Yes | 2015-03-20 |  | 1
FALSE | TCHD30S44S3 | 3873 | 3743320 | YORK BY JOHNSON CONTROLS | TCHD30S44S3 | AC | Split System: Air-Cooled Condensing Unit, Coil with Blower | TCHD30S44S3 |  | FC/MC/PC35C+TXV | 13 | 15 | Yes | Yes | 2015-03-20 |  | 1
FALSE | TCHD30S44S3 | 3873 | 3743321 | YORK BY JOHNSON CONTROLS | TCHD30S44S3 | AC | Split System: Air-Cooled Condensing Unit, Coil with Blower | TCHD30S44S3 |  | FC/MC/PC35C+TXV | 13.1 | 15 | Yes | Yes | 2015-03-20 |  | 1
FALSE | TCHD30S44S3 | 3873 | 3743322 | YORK BY JOHNSON CONTROLS | TCHD30S44S3 | AC | Split System: Air-Cooled Condensing Unit, Coil with Blower | TCHD30S44S3 |  | FC/MC/PC35C+TXV | 13.1 | 15 | Yes | Yes | 2015-03-20 |  | 1
FALSE | TCHD30S44S3 | 3873 | 3743330 | YORK BY JOHNSON CONTROLS | TCHD30S44S3 | AC | Split System: Air-Cooled Condensing Unit, Coil with Blower | TCHD30S44S3 |  | FC/MC/PC37A+TXV | 12.8 | 14.5 | Yes | Yes | 2015-03-20 |  | 0
FALSE | TCHD30S44S3 | 3873 | 3743331 | YORK BY JOHNSON CONTROLS | TCHD30S44S3 | AC | Split System: Air-Cooled Condensing Unit, Coil with Blower | TCHD30S44S3 |  | FC/MC/PC43B+TXV | 13.2 | 15 | Yes | Yes | 2015-03-20 |  | 1
FALSE | TCHD30S44S3 | 3873 | 3743332 | YORK BY JOHNSON CONTROLS | TCHD30S44S3 | AC | Split System: Air-Cooled Condensing Unit, Coil with Blower | TCHD30S44S3 |  | FC/MC/PC43B+TXV | 12.85 | 14.5 | Yes | Yes | 2015-03-20 |  | 0
FALSE | TCHD30S44S3 | 3873 | 3743333 | YORK BY JOHNSON CONTROLS | TCHD30S44S3 | AC | Split System: Air-Cooled Condensing Unit, Coil with Blower | TCHD30S44S3 |  | FC/MC/PC43C+TXV | 13.6 | 15.35 | Yes | Yes | 2015-03-20 |  | 1
FALSE | TCHD30S44S3 | 3873 | 3743334 | YORK BY JOHNSON CONTROLS | TCHD30S44S3 | AC | Split System: Air-Cooled Condensing Unit, Coil with Blower | TCHD30S44S3 |  | FC/MC/PC43C+TXV | 13.65 | 15.4 | Yes | Yes | 2015-03-20 |  | 1
FALSE | TCHD30S44S3 | 3873 | 3743335 | YORK BY JOHNSON CONTROLS | TCHD30S44S3 | AC | Split System: Air-Cooled Condensing Unit, Coil with Blower | TCHD30S44S3 |  | FC/MC/PC43C+TXV | 13.15 | 14.8 | Yes | Yes | 2015-03-20 |  | 0
FALSE | TCHD30S44S3 | 3873 | 3743336 | YORK BY JOHNSON CONTROLS | TCHD30S44S3 | AC | Split System: Air-Cooled Condensing Unit, Coil with Blower | TCHD30S44S3 |  | FC/MC/PC43C+TXV | 13.45 | 15.2 | Yes | Yes | 2015-03-20 |  | 1
FALSE | TCHD30S44S3 | 3873 | 3743338 | YORK BY JOHNSON CONTROLS | TCHD30S44S3 | AC | Split System: Air-Cooled Condensing Unit, Coil with Blower | TCHD30S44S3 |  | FC/MC35B+MV12B+TXV | 13.2 | 15 | Yes | Yes | 2015-03-20 |  | 1
FALSE | TCHD30S44S3 | 3873 | 3743339 | YORK BY JOHNSON CONTROLS | TCHD30S44S3 | AC | Split System: Air-Cooled Condensing Unit, Coil with Blower | TCHD30S44S3 |  | FC/MC35C+MV16C+TXV | 13.25 | 15 | Yes | Yes | 2015-03-20 |  | 1
FALSE | TCHD30S44S3 | 3873 | 3743416 | YORK BY JOHNSON CONTROLS | TCHD30S44S3 | AC | Split System: Air-Cooled Condensing Unit, Coil with Blower | TCHD30S44S3 |  | AHX30+TXV | 12.5 | 14.5 | Yes | Yes | 2011-01-21 |  | 0
FALSE | TCHD30S44S3 | 3873 | 3743417 | YORK BY JOHNSON CONTROLS | TCHD30S44S3 | AC | Split System: Air-Cooled Condensing Unit, Coil with Blower | TCHD30S44S3 |  | AHX36+TXV | 13.25 | 15.25 | Yes | Yes | 2011-01-21 |  | 1
FALSE | TCHD30S44S3 | 3873 | 3743418 | YORK BY JOHNSON CONTROLS | TCHD30S44S3 | AC | Split System: Air-Cooled Condensing Unit, Coil with Blower | TCHD30S44S3 |  | AHX42+TXV | 13.75 | 15.5 | Yes | Yes | 2011-01-21 |  | 1
FALSE | TCHD30S44S3 | 3873 | 3743419 | YORK BY JOHNSON CONTROLS | TCHD30S44S3 | AC | Split System: Air-Cooled Condensing Unit, Coil with Blower | TCHD30S44S3 |  | AHX48+TXV | 13.75 | 15.5 | Yes | Yes | 2011-01-21 |  | 1
FALSE | TCHD30S44S3 | 3873 | 3743421 | YORK BY JOHNSON CONTROLS | TCHD30S44S3 | AC | Split System: Air-Cooled Condensing Unit, Coil with Blower | TCHD30S44S3 |  | F6FP036+TXV | 12.75 | 14.5 | Yes | Yes | 2011-01-21 |  | 0
FALSE | TCHD30S44S3 | 3873 | 3743422 | YORK BY JOHNSON CONTROLS | TCHD30S44S3 | AC | Split System: Air-Cooled Condensing Unit, Coil with Blower | TCHD30S44S3 |  | F6FP042+TXV | 13.5 | 15.25 | Yes | Yes | 2011-01-21 |  | 1
FALSE | TCHD30S44S3 | 3873 | 3743423 | YORK BY JOHNSON CONTROLS | TCHD30S44S3 | AC | Split System: Air-Cooled Condensing Unit, Coil with Blower | TCHD30S44S3 |  | F6FP048+TXV | 12.5 | 14.5 | Yes | Yes | 2011-01-21 |  | 0
FALSE | TCHD30S44S3 | 3873 | 3743425 | YORK BY JOHNSON CONTROLS | TCHD30S44S3 | AC | Split System: Air-Cooled Condensing Unit, Coil with Blower | TCHD30S44S3 |  | FC/MC/PC37A+TXV | 12.8 | 14.5 | Yes | Yes | 2015-03-20 |  | 0
FALSE | TCHD36S44S3 | 3844 | 3743607 | YORK BY JOHNSON CONTROLS | TCHD36S41S3 | AC | Split System: Air-Cooled Condensing Unit, Coil with Blower | TCHD36S41S3 |  | F5FP048+TXV | 13 | 15.2 | Yes | Yes | 2011-01-21 |  | 1
FALSE | TCHD36S44S3 | 3844 | 3743617 | YORK BY JOHNSON CONTROLS | TCHD36S41S3 | AC | Split System: Air-Cooled Condensing Unit, Coil with Blower | TCHD36S41S3 |  | F*FV060+TXV | 12.45 | 14.55 | Yes | Yes | 2011-01-21 |  | 0
FALSE | TCHD36S44S3 | 3844 | 3743678 | YORK BY JOHNSON CONTROLS | TCHD36S41S3 | AC | Split System: Air-Cooled Condensing Unit, Coil with Blower | TCHD36S41S3 |  | AHX36+TXV | 12.5 | 14.75 | Yes | Yes | 2011-01-21 |  | 0
FALSE | TCHD36S44S3 | 3844 | 3743679 | YORK BY JOHNSON CONTROLS | TCHD36S41S3 | AC | Split System: Air-Cooled Condensing Unit, Coil with Blower | TCHD36S41S3 |  | AHX42+TXV | 12.75 | 15.25 | Yes | Yes | 2011-01-21 |  | 1
FALSE | TCHD36S44S3 | 3844 | 3743680 | YORK BY JOHNSON CONTROLS | TCHD36S41S3 | AC | Split System: Air-Cooled Condensing Unit, Coil with Blower | TCHD36S41S3 |  | AHX48+TXV | 12.75 | 15.25 | Yes | Yes | 2011-01-21 |  | 1
FALSE | TCHD36S44S3 | 3844 | 3743681 | YORK BY JOHNSON CONTROLS | TCHD36S41S3 | AC | Split System: Air-Cooled Condensing Unit, Coil with Blower | TCHD36S41S3 |  | AHX60+TXV | 12.75 | 15 | Yes | Yes | 2011-01-21 |  | 1
FALSE | TCHD36S44S3 | 3844 | 3743683 | YORK BY JOHNSON CONTROLS | TCHD36S41S3 | AC | Split System: Air-Cooled Condensing Unit, Coil with Blower | TCHD36S41S3 |  | F6FP042+TXV | 12.5 | 14.75 | Yes | Yes | 2011-01-21 |  | 0
FALSE | TCHD36S44S3 | 3844 | 3743685 | YORK BY JOHNSON CONTROLS | TCHD36S41S3 | AC | Split System: Air-Cooled Condensing Unit, Coil with Blower | TCHD36S41S3 |  | F6FP060+TXV | 12.75 | 15 | Yes | Yes | 2011-01-21 |  | 1
FALSE | TCHD36S44S3 | 3844 | 3743780 | YORK BY JOHNSON CONTROLS | TCHD36S43S3 | AC | Split System: Air-Cooled Condensing Unit, Coil with Blower | TCHD36S43S3 |  | FC/MC/PC43C+TXV | 12.5 | 14.8 | Yes | Yes | 2015-03-20 |  | 0
FALSE | TCHD36S44S3 | 3844 | 3743782 | YORK BY JOHNSON CONTROLS | TCHD36S43S3 | AC | Split System: Air-Cooled Condensing Unit, Coil with Blower | TCHD36S43S3 |  | FC/MC/PC43C+TXV | 12.6 | 14.65 | Yes | Yes | 2015-03-20 |  | 0
FALSE | TCHD36S44S3 | 3844 | 3743783 | YORK BY JOHNSON CONTROLS | TCHD36S43S3 | AC | Split System: Air-Cooled Condensing Unit, Coil with Blower | TCHD36S43S3 |  | FC/MC/PC48C+TXV | 13 | 15.1 | Yes | Yes | 2015-03-20 |  | 1
FALSE | TCHD36S44S3 | 3844 | 3743784 | YORK BY JOHNSON CONTROLS | TCHD36S43S3 | AC | Split System: Air-Cooled Condensing Unit, Coil with Blower | TCHD36S43S3 |  | FC/MC/PC48C+TXV | 13.1 | 15.35 | Yes | Yes | 2015-03-20 |  | 1
FALSE | TCHD36S44S3 | 3844 | 3743785 | YORK BY JOHNSON CONTROLS | TCHD36S43S3 | AC | Split System: Air-Cooled Condensing Unit, Coil with Blower | TCHD36S43S3 |  | FC/MC/PC48C+TXV | 12.8 | 14.85 | Yes | Yes | 2015-03-20 |  | 0
FALSE | TCHD36S44S3 | 3844 | 3743786 | YORK BY JOHNSON CONTROLS | TCHD36S43S3 | AC | Split System: Air-Cooled Condensing Unit, Coil with Blower | TCHD36S43S3 |  | FC/MC/PC48C+TXV | 12.55 | 14.55 | Yes | Yes | 2015-03-20 |  | 0
FALSE | TCHD36S44S3 | 3844 | 3743787 | YORK BY JOHNSON CONTROLS | TCHD36S43S3 | AC | Split System: Air-Cooled Condensing Unit, Coil with Blower | TCHD36S43S3 |  | FC/MC/PC48D+TXV | 13 | 15 | Yes | Yes | 2015-03-20 |  | 1
FALSE | TCHD36S44S3 | 3844 | 3743792 | YORK BY JOHNSON CONTROLS | TCHD36S43S3 | AC | Split System: Air-Cooled Condensing Unit, Coil with Blower | TCHD36S43S3 |  | FC/MC43B+MV12B+TXV | 12.5 | 14.5 | Yes | Yes | 2015-03-20 |  | 0
FALSE | TCHD36S44S3 | 3844 | 3743793 | YORK BY JOHNSON CONTROLS | TCHD36S43S3 | AC | Split System: Air-Cooled Condensing Unit, Coil with Blower | TCHD36S43S3 |  | FC/MC43C+MV16C+TXV | 13 | 15 | Yes | Yes | 2015-03-20 |  | 1
FALSE | TCHD36S44S3 | 3844 | 3743794 | YORK BY JOHNSON CONTROLS | TCHD36S43S3 | AC | Split System: Air-Cooled Condensing Unit, Coil with Blower | TCHD36S43S3 |  | FC/MC48C+MV16C+TXV | 13.1 | 15.25 | Yes | Yes | 2015-03-20 |  | 1
FALSE | TCHD36S44S3 | 3844 | 3743795 | YORK BY JOHNSON CONTROLS | TCHD36S43S3 | AC | Split System: Air-Cooled Condensing Unit, Coil with Blower | TCHD36S43S3 |  | FC/MC48D+MV12D+TXV | 13 | 15 | Yes | Yes | 2015-03-20 |  | 1
FALSE | TCHD36S44S3 | 3844 | 3743810 | YORK BY JOHNSON CONTROLS | TCHD36S43S3 | AC | Split System: Air-Cooled Condensing Unit, Coil with Blower | TCHD36S43S3 |  | HD48+TXV | 12.45 | 14.5 | Yes | Yes | 2015-03-20 |  | 0
FALSE | TCHD36S44S3 | 3844 | 3743811 | YORK BY JOHNSON CONTROLS | TCHD36S43S3 | AC | Split System: Air-Cooled Condensing Unit, Coil with Blower | TCHD36S43S3 |  | HD48+TXV | 13 | 15 | Yes | Yes | 2015-03-20 |  | 1
FALSE | TCHD36S44S3 | 3844 | 3743812 | YORK BY JOHNSON CONTROLS | TCHD36S43S3 | AC | Split System: Air-Cooled Condensing Unit, Coil with Blower | TCHD36S43S3 |  | HD48+TXV | 13.05 | 15.2 | Yes | Yes | 2015-03-20 |  | 1
FALSE | TCHD36S44S3 | 3844 | 3743814 | YORK BY JOHNSON CONTROLS | TCHD36S43S3 | AC | Split System: Air-Cooled Condensing Unit, Coil with Blower | TCHD36S43S3 |  | HD48+TXV | 12.7 | 14.7 | Yes | Yes | 2015-03-20 |  | 0
FALSE | TCHD36S44S3 | 3844 | 3743884 | YORK BY JOHNSON CONTROLS | TCHD36S43S3 | AC | Split System: Air-Cooled Condensing Unit, Coil with Blower | TCHD36S43S3 |  | AHX36+TXV | 12.5 | 14.75 | Yes | Yes | 2011-01-21 |  | 0
FALSE | TCHD36S44S3 | 3844 | 3743885 | YORK BY JOHNSON CONTROLS | TCHD36S43S3 | AC | Split System: Air-Cooled Condensing Unit, Coil with Blower | TCHD36S43S3 |  | AHX42+TXV | 12.75 | 15.25 | Yes | Yes | 2011-01-21 |  | 1
FALSE | TCHD36S44S3 | 3844 | 3743886 | YORK BY JOHNSON CONTROLS | TCHD36S43S3 | AC | Split System: Air-Cooled Condensing Unit, Coil with Blower | TCHD36S43S3 |  | AHX48+TXV | 12.75 | 15.25 | Yes | Yes | 2011-01-21 |  | 1
FALSE | TCHD36S44S3 | 3844 | 3743887 | YORK BY JOHNSON CONTROLS | TCHD36S43S3 | AC | Split System: Air-Cooled Condensing Unit, Coil with Blower | TCHD36S43S3 |  | AHX60+TXV | 12.75 | 15 | Yes | Yes | 2011-01-21 |  | 1
FALSE | TCHD36S44S3 | 3844 | 3743889 | YORK BY JOHNSON CONTROLS | TCHD36S43S3 | AC | Split System: Air-Cooled Condensing Unit, Coil with Blower | TCHD36S43S3 |  | F6FP042+TXV | 12.5 | 14.75 | Yes | Yes | 2011-01-21 |  | 0
FALSE | TCHD36S44S3 | 3844 | 3743891 | YORK BY JOHNSON CONTROLS | TCHD36S43S3 | AC | Split System: Air-Cooled Condensing Unit, Coil with Blower | TCHD36S43S3 |  | F6FP060+TXV | 12.75 | 15 | Yes | Yes | 2011-01-21 |  | 1
FALSE | TCHD36S44S3 | 3844 | 3743901 | YORK BY JOHNSON CONTROLS | TCHD36S43S3 | AC | Split System: Air-Cooled Condensing Unit, Coil with Blower | TCHD36S43S3 |  | FC/MC/PC43C+TXV | 12.5 | 14.6 | Yes | Yes | 2015-03-20 |  | 0
FALSE | TCHD36S44S3 | 3844 | 3743902 | YORK BY JOHNSON CONTROLS | TCHD36S43S3 | AC | Split System: Air-Cooled Condensing Unit, Coil with Blower | TCHD36S43S3 |  | FC/MC/PC43C+TXV | 12.5 | 14.8 | Yes | Yes | 2015-03-20 |  | 0
FALSE | TCHD36S44S3 | 3844 | 3743903 | YORK BY JOHNSON CONTROLS | TCHD36S43S3 | AC | Split System: Air-Cooled Condensing Unit, Coil with Blower | TCHD36S43S3 |  | FC/MC/PC48C+TXV | 13 | 15.1 | Yes | Yes | 2015-03-20 |  | 1
FALSE | TCHD36S44S3 | 3844 | 3743904 | YORK BY JOHNSON CONTROLS | TCHD36S43S3 | AC | Split System: Air-Cooled Condensing Unit, Coil with Blower | TCHD36S43S3 |  | FC/MC/PC48C+TXV | 13.1 | 15.35 | Yes | Yes | 2015-03-20 |  | 1
FALSE | TCHD36S44S3 | 3844 | 3743912 | YORK BY JOHNSON CONTROLS | TCHD36S43S3 | AC | Split System: Air-Cooled Condensing Unit, Coil with Blower | TCHD36S43S3 |  | HD48+TXV | 12.45 | 14.5 | Yes | Yes | 2015-03-20 |  | 0
FALSE | TCHD36S44S3 | 3844 | 3743913 | YORK BY JOHNSON CONTROLS | TCHD36S43S3 | AC | Split System: Air-Cooled Condensing Unit, Coil with Blower | TCHD36S43S3 |  | HD48+TXV | 13 | 15 | Yes | Yes | 2015-03-20 |  | 1
FALSE | TCHD36S44S3 | 3844 | 3743964 | YORK BY JOHNSON CONTROLS | TCHD36S44S3 | AC | Split System: Air-Cooled Condensing Unit, Coil with Blower | TCHD36S44S3 |  | FC/MC/PC48D+TXV | 13 | 15 | Yes | Yes | 2015-03-20 |  | 1
FALSE | TCHD36S44S3 | 3844 | 3743969 | YORK BY JOHNSON CONTROLS | TCHD36S44S3 | AC | Split System: Air-Cooled Condensing Unit, Coil with Blower | TCHD36S44S3 |  | FC/MC43B+MV12B+TXV | 12.5 | 14.5 | Yes | Yes | 2015-03-20 |  | 0
FALSE | TCHD36S44S3 | 3844 | 3743970 | YORK BY JOHNSON CONTROLS | TCHD36S44S3 | AC | Split System: Air-Cooled Condensing Unit, Coil with Blower | TCHD36S44S3 |  | FC/MC43C+MV16C+TXV | 13 | 15 | Yes | Yes | 2015-03-20 |  | 1
FALSE | TCHD36S44S3 | 3844 | 3743971 | YORK BY JOHNSON CONTROLS | TCHD36S44S3 | AC | Split System: Air-Cooled Condensing Unit, Coil with Blower | TCHD36S44S3 |  | FC/MC48C+MV16C+TXV | 13.1 | 15.25 | Yes | Yes | 2015-03-20 |  | 1
FALSE | TCHD36S44S3 | 3844 | 3743972 | YORK BY JOHNSON CONTROLS | TCHD36S44S3 | AC | Split System: Air-Cooled Condensing Unit, Coil with Blower | TCHD36S44S3 |  | FC/MC48D+MV12D+TXV | 13 | 15 | Yes | Yes | 2015-03-20 |  | 1
FALSE | TCHD36S44S3 | 3844 | 3743987 | YORK BY JOHNSON CONTROLS | TCHD36S44S3 | AC | Split System: Air-Cooled Condensing Unit, Coil with Blower | TCHD36S44S3 |  | HD48+TXV | 12.45 | 14.5 | Yes | Yes | 2015-03-20 |  | 0
FALSE | TCHD36S44S3 | 3844 | 3743988 | YORK BY JOHNSON CONTROLS | TCHD36S44S3 | AC | Split System: Air-Cooled Condensing Unit, Coil with Blower | TCHD36S44S3 |  | HD48+TXV | 13 | 15 | Yes | Yes | 2015-03-20 |  | 1
FALSE | TCHD36S44S3 | 3844 | 3743989 | YORK BY JOHNSON CONTROLS | TCHD36S44S3 | AC | Split System: Air-Cooled Condensing Unit, Coil with Blower | TCHD36S44S3 |  | HD48+TXV | 13.05 | 15.2 | Yes | Yes | 2015-03-20 |  | 1
FALSE | TCHD36S44S3 | 3844 | 3743991 | YORK BY JOHNSON CONTROLS | TCHD36S44S3 | AC | Split System: Air-Cooled Condensing Unit, Coil with Blower | TCHD36S44S3 |  | HD48+TXV | 12.7 | 14.7 | Yes | Yes | 2015-03-20 |  | 0
FALSE | TCHD36S44S3 | 3844 | 3743993 | YORK BY JOHNSON CONTROLS | TCHD36S44S3 | AC | Split System: Air-Cooled Condensing Unit, Coil with Blower | TCHD36S44S3 |  | HD48+TXV | 12.85 | 15 | Yes | Yes | 2015-03-20 |  | 1
FALSE | TCHD36S44S3 | 3844 | 3744000 | YORK BY JOHNSON CONTROLS | TCHD36S44S3 | AC | Split System: Air-Cooled Condensing Unit, Coil with Blower | TCHD36S44S3 |  | UC48C+TXV | 12.45 | 14.55 | Yes | Yes | 2015-03-20 |  | 0
FALSE | TCHD36S44S3 | 3844 | 3744001 | YORK BY JOHNSON CONTROLS | TCHD36S44S3 | AC | Split System: Air-Cooled Condensing Unit, Coil with Blower | TCHD36S44S3 |  | UC48C+TXV | 12.6 | 14.75 | Yes | Yes | 2015-03-20 |  | 0
FALSE | TCHD36S44S3 | 3844 | 3744064 | YORK BY JOHNSON CONTROLS | TCHD36S44S3 | AC | Split System: Air-Cooled Condensing Unit, Coil with Blower | TCHD36S44S3 |  | AHX60+TXV | 12.75 | 15 | Yes | Yes | 2011-01-21 |  | 1
FALSE | TCHD36S44S3 | 3844 | 3744066 | YORK BY JOHNSON CONTROLS | TCHD36S44S3 | AC | Split System: Air-Cooled Condensing Unit, Coil with Blower | TCHD36S44S3 |  | F6FP042+TXV | 12.5 | 14.75 | Yes | Yes | 2011-01-21 |  | 0
FALSE | TCHD36S44S3 | 3844 | 3744068 | YORK BY JOHNSON CONTROLS | TCHD36S44S3 | AC | Split System: Air-Cooled Condensing Unit, Coil with Blower | TCHD36S44S3 |  | F6FP060+TXV | 12.75 | 15 | Yes | Yes | 2011-01-21 |  | 1
FALSE | TCHD36S44S3 | 3844 | 3744078 | YORK BY JOHNSON CONTROLS | TCHD36S44S3 | AC | Split System: Air-Cooled Condensing Unit, Coil with Blower | TCHD36S44S3 |  | FC/MC/PC43C+TXV | 12.5 | 14.6 | Yes | Yes | 2015-03-20 |  | 0
FALSE | TCHD36S44S3 | 3844 | 3744079 | YORK BY JOHNSON CONTROLS | TCHD36S44S3 | AC | Split System: Air-Cooled Condensing Unit, Coil with Blower | TCHD36S44S3 |  | FC/MC/PC43C+TXV | 12.5 | 14.8 | Yes | Yes | 2015-03-20 |  | 0
FALSE | TCHD36S44S3 | 3844 | 3744080 | YORK BY JOHNSON CONTROLS | TCHD36S44S3 | AC | Split System: Air-Cooled Condensing Unit, Coil with Blower | TCHD36S44S3 |  | FC/MC/PC48C+TXV | 13 | 15.1 | Yes | Yes | 2015-03-20 |  | 1
FALSE | TCHD36S44S3 | 3844 | 3744081 | YORK BY JOHNSON CONTROLS | TCHD36S44S3 | AC | Split System: Air-Cooled Condensing Unit, Coil with Blower | TCHD36S44S3 |  | FC/MC/PC48C+TXV | 13.1 | 15.35 | Yes | Yes | 2015-03-20 |  | 1
FALSE | TCHD36S44S3 | 3844 | 3744089 | YORK BY JOHNSON CONTROLS | TCHD36S44S3 | AC | Split System: Air-Cooled Condensing Unit, Coil with Blower | TCHD36S44S3 |  | HD48+TXV | 12.45 | 14.5 | Yes | Yes | 2015-03-20 |  | 0
FALSE | TCHD36S44S3 | 3844 | 3744090 | YORK BY JOHNSON CONTROLS | TCHD36S44S3 | AC | Split System: Air-Cooled Condensing Unit, Coil with Blower | TCHD36S44S3 |  | HD48+TXV | 13 | 15 | Yes | Yes | 2015-03-20 |  | 1
FALSE | TCHD36S44S3 | 3844 | 3744091 | YORK BY JOHNSON CONTROLS | TCHD36S44S3 | AC | Split System: Air-Cooled Condensing Unit, Coil with Blower | TCHD36S44S3 |  | HD48+TXV | 13.05 | 15.2 | Yes | Yes | 2015-03-20 |  | 1
FALSE | TCHD36S44S3 | 3844 | 3744095 | YORK BY JOHNSON CONTROLS | TCHD36S44S3 | AC | Split System: Air-Cooled Condensing Unit, Coil with Blower | TCHD36S44S3 |  | UC48C+TXV | 12.45 | 14.55 | Yes | Yes | 2015-03-20 |  | 0
FALSE | TCHD36S44S3 | 3844 | 3744096 | YORK BY JOHNSON CONTROLS | TCHD36S44S3 | AC | Split System: Air-Cooled Condensing Unit, Coil with Blower | TCHD36S44S3 |  | UC48C+TXV | 12.6 | 14.75 | Yes | Yes | 2015-03-20 |  | 0
TRUE | 180BNA036****A | 674 | 3747879 | BRYANT HEATING AND COOLING SYSTEMS | 180BNA036****A | AC | Split System: Air-Cooled Condensing Unit, Coil with Blower | 180BNA036****A |  | FE5ANB004+UI | 14.5 | 20 | Yes | Yes | 2011-01-21 |  | 3
FALSE | RASL-039JEC | 4503 | 3763948 | RHEEM SALES COMPANY, INC. | UASL-039JEC | AC | Split System: Air-Cooled Condensing Unit, Coil with Blower | RASL-039JEC |  | RCFN-H*3624 | 13 | 18 | Yes | Yes | 2011-03-08 |  | 3
FALSE | RASL-039JEC | 4503 | 3763950 | RHEEM SALES COMPANY, INC. | UASL-039JEC | AC | Split System: Air-Cooled Condensing Unit, Coil with Blower | RASL-039JEC |  | RCFN-H*3624 | 13 | 18 | Yes | Yes | 2011-03-08 |  | 3
FALSE | RASL-039JEC | 4503 | 3763953 | RHEEM SALES COMPANY, INC. | UASL-039JEC | AC | Split System: Air-Cooled Condensing Unit, Coil with Blower | RASL-039JEC |  | RCFN-H*3624 | 13 | 18 | Yes | Yes | 2011-03-08 |  | 3
FALSE | RASL-039JEC | 4503 | 3763955 | RHEEM SALES COMPANY, INC. | UASL-039JEC | AC | Split System: Air-Cooled Condensing Unit, Coil with Blower | RASL-039JEC |  | RCFN-H*3624 | 13 | 18 | Yes | Yes | 2011-03-08 |  | 3
FALSE | RASL-039JEC | 4503 | 3763956 | RHEEM SALES COMPANY, INC. | UASL-039JEC | AC | Split System: Air-Cooled Condensing Unit, Coil with Blower | RASL-039JEC |  | RCFN-H*3624 | 13.5 | 18.5 | Yes | Yes | 2011-03-08 |  | 3
FALSE | RASL-039JEC | 4503 | 3763957 | RHEEM SALES COMPANY, INC. | UASL-039JEC | AC | Split System: Air-Cooled Condensing Unit, Coil with Blower | RASL-039JEC |  | RCFN-H*3624 | 13.5 | 18.5 | Yes | Yes | 2011-03-08 |  | 3
TRUE | RASL-039JEC | 4503 | 3763959 | RHEEM SALES COMPANY, INC. | UASL-039JEC | AC | Split System: Air-Cooled Condensing Unit, Coil with Blower | RASL-039JEC |  | RHPN-HM3624+RCSN-H*3624 | 13.5 | 19.5 | Yes | Yes | 2011-03-08 |  | 3
FALSE | RASL-048JEC | 4507 | 3763969 | RHEEM SALES COMPANY, INC. | UASL-048JEC | AC | Split System: Air-Cooled Condensing Unit, Coil with Blower | RASL-048JEC |  | RCFN-H*4824 | 12 | 16.5 | Yes | Yes | 2011-03-08 |  | 0
FALSE | RASL-048JEC | 4507 | 3763970 | RHEEM SALES COMPANY, INC. | UASL-048JEC | AC | Split System: Air-Cooled Condensing Unit, Coil with Blower | RASL-048JEC |  | RCFN-H*4824 | 12 | 16.5 | Yes | Yes | 2011-03-08 |  | 0
TRUE | TCGF24S41S3 | 3872 | 3766560 | YORK BY JOHNSON CONTROLS | TCGF24S41S3 | AC | Split System: Air-Cooled Condensing Unit, Coil Alone | TCGF24S41S3 |  | FC/MC/PC32+TXV | 12.3 | 14.5 | Yes | Yes | 2011-01-21 |  | 0
TRUE | TCGF48S41S3 | 3846 | 3766578 | YORK BY JOHNSON CONTROLS | TCGF48S41S3 | AC | Split System: Air-Cooled Condensing Unit, Coil Alone | TCGF48S41S3 |  | FC/MC/PC60+TXV | 12.35 | 14.5 | Yes | Yes | 2011-01-21 |  | 0
FALSE | YCJF36S41S1 | 3877 | 3766640 | YORK BY JOHNSON CONTROLS | TCGF36S41S3 | AC | Split System: Air-Cooled Condensing Unit, Coil with Blower | TCGF36S41S3 |  | AHP36+TXV | 12.5 | 15 | Yes | Yes | 2011-01-21 |  | 1
FALSE | YCJF30S41S1 | 3875 | 3766951 | YORK BY JOHNSON CONTROLS | TCGF30S41S3 | AC | Split System: Air-Cooled Condensing Unit, Coil with Blower | TCGF30S41S3 |  | F6FP030+TXV | 12.5 | 14.75 | Yes | Yes | 2011-01-21 |  | 0
FALSE | YCJF30S41S1 | 3875 | 3766952 | YORK BY JOHNSON CONTROLS | TCGF30S41S3 | AC | Split System: Air-Cooled Condensing Unit, Coil with Blower | TCGF30S41S3 |  | F6FP036+TXV | 13 | 15.25 | Yes | Yes | 2011-01-21 |  | 1
FALSE | YCJF30S41S1 | 3875 | 3766953 | YORK BY JOHNSON CONTROLS | TCGF30S41S3 | AC | Split System: Air-Cooled Condensing Unit, Coil with Blower | TCGF30S41S3 |  | F6FP042+TXV | 13.25 | 16.5 | Yes | Yes | 2011-01-21 |  | 2
FALSE | YCJF30S41S1 | 3875 | 3766954 | YORK BY JOHNSON CONTROLS | TCGF30S41S3 | AC | Split System: Air-Cooled Condensing Unit, Coil with Blower | TCGF30S41S3 |  | F6FP048+TXV | 12.5 | 14.75 | Yes | Yes | 2011-01-21 |  | 0
FALSE | YCJF36S41S1 | 3877 | 3766975 | YORK BY JOHNSON CONTROLS | TCGF36S41S3 | AC | Split System: Air-Cooled Condensing Unit, Coil with Blower | TCGF36S41S3 |  | AHX36+TXV | 13 | 16 | Yes | Yes | 2011-01-21 |  | 2
FALSE | YCJF36S41S1 | 3877 | 3766976 | YORK BY JOHNSON CONTROLS | TCGF36S41S3 | AC | Split System: Air-Cooled Condensing Unit, Coil with Blower | TCGF36S41S3 |  | AHX42+TXV | 13 | 16.25 | Yes | Yes | 2011-01-21 |  | 2
FALSE | YCJD30S44S3 | 3827 | 3767591 | COLEMAN BY JOHNSON CONTROLS | TCJD30S43S3 | AC | Split System: Air-Cooled Condensing Unit, Coil with Blower | YCJD30S43S3 |  | AHX36 | 12 | 14.5 | Yes | Yes | 2011-02-28 |  | 0
FALSE | YCJD30S44S3 | 3827 | 3767661 | COLEMAN BY JOHNSON CONTROLS | TCJD30S44S3 | AC | Split System: Air-Cooled Condensing Unit, Coil with Blower | YCJD30S44S3 |  | AHX36+TXV | 12 | 14.5 | Yes | Yes | 2011-02-28 |  | 0
FALSE | YCJD30S44S3 | 3827 | 3768361 | LUXAIRE BY JOHNSON CONTROLS | TCJD30S43S3 | AC | Split System: Air-Cooled Condensing Unit, Coil with Blower | YCJD30S43S3 |  | AHX36+TXV | 12 | 14.5 | Yes | Yes | 2011-02-28 |  | 0
FALSE | YCJD30S44S3 | 3827 | 3768505 | LUXAIRE BY JOHNSON CONTROLS | TCJD30S44S3 | AC | Split System: Air-Cooled Condensing Unit, Coil with Blower | YCJD30S44S3 |  | AHX36 | 12 | 14.5 | Yes | Yes | 2011-02-28 |  | 0
FALSE | YCJD30S44S3 | 3827 | 3768621 | FRASER-JOHNSTON BY JOHNSON CONTROLS | TCJD30S43S3 | AC | Split System: Air-Cooled Condensing Unit, Coil with Blower | YCJD30S43S3 |  | AHX36 | 12 | 14.5 | Yes | Yes | 2011-02-28 |  | 0
FALSE | YCJD24S41S1 | 3826 | 3769479 | COLEMAN BY JOHNSON CONTROLS | TCGD24S41S3 | AC | Split System: Air-Cooled Condensing Unit, Coil with Blower | TCGD24S41S3 |  | AHX36 | 12 | 14.5 | Yes | Yes | 2011-02-28 |  | 0
FALSE | YCJD24S41S1 | 3826 | 3771593 | DAYTON ELECTRIC MANUFACTURING COMPANY BY JOHNSON CONTROLS | GCGD24S41S3 | AC | Split System: Air-Cooled Condensing Unit, Coil with Blower | TCGD24S41S3 |  | AHX36 | 12 | 14.5 | Yes | Yes | 2011-02-28 |  | 0
FALSE | YCJD18S41S1 | 3740 | 3771637 | DAYTON ELECTRIC MANUFACTURING COMPANY BY JOHNSON CONTROLS | GCGD18S41S3 | AC | Split System: Air-Cooled Condensing Unit, Coil with Blower | TCGD18S41S3 |  | AHX18 | 12 | 14.5 | Yes | Yes | 2011-02-28 |  | 0
FALSE | YCJD30S44S3 | 3827 | 3771643 | DAYTON ELECTRIC MANUFACTURING COMPANY BY JOHNSON CONTROLS | GCGD30S41S3 | AC | Split System: Air-Cooled Condensing Unit, Coil with Blower | TCGD30S41S3 |  | AHX36 | 12 | 14.5 | Yes | Yes | 2011-02-28 |  | 0
FALSE | YCJD18S41S1 | 3740 | 3771657 | DAYTON ELECTRIC MANUFACTURING COMPANY BY JOHNSON CONTROLS | GCGD18S41S3 | AC | Split System: Air-Cooled Condensing Unit, Coil with Blower | TCGD18S41S3 |  | F6FP018+TXV | 12 | 14.5 | Yes | Yes | 2011-02-28 |  | 0
FALSE | YCJD18S41S1 | 3740 | 3771738 | DAYTON ELECTRIC MANUFACTURING COMPANY BY JOHNSON CONTROLS | GCGD18S41S3 | AC | Split System: Air-Cooled Condensing Unit, Coil with Blower | TCGD18S41S3 |  | AHX18+TXV | 12 | 14.5 | Yes | Yes | 2011-02-28 |  | 0
FALSE | YCJD24S41S1 | 3826 | 3771740 | DAYTON ELECTRIC MANUFACTURING COMPANY BY JOHNSON CONTROLS | GCGD24S41S3 | AC | Split System: Air-Cooled Condensing Unit, Coil with Blower | TCGD24S41S3 |  | AHX30+TXV | 12 | 14.5 | Yes | Yes | 2011-02-28 |  | 0
FALSE | YCJD24S41S1 | 3826 | 3771741 | DAYTON ELECTRIC MANUFACTURING COMPANY BY JOHNSON CONTROLS | GCGD24S41S3 | AC | Split System: Air-Cooled Condensing Unit, Coil with Blower | TCGD24S41S3 |  | AHX36+TXV | 12 | 14.5 | Yes | Yes | 2011-02-28 |  | 0
FALSE | YCJD30S44S3 | 3827 | 3772587 | EVCON BY JOHNSON CONTROLS | GCGD30S41S3 | AC | Split System: Air-Cooled Condensing Unit, Coil with Blower | TCGD30S41S3 |  | AHX36+TXV | 12 | 14.5 | Yes | Yes | 2011-02-28 |  | 0
FALSE | YCJD24S41S1 | 3826 | 3772872 | FRASER-JOHNSTON BY JOHNSON CONTROLS | TCGD24S41S3 | AC | Split System: Air-Cooled Condensing Unit, Coil with Blower | TCGD24S41S3 |  | AHX30 | 12 | 14.5 | Yes | Yes | 2011-02-28 |  | 0
FALSE | YCJD24S41S1 | 3826 | 3773004 | FRASER-JOHNSTON BY JOHNSON CONTROLS | TCGD24S41S3 | AC | Split System: Air-Cooled Condensing Unit, Coil with Blower | TCGD24S41S3 |  | AHX36 | 12 | 14.5 | Yes | Yes | 2011-02-28 |  | 0
FALSE | YCJD18S41S1 | 3740 | 3773048 | FRASER-JOHNSTON BY JOHNSON CONTROLS | TCGD18S41S3 | AC | Split System: Air-Cooled Condensing Unit, Coil with Blower | TCGD18S41S3 |  | AHX18 | 12 | 14.5 | Yes | Yes | 2011-02-28 |  | 0
FALSE | YCJD30S44S3 | 3827 | 3773054 | FRASER-JOHNSTON BY JOHNSON CONTROLS | TCGD30S41S3 | AC | Split System: Air-Cooled Condensing Unit, Coil with Blower | TCGD30S41S3 |  | AHX36 | 12 | 14.5 | Yes | Yes | 2011-02-28 |  | 0
FALSE | YCJD18S41S1 | 3740 | 3773068 | FRASER-JOHNSTON BY JOHNSON CONTROLS | TCGD18S41S3 | AC | Split System: Air-Cooled Condensing Unit, Coil with Blower | TCGD18S41S3 |  | F6FP018+TXV | 12 | 14.5 | Yes | Yes | 2011-02-28 |  | 0
FALSE | YCJD18S41S1 | 3740 | 3773149 | FRASER-JOHNSTON BY JOHNSON CONTROLS | TCGD18S41S3 | AC | Split System: Air-Cooled Condensing Unit, Coil with Blower | TCGD18S41S3 |  | AHX18+TXV | 12 | 14.5 | Yes | Yes | 2011-02-28 |  | 0
FALSE | YCJD24S41S1 | 3826 | 3773151 | FRASER-JOHNSTON BY JOHNSON CONTROLS | TCGD24S41S3 | AC | Split System: Air-Cooled Condensing Unit, Coil with Blower | TCGD24S41S3 |  | AHX30+TXV | 12 | 14.5 | Yes | Yes | 2011-02-28 |  | 0
FALSE | YCJD24S41S1 | 3826 | 3773152 | FRASER-JOHNSTON BY JOHNSON CONTROLS | TCGD24S41S3 | AC | Split System: Air-Cooled Condensing Unit, Coil with Blower | TCGD24S41S3 |  | AHX36+TXV | 12 | 14.5 | Yes | Yes | 2011-02-28 |  | 0
FALSE | YCJF42S41S1 | 3881 | 3773390 | COLEMAN BY JOHNSON CONTROLS | TCGF42S41S3 | AC | Split System: Air-Cooled Condensing Unit, Coil with Blower | TCGF42S41S3 |  | AHX48+TXV | 13 | 16 | Yes | Yes | 2011-02-28 |  | 2
FALSE | YCJF30S41S1 | 3875 | 3773397 | COLEMAN BY JOHNSON CONTROLS | TCGF30S41S3 | AC | Split System: Air-Cooled Condensing Unit, Coil with Blower | TCGF30S41S3 |  | F6FP042+TXV | 13.25 | 16.5 | Yes | Yes | 2011-02-28 |  | 2
FALSE | YCJF36S41S1 | 3877 | 3773635 | COLEMAN BY JOHNSON CONTROLS | TCGF36S41S3 | AC | Split System: Air-Cooled Condensing Unit, Coil with Blower | TCGF36S41S3 |  | AHX60+TXV | 13 | 16.25 | Yes | Yes | 2011-02-28 |  | 2
FALSE | YCJF42S41S1 | 3881 | 3773748 | COLEMAN BY JOHNSON CONTROLS | TCGF42S41S3 | AC | Split System: Air-Cooled Condensing Unit, Coil with Blower | TCGF42S41S3 |  | F6FP042+TXV | 12.5 | 15 | Yes | Yes | 2011-02-28 |  | 1
FALSE | YCJF24S41S1 | 3872 | 3773751 | COLEMAN BY JOHNSON CONTROLS | TCGF24S41S3 | AC | Split System: Air-Cooled Condensing Unit, Coil with Blower | TCGF24S41S3 |  | F6FP030+TXV | 13.1 | 15.6 | Yes | Yes | 2011-02-28 |  | 1
FALSE | YCJF30S41S1 | 3875 | 3773860 | COLEMAN BY JOHNSON CONTROLS | TCGF30S41S3 | AC | Split System: Air-Cooled Condensing Unit, Coil with Blower | TCGF30S41S3 |  | F6FP036+TXV | 13 | 15.25 | Yes | Yes | 2011-02-28 |  | 1
FALSE | YCJF30S41S1 | 3875 | 3773861 | COLEMAN BY JOHNSON CONTROLS | TCGF30S41S3 | AC | Split System: Air-Cooled Condensing Unit, Coil with Blower | TCGF30S41S3 |  | F6FP048+TXV | 12.5 | 14.75 | Yes | Yes | 2011-02-28 |  | 0
FALSE | YCJF36S41S1 | 3877 | 3773863 | COLEMAN BY JOHNSON CONTROLS | TCGF36S41S3 | AC | Split System: Air-Cooled Condensing Unit, Coil with Blower | TCGF36S41S3 |  | F6FP048+TXV | 12.75 | 15.25 | Yes | Yes | 2011-02-28 |  | 1
FALSE | YCJF36S41S1 | 3877 | 3773864 | COLEMAN BY JOHNSON CONTROLS | TCGF36S41S3 | AC | Split System: Air-Cooled Condensing Unit, Coil with Blower | TCGF36S41S3 |  | F6FP060+TXV | 13 | 16 | Yes | Yes | 2011-02-28 |  | 2
FALSE | YCJF30S41S1 | 3875 | 3774069 | COLEMAN BY JOHNSON CONTROLS | TCGF30S41S3 | AC | Split System: Air-Cooled Condensing Unit, Coil with Blower | TCGF30S41S3 |  | AHX42+TXV | 13.25 | 16.5 | Yes | Yes | 2011-02-28 |  | 2
FALSE | YCJF30S41S1 | 3875 | 3774070 | COLEMAN BY JOHNSON CONTROLS | TCGF30S41S3 | AC | Split System: Air-Cooled Condensing Unit, Coil with Blower | TCGF30S41S3 |  | F6FP030+TXV | 12.5 | 14.75 | Yes | Yes | 2011-02-28 |  | 0
FALSE | YCJF36S41S1 | 3877 | 3774076 | COLEMAN BY JOHNSON CONTROLS | TCGF36S41S3 | AC | Split System: Air-Cooled Condensing Unit, Coil with Blower | TCGF36S41S3 |  | AHX42+TXV | 13 | 16.25 | Yes | Yes | 2011-02-28 |  | 2
FALSE | YCJF36S41S1 | 3877 | 3775270 | FRASER-JOHNSTON BY JOHNSON CONTROLS | TCGF36S41S3 | AC | Split System: Air-Cooled Condensing Unit, Coil with Blower | TCGF36S41S3 |  | AHP36+TXV | 12.5 | 15 | Yes | Yes | 2011-02-28 |  | 1
FALSE | YCJF36S41S1 | 3877 | 3775271 | FRASER-JOHNSTON BY JOHNSON CONTROLS | TCGF36S41S3 | AC | Split System: Air-Cooled Condensing Unit, Coil with Blower | TCGF36S41S3 |  | F5FP048+TXV | 13.5 | 16.25 | Yes | Yes | 2011-02-28 |  | 2
FALSE | YCJF42S41S1 | 3881 | 3775275 | FRASER-JOHNSTON BY JOHNSON CONTROLS | TCGF42S41S3 | AC | Split System: Air-Cooled Condensing Unit, Coil with Blower | TCGF42S41S3 |  | AHX48+TXV | 13 | 16 | Yes | Yes | 2011-02-28 |  | 2
FALSE | YCJF30S41S1 | 3875 | 3775276 | FRASER-JOHNSTON BY JOHNSON CONTROLS | TCGF30S41S3 | AC | Split System: Air-Cooled Condensing Unit, Coil with Blower | TCGF30S41S3 |  | F6FP042+TXV | 13.25 | 16.5 | Yes | Yes | 2011-02-28 |  | 2
TRUE | TCGF42S41S3 | 3881 | 3775362 | FRASER-JOHNSTON BY JOHNSON CONTROLS | TCGF42S41S3 | AC | Split System: Air-Cooled Condensing Unit, Coil Alone | TCGF42S41S3 |  | FC/MC/PC48+TXV | 12 | 14.5 | Yes | Yes | 2011-02-28 |  | 0
FALSE | YCJF42S41S1 | 3881 | 3775370 | FRASER-JOHNSTON BY JOHNSON CONTROLS | TCGF42S41S3 | AC | Split System: Air-Cooled Condensing Unit, Coil with Blower | TCGF42S41S3 |  | F6FP042+TXV | 12.5 | 15 | Yes | Yes | 2011-02-28 |  | 1
FALSE | YCJF24S41S1 | 3872 | 3775371 | FRASER-JOHNSTON BY JOHNSON CONTROLS | TCGF24S41S3 | AC | Split System: Air-Cooled Condensing Unit, Coil with Blower | TCGF24S41S3 |  | F6FP030+TXV | 13.1 | 15.6 | Yes | Yes | 2011-02-28 |  | 1
FALSE | YCJF30S41S1 | 3875 | 3775372 | FRASER-JOHNSTON BY JOHNSON CONTROLS | TCGF30S41S3 | AC | Split System: Air-Cooled Condensing Unit, Coil with Blower | TCGF30S41S3 |  | AHX36+TXV | 13 | 16.25 | Yes | Yes | 2011-02-28 |  | 2
FALSE | YCJF36S41S1 | 3877 | 3775373 | FRASER-JOHNSTON BY JOHNSON CONTROLS | TCGF36S41S3 | AC | Split System: Air-Cooled Condensing Unit, Coil with Blower | TCGF36S41S3 |  | F6FP042+TXV | 13 | 15.75 | Yes | Yes | 2011-02-28 |  | 1
TRUE | TCGF24S41S3 | 3872 | 3775374 | FRASER-JOHNSTON BY JOHNSON CONTROLS | TCGF24S41S3 | AC | Split System: Air-Cooled Condensing Unit, Coil Alone | TCGF24S41S3 |  | FC/MC/PC32+TXV | 12.3 | 14.5 | Yes | Yes | 2011-02-28 |  | 0
TRUE | TCGF48S41S3 | 3846 | 3775377 | FRASER-JOHNSTON BY JOHNSON CONTROLS | TCGF48S41S3 | AC | Split System: Air-Cooled Condensing Unit, Coil Alone | TCGF48S41S3 |  | FC/MC/PC60+TXV | 12.35 | 14.5 | Yes | Yes | 2011-02-28 |  | 0
TRUE | TCGF30S41S3 | 3875 | 3775378 | FRASER-JOHNSTON BY JOHNSON CONTROLS | TCGF30S41S3 | AC | Split System: Air-Cooled Condensing Unit, Coil Alone | TCGF30S41S3 |  | FC/MC/PC43+TXV | 12.3 | 14.5 | Yes | Yes | 2011-02-28 |  | 0
FALSE | YCJF36S41S1 | 3877 | 3775388 | FRASER-JOHNSTON BY JOHNSON CONTROLS | TCGF36S41S3 | AC | Split System: Air-Cooled Condensing Unit, Coil with Blower | TCGF36S41S3 |  | F*FV060+TXV | 13 | 15.5 | Yes | Yes | 2011-02-28 |  | 1
FALSE | YCJF30S41S1 | 3875 | 3775392 | FRASER-JOHNSTON BY JOHNSON CONTROLS | TCGF30S41S3 | AC | Split System: Air-Cooled Condensing Unit, Coil with Blower | TCGF30S41S3 |  | F6FP036+TXV | 13 | 15.25 | Yes | Yes | 2011-02-28 |  | 1
FALSE | YCJF30S41S1 | 3875 | 3775393 | FRASER-JOHNSTON BY JOHNSON CONTROLS | TCGF30S41S3 | AC | Split System: Air-Cooled Condensing Unit, Coil with Blower | TCGF30S41S3 |  | F6FP048+TXV | 12.5 | 14.75 | Yes | Yes | 2011-02-28 |  | 0
FALSE | YCJF36S41S1 | 3877 | 3775394 | FRASER-JOHNSTON BY JOHNSON CONTROLS | TCGF36S41S3 | AC | Split System: Air-Cooled Condensing Unit, Coil with Blower | TCGF36S41S3 |  | F6FP048+TXV | 12.75 | 15.25 | Yes | Yes | 2011-02-28 |  | 1
FALSE | YCJF36S41S1 | 3877 | 3775395 | FRASER-JOHNSTON BY JOHNSON CONTROLS | TCGF36S41S3 | AC | Split System: Air-Cooled Condensing Unit, Coil with Blower | TCGF36S41S3 |  | F6FP060+TXV | 13 | 16 | Yes | Yes | 2011-02-28 |  | 2
FALSE | YCJF42S41S1 | 3881 | 3775396 | FRASER-JOHNSTON BY JOHNSON CONTROLS | TCGF42S41S3 | AC | Split System: Air-Cooled Condensing Unit, Coil with Blower | TCGF42S41S3 |  | AHX60+TXV | 13 | 15.75 | Yes | Yes | 2011-02-28 |  | 1
FALSE | YCJF42S41S1 | 3881 | 3775397 | FRASER-JOHNSTON BY JOHNSON CONTROLS | TCGF42S41S3 | AC | Split System: Air-Cooled Condensing Unit, Coil with Blower | TCGF42S41S3 |  | F6FP048+TXV | 12.75 | 15 | Yes | Yes | 2011-02-28 |  | 1
FALSE | YCJF24S41S1 | 3872 | 3775399 | FRASER-JOHNSTON BY JOHNSON CONTROLS | TCGF24S41S3 | AC | Split System: Air-Cooled Condensing Unit, Coil with Blower | TCGF24S41S3 |  | AHX30+TXV | 13.25 | 16 | Yes | Yes | 2011-02-28 |  | 2
FALSE | YCJF42S41S1 | 3881 | 3775410 | FRASER-JOHNSTON BY JOHNSON CONTROLS | TCGF42S41S3 | AC | Split System: Air-Cooled Condensing Unit, Coil with Blower | TCGF42S41S3 |  | F5FP060+TXV | 12.5 | 14.75 | Yes | Yes | 2011-02-28 |  | 0
TRUE | CZH06011 | 3899 | 3776783 | COLEMAN BY JOHNSON CONTROLS | AC8B060F3 | AC | Split System: Air-Cooled Condensing Unit, Coil with Blower | CZH06011 |  | FC/MC62D+MV20D+TXV | 12 | 16 | Yes | Yes | 2011-02-28 |  | 0
TRUE | CZH04811 | 3896 | 3776789 | COLEMAN BY JOHNSON CONTROLS | AC8B048F3 | AC | Split System: Air-Cooled Condensing Unit, Coil with Blower | CZH04811 |  | FC/MC62D+MV20D+TXV | 12.5 | 17 | Yes | Yes | 2011-02-28 |  | 1
TRUE | CZH02411 | 3892 | 3777044 | COLEMAN BY JOHNSON CONTROLS | AC8B024F3 | AC | Split System: Air-Cooled Condensing Unit, Coil with Blower | CZH02411 |  | FC/MC48D+MV12D+TXV | 14.45 | 18 | Yes | Yes | 2011-02-28 |  | 3
TRUE | CZH03611 | 3894 | 3777277 | LUXAIRE BY JOHNSON CONTROLS | AL8B036F3 | AC | Split System: Air-Cooled Condensing Unit, Coil with Blower | CZH03611 |  | FC/MC62D+MV12D+TXV | 14.25 | 18.5 | Yes | Yes | 2011-02-28 |  | 3
FALSE | TCHD30S44S3 | 3873 | 3777739 | COLEMAN BY JOHNSON CONTROLS | TCHD30S43S3 | AC | Split System: Air-Cooled Condensing Unit, Coil with Blower | TCHD30S43S3 |  | FC/MC/PC43B+TXV | 12.85 | 14.5 | Yes | Yes | 2015-03-20 |  | 0
FALSE | TCHD30S44S3 | 3873 | 3777740 | COLEMAN BY JOHNSON CONTROLS | TCHD30S43S3 | AC | Split System: Air-Cooled Condensing Unit, Coil with Blower | TCHD30S43S3 |  | FC/MC/PC43C+TXV | 13.45 | 15.2 | Yes | Yes | 2015-03-20 |  | 1
FALSE | TCHD30S44S3 | 3873 | 3777742 | COLEMAN BY JOHNSON CONTROLS | TCHD30S43S3 | AC | Split System: Air-Cooled Condensing Unit, Coil with Blower | TCHD30S43S3 |  | HD36+TXV | 13 | 14.65 | Yes | Yes | 2015-03-20 |  | 0
FALSE | TCHD30S44S3 | 3873 | 3777754 | COLEMAN BY JOHNSON CONTROLS | TCHD30S43S3 | AC | Split System: Air-Cooled Condensing Unit, Coil with Blower | TCHD30S43S3 |  | FC/MC/PC43C+TXV | 13.6 | 15.35 | Yes | Yes | 2015-03-20 |  | 1
FALSE | TCHD30S44S3 | 3873 | 3777757 | COLEMAN BY JOHNSON CONTROLS | TCHD30S44S3 | AC | Split System: Air-Cooled Condensing Unit, Coil with Blower | TCHD30S44S3 |  | FC/MC/PC35C+TXV | 13 | 15 | Yes | Yes | 2015-03-20 |  | 1
FALSE | TCHD30S44S3 | 3873 | 3777760 | COLEMAN BY JOHNSON CONTROLS | TCHD30S44S3 | AC | Split System: Air-Cooled Condensing Unit, Coil with Blower | TCHD30S44S3 |  | FC/MC/PC43B+TXV | 13.2 | 15 | Yes | Yes | 2015-03-20 |  | 1
FALSE | TCHD30S44S3 | 3873 | 3777761 | COLEMAN BY JOHNSON CONTROLS | TCHD30S44S3 | AC | Split System: Air-Cooled Condensing Unit, Coil with Blower | TCHD30S44S3 |  | FC/MC35B+MV12B+TXV | 13.2 | 15 | Yes | Yes | 2015-03-20 |  | 1
FALSE | TCHD30S44S3 | 3873 | 3777774 | COLEMAN BY JOHNSON CONTROLS | TCHD30S44S3 | AC | Split System: Air-Cooled Condensing Unit, Coil with Blower | TCHD30S44S3 |  | F6FP036+TXV | 12.75 | 14.5 | Yes | Yes | 2011-02-28 |  | 0
FALSE | TCHD30S44S3 | 3873 | 3777775 | COLEMAN BY JOHNSON CONTROLS | TCHD30S44S3 | AC | Split System: Air-Cooled Condensing Unit, Coil with Blower | TCHD30S44S3 |  | FC/MC/PC37A+TXV | 12.8 | 14.5 | Yes | Yes | 2015-03-20 |  | 0
FALSE | TCHD30S44S3 | 3873 | 3777777 | COLEMAN BY JOHNSON CONTROLS | TCHD30S44S3 | AC | Split System: Air-Cooled Condensing Unit, Coil with Blower | TCHD30S44S3 |  | HD36+TXV | 13 | 14.65 | Yes | Yes | 2015-03-20 |  | 0
FALSE | TCHD30S44S3 | 3873 | 3777989 | COLEMAN BY JOHNSON CONTROLS | TCHD30S43S3 | AC | Split System: Air-Cooled Condensing Unit, Coil with Blower | TCHD30S43S3 |  | AHX30+TXV | 12.5 | 14.5 | Yes | Yes | 2011-02-28 |  | 0
FALSE | TCHD30S44S3 | 3873 | 3777991 | COLEMAN BY JOHNSON CONTROLS | TCHD30S43S3 | AC | Split System: Air-Cooled Condensing Unit, Coil with Blower | TCHD30S43S3 |  | HD36+TXV | 13.05 | 14.8 | Yes | Yes | 2015-03-20 |  | 0
FALSE | TCHD30S44S3 | 3873 | 3778003 | COLEMAN BY JOHNSON CONTROLS | TCHD30S44S3 | AC | Split System: Air-Cooled Condensing Unit, Coil with Blower | TCHD30S44S3 |  | F6FP048+TXV | 12.5 | 14.5 | Yes | Yes | 2011-02-28 |  | 0
FALSE | TCHD30S44S3 | 3873 | 3778006 | COLEMAN BY JOHNSON CONTROLS | TCHD30S44S3 | AC | Split System: Air-Cooled Condensing Unit, Coil with Blower | TCHD30S44S3 |  | HD36+TXV | 13.25 | 15 | Yes | Yes | 2015-03-20 |  | 1
FALSE | TCHD36S44S3 | 3844 | 3778020 | COLEMAN BY JOHNSON CONTROLS | TCHD36S41S3 | AC | Split System: Air-Cooled Condensing Unit, Coil with Blower | TCHD36S41S3 |  | AHX48+TXV | 12.75 | 15.25 | Yes | Yes | 2011-02-28 |  | 1
FALSE | TCHD36S44S3 | 3844 | 3778031 | COLEMAN BY JOHNSON CONTROLS | TCHD36S43S3 | AC | Split System: Air-Cooled Condensing Unit, Coil with Blower | TCHD36S43S3 |  | FC/MC/PC48C+TXV | 12.8 | 14.85 | Yes | Yes | 2015-03-20 |  | 0
FALSE | TCHD36S44S3 | 3844 | 3778278 | COLEMAN BY JOHNSON CONTROLS | TCHD36S43S3 | AC | Split System: Air-Cooled Condensing Unit, Coil with Blower | TCHD36S43S3 |  | AHX42+TXV | 12.75 | 15.25 | Yes | Yes | 2011-02-28 |  | 1
FALSE | TCHD36S44S3 | 3844 | 3778279 | COLEMAN BY JOHNSON CONTROLS | TCHD36S43S3 | AC | Split System: Air-Cooled Condensing Unit, Coil with Blower | TCHD36S43S3 |  | F6FP060+TXV | 12.75 | 15 | Yes | Yes | 2011-02-28 |  | 1
FALSE | TCHD36S44S3 | 3844 | 3778282 | COLEMAN BY JOHNSON CONTROLS | TCHD36S43S3 | AC | Split System: Air-Cooled Condensing Unit, Coil with Blower | TCHD36S43S3 |  | FC/MC/PC43C+TXV | 12.5 | 14.6 | Yes | Yes | 2015-03-20 |  | 0
FALSE | TCHD36S44S3 | 3844 | 3778283 | COLEMAN BY JOHNSON CONTROLS | TCHD36S43S3 | AC | Split System: Air-Cooled Condensing Unit, Coil with Blower | TCHD36S43S3 |  | FC/MC/PC48C+TXV | 13.1 | 15.35 | Yes | Yes | 2015-03-20 |  | 1
FALSE | TCHD36S44S3 | 3844 | 3778287 | COLEMAN BY JOHNSON CONTROLS | TCHD36S44S3 | AC | Split System: Air-Cooled Condensing Unit, Coil with Blower | TCHD36S44S3 |  | F*FV060+TXV | 12.45 | 14.55 | Yes | Yes | 2011-02-28 |  | 0
FALSE | TCHD36S44S3 | 3844 | 3778288 | COLEMAN BY JOHNSON CONTROLS | TCHD36S44S3 | AC | Split System: Air-Cooled Condensing Unit, Coil with Blower | TCHD36S44S3 |  | F5FP048+TXV | 13 | 15.2 | Yes | Yes | 2011-02-28 |  | 1
FALSE | TCHD36S44S3 | 3844 | 3778290 | COLEMAN BY JOHNSON CONTROLS | TCHD36S44S3 | AC | Split System: Air-Cooled Condensing Unit, Coil with Blower | TCHD36S44S3 |  | FC/MC/PC48C+TXV | 13 | 15.1 | Yes | Yes | 2015-03-20 |  | 1
FALSE | TCHD36S44S3 | 3844 | 3778291 | COLEMAN BY JOHNSON CONTROLS | TCHD36S44S3 | AC | Split System: Air-Cooled Condensing Unit, Coil with Blower | TCHD36S44S3 |  | FC/MC/PC48C+TXV | 12.55 | 14.55 | Yes | Yes | 2015-03-20 |  | 0
FALSE | TCHD36S44S3 | 3844 | 3778292 | COLEMAN BY JOHNSON CONTROLS | TCHD36S44S3 | AC | Split System: Air-Cooled Condensing Unit, Coil with Blower | TCHD36S44S3 |  | FC/MC/PC48D+TXV | 13 | 15 | Yes | Yes | 2015-03-20 |  | 1
FALSE | TCHD36S44S3 | 3844 | 3778294 | COLEMAN BY JOHNSON CONTROLS | TCHD36S44S3 | AC | Split System: Air-Cooled Condensing Unit, Coil with Blower | TCHD36S44S3 |  | FC/MC48C+MV16C+TXV | 13.1 | 15.25 | Yes | Yes | 2015-03-20 |  | 1
FALSE | TCHD36S44S3 | 3844 | 3778296 | COLEMAN BY JOHNSON CONTROLS | TCHD36S44S3 | AC | Split System: Air-Cooled Condensing Unit, Coil with Blower | TCHD36S44S3 |  | HD48+TXV | 12.85 | 15 | Yes | Yes | 2015-03-20 |  | 1
FALSE | TCHD30S44S3 | 3873 | 3778728 | COLEMAN BY JOHNSON CONTROLS | TCHD30S43S3 | AC | Split System: Air-Cooled Condensing Unit, Coil with Blower | TCHD30S43S3 |  | FC/MC/PC35C+TXV | 13 | 15 | Yes | Yes | 2015-03-20 |  | 1
FALSE | TCHD30S44S3 | 3873 | 3778730 | COLEMAN BY JOHNSON CONTROLS | TCHD30S43S3 | AC | Split System: Air-Cooled Condensing Unit, Coil with Blower | TCHD30S43S3 |  | FC/MC/PC43B+TXV | 13.2 | 15 | Yes | Yes | 2015-03-20 |  | 1
FALSE | TCHD30S44S3 | 3873 | 3778731 | COLEMAN BY JOHNSON CONTROLS | TCHD30S43S3 | AC | Split System: Air-Cooled Condensing Unit, Coil with Blower | TCHD30S43S3 |  | FC/MC35C+MV16C+TXV | 13.25 | 15 | Yes | Yes | 2015-03-20 |  | 1
FALSE | TCHD36S44S3 | 3844 | 3778750 | COLEMAN BY JOHNSON CONTROLS | TCHD36S41S3 | AC | Split System: Air-Cooled Condensing Unit, Coil with Blower | TCHD36S41S3 |  | F6FP042+TXV | 12.5 | 14.75 | Yes | Yes | 2011-02-28 |  | 0
FALSE | TCHD36S44S3 | 3844 | 3778751 | COLEMAN BY JOHNSON CONTROLS | TCHD36S41S3 | AC | Split System: Air-Cooled Condensing Unit, Coil with Blower | TCHD36S41S3 |  | F6FP060+TXV | 12.75 | 15 | Yes | Yes | 2011-02-28 |  | 1
FALSE | TCHD36S44S3 | 3844 | 3778767 | COLEMAN BY JOHNSON CONTROLS | TCHD36S43S3 | AC | Split System: Air-Cooled Condensing Unit, Coil with Blower | TCHD36S43S3 |  | FC/MC/PC43C+TXV | 12.5 | 14.6 | Yes | Yes | 2015-03-20 |  | 0
FALSE | TCHD36S44S3 | 3844 | 3778768 | COLEMAN BY JOHNSON CONTROLS | TCHD36S43S3 | AC | Split System: Air-Cooled Condensing Unit, Coil with Blower | TCHD36S43S3 |  | FC/MC/PC43C+TXV | 12.5 | 14.8 | Yes | Yes | 2015-03-20 |  | 0
FALSE | TCHD36S44S3 | 3844 | 3778769 | COLEMAN BY JOHNSON CONTROLS | TCHD36S43S3 | AC | Split System: Air-Cooled Condensing Unit, Coil with Blower | TCHD36S43S3 |  | FC/MC43C+MV16C+TXV | 13 | 15 | Yes | Yes | 2015-03-20 |  | 1
FALSE | TCHD36S44S3 | 3844 | 3778770 | COLEMAN BY JOHNSON CONTROLS | TCHD36S43S3 | AC | Split System: Air-Cooled Condensing Unit, Coil with Blower | TCHD36S43S3 |  | HD48+TXV | 12.45 | 14.5 | Yes | Yes | 2015-03-20 |  | 0
FALSE | TCHD36S44S3 | 3844 | 3778949 | COLEMAN BY JOHNSON CONTROLS | TCHD36S44S3 | AC | Split System: Air-Cooled Condensing Unit, Coil with Blower | TCHD36S44S3 |  | AHX36+TXV | 12.5 | 14.75 | Yes | Yes | 2011-02-28 |  | 0
FALSE | TCHD36S44S3 | 3844 | 3778950 | COLEMAN BY JOHNSON CONTROLS | TCHD36S44S3 | AC | Split System: Air-Cooled Condensing Unit, Coil with Blower | TCHD36S44S3 |  | AHX42+TXV | 12.75 | 15.25 | Yes | Yes | 2011-02-28 |  | 1
FALSE | TCHD36S44S3 | 3844 | 3778951 | COLEMAN BY JOHNSON CONTROLS | TCHD36S44S3 | AC | Split System: Air-Cooled Condensing Unit, Coil with Blower | TCHD36S44S3 |  | AHX60+TXV | 12.75 | 15 | Yes | Yes | 2011-02-28 |  | 1
FALSE | TCHD36S44S3 | 3844 | 3778955 | COLEMAN BY JOHNSON CONTROLS | TCHD36S44S3 | AC | Split System: Air-Cooled Condensing Unit, Coil with Blower | TCHD36S44S3 |  | UC48C+TXV | 12.45 | 14.55 | Yes | Yes | 2015-03-20 |  | 0
FALSE | TCHD18S41S3 | 3868 | 3778983 | COLEMAN BY JOHNSON CONTROLS | TCHD18S41S3 | AC | Split System: Air-Cooled Condensing Unit, Coil with Blower | TCHD18S41S3 |  | AHX30+TXV | 12 | 14.5 | Yes | Yes | 2011-02-28 |  | 0
FALSE | TCHD30S44S3 | 3873 | 3779250 | COLEMAN BY JOHNSON CONTROLS | TCHD30S41S3 | AC | Split System: Air-Cooled Condensing Unit, Coil with Blower | TCHD30S41S3 |  | AHX30+TXV | 12.5 | 14.5 | Yes | Yes | 2011-02-28 |  | 0
FALSE | TCHD30S44S3 | 3873 | 3779251 | COLEMAN BY JOHNSON CONTROLS | TCHD30S41S3 | AC | Split System: Air-Cooled Condensing Unit, Coil with Blower | TCHD30S41S3 |  | AHX36+TXV | 13.25 | 15.25 | Yes | Yes | 2011-02-28 |  | 1
FALSE | TCHD30S44S3 | 3873 | 3779260 | COLEMAN BY JOHNSON CONTROLS | TCHD30S43S3 | AC | Split System: Air-Cooled Condensing Unit, Coil with Blower | TCHD30S43S3 |  | FC/MC/PC35B+TXV | 12.75 | 14.5 | Yes | Yes | 2015-03-20 |  | 0
FALSE | TCHD30S44S3 | 3873 | 3779261 | COLEMAN BY JOHNSON CONTROLS | TCHD30S43S3 | AC | Split System: Air-Cooled Condensing Unit, Coil with Blower | TCHD30S43S3 |  | FC/MC/PC35C+TXV | 13.15 | 15 | Yes | Yes | 2015-03-20 |  | 1
FALSE | TCHD30S44S3 | 3873 | 3779263 | COLEMAN BY JOHNSON CONTROLS | TCHD30S43S3 | AC | Split System: Air-Cooled Condensing Unit, Coil with Blower | TCHD30S43S3 |  | HD36+TXV | 13.05 | 14.8 | Yes | Yes | 2015-03-20 |  | 0
FALSE | TCHD30S44S3 | 3873 | 3779264 | COLEMAN BY JOHNSON CONTROLS | TCHD30S43S3 | AC | Split System: Air-Cooled Condensing Unit, Coil with Blower | TCHD30S43S3 |  | HD36+TXV | 13.05 | 14.85 | Yes | Yes | 2015-03-20 |  | 0
FALSE | TCHD30S44S3 | 3873 | 3779268 | COLEMAN BY JOHNSON CONTROLS | TCHD30S43S3 | AC | Split System: Air-Cooled Condensing Unit, Coil with Blower | TCHD30S43S3 |  | F6FP048+TXV | 12.5 | 14.5 | Yes | Yes | 2011-02-28 |  | 0
FALSE | TCHD30S44S3 | 3873 | 3779269 | COLEMAN BY JOHNSON CONTROLS | TCHD30S43S3 | AC | Split System: Air-Cooled Condensing Unit, Coil with Blower | TCHD30S43S3 |  | FC/MC/PC35C+TXV | 13.15 | 15 | Yes | Yes | 2015-03-20 |  | 1
FALSE | TCHD30S44S3 | 3873 | 3779271 | COLEMAN BY JOHNSON CONTROLS | TCHD30S43S3 | AC | Split System: Air-Cooled Condensing Unit, Coil with Blower | TCHD30S43S3 |  | FC/MC/PC43C+TXV | 13.65 | 15.4 | Yes | Yes | 2015-03-20 |  | 1
FALSE | TCHD30S44S3 | 3873 | 3779277 | COLEMAN BY JOHNSON CONTROLS | TCHD30S44S3 | AC | Split System: Air-Cooled Condensing Unit, Coil with Blower | TCHD30S44S3 |  | FC/MC/PC43C+TXV | 13.6 | 15.35 | Yes | Yes | 2015-03-20 |  | 1
FALSE | TCHD30S44S3 | 3873 | 3779278 | COLEMAN BY JOHNSON CONTROLS | TCHD30S44S3 | AC | Split System: Air-Cooled Condensing Unit, Coil with Blower | TCHD30S44S3 |  | FC/MC/PC43C+TXV | 13.65 | 15.4 | Yes | Yes | 2015-03-20 |  | 1
FALSE | TCHD30S44S3 | 3873 | 3779279 | COLEMAN BY JOHNSON CONTROLS | TCHD30S44S3 | AC | Split System: Air-Cooled Condensing Unit, Coil with Blower | TCHD30S44S3 |  | FC/MC/PC43C+TXV | 13.15 | 14.8 | Yes | Yes | 2015-03-20 |  | 0
FALSE | TCHD30S44S3 | 3873 | 3779287 | COLEMAN BY JOHNSON CONTROLS | TCHD30S44S3 | AC | Split System: Air-Cooled Condensing Unit, Coil with Blower | TCHD30S44S3 |  | AHX42+TXV | 13.75 | 15.5 | Yes | Yes | 2011-02-28 |  | 1
FALSE | TCHD30S44S3 | 3873 | 3779469 | LUXAIRE BY JOHNSON CONTROLS | TCHD30S41S3 | AC | Split System: Air-Cooled Condensing Unit, Coil with Blower | TCHD30S41S3 |  | F6FP042+TXV | 13.5 | 15.25 | Yes | Yes | 2011-02-28 |  | 1
FALSE | TCHD30S44S3 | 3873 | 3779478 | LUXAIRE BY JOHNSON CONTROLS | TCHD30S43S3 | AC | Split System: Air-Cooled Condensing Unit, Coil with Blower | TCHD30S43S3 |  | FC/MC/PC43B+TXV | 12.85 | 14.5 | Yes | Yes | 2015-03-20 |  | 0
FALSE | TCHD30S44S3 | 3873 | 3779479 | LUXAIRE BY JOHNSON CONTROLS | TCHD30S43S3 | AC | Split System: Air-Cooled Condensing Unit, Coil with Blower | TCHD30S43S3 |  | FC/MC/PC43C+TXV | 13.45 | 15.2 | Yes | Yes | 2015-03-20 |  | 1
FALSE | TCHD30S44S3 | 3873 | 3779481 | LUXAIRE BY JOHNSON CONTROLS | TCHD30S43S3 | AC | Split System: Air-Cooled Condensing Unit, Coil with Blower | TCHD30S43S3 |  | HD36+TXV | 13 | 14.65 | Yes | Yes | 2015-03-20 |  | 0
FALSE | TCHD30S44S3 | 3873 | 3779493 | LUXAIRE BY JOHNSON CONTROLS | TCHD30S43S3 | AC | Split System: Air-Cooled Condensing Unit, Coil with Blower | TCHD30S43S3 |  | FC/MC/PC43C+TXV | 13.6 | 15.35 | Yes | Yes | 2015-03-20 |  | 1
FALSE | TCHD30S44S3 | 3873 | 3779496 | LUXAIRE BY JOHNSON CONTROLS | TCHD30S44S3 | AC | Split System: Air-Cooled Condensing Unit, Coil with Blower | TCHD30S44S3 |  | FC/MC/PC35C+TXV | 13 | 15 | Yes | Yes | 2015-03-20 |  | 1
FALSE | TCHD30S44S3 | 3873 | 3779499 | LUXAIRE BY JOHNSON CONTROLS | TCHD30S44S3 | AC | Split System: Air-Cooled Condensing Unit, Coil with Blower | TCHD30S44S3 |  | FC/MC/PC43B+TXV | 13.2 | 15 | Yes | Yes | 2015-03-20 |  | 1
FALSE | TCHD30S44S3 | 3873 | 3779500 | LUXAIRE BY JOHNSON CONTROLS | TCHD30S44S3 | AC | Split System: Air-Cooled Condensing Unit, Coil with Blower | TCHD30S44S3 |  | FC/MC35B+MV12B+TXV | 13.2 | 15 | Yes | Yes | 2015-03-20 |  | 1
FALSE | TCHD30S44S3 | 3873 | 3779728 | LUXAIRE BY JOHNSON CONTROLS | TCHD30S43S3 | AC | Split System: Air-Cooled Condensing Unit, Coil with Blower | TCHD30S43S3 |  | AHX30+TXV | 12.5 | 14.5 | Yes | Yes | 2011-02-28 |  | 0
FALSE | TCHD30S44S3 | 3873 | 3779730 | LUXAIRE BY JOHNSON CONTROLS | TCHD30S43S3 | AC | Split System: Air-Cooled Condensing Unit, Coil with Blower | TCHD30S43S3 |  | HD36+TXV | 13.05 | 14.8 | Yes | Yes | 2015-03-20 |  | 0
FALSE | TCHD30S44S3 | 3873 | 3779742 | LUXAIRE BY JOHNSON CONTROLS | TCHD30S44S3 | AC | Split System: Air-Cooled Condensing Unit, Coil with Blower | TCHD30S44S3 |  | F6FP048+TXV | 12.5 | 14.5 | Yes | Yes | 2011-02-28 |  | 0
FALSE | TCHD30S44S3 | 3873 | 3779745 | LUXAIRE BY JOHNSON CONTROLS | TCHD30S44S3 | AC | Split System: Air-Cooled Condensing Unit, Coil with Blower | TCHD30S44S3 |  | HD36+TXV | 13.25 | 15 | Yes | Yes | 2015-03-20 |  | 1
FALSE | TCHD36S44S3 | 3844 | 3779759 | LUXAIRE BY JOHNSON CONTROLS | TCHD36S41S3 | AC | Split System: Air-Cooled Condensing Unit, Coil with Blower | TCHD36S41S3 |  | AHX48+TXV | 12.75 | 15.25 | Yes | Yes | 2011-02-28 |  | 1
FALSE | TCHD36S44S3 | 3844 | 3779770 | LUXAIRE BY JOHNSON CONTROLS | TCHD36S43S3 | AC | Split System: Air-Cooled Condensing Unit, Coil with Blower | TCHD36S43S3 |  | FC/MC/PC48C+TXV | 12.8 | 14.85 | Yes | Yes | 2015-03-20 |  | 0
FALSE | TCHD36S44S3 | 3844 | 3780017 | LUXAIRE BY JOHNSON CONTROLS | TCHD36S43S3 | AC | Split System: Air-Cooled Condensing Unit, Coil with Blower | TCHD36S43S3 |  | AHX42+TXV | 12.75 | 15.25 | Yes | Yes | 2011-02-28 |  | 1
FALSE | TCHD36S44S3 | 3844 | 3780018 | LUXAIRE BY JOHNSON CONTROLS | TCHD36S43S3 | AC | Split System: Air-Cooled Condensing Unit, Coil with Blower | TCHD36S43S3 |  | F6FP060+TXV | 12.75 | 15 | Yes | Yes | 2011-02-28 |  | 1
FALSE | TCHD36S44S3 | 3844 | 3780021 | LUXAIRE BY JOHNSON CONTROLS | TCHD36S43S3 | AC | Split System: Air-Cooled Condensing Unit, Coil with Blower | TCHD36S43S3 |  | FC/MC/PC43C+TXV | 12.5 | 14.6 | Yes | Yes | 2015-03-20 |  | 0
FALSE | TCHD36S44S3 | 3844 | 3780022 | LUXAIRE BY JOHNSON CONTROLS | TCHD36S43S3 | AC | Split System: Air-Cooled Condensing Unit, Coil with Blower | TCHD36S43S3 |  | FC/MC/PC48C+TXV | 13.1 | 15.35 | Yes | Yes | 2015-03-20 |  | 1
FALSE | TCHD36S44S3 | 3844 | 3780026 | LUXAIRE BY JOHNSON CONTROLS | TCHD36S44S3 | AC | Split System: Air-Cooled Condensing Unit, Coil with Blower | TCHD36S44S3 |  | F*FV060+TXV | 12.45 | 14.55 | Yes | Yes | 2011-02-28 |  | 0
FALSE | TCHD36S44S3 | 3844 | 3780027 | LUXAIRE BY JOHNSON CONTROLS | TCHD36S44S3 | AC | Split System: Air-Cooled Condensing Unit, Coil with Blower | TCHD36S44S3 |  | F5FP048+TXV | 13 | 15.2 | Yes | Yes | 2011-02-28 |  | 1
FALSE | TCHD36S44S3 | 3844 | 3780029 | LUXAIRE BY JOHNSON CONTROLS | TCHD36S44S3 | AC | Split System: Air-Cooled Condensing Unit, Coil with Blower | TCHD36S44S3 |  | FC/MC/PC48C+TXV | 13 | 15.1 | Yes | Yes | 2015-03-20 |  | 1
FALSE | TCHD36S44S3 | 3844 | 3780030 | LUXAIRE BY JOHNSON CONTROLS | TCHD36S44S3 | AC | Split System: Air-Cooled Condensing Unit, Coil with Blower | TCHD36S44S3 |  | FC/MC/PC48C+TXV | 12.55 | 14.55 | Yes | Yes | 2015-03-20 |  | 0
FALSE | TCHD36S44S3 | 3844 | 3780031 | LUXAIRE BY JOHNSON CONTROLS | TCHD36S44S3 | AC | Split System: Air-Cooled Condensing Unit, Coil with Blower | TCHD36S44S3 |  | FC/MC/PC48D+TXV | 13 | 15 | Yes | Yes | 2015-03-20 |  | 1
FALSE | TCHD36S44S3 | 3844 | 3780033 | LUXAIRE BY JOHNSON CONTROLS | TCHD36S44S3 | AC | Split System: Air-Cooled Condensing Unit, Coil with Blower | TCHD36S44S3 |  | FC/MC48C+MV16C+TXV | 13.1 | 15.25 | Yes | Yes | 2015-03-20 |  | 1
FALSE | TCHD36S44S3 | 3844 | 3780035 | LUXAIRE BY JOHNSON CONTROLS | TCHD36S44S3 | AC | Split System: Air-Cooled Condensing Unit, Coil with Blower | TCHD36S44S3 |  | HD48+TXV | 12.85 | 15 | Yes | Yes | 2015-03-20 |  | 1
FALSE | TCHD36S44S3 | 3844 | 3780489 | LUXAIRE BY JOHNSON CONTROLS | TCHD36S41S3 | AC | Split System: Air-Cooled Condensing Unit, Coil with Blower | TCHD36S41S3 |  | F6FP042+TXV | 12.5 | 14.75 | Yes | Yes | 2011-02-28 |  | 0
FALSE | TCHD36S44S3 | 3844 | 3780490 | LUXAIRE BY JOHNSON CONTROLS | TCHD36S41S3 | AC | Split System: Air-Cooled Condensing Unit, Coil with Blower | TCHD36S41S3 |  | F6FP060+TXV | 12.75 | 15 | Yes | Yes | 2011-02-28 |  | 1
FALSE | TCHD36S44S3 | 3844 | 3780506 | LUXAIRE BY JOHNSON CONTROLS | TCHD36S43S3 | AC | Split System: Air-Cooled Condensing Unit, Coil with Blower | TCHD36S43S3 |  | FC/MC/PC43C+TXV | 12.5 | 14.6 | Yes | Yes | 2015-03-20 |  | 0
FALSE | TCHD36S44S3 | 3844 | 3780507 | LUXAIRE BY JOHNSON CONTROLS | TCHD36S43S3 | AC | Split System: Air-Cooled Condensing Unit, Coil with Blower | TCHD36S43S3 |  | FC/MC/PC43C+TXV | 12.5 | 14.8 | Yes | Yes | 2015-03-20 |  | 0
FALSE | TCHD36S44S3 | 3844 | 3780508 | LUXAIRE BY JOHNSON CONTROLS | TCHD36S43S3 | AC | Split System: Air-Cooled Condensing Unit, Coil with Blower | TCHD36S43S3 |  | FC/MC43C+MV16C+TXV | 13 | 15 | Yes | Yes | 2015-03-20 |  | 1
FALSE | TCHD36S44S3 | 3844 | 3780509 | LUXAIRE BY JOHNSON CONTROLS | TCHD36S43S3 | AC | Split System: Air-Cooled Condensing Unit, Coil with Blower | TCHD36S43S3 |  | HD48+TXV | 12.45 | 14.5 | Yes | Yes | 2015-03-20 |  | 0
FALSE | TCHD36S44S3 | 3844 | 3780512 | LUXAIRE BY JOHNSON CONTROLS | TCHD36S43S3 | AC | Split System: Air-Cooled Condensing Unit, Coil with Blower | TCHD36S43S3 |  | UC48C+TXV | 12.45 | 14.55 | Yes | Yes | 2015-03-20 |  | 0
FALSE | TCHD36S44S3 | 3844 | 3780527 | LUXAIRE BY JOHNSON CONTROLS | TCHD36S44S3 | AC | Split System: Air-Cooled Condensing Unit, Coil with Blower | TCHD36S44S3 |  | HD48+TXV | 13.05 | 15.2 | Yes | Yes | 2015-03-20 |  | 1
FALSE | TCHD30S44S3 | 3873 | 3780766 | LUXAIRE BY JOHNSON CONTROLS | TCHD30S41S3 | AC | Split System: Air-Cooled Condensing Unit, Coil with Blower | TCHD30S41S3 |  | F6FP036+TXV | 12.75 | 14.5 | Yes | Yes | 2011-02-28 |  | 0
FALSE | TCHD30S44S3 | 3873 | 3780779 | LUXAIRE BY JOHNSON CONTROLS | TCHD30S43S3 | AC | Split System: Air-Cooled Condensing Unit, Coil with Blower | TCHD30S43S3 |  | FC/MC/PC37A+TXV | 12.8 | 14.5 | Yes | Yes | 2015-03-20 |  | 0
FALSE | TCHD30S44S3 | 3873 | 3780780 | LUXAIRE BY JOHNSON CONTROLS | TCHD30S43S3 | AC | Split System: Air-Cooled Condensing Unit, Coil with Blower | TCHD30S43S3 |  | FC/MC/PC43C+TXV | 13.15 | 14.8 | Yes | Yes | 2015-03-20 |  | 0
FALSE | TCHD30S44S3 | 3873 | 3780782 | LUXAIRE BY JOHNSON CONTROLS | TCHD30S43S3 | AC | Split System: Air-Cooled Condensing Unit, Coil with Blower | TCHD30S43S3 |  | FC/MC43C+MV16C+TXV | 13.5 | 15.35 | Yes | Yes | 2015-03-20 |  | 1
FALSE | TCHD30S44S3 | 3873 | 3780785 | LUXAIRE BY JOHNSON CONTROLS | TCHD30S43S3 | AC | Split System: Air-Cooled Condensing Unit, Coil with Blower | TCHD30S43S3 |  | HD36+TXV | 12.85 | 14.6 | Yes | Yes | 2015-03-20 |  | 0
FALSE | TCHD30S44S3 | 3873 | 3780786 | LUXAIRE BY JOHNSON CONTROLS | TCHD30S43S3 | AC | Split System: Air-Cooled Condensing Unit, Coil with Blower | TCHD30S43S3 |  | HD36+TXV | 13 | 14.65 | Yes | Yes | 2015-03-20 |  | 0
FALSE | TCHD30S44S3 | 3873 | 3781026 | LUXAIRE BY JOHNSON CONTROLS | TCHD30S44S3 | AC | Split System: Air-Cooled Condensing Unit, Coil with Blower | TCHD30S44S3 |  | AHX42+TXV | 13.75 | 15.5 | Yes | Yes | 2011-02-28 |  | 1
FALSE | TCHD30S44S3 | 3873 | 3781864 | FRASER-JOHNSTON BY JOHNSON CONTROLS | TCHD30S43S3 | AC | Split System: Air-Cooled Condensing Unit, Coil with Blower | TCHD30S43S3 |  | FC/MC/PC37A+TXV | 12.8 | 14.5 | Yes | Yes | 2015-03-20 |  | 0
FALSE | TCHD30S44S3 | 3873 | 3781869 | FRASER-JOHNSTON BY JOHNSON CONTROLS | TCHD30S44S3 | AC | Split System: Air-Cooled Condensing Unit, Coil with Blower | TCHD30S44S3 |  | FC/MC/PC37A+TXV | 12.8 | 14.5 | Yes | Yes | 2015-03-20 |  | 0
FALSE | TCHD30S44S3 | 3873 | 3781927 | FRASER-JOHNSTON BY JOHNSON CONTROLS | TCHD30S43S3 | AC | Split System: Air-Cooled Condensing Unit, Coil with Blower | TCHD30S43S3 |  | FC/MC/PC43B+TXV | 13.2 | 15 | Yes | Yes | 2015-03-20 |  | 1
FALSE | TCHD30S44S3 | 3873 | 3781928 | FRASER-JOHNSTON BY JOHNSON CONTROLS | TCHD30S43S3 | AC | Split System: Air-Cooled Condensing Unit, Coil with Blower | TCHD30S43S3 |  | FC/MC/PC35B+TXV | 12.75 | 14.5 | Yes | Yes | 2015-03-20 |  | 0
FALSE | TCHD30S44S3 | 3873 | 3781931 | FRASER-JOHNSTON BY JOHNSON CONTROLS | TCHD30S44S3 | AC | Split System: Air-Cooled Condensing Unit, Coil with Blower | TCHD30S44S3 |  | HD36+TXV | 13 | 14.65 | Yes | Yes | 2015-03-20 |  | 0
FALSE | TCHD36S44S3 | 3844 | 3781934 | FRASER-JOHNSTON BY JOHNSON CONTROLS | TCHD36S44S3 | AC | Split System: Air-Cooled Condensing Unit, Coil with Blower | TCHD36S44S3 |  | HD48+TXV | 12.45 | 14.5 | Yes | Yes | 2015-03-20 |  | 0
FALSE | TCHD36S44S3 | 3844 | 3781952 | FRASER-JOHNSTON BY JOHNSON CONTROLS | TCHD36S43S3 | AC | Split System: Air-Cooled Condensing Unit, Coil with Blower | TCHD36S43S3 |  | HD48+TXV | 12.45 | 14.5 | Yes | Yes | 2015-03-20 |  | 0
FALSE | TCHD30S44S3 | 3873 | 3782064 | FRASER-JOHNSTON BY JOHNSON CONTROLS | TCHD30S43S3 | AC | Split System: Air-Cooled Condensing Unit, Coil with Blower | TCHD30S43S3 |  | FC/MC/PC35C+TXV | 13.15 | 15 | Yes | Yes | 2015-03-20 |  | 1
FALSE | TCHD36S44S3 | 3844 | 3782072 | FRASER-JOHNSTON BY JOHNSON CONTROLS | TCHD36S43S3 | AC | Split System: Air-Cooled Condensing Unit, Coil with Blower | TCHD36S43S3 |  | FC/MC/PC43C+TXV | 12.5 | 14.8 | Yes | Yes | 2015-03-20 |  | 0
FALSE | TCHD30S44S3 | 3873 | 3782079 | FRASER-JOHNSTON BY JOHNSON CONTROLS | TCHD30S44S3 | AC | Split System: Air-Cooled Condensing Unit, Coil with Blower | TCHD30S44S3 |  | HD36+TXV | 13.25 | 15 | Yes | Yes | 2015-03-20 |  | 1
FALSE | TCHD36S44S3 | 3844 | 3782084 | FRASER-JOHNSTON BY JOHNSON CONTROLS | TCHD36S44S3 | AC | Split System: Air-Cooled Condensing Unit, Coil with Blower | TCHD36S44S3 |  | FC/MC/PC43C+TXV | 12.5 | 14.8 | Yes | Yes | 2015-03-20 |  | 0
FALSE | TCHD30S44S3 | 3873 | 3782089 | FRASER-JOHNSTON BY JOHNSON CONTROLS | TCHD30S43S3 | AC | Split System: Air-Cooled Condensing Unit, Coil with Blower | TCHD30S43S3 |  | FC/MC/PC35C+TXV | 13 | 15 | Yes | Yes | 2015-03-20 |  | 1
FALSE | TCHD36S44S3 | 3844 | 3782093 | FRASER-JOHNSTON BY JOHNSON CONTROLS | TCHD36S43S3 | AC | Split System: Air-Cooled Condensing Unit, Coil with Blower | TCHD36S43S3 |  | FC/MC/PC48C+TXV | 13.1 | 15.35 | Yes | Yes | 2015-03-20 |  | 1
FALSE | TCHD36S44S3 | 3844 | 3782098 | FRASER-JOHNSTON BY JOHNSON CONTROLS | TCHD36S43S3 | AC | Split System: Air-Cooled Condensing Unit, Coil with Blower | TCHD36S43S3 |  | HD48+TXV | 13.05 | 15.2 | Yes | Yes | 2015-03-20 |  | 1
FALSE | TCHD36S44S3 | 3844 | 3782099 | FRASER-JOHNSTON BY JOHNSON CONTROLS | TCHD36S44S3 | AC | Split System: Air-Cooled Condensing Unit, Coil with Blower | TCHD36S44S3 |  | HD48+TXV | 13.05 | 15.2 | Yes | Yes | 2015-03-20 |  | 1
FALSE | TCHD30S44S3 | 3873 | 3782108 | FRASER-JOHNSTON BY JOHNSON CONTROLS | TCHD30S44S3 | AC | Split System: Air-Cooled Condensing Unit, Coil with Blower | TCHD30S44S3 |  | FC/MC/PC35C+TXV | 13 | 15 | Yes | Yes | 2015-03-20 |  | 1
FALSE | TCHD30S44S3 | 3873 | 3782116 | FRASER-JOHNSTON BY JOHNSON CONTROLS | TCHD30S43S3 | AC | Split System: Air-Cooled Condensing Unit, Coil with Blower | TCHD30S43S3 |  | HD36+TXV | 13.25 | 15 | Yes | Yes | 2015-03-20 |  | 1
FALSE | TCHD30S44S3 | 3873 | 3782117 | FRASER-JOHNSTON BY JOHNSON CONTROLS | TCHD30S44S3 | AC | Split System: Air-Cooled Condensing Unit, Coil with Blower | TCHD30S44S3 |  | FC/MC/PC43C+TXV | 13.65 | 15.4 | Yes | Yes | 2015-03-20 |  | 1
FALSE | TCHD36S44S3 | 3844 | 3782124 | FRASER-JOHNSTON BY JOHNSON CONTROLS | TCHD36S44S3 | AC | Split System: Air-Cooled Condensing Unit, Coil with Blower | TCHD36S44S3 |  | FC/MC/PC48C+TXV | 13.1 | 15.35 | Yes | Yes | 2015-03-20 |  | 1
FALSE | TCHD36S44S3 | 3844 | 3782128 | FRASER-JOHNSTON BY JOHNSON CONTROLS | TCHD36S43S3 | AC | Split System: Air-Cooled Condensing Unit, Coil with Blower | TCHD36S43S3 |  | UC48C+TXV | 12.6 | 14.75 | Yes | Yes | 2015-03-20 |  | 0
FALSE | TCHD36S44S3 | 3844 | 3782129 | FRASER-JOHNSTON BY JOHNSON CONTROLS | TCHD36S44S3 | AC | Split System: Air-Cooled Condensing Unit, Coil with Blower | TCHD36S44S3 |  | UC48C+TXV | 12.6 | 14.75 | Yes | Yes | 2015-03-20 |  | 0
FALSE | TCHD30S44S3 | 3873 | 3782134 | FRASER-JOHNSTON BY JOHNSON CONTROLS | TCHD30S43S3 | AC | Split System: Air-Cooled Condensing Unit, Coil with Blower | TCHD30S43S3 |  | FC/MC/PC43C+TXV | 13.65 | 15.4 | Yes | Yes | 2015-03-20 |  | 1
FALSE | TCHD30S44S3 | 3873 | 3782945 | FRASER-JOHNSTON BY JOHNSON CONTROLS | TCHD30S44S3 | AC | Split System: Air-Cooled Condensing Unit, Coil with Blower | TCHD30S44S3 |  | AHX36+TXV | 13.25 | 15.25 | Yes | Yes | 2011-02-28 |  | 1
FALSE | TCHD36S44S3 | 3844 | 3782953 | FRASER-JOHNSTON BY JOHNSON CONTROLS | TCHD36S43S3 | AC | Split System: Air-Cooled Condensing Unit, Coil with Blower | TCHD36S43S3 |  | AHX42+TXV | 12.75 | 15.25 | Yes | Yes | 2011-02-28 |  | 1
FALSE | TCHD36S44S3 | 3844 | 3782954 | FRASER-JOHNSTON BY JOHNSON CONTROLS | TCHD36S43S3 | AC | Split System: Air-Cooled Condensing Unit, Coil with Blower | TCHD36S43S3 |  | F6FP060+TXV | 12.75 | 15 | Yes | Yes | 2011-02-28 |  | 1
FALSE | TCHD36S44S3 | 3844 | 3782956 | FRASER-JOHNSTON BY JOHNSON CONTROLS | TCHD36S44S3 | AC | Split System: Air-Cooled Condensing Unit, Coil with Blower | TCHD36S44S3 |  | F*FV060+TXV | 12.45 | 14.55 | Yes | Yes | 2011-02-28 |  | 0
FALSE | TCHD36S44S3 | 3844 | 3782957 | FRASER-JOHNSTON BY JOHNSON CONTROLS | TCHD36S44S3 | AC | Split System: Air-Cooled Condensing Unit, Coil with Blower | TCHD36S44S3 |  | F5FP048+TXV | 13 | 15.2 | Yes | Yes | 2011-02-28 |  | 1
FALSE | TCHD36S44S3 | 3844 | 3782959 | FRASER-JOHNSTON BY JOHNSON CONTROLS | TCHD36S44S3 | AC | Split System: Air-Cooled Condensing Unit, Coil with Blower | TCHD36S44S3 |  | FC/MC48C+MV16C+TXV | 13.1 | 15.25 | Yes | Yes | 2015-03-20 |  | 1
FALSE | TCHD36S44S3 | 3844 | 3782975 | FRASER-JOHNSTON BY JOHNSON CONTROLS | TCHD36S44S3 | AC | Split System: Air-Cooled Condensing Unit, Coil with Blower | TCHD36S44S3 |  | FC/MC43B+MV12B+TXV | 12.5 | 14.5 | Yes | Yes | 2015-03-20 |  | 0
FALSE | TCHD36S44S3 | 3844 | 3782976 | FRASER-JOHNSTON BY JOHNSON CONTROLS | TCHD36S43S3 | AC | Split System: Air-Cooled Condensing Unit, Coil with Blower | TCHD36S43S3 |  | FC/MC48D+MV12D+TXV | 13 | 15 | Yes | Yes | 2015-03-20 |  | 1
FALSE | TCHD36S44S3 | 3844 | 3782977 | FRASER-JOHNSTON BY JOHNSON CONTROLS | TCHD36S43S3 | AC | Split System: Air-Cooled Condensing Unit, Coil with Blower | TCHD36S43S3 |  | AHX60+TXV | 12.75 | 15 | Yes | Yes | 2011-02-28 |  | 1
FALSE | TCHD36S44S3 | 3844 | 3782982 | FRASER-JOHNSTON BY JOHNSON CONTROLS | TCHD36S44S3 | AC | Split System: Air-Cooled Condensing Unit, Coil with Blower | TCHD36S44S3 |  | FC/MC48D+MV12D+TXV | 13 | 15 | Yes | Yes | 2015-03-20 |  | 1
FALSE | TCHD30S44S3 | 3873 | 3783006 | FRASER-JOHNSTON BY JOHNSON CONTROLS | TCHD30S43S3 | AC | Split System: Air-Cooled Condensing Unit, Coil with Blower | TCHD30S43S3 |  | AHX42+TXV | 13.75 | 15.5 | Yes | Yes | 2011-02-28 |  | 1
FALSE | TCHD30S44S3 | 3873 | 3783007 | FRASER-JOHNSTON BY JOHNSON CONTROLS | TCHD30S43S3 | AC | Split System: Air-Cooled Condensing Unit, Coil with Blower | TCHD30S43S3 |  | AHX48+TXV | 13.75 | 15.5 | Yes | Yes | 2011-02-28 |  | 1
FALSE | TCHD30S44S3 | 3873 | 3783014 | FRASER-JOHNSTON BY JOHNSON CONTROLS | TCHD30S44S3 | AC | Split System: Air-Cooled Condensing Unit, Coil with Blower | TCHD30S44S3 |  | FC/MC35C+MV16C+TXV | 13.25 | 15 | Yes | Yes | 2015-03-20 |  | 1
FALSE | TCHD30S44S3 | 3873 | 3783039 | FRASER-JOHNSTON BY JOHNSON CONTROLS | TCHD30S41S3 | AC | Split System: Air-Cooled Condensing Unit, Coil with Blower | TCHD30S41S3 |  | AHX42+TXV | 13.75 | 15.5 | Yes | Yes | 2011-02-28 |  | 1
FALSE | TCHD30S44S3 | 3873 | 3783045 | FRASER-JOHNSTON BY JOHNSON CONTROLS | TCHD30S43S3 | AC | Split System: Air-Cooled Condensing Unit, Coil with Blower | TCHD30S43S3 |  | FC/MC35C+MV16C+TXV | 13.25 | 15 | Yes | Yes | 2015-03-20 |  | 1
FALSE | TCHD36S44S3 | 3844 | 3783047 | FRASER-JOHNSTON BY JOHNSON CONTROLS | TCHD36S41S3 | AC | Split System: Air-Cooled Condensing Unit, Coil with Blower | TCHD36S41S3 |  | F6FP042+TXV | 12.5 | 14.75 | Yes | Yes | 2011-02-28 |  | 0
FALSE | TCHD36S44S3 | 3844 | 3783048 | FRASER-JOHNSTON BY JOHNSON CONTROLS | TCHD36S41S3 | AC | Split System: Air-Cooled Condensing Unit, Coil with Blower | TCHD36S41S3 |  | F6FP060+TXV | 12.75 | 15 | Yes | Yes | 2011-02-28 |  | 1
FALSE | TCHD36S44S3 | 3844 | 3783053 | FRASER-JOHNSTON BY JOHNSON CONTROLS | TCHD36S43S3 | AC | Split System: Air-Cooled Condensing Unit, Coil with Blower | TCHD36S43S3 |  | FC/MC43C+MV16C+TXV | 13 | 15 | Yes | Yes | 2015-03-20 |  | 1
FALSE | TCHD30S44S3 | 3873 | 3783063 | FRASER-JOHNSTON BY JOHNSON CONTROLS | TCHD30S43S3 | AC | Split System: Air-Cooled Condensing Unit, Coil with Blower | TCHD30S43S3 |  | F6FP036+TXV | 12.75 | 14.5 | Yes | Yes | 2011-02-28 |  | 0
FALSE | TCHD30S44S3 | 3873 | 3783065 | FRASER-JOHNSTON BY JOHNSON CONTROLS | TCHD30S44S3 | AC | Split System: Air-Cooled Condensing Unit, Coil with Blower | TCHD30S44S3 |  | FC/MC43C+MV16C+TXV | 13.5 | 15.35 | Yes | Yes | 2015-03-20 |  | 1
FALSE | TCHD30S44S3 | 3873 | 3783066 | FRASER-JOHNSTON BY JOHNSON CONTROLS | TCHD30S44S3 | AC | Split System: Air-Cooled Condensing Unit, Coil with Blower | TCHD30S44S3 |  | AHX30+TXV | 12.5 | 14.5 | Yes | Yes | 2011-02-28 |  | 0
FALSE | TCHD30S44S3 | 3873 | 3783067 | FRASER-JOHNSTON BY JOHNSON CONTROLS | TCHD30S44S3 | AC | Split System: Air-Cooled Condensing Unit, Coil with Blower | TCHD30S44S3 |  | AHX48+TXV | 13.75 | 15.5 | Yes | Yes | 2011-02-28 |  | 1
FALSE | 14AJM30 | 4513 | 3799141 | RHEEM SALES COMPANY, INC. | 14AJM30 | AC | Split System: Air-Cooled Condensing Unit, Coil with Blower | 14AJM30 |  | RHAL-FR30P | 12.2 | 14.5 | Yes | Yes | 2011-01-21 |  | 0
FALSE | 14AJM30 | 4513 | 3799171 | RHEEM SALES COMPANY, INC. | 14AJM30 | AC | Split System: Air-Cooled Condensing Unit, Coil with Blower | 14AJM30 |  | RCQD-3621 | 13 | 15.5 | Yes | Yes | 2011-01-21 |  | 1
FALSE | 14AJM30 | 4513 | 3799172 | RHEEM SALES COMPANY, INC. | 14AJM30 | AC | Split System: Air-Cooled Condensing Unit, Coil with Blower | 14AJM30 |  | RCQD-3621 | 13 | 16 | Yes | Yes | 2011-01-21 |  | 2
FALSE | 14AJM30 | 4513 | 3799173 | RHEEM SALES COMPANY, INC. | 14AJM30 | AC | Split System: Air-Cooled Condensing Unit, Coil with Blower | 14AJM30 |  | RCQD-3621 | 13 | 15.5 | Yes | Yes | 2011-01-21 |  | 1
FALSE | 14AJM30 | 4513 | 3799174 | RHEEM SALES COMPANY, INC. | 14AJM30 | AC | Split System: Air-Cooled Condensing Unit, Coil with Blower | 14AJM30 |  | RCQD-3621 | 13 | 15.5 | Yes | Yes | 2011-01-21 |  | 1
FALSE | 14AJM30 | 4513 | 3799175 | RHEEM SALES COMPANY, INC. | 14AJM30 | AC | Split System: Air-Cooled Condensing Unit, Coil with Blower | 14AJM30 |  | RCQD-3621 | 13 | 16 | Yes | Yes | 2011-01-21 |  | 2
FALSE | 14AJM30 | 4513 | 3799176 | RHEEM SALES COMPANY, INC. | 14AJM30 | AC | Split System: Air-Cooled Condensing Unit, Coil with Blower | 14AJM30 |  | RCQD-3621 | 13 | 16 | Yes | Yes | 2011-01-21 |  | 2
FALSE | 14AJM30 | 4513 | 3799177 | RHEEM SALES COMPANY, INC. | 14AJM30 | AC | Split System: Air-Cooled Condensing Unit, Coil Alone | 14AJM30 |  | RCQD-3624 | 12 | 14.5 | Yes | Yes | 2011-01-21 |  | 0
FALSE | 14AJM30 | 4513 | 3799186 | RHEEM SALES COMPANY, INC. | 14AJM30 | AC | Split System: Air-Cooled Condensing Unit, Coil with Blower | 14AJM30 |  | RCQD-3624 | 13 | 16 | Yes | Yes | 2011-01-21 |  | 2
FALSE | 14AJM30 | 4513 | 3799187 | RHEEM SALES COMPANY, INC. | 14AJM30 | AC | Split System: Air-Cooled Condensing Unit, Coil with Blower | 14AJM30 |  | RCQD-3624 | 13 | 16 | Yes | Yes | 2011-01-21 |  | 2
FALSE | 14AJM30 | 4513 | 3799188 | RHEEM SALES COMPANY, INC. | 14AJM30 | AC | Split System: Air-Cooled Condensing Unit, Coil with Blower | 14AJM30 |  | RCQD-3624 | 13 | 16 | Yes | Yes | 2011-01-21 |  | 2
FALSE | 14AJM30 | 4513 | 3799192 | RHEEM SALES COMPANY, INC. | 14AJM30 | AC | Split System: Air-Cooled Condensing Unit, Coil with Blower | 14AJM30 |  | RCQD-3624 | 13 | 15.5 | Yes | Yes | 2011-01-21 |  | 1
FALSE | 14AJM30 | 4513 | 3799193 | RHEEM SALES COMPANY, INC. | 14AJM30 | AC | Split System: Air-Cooled Condensing Unit, Coil with Blower | 14AJM30 |  | RCQD-3624 | 13 | 16 | Yes | Yes | 2011-01-21 |  | 2
FALSE | 14AJM30 | 4513 | 3799194 | RHEEM SALES COMPANY, INC. | 14AJM30 | AC | Split System: Air-Cooled Condensing Unit, Coil with Blower | 14AJM30 |  | RCQD-3624 | 13 | 16 | Yes | Yes | 2011-01-21 |  | 2
FALSE | 14AJM36 | 38 | 3799225 | RHEEM SALES COMPANY, INC. | 14AJM36 | AC | Split System: Air-Cooled Condensing Unit, Coil with Blower | 14AJM36 |  | RCQD-3621 | 12.5 | 15 | Yes | Yes | 2011-01-21 |  | 1
FALSE | 14AJM36 | 38 | 3799226 | RHEEM SALES COMPANY, INC. | 14AJM36 | AC | Split System: Air-Cooled Condensing Unit, Coil with Blower | 14AJM36 |  | RCQD-3621 | 12.5 | 15 | Yes | Yes | 2011-01-21 |  | 1
FALSE | 14AJM36 | 38 | 3799227 | RHEEM SALES COMPANY, INC. | 14AJM36 | AC | Split System: Air-Cooled Condensing Unit, Coil with Blower | 14AJM36 |  | RCQD-3621 | 13 | 16 | Yes | Yes | 2011-01-21 |  | 2
FALSE | 14AJM36 | 38 | 3799228 | RHEEM SALES COMPANY, INC. | 14AJM36 | AC | Split System: Air-Cooled Condensing Unit, Coil with Blower | 14AJM36 |  | RCQD-3621 | 13 | 15.5 | Yes | Yes | 2011-01-21 |  | 1
FALSE | 14AJM36 | 38 | 3799233 | RHEEM SALES COMPANY, INC. | 14AJM36 | AC | Split System: Air-Cooled Condensing Unit, Coil with Blower | 14AJM36 |  | RCQD-3621 | 12.5 | 15 | Yes | Yes | 2011-01-21 |  | 1
FALSE | 14AJM36 | 38 | 3799234 | RHEEM SALES COMPANY, INC. | 14AJM36 | AC | Split System: Air-Cooled Condensing Unit, Coil with Blower | 14AJM36 |  | RCQD-3621 | 13 | 15.5 | Yes | Yes | 2011-01-21 |  | 1
FALSE | 14AJM36 | 38 | 3799235 | RHEEM SALES COMPANY, INC. | 14AJM36 | AC | Split System: Air-Cooled Condensing Unit, Coil with Blower | 14AJM36 |  | RCQD-3621 | 12.5 | 15.1 | Yes | Yes | 2011-01-21 |  | 1
FALSE | 14AJM36 | 38 | 3799236 | RHEEM SALES COMPANY, INC. | 14AJM36 | AC | Split System: Air-Cooled Condensing Unit, Coil Alone | 14AJM36 |  | RCQD-3624 | 12 | 14.5 | Yes | Yes | 2011-01-21 |  | 0
FALSE | 14AJM36 | 38 | 3799246 | RHEEM SALES COMPANY, INC. | 14AJM36 | AC | Split System: Air-Cooled Condensing Unit, Coil with Blower | 14AJM36 |  | RCQD-3624 | 13 | 16 | Yes | Yes | 2011-01-21 |  | 2
FALSE | 14AJM36 | 38 | 3799247 | RHEEM SALES COMPANY, INC. | 14AJM36 | AC | Split System: Air-Cooled Condensing Unit, Coil with Blower | 14AJM36 |  | RCQD-3624 | 13 | 15.5 | Yes | Yes | 2011-01-21 |  | 1
FALSE | 14AJM42 | 4530 | 3799272 | RHEEM SALES COMPANY, INC. | 14AJM42 | AC | Split System: Air-Cooled Condensing Unit, Coil with Blower | 14AJM42 |  | RCFN-H*4824 | 13 | 15.5 | Yes | Yes | 2011-01-21 |  | 1
FALSE | 14AJM42 | 4530 | 3799273 | RHEEM SALES COMPANY, INC. | 14AJM42 | AC | Split System: Air-Cooled Condensing Unit, Coil with Blower | 14AJM42 |  | RCFN-H*4824 | 13 | 16 | Yes | Yes | 2011-01-21 |  | 2
FALSE | 14AJM42 | 4530 | 3799274 | RHEEM SALES COMPANY, INC. | 14AJM42 | AC | Split System: Air-Cooled Condensing Unit, Coil with Blower | 14AJM42 |  | RCFN-H*4824 | 13 | 16 | Yes | Yes | 2011-01-21 |  | 2
FALSE | 14AJM48 | 58 | 3799275 | RHEEM SALES COMPANY, INC. | 14AJM48 | AC | Split System: Air-Cooled Condensing Unit, Coil with Blower | 14AJM48 |  | RCFL-A*4821 | 12 | 14.5 | Yes | Yes | 2011-01-21 |  | 0
FALSE | 14AJM48 | 58 | 3799276 | RHEEM SALES COMPANY, INC. | 14AJM48 | AC | Split System: Air-Cooled Condensing Unit, Coil with Blower | 14AJM48 |  | RCFL-A*4821 | 12 | 14.5 | Yes | Yes | 2011-01-21 |  | 0
FALSE | 14AJM48 | 58 | 3799277 | RHEEM SALES COMPANY, INC. | 14AJM48 | AC | Split System: Air-Cooled Condensing Unit, Coil with Blower | 14AJM48 |  | RCFL-A*4824 | 12 | 14.5 | Yes | Yes | 2011-01-21 |  | 0
FALSE | 14AJM48 | 58 | 3799278 | RHEEM SALES COMPANY, INC. | 14AJM48 | AC | Split System: Air-Cooled Condensing Unit, Coil with Blower | 14AJM48 |  | RCFL-A*4824 | 12 | 14.5 | Yes | Yes | 2011-01-21 |  | 0
FALSE | 14AJM48 | 58 | 3799279 | RHEEM SALES COMPANY, INC. | 14AJM48 | AC | Split System: Air-Cooled Condensing Unit, Coil with Blower | 14AJM48 |  | RCFL-A*4824 | 12 | 14.5 | Yes | Yes | 2011-01-21 |  | 0
FALSE | 14AJM48 | 58 | 3799280 | RHEEM SALES COMPANY, INC. | 14AJM48 | AC | Split System: Air-Cooled Condensing Unit, Coil with Blower | 14AJM48 |  | RCFL-H*4821 | 12 | 14.5 | Yes | Yes | 2011-01-21 |  | 0
FALSE | 14AJM48 | 58 | 3799281 | RHEEM SALES COMPANY, INC. | 14AJM48 | AC | Split System: Air-Cooled Condensing Unit, Coil with Blower | 14AJM48 |  | RCFL-H*4821 | 12 | 14.5 | Yes | Yes | 2011-01-21 |  | 0
FALSE | 14AJM48 | 58 | 3799282 | RHEEM SALES COMPANY, INC. | 14AJM48 | AC | Split System: Air-Cooled Condensing Unit, Coil with Blower | 14AJM48 |  | RCFL-H*4824 | 12 | 14.5 | Yes | Yes | 2011-01-21 |  | 0
FALSE | 14AJM48 | 58 | 3799283 | RHEEM SALES COMPANY, INC. | 14AJM48 | AC | Split System: Air-Cooled Condensing Unit, Coil with Blower | 14AJM48 |  | RCFL-H*4824 | 12 | 14.5 | Yes | Yes | 2011-01-21 |  | 0
FALSE | 14AJM48 | 58 | 3799284 | RHEEM SALES COMPANY, INC. | 14AJM48 | AC | Split System: Air-Cooled Condensing Unit, Coil with Blower | 14AJM48 |  | RCFL-H*4824 | 12 | 14.5 | Yes | Yes | 2011-01-21 |  | 0
FALSE | 14AJM48 | 58 | 3799285 | RHEEM SALES COMPANY, INC. | 14AJM48 | AC | Split System: Air-Cooled Condensing Unit, Coil with Blower | 14AJM48 |  | RCFN-H*4824 | 12.5 | 15 | Yes | Yes | 2011-01-21 |  | 1
FALSE | 14AJM48 | 58 | 3799286 | RHEEM SALES COMPANY, INC. | 14AJM48 | AC | Split System: Air-Cooled Condensing Unit, Coil with Blower | 14AJM48 |  | RCFN-H*4824 | 12.5 | 15 | Yes | Yes | 2011-01-21 |  | 1
FALSE | 14AJM48 | 58 | 3799302 | RHEEM SALES COMPANY, INC. | 14AJM48 | AC | Split System: Air-Cooled Condensing Unit, Coil with Blower | 14AJM48 |  | RCQD-4824 | 12 | 14.5 | Yes | Yes | 2011-01-21 |  | 0
FALSE | 14AJM49 | 4536 | 3799345 | RHEEM SALES COMPANY, INC. | 14AJM49 | AC | Split System: Air-Cooled Condensing Unit, Coil with Blower | 14AJM49 |  | RCFL-A*4824 | 12.5 | 15 | Yes | Yes | 2011-01-21 |  | 1
FALSE | 14AJM49 | 4536 | 3799346 | RHEEM SALES COMPANY, INC. | 14AJM49 | AC | Split System: Air-Cooled Condensing Unit, Coil with Blower | 14AJM49 |  | RCFL-A*4824 | 12.5 | 15.1 | Yes | Yes | 2011-01-21 |  | 1
FALSE | 14AJM49 | 4536 | 3799347 | RHEEM SALES COMPANY, INC. | 14AJM49 | AC | Split System: Air-Cooled Condensing Unit, Coil with Blower | 14AJM49 |  | RCFL-A*4824 | 12.5 | 15 | Yes | Yes | 2011-01-21 |  | 1
FALSE | 14AJM49 | 4536 | 3799348 | RHEEM SALES COMPANY, INC. | 14AJM49 | AC | Split System: Air-Cooled Condensing Unit, Coil with Blower | 14AJM49 |  | RCFL-A*4824 | 12.5 | 15.1 | Yes | Yes | 2011-01-21 |  | 1
FALSE | 14AJM49 | 4536 | 3799354 | RHEEM SALES COMPANY, INC. | 14AJM49 | AC | Split System: Air-Cooled Condensing Unit, Coil with Blower | 14AJM49 |  | RCFL-H*4821 | 12.5 | 15 | Yes | Yes | 2011-01-21 |  | 1
FALSE | 14AJM49 | 4536 | 3799355 | RHEEM SALES COMPANY, INC. | 14AJM49 | AC | Split System: Air-Cooled Condensing Unit, Coil with Blower | 14AJM49 |  | RCFL-H*4821 | 12 | 14.5 | Yes | Yes | 2011-01-21 |  | 0
FALSE | 14AJM49 | 4536 | 3799358 | RHEEM SALES COMPANY, INC. | 14AJM49 | AC | Split System: Air-Cooled Condensing Unit, Coil with Blower | 14AJM49 |  | RCFL-H*4821 | 12.5 | 15 | Yes | Yes | 2011-01-21 |  | 1
FALSE | 14AJM49 | 4536 | 3799359 | RHEEM SALES COMPANY, INC. | 14AJM49 | AC | Split System: Air-Cooled Condensing Unit, Coil with Blower | 14AJM49 |  | RCFL-H*4821 | 12 | 14.5 | Yes | Yes | 2011-01-21 |  | 0
FALSE | 14AJM49 | 4536 | 3799364 | RHEEM SALES COMPANY, INC. | 14AJM49 | AC | Split System: Air-Cooled Condensing Unit, Coil with Blower | 14AJM49 |  | RCFL-H*4821 | 12.5 | 15.1 | Yes | Yes | 2011-01-21 |  | 1
FALSE | 14AJM49 | 4536 | 3799365 | RHEEM SALES COMPANY, INC. | 14AJM49 | AC | Split System: Air-Cooled Condensing Unit, Coil with Blower | 14AJM49 |  | RCFL-H*4821 | 12.5 | 15 | Yes | Yes | 2011-01-21 |  | 1
FALSE | 14AJM49 | 4536 | 3799366 | RHEEM SALES COMPANY, INC. | 14AJM49 | AC | Split System: Air-Cooled Condensing Unit, Coil Alone | 14AJM49 |  | RCFL-H*4824 | 12 | 14.5 | Yes | Yes | 2011-01-21 |  | 0
FALSE | 14AJM49 | 4536 | 3799399 | RHEEM SALES COMPANY, INC. | 14AJM49 | AC | Split System: Air-Cooled Condensing Unit, Coil with Blower | 14AJM49 |  | RCFN-H*4824 | 13 | 16 | Yes | Yes | 2011-01-21 |  | 2
FALSE | 14AJM49 | 4536 | 3799400 | RHEEM SALES COMPANY, INC. | 14AJM49 | AC | Split System: Air-Cooled Condensing Unit, Coil with Blower | 14AJM49 |  | RCFN-H*4824 | 13 | 16 | Yes | Yes | 2011-01-21 |  | 2
FALSE | 14AJM49 | 4536 | 3799404 | RHEEM SALES COMPANY, INC. | 14AJM49 | AC | Split System: Air-Cooled Condensing Unit, Coil with Blower | 14AJM49 |  | RCFN-H*4824 | 13 | 16 | Yes | Yes | 2011-01-21 |  | 2
FALSE | 14AJM49 | 4536 | 3799405 | RHEEM SALES COMPANY, INC. | 14AJM49 | AC | Split System: Air-Cooled Condensing Unit, Coil with Blower | 14AJM49 |  | RCFN-H*4824 | 13 | 16 | Yes | Yes | 2011-01-21 |  | 2
FALSE | 14AJM49 | 4536 | 3799409 | RHEEM SALES COMPANY, INC. | 14AJM49 | AC | Split System: Air-Cooled Condensing Unit, Coil with Blower | 14AJM49 |  | RCFN-H*4824 | 13 | 16 | Yes | Yes | 2011-01-21 |  | 2
FALSE | 14AJM49 | 4536 | 3799413 | RHEEM SALES COMPANY, INC. | 14AJM49 | AC | Split System: Air-Cooled Condensing Unit, Coil with Blower | 14AJM49 |  | RCFN-H*4824 | 13 | 16 | Yes | Yes | 2011-01-21 |  | 2
FALSE | 14AJM49 | 4536 | 3799414 | RHEEM SALES COMPANY, INC. | 14AJM49 | AC | Split System: Air-Cooled Condensing Unit, Coil with Blower | 14AJM49 |  | RCFN-H*4824 | 13 | 16 | Yes | Yes | 2011-01-21 |  | 2
FALSE | 14AJM49 | 4536 | 3799415 | RHEEM SALES COMPANY, INC. | 14AJM49 | AC | Split System: Air-Cooled Condensing Unit, Coil with Blower | 14AJM49 |  | RCFN-H*4824 | 13 | 16 | Yes | Yes | 2011-01-21 |  | 2
FALSE | 14AJM49 | 4536 | 3799416 | RHEEM SALES COMPANY, INC. | 14AJM49 | AC | Split System: Air-Cooled Condensing Unit, Coil with Blower | 14AJM49 |  | RCFN-H*4824 | 13 | 16 | Yes | Yes | 2011-01-21 |  | 2
FALSE | 14AJM49 | 4536 | 3799417 | RHEEM SALES COMPANY, INC. | 14AJM49 | AC | Split System: Air-Cooled Condensing Unit, Coil Alone | 14AJM49 |  | RCQD-4821 | 12 | 14.5 | Yes | Yes | 2011-01-21 |  | 0
FALSE | 14AJM49 | 4536 | 3799418 | RHEEM SALES COMPANY, INC. | 14AJM49 | AC | Split System: Air-Cooled Condensing Unit, Coil with Blower | 14AJM49 |  | RCQD-4821 | 12.5 | 15.1 | Yes | Yes | 2011-01-21 |  | 1
FALSE | 14AJM49 | 4536 | 3799420 | RHEEM SALES COMPANY, INC. | 14AJM49 | AC | Split System: Air-Cooled Condensing Unit, Coil Alone | 14AJM49 |  | RCQD-4824 | 12 | 14.5 | Yes | Yes | 2011-01-21 |  | 0
FALSE | 14AJM49 | 4536 | 3799422 | RHEEM SALES COMPANY, INC. | 14AJM49 | AC | Split System: Air-Cooled Condensing Unit, Coil with Blower | 14AJM49 |  | RCQD-4824 | 12.5 | 15.1 | Yes | Yes | 2011-01-21 |  | 1
FALSE | 14AJM56 | 4543 | 3799470 | RHEEM SALES COMPANY, INC. | 14AJM56 | AC | Split System: Air-Cooled Condensing Unit, Coil with Blower | 14AJM56 |  | RHKL-HM6024+RCSL-H*6024 | 13 | 16 | Yes | Yes | 2011-01-21 |  | 2
FALSE | 14AJM56 | 4543 | 3799471 | RHEEM SALES COMPANY, INC. | 14AJM56 | AC | Split System: Air-Cooled Condensing Unit, Coil with Blower | 14AJM56 |  | RHLL-HM6024+RCSL-H*6024 | 13 | 16 | Yes | Yes | 2011-01-21 |  | 2
FALSE | 14AJM30 | 4513 | 3799680 | WEATHERKING AIR CONDITIONING DIVISION | 14AJM30 | AC | Split System: Air-Cooled Condensing Unit, Coil with Blower | 14AJM30 |  | RCFL-A*3617 | 13 | 15.5 | Yes | Yes | 2011-03-08 |  | 1
FALSE | 14AJM30 | 4513 | 3799681 | WEATHERKING AIR CONDITIONING DIVISION | 14AJM30 | AC | Split System: Air-Cooled Condensing Unit, Coil with Blower | 14AJM30 |  | RCFL-A*3621 | 13 | 15.5 | Yes | Yes | 2011-03-08 |  | 1
FALSE | 14AJM30 | 4513 | 3799682 | WEATHERKING AIR CONDITIONING DIVISION | 14AJM30 | AC | Split System: Air-Cooled Condensing Unit, Coil with Blower | 14AJM30 |  | RCFL-H*3617 | 13 | 15.5 | Yes | Yes | 2011-03-08 |  | 1
FALSE | 14AJM30 | 4513 | 3799683 | WEATHERKING AIR CONDITIONING DIVISION | 14AJM30 | AC | Split System: Air-Cooled Condensing Unit, Coil with Blower | 14AJM30 |  | RCFL-H*3621 | 13 | 15.5 | Yes | Yes | 2011-03-08 |  | 1
FALSE | 14AJM30 | 4513 | 3799684 | WEATHERKING AIR CONDITIONING DIVISION | 14AJM30 | AC | Split System: Air-Cooled Condensing Unit, Coil with Blower | 14AJM30 |  | RCFL-A*3617 | 13 | 15.5 | Yes | Yes | 2011-03-08 |  | 1
FALSE | 14AJM30 | 4513 | 3799685 | WEATHERKING AIR CONDITIONING DIVISION | 14AJM30 | AC | Split System: Air-Cooled Condensing Unit, Coil with Blower | 14AJM30 |  | RCFL-A*3621 | 13 | 15.5 | Yes | Yes | 2011-03-08 |  | 1
FALSE | 14AJM30 | 4513 | 3799686 | WEATHERKING AIR CONDITIONING DIVISION | 14AJM30 | AC | Split System: Air-Cooled Condensing Unit, Coil with Blower | 14AJM30 |  | RCFL-H*3617 | 13 | 15.5 | Yes | Yes | 2011-03-08 |  | 1
FALSE | 14AJM30 | 4513 | 3799687 | WEATHERKING AIR CONDITIONING DIVISION | 14AJM30 | AC | Split System: Air-Cooled Condensing Unit, Coil with Blower | 14AJM30 |  | RCFL-H*3621 | 13 | 15.5 | Yes | Yes | 2011-03-08 |  | 1
FALSE | 14AJM30 | 4513 | 3799688 | RUUD AIR CONDITIONING DIVISION | 14AJM30 | AC | Split System: Air-Cooled Condensing Unit, Coil with Blower | 14AJM30 |  | RCFL-A*3621 | 13 | 15.5 | Yes | Yes | 2011-03-08 |  | 1
FALSE | 14AJM30 | 4513 | 3799689 | RHEEM SALES COMPANY, INC. | 14AJM30 | AC | Split System: Air-Cooled Condensing Unit, Coil with Blower | 14AJM30 |  | RCFL-A*3621 | 13 | 15.5 | Yes | Yes | 2011-03-08 |  | 1
FALSE | 14AJM30 | 4513 | 3799690 | WEATHERKING AIR CONDITIONING DIVISION | 14AJM30 | AC | Split System: Air-Cooled Condensing Unit, Coil with Blower | 14AJM30 |  | RCFL-A*3621 | 13 | 15.5 | Yes | Yes | 2011-03-08 |  | 1
FALSE | 14AJM30 | 4513 | 3799744 | RUUD AIR CONDITIONING DIVISION | 14AJM30 | AC | Split System: Air-Cooled Condensing Unit, Coil with Blower | 14AJM30 |  | RCQD-3624 | 13 | 16 | Yes | Yes | 2011-03-08 |  | 2
FALSE | 14AJM30 | 4513 | 3799745 | RHEEM SALES COMPANY, INC. | 14AJM30 | AC | Split System: Air-Cooled Condensing Unit, Coil with Blower | 14AJM30 |  | RCQD-3624 | 13 | 16 | Yes | Yes | 2011-03-08 |  | 2
FALSE | 14AJM30 | 4513 | 3799746 | WEATHERKING AIR CONDITIONING DIVISION | 14AJM30 | AC | Split System: Air-Cooled Condensing Unit, Coil with Blower | 14AJM30 |  | RCQD-3624 | 13 | 16 | Yes | Yes | 2011-03-08 |  | 2
FALSE | 14AJM30 | 4513 | 3799779 | RUUD AIR CONDITIONING DIVISION | 14AJM30 | AC | Split System: Air-Cooled Condensing Unit, Coil with Blower | 14AJM30 |  | RCQD-3621 | 13 | 15.5 | Yes | Yes | 2011-03-08 |  | 1
FALSE | 14AJM30 | 4513 | 3799780 | RHEEM SALES COMPANY, INC. | 14AJM30 | AC | Split System: Air-Cooled Condensing Unit, Coil with Blower | 14AJM30 |  | RCQD-3621 | 13 | 15.5 | Yes | Yes | 2011-03-08 |  | 1
FALSE | 14AJM30 | 4513 | 3799781 | WEATHERKING AIR CONDITIONING DIVISION | 14AJM30 | AC | Split System: Air-Cooled Condensing Unit, Coil with Blower | 14AJM30 |  | RCQD-3621 | 13 | 15.5 | Yes | Yes | 2011-03-08 |  | 1
FALSE | 14AJM30 | 4513 | 3799782 | RUUD AIR CONDITIONING DIVISION | 14AJM30 | AC | Split System: Air-Cooled Condensing Unit, Coil with Blower | 14AJM30 |  | RCQD-3621 | 13 | 16 | Yes | Yes | 2011-03-08 |  | 2
FALSE | 14AJM30 | 4513 | 3799783 | RHEEM SALES COMPANY, INC. | 14AJM30 | AC | Split System: Air-Cooled Condensing Unit, Coil with Blower | 14AJM30 |  | RCQD-3621 | 13 | 16 | Yes | Yes | 2011-03-08 |  | 2
FALSE | 14AJM30 | 4513 | 3799784 | WEATHERKING AIR CONDITIONING DIVISION | 14AJM30 | AC | Split System: Air-Cooled Condensing Unit, Coil with Blower | 14AJM30 |  | RCQD-3621 | 13 | 16 | Yes | Yes | 2011-03-08 |  | 2
FALSE | 14AJM30 | 4513 | 3799785 | RUUD AIR CONDITIONING DIVISION | 14AJM30 | AC | Split System: Air-Cooled Condensing Unit, Coil with Blower | 14AJM30 |  | RCQD-3621 | 13 | 15.5 | Yes | Yes | 2011-03-08 |  | 1
FALSE | 14AJM30 | 4513 | 3799786 | RHEEM SALES COMPANY, INC. | 14AJM30 | AC | Split System: Air-Cooled Condensing Unit, Coil with Blower | 14AJM30 |  | RCQD-3621 | 13 | 15.5 | Yes | Yes | 2011-03-08 |  | 1
FALSE | 14AJM30 | 4513 | 3799787 | WEATHERKING AIR CONDITIONING DIVISION | 14AJM30 | AC | Split System: Air-Cooled Condensing Unit, Coil with Blower | 14AJM30 |  | RCQD-3621 | 13 | 15.5 | Yes | Yes | 2011-03-08 |  | 1
FALSE | 14AJM30 | 4513 | 3799788 | RUUD AIR CONDITIONING DIVISION | 14AJM30 | AC | Split System: Air-Cooled Condensing Unit, Coil with Blower | 14AJM30 |  | RCQD-3621 | 13 | 15.5 | Yes | Yes | 2011-03-08 |  | 1
FALSE | 14AJM30 | 4513 | 3799789 | RHEEM SALES COMPANY, INC. | 14AJM30 | AC | Split System: Air-Cooled Condensing Unit, Coil with Blower | 14AJM30 |  | RCQD-3621 | 13 | 15.5 | Yes | Yes | 2011-03-08 |  | 1
FALSE | 14AJM30 | 4513 | 3799790 | WEATHERKING AIR CONDITIONING DIVISION | 14AJM30 | AC | Split System: Air-Cooled Condensing Unit, Coil with Blower | 14AJM30 |  | RCQD-3621 | 13 | 15.5 | Yes | Yes | 2011-03-08 |  | 1
FALSE | 14AJM30 | 4513 | 3799791 | RUUD AIR CONDITIONING DIVISION | 14AJM30 | AC | Split System: Air-Cooled Condensing Unit, Coil with Blower | 14AJM30 |  | RCQD-3624 | 13 | 15.5 | Yes | Yes | 2011-03-08 |  | 1
FALSE | 14AJM30 | 4513 | 3799792 | RHEEM SALES COMPANY, INC. | 14AJM30 | AC | Split System: Air-Cooled Condensing Unit, Coil with Blower | 14AJM30 |  | RCQD-3624 | 13 | 15.5 | Yes | Yes | 2011-03-08 |  | 1
FALSE | 14AJM30 | 4513 | 3799793 | WEATHERKING AIR CONDITIONING DIVISION | 14AJM30 | AC | Split System: Air-Cooled Condensing Unit, Coil with Blower | 14AJM30 |  | RCQD-3624 | 13 | 15.5 | Yes | Yes | 2011-03-08 |  | 1
FALSE | 14AJM30 | 4513 | 3799794 | RUUD AIR CONDITIONING DIVISION | 14AJM30 | AC | Split System: Air-Cooled Condensing Unit, Coil with Blower | 14AJM30 |  | RCQD-3621 | 13 | 16 | Yes | Yes | 2011-03-08 |  | 2
FALSE | 14AJM30 | 4513 | 3799795 | RHEEM SALES COMPANY, INC. | 14AJM30 | AC | Split System: Air-Cooled Condensing Unit, Coil with Blower | 14AJM30 |  | RCQD-3621 | 13 | 16 | Yes | Yes | 2011-03-08 |  | 2
FALSE | 14AJM30 | 4513 | 3799796 | WEATHERKING AIR CONDITIONING DIVISION | 14AJM30 | AC | Split System: Air-Cooled Condensing Unit, Coil with Blower | 14AJM30 |  | RCQD-3621 | 13 | 16 | Yes | Yes | 2011-03-08 |  | 2
FALSE | 14AJM30 | 4513 | 3799797 | RUUD AIR CONDITIONING DIVISION | 14AJM30 | AC | Split System: Air-Cooled Condensing Unit, Coil with Blower | 14AJM30 |  | RCQD-3624 | 13 | 16 | Yes | Yes | 2011-03-08 |  | 2
FALSE | 14AJM30 | 4513 | 3799798 | RHEEM SALES COMPANY, INC. | 14AJM30 | AC | Split System: Air-Cooled Condensing Unit, Coil with Blower | 14AJM30 |  | RCQD-3624 | 13 | 16 | Yes | Yes | 2011-03-08 |  | 2
FALSE | 14AJM30 | 4513 | 3799799 | WEATHERKING AIR CONDITIONING DIVISION | 14AJM30 | AC | Split System: Air-Cooled Condensing Unit, Coil with Blower | 14AJM30 |  | RCQD-3624 | 13 | 16 | Yes | Yes | 2011-03-08 |  | 2
FALSE | 14AJM30 | 4513 | 3799800 | RUUD AIR CONDITIONING DIVISION | 14AJM30 | AC | Split System: Air-Cooled Condensing Unit, Coil with Blower | 14AJM30 |  | RCQD-3621 | 13 | 16 | Yes | Yes | 2011-03-08 |  | 2
FALSE | 14AJM30 | 4513 | 3799801 | RHEEM SALES COMPANY, INC. | 14AJM30 | AC | Split System: Air-Cooled Condensing Unit, Coil with Blower | 14AJM30 |  | RCQD-3621 | 13 | 16 | Yes | Yes | 2011-03-08 |  | 2
FALSE | 14AJM30 | 4513 | 3799802 | WEATHERKING AIR CONDITIONING DIVISION | 14AJM30 | AC | Split System: Air-Cooled Condensing Unit, Coil with Blower | 14AJM30 |  | RCQD-3621 | 13 | 16 | Yes | Yes | 2011-03-08 |  | 2
FALSE | 14AJM30 | 4513 | 3799803 | RUUD AIR CONDITIONING DIVISION | 14AJM30 | AC | Split System: Air-Cooled Condensing Unit, Coil with Blower | 14AJM30 |  | RCQD-3624 | 13 | 16 | Yes | Yes | 2011-03-08 |  | 2
FALSE | 14AJM30 | 4513 | 3799804 | RHEEM SALES COMPANY, INC. | 14AJM30 | AC | Split System: Air-Cooled Condensing Unit, Coil with Blower | 14AJM30 |  | RCQD-3624 | 13 | 16 | Yes | Yes | 2011-03-08 |  | 2
FALSE | 14AJM36 | 38 | 3799928 | RUUD AIR CONDITIONING DIVISION | 14AJM36 | AC | Split System: Air-Cooled Condensing Unit, Coil with Blower | 14AJM36 |  | RCFN-H*3624 | 13 | 16 | Yes | Yes | 2011-03-08 |  | 2
FALSE | 14AJM36 | 38 | 3799929 | RHEEM SALES COMPANY, INC. | 14AJM36 | AC | Split System: Air-Cooled Condensing Unit, Coil with Blower | 14AJM36 |  | RCFN-H*3624 | 13 | 16 | Yes | Yes | 2011-03-08 |  | 2
FALSE | 14AJM36 | 38 | 3799930 | WEATHERKING AIR CONDITIONING DIVISION | 14AJM36 | AC | Split System: Air-Cooled Condensing Unit, Coil with Blower | 14AJM36 |  | RCFN-H*3624 | 13 | 16 | Yes | Yes | 2011-03-08 |  | 2
FALSE | 14AJM36 | 38 | 3799959 | WEATHERKING AIR CONDITIONING DIVISION | 14AJM36 | AC | Split System: Air-Cooled Condensing Unit, Coil with Blower | 14AJM36 |  | RCFL-H*3617 | 12.5 | 15.1 | Yes | Yes | 2011-03-08 |  | 1
FALSE | 14AJM36 | 38 | 3799960 | WEATHERKING AIR CONDITIONING DIVISION | 14AJM36 | AC | Split System: Air-Cooled Condensing Unit, Coil with Blower | 14AJM36 |  | RCFL-H*3621 | 12.5 | 15.1 | Yes | Yes | 2011-03-08 |  | 1
FALSE | 14AJM36 | 38 | 3799961 | RUUD AIR CONDITIONING DIVISION | 14AJM36 | AC | Split System: Air-Cooled Condensing Unit, Coil with Blower | 14AJM36 |  | RCQD-3621 | 12.5 | 15 | Yes | Yes | 2011-03-08 |  | 1
FALSE | 14AJM36 | 38 | 3799962 | RHEEM SALES COMPANY, INC. | 14AJM36 | AC | Split System: Air-Cooled Condensing Unit, Coil with Blower | 14AJM36 |  | RCQD-3621 | 12.5 | 15 | Yes | Yes | 2011-03-08 |  | 1
FALSE | 14AJM36 | 38 | 3799963 | WEATHERKING AIR CONDITIONING DIVISION | 14AJM36 | AC | Split System: Air-Cooled Condensing Unit, Coil with Blower | 14AJM36 |  | RCQD-3621 | 12.5 | 15 | Yes | Yes | 2011-03-08 |  | 1
FALSE | 14AJM36 | 38 | 3799964 | WEATHERKING AIR CONDITIONING DIVISION | 14AJM36 | AC | Split System: Air-Cooled Condensing Unit, Coil with Blower | 14AJM36 |  | RCFL-H*3617 | 12.5 | 15.1 | Yes | Yes | 2011-03-08 |  | 1
FALSE | 14AJM36 | 38 | 3799965 | WEATHERKING AIR CONDITIONING DIVISION | 14AJM36 | AC | Split System: Air-Cooled Condensing Unit, Coil with Blower | 14AJM36 |  | RCFL-H*3621 | 12.5 | 15.1 | Yes | Yes | 2011-03-08 |  | 1
FALSE | 14AJM36 | 38 | 3799966 | RUUD AIR CONDITIONING DIVISION | 14AJM36 | AC | Split System: Air-Cooled Condensing Unit, Coil with Blower | 14AJM36 |  | RCQD-3621 | 12.5 | 15 | Yes | Yes | 2011-03-08 |  | 1
FALSE | 14AJM36 | 38 | 3799967 | RHEEM SALES COMPANY, INC. | 14AJM36 | AC | Split System: Air-Cooled Condensing Unit, Coil with Blower | 14AJM36 |  | RCQD-3621 | 12.5 | 15 | Yes | Yes | 2011-03-08 |  | 1
FALSE | 14AJM36 | 38 | 3799968 | WEATHERKING AIR CONDITIONING DIVISION | 14AJM36 | AC | Split System: Air-Cooled Condensing Unit, Coil with Blower | 14AJM36 |  | RCQD-3621 | 12.5 | 15 | Yes | Yes | 2011-03-08 |  | 1
FALSE | 14AJM36 | 38 | 3799969 | WEATHERKING AIR CONDITIONING DIVISION | 14AJM36 | AC | Split System: Air-Cooled Condensing Unit, Coil with Blower | 14AJM36 |  | RCFL-H*3621 | 13 | 15.5 | Yes | Yes | 2011-03-08 |  | 1
FALSE | 14AJM36 | 38 | 3799970 | RUUD AIR CONDITIONING DIVISION | 14AJM36 | AC | Split System: Air-Cooled Condensing Unit, Coil with Blower | 14AJM36 |  | RCQD-3621 | 13 | 16 | Yes | Yes | 2011-03-08 |  | 2
FALSE | 14AJM36 | 38 | 3799971 | RHEEM SALES COMPANY, INC. | 14AJM36 | AC | Split System: Air-Cooled Condensing Unit, Coil with Blower | 14AJM36 |  | RCQD-3621 | 13 | 16 | Yes | Yes | 2011-03-08 |  | 2
FALSE | 14AJM36 | 38 | 3799972 | WEATHERKING AIR CONDITIONING DIVISION | 14AJM36 | AC | Split System: Air-Cooled Condensing Unit, Coil with Blower | 14AJM36 |  | RCQD-3621 | 13 | 16 | Yes | Yes | 2011-03-08 |  | 2
FALSE | 14AJM36 | 38 | 3799973 | RUUD AIR CONDITIONING DIVISION | 14AJM36 | AC | Split System: Air-Cooled Condensing Unit, Coil with Blower | 14AJM36 |  | RCQD-3624 | 13 | 16 | Yes | Yes | 2011-03-08 |  | 2
FALSE | 14AJM36 | 38 | 3799974 | RHEEM SALES COMPANY, INC. | 14AJM36 | AC | Split System: Air-Cooled Condensing Unit, Coil with Blower | 14AJM36 |  | RCQD-3624 | 13 | 16 | Yes | Yes | 2011-03-08 |  | 2
FALSE | 14AJM36 | 38 | 3799975 | WEATHERKING AIR CONDITIONING DIVISION | 14AJM36 | AC | Split System: Air-Cooled Condensing Unit, Coil with Blower | 14AJM36 |  | RCQD-3624 | 13 | 16 | Yes | Yes | 2011-03-08 |  | 2
FALSE | 14AJM36 | 38 | 3799976 | WEATHERKING AIR CONDITIONING DIVISION | 14AJM36 | AC | Split System: Air-Cooled Condensing Unit, Coil with Blower | 14AJM36 |  | RCFL-H*3621 | 12.5 | 15.1 | Yes | Yes | 2011-03-08 |  | 1
FALSE | 14AJM36 | 38 | 3799977 | RUUD AIR CONDITIONING DIVISION | 14AJM36 | AC | Split System: Air-Cooled Condensing Unit, Coil with Blower | 14AJM36 |  | RCFN-H*3624 | 13 | 16 | Yes | Yes | 2011-03-08 |  | 2
FALSE | 14AJM36 | 38 | 3799978 | RHEEM SALES COMPANY, INC. | 14AJM36 | AC | Split System: Air-Cooled Condensing Unit, Coil with Blower | 14AJM36 |  | RCFN-H*3624 | 13 | 16 | Yes | Yes | 2011-03-08 |  | 2
FALSE | 14AJM36 | 38 | 3799979 | WEATHERKING AIR CONDITIONING DIVISION | 14AJM36 | AC | Split System: Air-Cooled Condensing Unit, Coil with Blower | 14AJM36 |  | RCFN-H*3624 | 13 | 16 | Yes | Yes | 2011-03-08 |  | 2
FALSE | 14AJM36 | 38 | 3799980 | RUUD AIR CONDITIONING DIVISION | 14AJM36 | AC | Split System: Air-Cooled Condensing Unit, Coil with Blower | 14AJM36 |  | RCQD-3621 | 13 | 15.5 | Yes | Yes | 2011-03-08 |  | 1
FALSE | 14AJM36 | 38 | 3799981 | RHEEM SALES COMPANY, INC. | 14AJM36 | AC | Split System: Air-Cooled Condensing Unit, Coil with Blower | 14AJM36 |  | RCQD-3621 | 13 | 15.5 | Yes | Yes | 2011-03-08 |  | 1
FALSE | 14AJM36 | 38 | 3799982 | WEATHERKING AIR CONDITIONING DIVISION | 14AJM36 | AC | Split System: Air-Cooled Condensing Unit, Coil with Blower | 14AJM36 |  | RCQD-3621 | 13 | 15.5 | Yes | Yes | 2011-03-08 |  | 1
FALSE | 14AJM36 | 38 | 3799983 | RUUD AIR CONDITIONING DIVISION | 14AJM36 | AC | Split System: Air-Cooled Condensing Unit, Coil with Blower | 14AJM36 |  | RCQD-3624 | 13 | 15.5 | Yes | Yes | 2011-03-08 |  | 1
FALSE | 14AJM36 | 38 | 3799984 | RHEEM SALES COMPANY, INC. | 14AJM36 | AC | Split System: Air-Cooled Condensing Unit, Coil with Blower | 14AJM36 |  | RCQD-3624 | 13 | 15.5 | Yes | Yes | 2011-03-08 |  | 1
FALSE | 14AJM36 | 38 | 3799985 | WEATHERKING AIR CONDITIONING DIVISION | 14AJM36 | AC | Split System: Air-Cooled Condensing Unit, Coil with Blower | 14AJM36 |  | RCQD-3624 | 13 | 15.5 | Yes | Yes | 2011-03-08 |  | 1
FALSE | 14AJM36 | 38 | 3799986 | RUUD AIR CONDITIONING DIVISION | 14AJM36 | AC | Split System: Air-Cooled Condensing Unit, Coil with Blower | 14AJM36 |  | RCFN-H*3624 | 13 | 16 | Yes | Yes | 2011-03-08 |  | 2
FALSE | 14AJM36 | 38 | 3799987 | RHEEM SALES COMPANY, INC. | 14AJM36 | AC | Split System: Air-Cooled Condensing Unit, Coil with Blower | 14AJM36 |  | RCFN-H*3624 | 13 | 16 | Yes | Yes | 2011-03-08 |  | 2
FALSE | 14AJM36 | 38 | 3799988 | WEATHERKING AIR CONDITIONING DIVISION | 14AJM36 | AC | Split System: Air-Cooled Condensing Unit, Coil with Blower | 14AJM36 |  | RCFN-H*3624 | 13 | 16 | Yes | Yes | 2011-03-08 |  | 2
FALSE | 14AJM36 | 38 | 3800047 | RHEEM SALES COMPANY, INC. | 14AJM36 | AC | Split System: Air-Cooled Condensing Unit, Coil with Blower | 14AJM36 |  | RCFL-H*3617 | 12.5 | 15 | Yes | Yes | 2011-03-08 |  | 1
FALSE | 14AJM36 | 38 | 3800048 | WEATHERKING AIR CONDITIONING DIVISION | 14AJM36 | AC | Split System: Air-Cooled Condensing Unit, Coil with Blower | 14AJM36 |  | RCFL-H*3617 | 12.5 | 15 | Yes | Yes | 2011-03-08 |  | 1
FALSE | 14AJM36 | 38 | 3800049 | RUUD AIR CONDITIONING DIVISION | 14AJM36 | AC | Split System: Air-Cooled Condensing Unit, Coil with Blower | 14AJM36 |  | RCFL-H*3621 | 12.5 | 15 | Yes | Yes | 2011-03-08 |  | 1
FALSE | 14AJM36 | 38 | 3800050 | RHEEM SALES COMPANY, INC. | 14AJM36 | AC | Split System: Air-Cooled Condensing Unit, Coil with Blower | 14AJM36 |  | RCFL-H*3621 | 12.5 | 15 | Yes | Yes | 2011-03-08 |  | 1
FALSE | 14AJM36 | 38 | 3800051 | WEATHERKING AIR CONDITIONING DIVISION | 14AJM36 | AC | Split System: Air-Cooled Condensing Unit, Coil with Blower | 14AJM36 |  | RCFL-H*3621 | 12.5 | 15 | Yes | Yes | 2011-03-08 |  | 1
FALSE | 14AJM36 | 38 | 3800052 | RUUD AIR CONDITIONING DIVISION | 14AJM36 | AC | Split System: Air-Cooled Condensing Unit, Coil with Blower | 14AJM36 |  | RCFL-A*3617 | 13 | 15.5 | Yes | Yes | 2011-03-08 |  | 1
FALSE | 14AJM36 | 38 | 3800053 | RHEEM SALES COMPANY, INC. | 14AJM36 | AC | Split System: Air-Cooled Condensing Unit, Coil with Blower | 14AJM36 |  | RCFL-A*3617 | 13 | 15.5 | Yes | Yes | 2011-03-08 |  | 1
FALSE | 14AJM36 | 38 | 3800054 | WEATHERKING AIR CONDITIONING DIVISION | 14AJM36 | AC | Split System: Air-Cooled Condensing Unit, Coil with Blower | 14AJM36 |  | RCFL-A*3617 | 13 | 15.5 | Yes | Yes | 2011-03-08 |  | 1
FALSE | 14AJM36 | 38 | 3800055 | RUUD AIR CONDITIONING DIVISION | 14AJM36 | AC | Split System: Air-Cooled Condensing Unit, Coil with Blower | 14AJM36 |  | RCFL-H*3621 | 13 | 15.5 | Yes | Yes | 2011-03-08 |  | 1
FALSE | 14AJM36 | 38 | 3800056 | RHEEM SALES COMPANY, INC. | 14AJM36 | AC | Split System: Air-Cooled Condensing Unit, Coil with Blower | 14AJM36 |  | RCFL-H*3621 | 13 | 15.5 | Yes | Yes | 2011-03-08 |  | 1
FALSE | 14AJM36 | 38 | 3800057 | WEATHERKING AIR CONDITIONING DIVISION | 14AJM36 | AC | Split System: Air-Cooled Condensing Unit, Coil with Blower | 14AJM36 |  | RCFL-H*3621 | 13 | 15.5 | Yes | Yes | 2011-03-08 |  | 1
FALSE | 14AJM36 | 38 | 3800058 | RUUD AIR CONDITIONING DIVISION | 14AJM36 | AC | Split System: Air-Cooled Condensing Unit, Coil with Blower | 14AJM36 |  | RCFL-A*3617 | 12.5 | 15.1 | Yes | Yes | 2011-03-08 |  | 1
FALSE | 14AJM36 | 38 | 3800059 | RHEEM SALES COMPANY, INC. | 14AJM36 | AC | Split System: Air-Cooled Condensing Unit, Coil with Blower | 14AJM36 |  | RCFL-A*3617 | 12.5 | 15.1 | Yes | Yes | 2011-03-08 |  | 1
FALSE | 14AJM36 | 38 | 3800060 | WEATHERKING AIR CONDITIONING DIVISION | 14AJM36 | AC | Split System: Air-Cooled Condensing Unit, Coil with Blower | 14AJM36 |  | RCFL-A*3617 | 12.5 | 15.1 | Yes | Yes | 2011-03-08 |  | 1
FALSE | 14AJM36 | 38 | 3800061 | RUUD AIR CONDITIONING DIVISION | 14AJM36 | AC | Split System: Air-Cooled Condensing Unit, Coil with Blower | 14AJM36 |  | RCFL-H*3621 | 12.5 | 15.1 | Yes | Yes | 2011-03-08 |  | 1
FALSE | 14AJM36 | 38 | 3800062 | RHEEM SALES COMPANY, INC. | 14AJM36 | AC | Split System: Air-Cooled Condensing Unit, Coil with Blower | 14AJM36 |  | RCFL-H*3621 | 12.5 | 15.1 | Yes | Yes | 2011-03-08 |  | 1
FALSE | 14AJM36 | 38 | 3800063 | WEATHERKING AIR CONDITIONING DIVISION | 14AJM36 | AC | Split System: Air-Cooled Condensing Unit, Coil with Blower | 14AJM36 |  | RCFL-H*3621 | 12.5 | 15.1 | Yes | Yes | 2011-03-08 |  | 1
FALSE | 14AJM36 | 38 | 3800065 | RUUD AIR CONDITIONING DIVISION | 14AJM36 | AC | Split System: Air-Cooled Condensing Unit, Coil with Blower | 14AJM36 |  | RHAL-FR36T | 12.2 | 14.5 | Yes | Yes | 2011-03-08 |  | 0
FALSE | 14AJM42 | 4530 | 3800121 | RHEEM SALES COMPANY, INC. | 14AJM42 | AC | Split System: Air-Cooled Condensing Unit, Coil with Blower | 14AJM42 |  | RCFN-H*4824 | 13 | 15.5 | Yes | Yes | 2011-03-08 |  | 1
FALSE | 14AJM42 | 4530 | 3800122 | WEATHERKING AIR CONDITIONING DIVISION | 14AJM42 | AC | Split System: Air-Cooled Condensing Unit, Coil with Blower | 14AJM42 |  | RCFN-H*4824 | 13 | 15.5 | Yes | Yes | 2011-03-08 |  | 1
FALSE | 14AJM42 | 4530 | 3800123 | WEATHERKING AIR CONDITIONING DIVISION | 14AJM42 | AC | Split System: Air-Cooled Condensing Unit, Coil with Blower | 14AJM42 |  | RCFL-H*4821 | 12.5 | 15.1 | Yes | Yes | 2011-03-08 |  | 1
FALSE | 14AJM42 | 4530 | 3800124 | WEATHERKING AIR CONDITIONING DIVISION | 14AJM42 | AC | Split System: Air-Cooled Condensing Unit, Coil with Blower | 14AJM42 |  | RCFL-H*4824 | 12.5 | 15.1 | Yes | Yes | 2011-03-08 |  | 1
FALSE | 14AJM42 | 4530 | 3800125 | RUUD AIR CONDITIONING DIVISION | 14AJM42 | AC | Split System: Air-Cooled Condensing Unit, Coil with Blower | 14AJM42 |  | RCFN-H*4824 | 13 | 15.5 | Yes | Yes | 2011-03-08 |  | 1
FALSE | 14AJM42 | 4530 | 3800126 | RHEEM SALES COMPANY, INC. | 14AJM42 | AC | Split System: Air-Cooled Condensing Unit, Coil with Blower | 14AJM42 |  | RCFN-H*4824 | 13 | 15.5 | Yes | Yes | 2011-03-08 |  | 1
FALSE | 14AJM42 | 4530 | 3800127 | WEATHERKING AIR CONDITIONING DIVISION | 14AJM42 | AC | Split System: Air-Cooled Condensing Unit, Coil with Blower | 14AJM42 |  | RCFN-H*4824 | 13 | 15.5 | Yes | Yes | 2011-03-08 |  | 1
FALSE | 14AJM42 | 4530 | 3800128 | RUUD AIR CONDITIONING DIVISION | 14AJM42 | AC | Split System: Air-Cooled Condensing Unit, Coil with Blower | 14AJM42 |  | RCFN-H*4824 | 13 | 16 | Yes | Yes | 2011-03-08 |  | 2
FALSE | 14AJM42 | 4530 | 3800129 | RHEEM SALES COMPANY, INC. | 14AJM42 | AC | Split System: Air-Cooled Condensing Unit, Coil with Blower | 14AJM42 |  | RCFN-H*4824 | 13 | 16 | Yes | Yes | 2011-03-08 |  | 2
FALSE | 14AJM42 | 4530 | 3800130 | WEATHERKING AIR CONDITIONING DIVISION | 14AJM42 | AC | Split System: Air-Cooled Condensing Unit, Coil with Blower | 14AJM42 |  | RCFN-H*4824 | 13 | 16 | Yes | Yes | 2011-03-08 |  | 2
FALSE | 14AJM42 | 4530 | 3800131 | RUUD AIR CONDITIONING DIVISION | 14AJM42 | AC | Split System: Air-Cooled Condensing Unit, Coil with Blower | 14AJM42 |  | RCFN-H*4824 | 13 | 16 | Yes | Yes | 2011-03-08 |  | 2
FALSE | 14AJM42 | 4530 | 3800132 | RHEEM SALES COMPANY, INC. | 14AJM42 | AC | Split System: Air-Cooled Condensing Unit, Coil with Blower | 14AJM42 |  | RCFN-H*4824 | 13 | 16 | Yes | Yes | 2011-03-08 |  | 2
FALSE | 14AJM42 | 4530 | 3800133 | RUUD AIR CONDITIONING DIVISION | 14AJM42 | AC | Split System: Air-Cooled Condensing Unit, Coil with Blower | 14AJM42 |  | RCFL-A*4824 | 12.5 | 15.1 | Yes | Yes | 2011-03-08 |  | 1
FALSE | 14AJM42 | 4530 | 3800134 | RHEEM SALES COMPANY, INC. | 14AJM42 | AC | Split System: Air-Cooled Condensing Unit, Coil with Blower | 14AJM42 |  | RCFL-A*4824 | 12.5 | 15.1 | Yes | Yes | 2011-03-08 |  | 1
FALSE | 14AJM42 | 4530 | 3800135 | WEATHERKING AIR CONDITIONING DIVISION | 14AJM42 | AC | Split System: Air-Cooled Condensing Unit, Coil with Blower | 14AJM42 |  | RCFL-A*4824 | 12.5 | 15.1 | Yes | Yes | 2011-03-08 |  | 1
FALSE | 14AJM42 | 4530 | 3800136 | RUUD AIR CONDITIONING DIVISION | 14AJM42 | AC | Split System: Air-Cooled Condensing Unit, Coil with Blower | 14AJM42 |  | RCFL-H*4821 | 12.5 | 15.1 | Yes | Yes | 2011-03-08 |  | 1
FALSE | 14AJM42 | 4530 | 3800137 | RHEEM SALES COMPANY, INC. | 14AJM42 | AC | Split System: Air-Cooled Condensing Unit, Coil with Blower | 14AJM42 |  | RCFL-H*4821 | 12.5 | 15.1 | Yes | Yes | 2011-03-08 |  | 1
FALSE | 14AJM42 | 4530 | 3800138 | WEATHERKING AIR CONDITIONING DIVISION | 14AJM42 | AC | Split System: Air-Cooled Condensing Unit, Coil with Blower | 14AJM42 |  | RCFL-H*4821 | 12.5 | 15.1 | Yes | Yes | 2011-03-08 |  | 1
FALSE | 14AJM42 | 4530 | 3800139 | RUUD AIR CONDITIONING DIVISION | 14AJM42 | AC | Split System: Air-Cooled Condensing Unit, Coil with Blower | 14AJM42 |  | RCFL-H*4824 | 12.5 | 15.1 | Yes | Yes | 2011-03-08 |  | 1
FALSE | 14AJM42 | 4530 | 3800140 | RHEEM SALES COMPANY, INC. | 14AJM42 | AC | Split System: Air-Cooled Condensing Unit, Coil with Blower | 14AJM42 |  | RCFL-H*4824 | 12.5 | 15.1 | Yes | Yes | 2011-03-08 |  | 1
FALSE | 14AJM42 | 4530 | 3800141 | WEATHERKING AIR CONDITIONING DIVISION | 14AJM42 | AC | Split System: Air-Cooled Condensing Unit, Coil with Blower | 14AJM42 |  | RCFL-H*4824 | 12.5 | 15.1 | Yes | Yes | 2011-03-08 |  | 1
FALSE | 14AJM42 | 4530 | 3800142 | RUUD AIR CONDITIONING DIVISION | 14AJM42 | AC | Split System: Air-Cooled Condensing Unit, Coil with Blower | 14AJM42 |  | RCFL-A*4824 | 12.5 | 15.1 | Yes | Yes | 2011-03-08 |  | 1
FALSE | 14AJM42 | 4530 | 3800143 | RHEEM SALES COMPANY, INC. | 14AJM42 | AC | Split System: Air-Cooled Condensing Unit, Coil with Blower | 14AJM42 |  | RCFL-A*4824 | 12.5 | 15.1 | Yes | Yes | 2011-03-08 |  | 1
FALSE | 14AJM42 | 4530 | 3800144 | WEATHERKING AIR CONDITIONING DIVISION | 14AJM42 | AC | Split System: Air-Cooled Condensing Unit, Coil with Blower | 14AJM42 |  | RCFL-A*4824 | 12.5 | 15.1 | Yes | Yes | 2011-03-08 |  | 1
FALSE | 14AJM42 | 4530 | 3800145 | RUUD AIR CONDITIONING DIVISION | 14AJM42 | AC | Split System: Air-Cooled Condensing Unit, Coil with Blower | 14AJM42 |  | RCFL-H*4821 | 12.5 | 15.1 | Yes | Yes | 2011-03-08 |  | 1
FALSE | 14AJM42 | 4530 | 3800146 | RHEEM SALES COMPANY, INC. | 14AJM42 | AC | Split System: Air-Cooled Condensing Unit, Coil with Blower | 14AJM42 |  | RCFL-H*4821 | 12.5 | 15.1 | Yes | Yes | 2011-03-08 |  | 1
FALSE | 14AJM42 | 4530 | 3800147 | WEATHERKING AIR CONDITIONING DIVISION | 14AJM42 | AC | Split System: Air-Cooled Condensing Unit, Coil with Blower | 14AJM42 |  | RCFL-H*4821 | 12.5 | 15.1 | Yes | Yes | 2011-03-08 |  | 1
FALSE | 14AJM42 | 4530 | 3800148 | RUUD AIR CONDITIONING DIVISION | 14AJM42 | AC | Split System: Air-Cooled Condensing Unit, Coil with Blower | 14AJM42 |  | RCFL-H*4824 | 12.5 | 15.1 | Yes | Yes | 2011-03-08 |  | 1
FALSE | 14AJM42 | 4530 | 3800149 | RHEEM SALES COMPANY, INC. | 14AJM42 | AC | Split System: Air-Cooled Condensing Unit, Coil with Blower | 14AJM42 |  | RCFL-H*4824 | 12.5 | 15.1 | Yes | Yes | 2011-03-08 |  | 1
FALSE | 14AJM42 | 4530 | 3800150 | WEATHERKING AIR CONDITIONING DIVISION | 14AJM42 | AC | Split System: Air-Cooled Condensing Unit, Coil with Blower | 14AJM42 |  | RCFL-H*4824 | 12.5 | 15.1 | Yes | Yes | 2011-03-08 |  | 1
FALSE | 14AJM42 | 4530 | 3800151 | RUUD AIR CONDITIONING DIVISION | 14AJM42 | AC | Split System: Air-Cooled Condensing Unit, Coil with Blower | 14AJM42 |  | RCFL-A*4824 | 13 | 15.5 | Yes | Yes | 2011-03-08 |  | 1
FALSE | 14AJM42 | 4530 | 3800152 | RHEEM SALES COMPANY, INC. | 14AJM42 | AC | Split System: Air-Cooled Condensing Unit, Coil with Blower | 14AJM42 |  | RCFL-A*4824 | 13 | 15.5 | Yes | Yes | 2011-03-08 |  | 1
FALSE | 14AJM42 | 4530 | 3800153 | WEATHERKING AIR CONDITIONING DIVISION | 14AJM42 | AC | Split System: Air-Cooled Condensing Unit, Coil with Blower | 14AJM42 |  | RCFL-A*4824 | 13 | 15.5 | Yes | Yes | 2011-03-08 |  | 1
FALSE | 14AJM42 | 4530 | 3800154 | RUUD AIR CONDITIONING DIVISION | 14AJM42 | AC | Split System: Air-Cooled Condensing Unit, Coil with Blower | 14AJM42 |  | RCFL-H*4824 | 13 | 15.5 | Yes | Yes | 2011-03-08 |  | 1
FALSE | 14AJM42 | 4530 | 3800155 | RHEEM SALES COMPANY, INC. | 14AJM42 | AC | Split System: Air-Cooled Condensing Unit, Coil with Blower | 14AJM42 |  | RCFL-H*4824 | 13 | 15.5 | Yes | Yes | 2011-03-08 |  | 1
FALSE | 14AJM42 | 4530 | 3800156 | WEATHERKING AIR CONDITIONING DIVISION | 14AJM42 | AC | Split System: Air-Cooled Condensing Unit, Coil with Blower | 14AJM42 |  | RCFL-H*4824 | 13 | 15.5 | Yes | Yes | 2011-03-08 |  | 1
FALSE | 14AJM48 | 58 | 3800228 | WEATHERKING AIR CONDITIONING DIVISION | 14AJM48 | AC | Split System: Air-Cooled Condensing Unit, Coil with Blower | 14AJM48 |  | RCFL-H*4821 | 12 | 14.5 | Yes | Yes | 2011-03-08 |  | 0
FALSE | 14AJM48 | 58 | 3800229 | WEATHERKING AIR CONDITIONING DIVISION | 14AJM48 | AC | Split System: Air-Cooled Condensing Unit, Coil with Blower | 14AJM48 |  | RCFL-H*4824 | 12 | 14.5 | Yes | Yes | 2011-03-08 |  | 0
FALSE | 14AJM48 | 58 | 3800233 | WEATHERKING AIR CONDITIONING DIVISION | 14AJM48 | AC | Split System: Air-Cooled Condensing Unit, Coil with Blower | 14AJM48 |  | RCFL-H*4824 | 12 | 14.5 | Yes | Yes | 2011-03-08 |  | 0
FALSE | 14AJM48 | 58 | 3800234 | RUUD AIR CONDITIONING DIVISION | 14AJM48 | AC | Split System: Air-Cooled Condensing Unit, Coil with Blower | 14AJM48 |  | RCFN-H*4824 | 12.5 | 15 | Yes | Yes | 2011-03-08 |  | 1
FALSE | 14AJM48 | 58 | 3800235 | RHEEM SALES COMPANY, INC. | 14AJM48 | AC | Split System: Air-Cooled Condensing Unit, Coil with Blower | 14AJM48 |  | RCFN-H*4824 | 12.5 | 15 | Yes | Yes | 2011-03-08 |  | 1
FALSE | 14AJM48 | 58 | 3800236 | WEATHERKING AIR CONDITIONING DIVISION | 14AJM48 | AC | Split System: Air-Cooled Condensing Unit, Coil with Blower | 14AJM48 |  | RCFN-H*4824 | 12.5 | 15 | Yes | Yes | 2011-03-08 |  | 1
FALSE | 14AJM48 | 58 | 3800237 | RUUD AIR CONDITIONING DIVISION | 14AJM48 | AC | Split System: Air-Cooled Condensing Unit, Coil with Blower | 14AJM48 |  | RCQD-4824 | 12 | 14.5 | Yes | Yes | 2011-03-08 |  | 0
FALSE | 14AJM48 | 58 | 3800238 | RHEEM SALES COMPANY, INC. | 14AJM48 | AC | Split System: Air-Cooled Condensing Unit, Coil with Blower | 14AJM48 |  | RCQD-4824 | 12 | 14.5 | Yes | Yes | 2011-03-08 |  | 0
FALSE | 14AJM48 | 58 | 3800239 | WEATHERKING AIR CONDITIONING DIVISION | 14AJM48 | AC | Split System: Air-Cooled Condensing Unit, Coil with Blower | 14AJM48 |  | RCQD-4824 | 12 | 14.5 | Yes | Yes | 2011-03-08 |  | 0
FALSE | 14AJM48 | 58 | 3800263 | RUUD AIR CONDITIONING DIVISION | 14AJM48 | AC | Split System: Air-Cooled Condensing Unit, Coil with Blower | 14AJM48 |  | RCFL-A*4821 | 12 | 14.5 | Yes | Yes | 2011-03-08 |  | 0
FALSE | 14AJM48 | 58 | 3800264 | RHEEM SALES COMPANY, INC. | 14AJM48 | AC | Split System: Air-Cooled Condensing Unit, Coil with Blower | 14AJM48 |  | RCFL-A*4821 | 12 | 14.5 | Yes | Yes | 2011-03-08 |  | 0
FALSE | 14AJM48 | 58 | 3800265 | WEATHERKING AIR CONDITIONING DIVISION | 14AJM48 | AC | Split System: Air-Cooled Condensing Unit, Coil with Blower | 14AJM48 |  | RCFL-A*4821 | 12 | 14.5 | Yes | Yes | 2011-03-08 |  | 0
FALSE | 14AJM48 | 58 | 3800266 | RUUD AIR CONDITIONING DIVISION | 14AJM48 | AC | Split System: Air-Cooled Condensing Unit, Coil with Blower | 14AJM48 |  | RCFL-A*4824 | 12 | 14.5 | Yes | Yes | 2011-03-08 |  | 0
FALSE | 14AJM48 | 58 | 3800267 | RHEEM SALES COMPANY, INC. | 14AJM48 | AC | Split System: Air-Cooled Condensing Unit, Coil with Blower | 14AJM48 |  | RCFL-A*4824 | 12 | 14.5 | Yes | Yes | 2011-03-08 |  | 0
FALSE | 14AJM48 | 58 | 3800268 | WEATHERKING AIR CONDITIONING DIVISION | 14AJM48 | AC | Split System: Air-Cooled Condensing Unit, Coil with Blower | 14AJM48 |  | RCFL-A*4824 | 12 | 14.5 | Yes | Yes | 2011-03-08 |  | 0
FALSE | 14AJM48 | 58 | 3800269 | RUUD AIR CONDITIONING DIVISION | 14AJM48 | AC | Split System: Air-Cooled Condensing Unit, Coil with Blower | 14AJM48 |  | RCFL-H*4821 | 12 | 14.5 | Yes | Yes | 2011-03-08 |  | 0
FALSE | 14AJM48 | 58 | 3800270 | RHEEM SALES COMPANY, INC. | 14AJM48 | AC | Split System: Air-Cooled Condensing Unit, Coil with Blower | 14AJM48 |  | RCFL-H*4821 | 12 | 14.5 | Yes | Yes | 2011-03-08 |  | 0
FALSE | 14AJM48 | 58 | 3800271 | WEATHERKING AIR CONDITIONING DIVISION | 14AJM48 | AC | Split System: Air-Cooled Condensing Unit, Coil with Blower | 14AJM48 |  | RCFL-H*4821 | 12 | 14.5 | Yes | Yes | 2011-03-08 |  | 0
FALSE | 14AJM48 | 58 | 3800272 | RUUD AIR CONDITIONING DIVISION | 14AJM48 | AC | Split System: Air-Cooled Condensing Unit, Coil with Blower | 14AJM48 |  | RCFL-H*4824 | 12 | 14.5 | Yes | Yes | 2011-03-08 |  | 0
FALSE | 14AJM48 | 58 | 3800273 | RHEEM SALES COMPANY, INC. | 14AJM48 | AC | Split System: Air-Cooled Condensing Unit, Coil with Blower | 14AJM48 |  | RCFL-H*4824 | 12 | 14.5 | Yes | Yes | 2011-03-08 |  | 0
FALSE | 14AJM48 | 58 | 3800274 | WEATHERKING AIR CONDITIONING DIVISION | 14AJM48 | AC | Split System: Air-Cooled Condensing Unit, Coil with Blower | 14AJM48 |  | RCFL-H*4824 | 12 | 14.5 | Yes | Yes | 2011-03-08 |  | 0
FALSE | 14AJM48 | 58 | 3800275 | RUUD AIR CONDITIONING DIVISION | 14AJM48 | AC | Split System: Air-Cooled Condensing Unit, Coil with Blower | 14AJM48 |  | RCFL-A*4821 | 12 | 14.5 | Yes | Yes | 2011-03-08 |  | 0
FALSE | 14AJM48 | 58 | 3800276 | RHEEM SALES COMPANY, INC. | 14AJM48 | AC | Split System: Air-Cooled Condensing Unit, Coil with Blower | 14AJM48 |  | RCFL-A*4821 | 12 | 14.5 | Yes | Yes | 2011-03-08 |  | 0
FALSE | 14AJM48 | 58 | 3800277 | WEATHERKING AIR CONDITIONING DIVISION | 14AJM48 | AC | Split System: Air-Cooled Condensing Unit, Coil with Blower | 14AJM48 |  | RCFL-A*4821 | 12 | 14.5 | Yes | Yes | 2011-03-08 |  | 0
FALSE | 14AJM48 | 58 | 3800278 | RUUD AIR CONDITIONING DIVISION | 14AJM48 | AC | Split System: Air-Cooled Condensing Unit, Coil with Blower | 14AJM48 |  | RCFL-A*4824 | 12 | 14.5 | Yes | Yes | 2011-03-08 |  | 0
FALSE | 14AJM48 | 58 | 3800279 | RHEEM SALES COMPANY, INC. | 14AJM48 | AC | Split System: Air-Cooled Condensing Unit, Coil with Blower | 14AJM48 |  | RCFL-A*4824 | 12 | 14.5 | Yes | Yes | 2011-03-08 |  | 0
FALSE | 14AJM48 | 58 | 3800280 | WEATHERKING AIR CONDITIONING DIVISION | 14AJM48 | AC | Split System: Air-Cooled Condensing Unit, Coil with Blower | 14AJM48 |  | RCFL-A*4824 | 12 | 14.5 | Yes | Yes | 2011-03-08 |  | 0
FALSE | 14AJM48 | 58 | 3800281 | RUUD AIR CONDITIONING DIVISION | 14AJM48 | AC | Split System: Air-Cooled Condensing Unit, Coil with Blower | 14AJM48 |  | RCFL-H*4821 | 12 | 14.5 | Yes | Yes | 2011-03-08 |  | 0
FALSE | 14AJM48 | 58 | 3800282 | RHEEM SALES COMPANY, INC. | 14AJM48 | AC | Split System: Air-Cooled Condensing Unit, Coil with Blower | 14AJM48 |  | RCFL-H*4821 | 12 | 14.5 | Yes | Yes | 2011-03-08 |  | 0
FALSE | 14AJM48 | 58 | 3800283 | WEATHERKING AIR CONDITIONING DIVISION | 14AJM48 | AC | Split System: Air-Cooled Condensing Unit, Coil with Blower | 14AJM48 |  | RCFL-H*4821 | 12 | 14.5 | Yes | Yes | 2011-03-08 |  | 0
FALSE | 14AJM48 | 58 | 3800284 | RUUD AIR CONDITIONING DIVISION | 14AJM48 | AC | Split System: Air-Cooled Condensing Unit, Coil with Blower | 14AJM48 |  | RCFL-H*4824 | 12 | 14.5 | Yes | Yes | 2011-03-08 |  | 0
FALSE | 14AJM48 | 58 | 3800285 | RHEEM SALES COMPANY, INC. | 14AJM48 | AC | Split System: Air-Cooled Condensing Unit, Coil with Blower | 14AJM48 |  | RCFL-H*4824 | 12 | 14.5 | Yes | Yes | 2011-03-08 |  | 0
FALSE | 14AJM48 | 58 | 3800286 | WEATHERKING AIR CONDITIONING DIVISION | 14AJM48 | AC | Split System: Air-Cooled Condensing Unit, Coil with Blower | 14AJM48 |  | RCFL-H*4824 | 12 | 14.5 | Yes | Yes | 2011-03-08 |  | 0
FALSE | 14AJM48 | 58 | 3800287 | RUUD AIR CONDITIONING DIVISION | 14AJM48 | AC | Split System: Air-Cooled Condensing Unit, Coil with Blower | 14AJM48 |  | RCFL-A*4824 | 12 | 14.5 | Yes | Yes | 2011-03-08 |  | 0
FALSE | 14AJM48 | 58 | 3800288 | RHEEM SALES COMPANY, INC. | 14AJM48 | AC | Split System: Air-Cooled Condensing Unit, Coil with Blower | 14AJM48 |  | RCFL-A*4824 | 12 | 14.5 | Yes | Yes | 2011-03-08 |  | 0
FALSE | 14AJM48 | 58 | 3800289 | WEATHERKING AIR CONDITIONING DIVISION | 14AJM48 | AC | Split System: Air-Cooled Condensing Unit, Coil with Blower | 14AJM48 |  | RCFL-A*4824 | 12 | 14.5 | Yes | Yes | 2011-03-08 |  | 0
FALSE | 14AJM48 | 58 | 3800290 | RUUD AIR CONDITIONING DIVISION | 14AJM48 | AC | Split System: Air-Cooled Condensing Unit, Coil with Blower | 14AJM48 |  | RCFL-H*4824 | 12 | 14.5 | Yes | Yes | 2011-03-08 |  | 0
FALSE | 14AJM49 | 4536 | 3800419 | RUUD AIR CONDITIONING DIVISION | 14AJM49 | AC | Split System: Air-Cooled Condensing Unit, Coil with Blower | 14AJM49 |  | RCFL-A*4821 | 12.5 | 15 | Yes | Yes | 2011-03-08 |  | 1
FALSE | 14AJM49 | 4536 | 3800420 | RHEEM SALES COMPANY, INC. | 14AJM49 | AC | Split System: Air-Cooled Condensing Unit, Coil with Blower | 14AJM49 |  | RCFL-A*4821 | 12.5 | 15 | Yes | Yes | 2011-03-08 |  | 1
FALSE | 14AJM49 | 4536 | 3800421 | WEATHERKING AIR CONDITIONING DIVISION | 14AJM49 | AC | Split System: Air-Cooled Condensing Unit, Coil with Blower | 14AJM49 |  | RCFL-A*4821 | 12.5 | 15 | Yes | Yes | 2011-03-08 |  | 1
FALSE | 14AJM49 | 4536 | 3800422 | RUUD AIR CONDITIONING DIVISION | 14AJM49 | AC | Split System: Air-Cooled Condensing Unit, Coil with Blower | 14AJM49 |  | RCFL-A*4824 | 12.5 | 15 | Yes | Yes | 2011-03-08 |  | 1
FALSE | 14AJM49 | 4536 | 3800423 | RHEEM SALES COMPANY, INC. | 14AJM49 | AC | Split System: Air-Cooled Condensing Unit, Coil with Blower | 14AJM49 |  | RCFL-A*4824 | 12.5 | 15 | Yes | Yes | 2011-03-08 |  | 1
FALSE | 14AJM49 | 4536 | 3800424 | WEATHERKING AIR CONDITIONING DIVISION | 14AJM49 | AC | Split System: Air-Cooled Condensing Unit, Coil with Blower | 14AJM49 |  | RCFL-A*4824 | 12.5 | 15 | Yes | Yes | 2011-03-08 |  | 1
FALSE | 14AJM49 | 4536 | 3800425 | RUUD AIR CONDITIONING DIVISION | 14AJM49 | AC | Split System: Air-Cooled Condensing Unit, Coil with Blower | 14AJM49 |  | RCFL-H*4821 | 12.5 | 15 | Yes | Yes | 2011-03-08 |  | 1
FALSE | 14AJM49 | 4536 | 3800426 | RHEEM SALES COMPANY, INC. | 14AJM49 | AC | Split System: Air-Cooled Condensing Unit, Coil with Blower | 14AJM49 |  | RCFL-H*4821 | 12.5 | 15 | Yes | Yes | 2011-03-08 |  | 1
FALSE | 14AJM49 | 4536 | 3800427 | WEATHERKING AIR CONDITIONING DIVISION | 14AJM49 | AC | Split System: Air-Cooled Condensing Unit, Coil with Blower | 14AJM49 |  | RCFL-H*4821 | 12.5 | 15 | Yes | Yes | 2011-03-08 |  | 1
FALSE | 14AJM49 | 4536 | 3800428 | RUUD AIR CONDITIONING DIVISION | 14AJM49 | AC | Split System: Air-Cooled Condensing Unit, Coil with Blower | 14AJM49 |  | RCFL-H*4824 | 12.5 | 15 | Yes | Yes | 2011-03-08 |  | 1
FALSE | 14AJM49 | 4536 | 3800429 | RHEEM SALES COMPANY, INC. | 14AJM49 | AC | Split System: Air-Cooled Condensing Unit, Coil with Blower | 14AJM49 |  | RCFL-H*4824 | 12.5 | 15 | Yes | Yes | 2011-03-08 |  | 1
FALSE | 14AJM49 | 4536 | 3800430 | WEATHERKING AIR CONDITIONING DIVISION | 14AJM49 | AC | Split System: Air-Cooled Condensing Unit, Coil with Blower | 14AJM49 |  | RCFL-H*4824 | 12.5 | 15 | Yes | Yes | 2011-03-08 |  | 1
FALSE | 14AJM49 | 4536 | 3800431 | RUUD AIR CONDITIONING DIVISION | 14AJM49 | AC | Split System: Air-Cooled Condensing Unit, Coil with Blower | 14AJM49 |  | RCFN-H*4824 | 13 | 16 | Yes | Yes | 2011-03-08 |  | 2
FALSE | 14AJM49 | 4536 | 3800432 | RHEEM SALES COMPANY, INC. | 14AJM49 | AC | Split System: Air-Cooled Condensing Unit, Coil with Blower | 14AJM49 |  | RCFN-H*4824 | 13 | 16 | Yes | Yes | 2011-03-08 |  | 2
FALSE | 14AJM49 | 4536 | 3800433 | WEATHERKING AIR CONDITIONING DIVISION | 14AJM49 | AC | Split System: Air-Cooled Condensing Unit, Coil with Blower | 14AJM49 |  | RCFN-H*4824 | 13 | 16 | Yes | Yes | 2011-03-08 |  | 2
FALSE | 14AJM49 | 4536 | 3800434 | RUUD AIR CONDITIONING DIVISION | 14AJM49 | AC | Split System: Air-Cooled Condensing Unit, Coil with Blower | 14AJM49 |  | RCFL-A*4821 | 12 | 14.5 | Yes | Yes | 2011-03-08 |  | 0
FALSE | 14AJM49 | 4536 | 3800435 | RHEEM SALES COMPANY, INC. | 14AJM49 | AC | Split System: Air-Cooled Condensing Unit, Coil with Blower | 14AJM49 |  | RCFL-A*4821 | 12 | 14.5 | Yes | Yes | 2011-03-08 |  | 0
FALSE | 14AJM49 | 4536 | 3800436 | WEATHERKING AIR CONDITIONING DIVISION | 14AJM49 | AC | Split System: Air-Cooled Condensing Unit, Coil with Blower | 14AJM49 |  | RCFL-A*4821 | 12 | 14.5 | Yes | Yes | 2011-03-08 |  | 0
FALSE | 14AJM49 | 4536 | 3800437 | RUUD AIR CONDITIONING DIVISION | 14AJM49 | AC | Split System: Air-Cooled Condensing Unit, Coil with Blower | 14AJM49 |  | RCFL-A*4824 | 12 | 14.5 | Yes | Yes | 2011-03-08 |  | 0
FALSE | 14AJM49 | 4536 | 3800438 | RHEEM SALES COMPANY, INC. | 14AJM49 | AC | Split System: Air-Cooled Condensing Unit, Coil with Blower | 14AJM49 |  | RCFL-A*4824 | 12 | 14.5 | Yes | Yes | 2011-03-08 |  | 0
FALSE | 14AJM49 | 4536 | 3800439 | WEATHERKING AIR CONDITIONING DIVISION | 14AJM49 | AC | Split System: Air-Cooled Condensing Unit, Coil with Blower | 14AJM49 |  | RCFL-A*4824 | 12 | 14.5 | Yes | Yes | 2011-03-08 |  | 0
FALSE | 14AJM49 | 4536 | 3800440 | RUUD AIR CONDITIONING DIVISION | 14AJM49 | AC | Split System: Air-Cooled Condensing Unit, Coil with Blower | 14AJM49 |  | RCFL-H*4821 | 12 | 14.5 | Yes | Yes | 2011-03-08 |  | 0
FALSE | 14AJM49 | 4536 | 3800441 | RHEEM SALES COMPANY, INC. | 14AJM49 | AC | Split System: Air-Cooled Condensing Unit, Coil with Blower | 14AJM49 |  | RCFL-H*4821 | 12 | 14.5 | Yes | Yes | 2011-03-08 |  | 0
FALSE | 14AJM49 | 4536 | 3800442 | WEATHERKING AIR CONDITIONING DIVISION | 14AJM49 | AC | Split System: Air-Cooled Condensing Unit, Coil with Blower | 14AJM49 |  | RCFL-H*4821 | 12 | 14.5 | Yes | Yes | 2011-03-08 |  | 0
FALSE | 14AJM49 | 4536 | 3800443 | RUUD AIR CONDITIONING DIVISION | 14AJM49 | AC | Split System: Air-Cooled Condensing Unit, Coil with Blower | 14AJM49 |  | RCFL-H*4824 | 12 | 14.5 | Yes | Yes | 2011-03-08 |  | 0
FALSE | 14AJM49 | 4536 | 3800444 | RHEEM SALES COMPANY, INC. | 14AJM49 | AC | Split System: Air-Cooled Condensing Unit, Coil with Blower | 14AJM49 |  | RCFL-H*4824 | 12 | 14.5 | Yes | Yes | 2011-03-08 |  | 0
FALSE | 14AJM49 | 4536 | 3800445 | WEATHERKING AIR CONDITIONING DIVISION | 14AJM49 | AC | Split System: Air-Cooled Condensing Unit, Coil with Blower | 14AJM49 |  | RCFL-H*4824 | 12 | 14.5 | Yes | Yes | 2011-03-08 |  | 0
FALSE | 14AJM49 | 4536 | 3800446 | RUUD AIR CONDITIONING DIVISION | 14AJM49 | AC | Split System: Air-Cooled Condensing Unit, Coil with Blower | 14AJM49 |  | RCFL-A*4824 | 12.5 | 15.1 | Yes | Yes | 2011-03-08 |  | 1
FALSE | 14AJM49 | 4536 | 3800525 | RUUD AIR CONDITIONING DIVISION | 14AJM49 | AC | Split System: Air-Cooled Condensing Unit, Coil with Blower | 14AJM49 |  | RCQD-4824 | 12.5 | 15.1 | Yes | Yes | 2011-03-08 |  | 1
FALSE | 14AJM49 | 4536 | 3800526 | RHEEM SALES COMPANY, INC. | 14AJM49 | AC | Split System: Air-Cooled Condensing Unit, Coil with Blower | 14AJM49 |  | RCQD-4824 | 12.5 | 15.1 | Yes | Yes | 2011-03-08 |  | 1
FALSE | 14AJM49 | 4536 | 3800527 | WEATHERKING AIR CONDITIONING DIVISION | 14AJM49 | AC | Split System: Air-Cooled Condensing Unit, Coil with Blower | 14AJM49 |  | RCQD-4824 | 12.5 | 15.1 | Yes | Yes | 2011-03-08 |  | 1
FALSE | 14AJM49 | 4536 | 3800534 | RUUD AIR CONDITIONING DIVISION | 14AJM49 | AC | Split System: Air-Cooled Condensing Unit, Coil with Blower | 14AJM49 |  | RCFL-H*4821 | 12 | 14.5 | Yes | Yes | 2011-03-08 |  | 0
FALSE | 14AJM49 | 4536 | 3800535 | RHEEM SALES COMPANY, INC. | 14AJM49 | AC | Split System: Air-Cooled Condensing Unit, Coil with Blower | 14AJM49 |  | RCFL-H*4821 | 12 | 14.5 | Yes | Yes | 2011-03-08 |  | 0
FALSE | 14AJM49 | 4536 | 3800536 | WEATHERKING AIR CONDITIONING DIVISION | 14AJM49 | AC | Split System: Air-Cooled Condensing Unit, Coil with Blower | 14AJM49 |  | RCFL-H*4821 | 12 | 14.5 | Yes | Yes | 2011-03-08 |  | 0
FALSE | 14AJM49 | 4536 | 3800537 | RUUD AIR CONDITIONING DIVISION | 14AJM49 | AC | Split System: Air-Cooled Condensing Unit, Coil with Blower | 14AJM49 |  | RCFL-H*4824 | 12 | 14.5 | Yes | Yes | 2011-03-08 |  | 0
FALSE | 14AJM49 | 4536 | 3800538 | RHEEM SALES COMPANY, INC. | 14AJM49 | AC | Split System: Air-Cooled Condensing Unit, Coil with Blower | 14AJM49 |  | RCFL-H*4824 | 12 | 14.5 | Yes | Yes | 2011-03-08 |  | 0
FALSE | 14AJM49 | 4536 | 3800539 | WEATHERKING AIR CONDITIONING DIVISION | 14AJM49 | AC | Split System: Air-Cooled Condensing Unit, Coil with Blower | 14AJM49 |  | RCFL-H*4824 | 12 | 14.5 | Yes | Yes | 2011-03-08 |  | 0
FALSE | 14AJM49 | 4536 | 3800543 | RUUD AIR CONDITIONING DIVISION | 14AJM49 | AC | Split System: Air-Cooled Condensing Unit, Coil with Blower | 14AJM49 |  | RCFL-H*4824 | 12.5 | 15.1 | Yes | Yes | 2011-03-08 |  | 1
FALSE | 14AJM49 | 4536 | 3800544 | RHEEM SALES COMPANY, INC. | 14AJM49 | AC | Split System: Air-Cooled Condensing Unit, Coil with Blower | 14AJM49 |  | RCFL-H*4824 | 12.5 | 15.1 | Yes | Yes | 2011-03-08 |  | 1
FALSE | 14AJM49 | 4536 | 3800545 | WEATHERKING AIR CONDITIONING DIVISION | 14AJM49 | AC | Split System: Air-Cooled Condensing Unit, Coil with Blower | 14AJM49 |  | RCFL-H*4824 | 12.5 | 15.1 | Yes | Yes | 2011-03-08 |  | 1
FALSE | 14AJM49 | 4536 | 3800546 | RUUD AIR CONDITIONING DIVISION | 14AJM49 | AC | Split System: Air-Cooled Condensing Unit, Coil with Blower | 14AJM49 |  | RCFN-H*4824 | 13 | 16 | Yes | Yes | 2011-03-08 |  | 2
FALSE | 14AJM49 | 4536 | 3800547 | RHEEM SALES COMPANY, INC. | 14AJM49 | AC | Split System: Air-Cooled Condensing Unit, Coil with Blower | 14AJM49 |  | RCFN-H*4824 | 13 | 16 | Yes | Yes | 2011-03-08 |  | 2
FALSE | 14AJM49 | 4536 | 3800548 | WEATHERKING AIR CONDITIONING DIVISION | 14AJM49 | AC | Split System: Air-Cooled Condensing Unit, Coil with Blower | 14AJM49 |  | RCFN-H*4824 | 13 | 16 | Yes | Yes | 2011-03-08 |  | 2
FALSE | 14AJM49 | 4536 | 3800549 | RUUD AIR CONDITIONING DIVISION | 14AJM49 | AC | Split System: Air-Cooled Condensing Unit, Coil with Blower | 14AJM49 |  | RCQD-4824 | 13 | 15.5 | Yes | Yes | 2011-03-08 |  | 1
FALSE | 14AJM49 | 4536 | 3800550 | RHEEM SALES COMPANY, INC. | 14AJM49 | AC | Split System: Air-Cooled Condensing Unit, Coil with Blower | 14AJM49 |  | RCQD-4824 | 13 | 15.5 | Yes | Yes | 2011-03-08 |  | 1
FALSE | 14AJM49 | 4536 | 3800551 | WEATHERKING AIR CONDITIONING DIVISION | 14AJM49 | AC | Split System: Air-Cooled Condensing Unit, Coil with Blower | 14AJM49 |  | RCQD-4824 | 13 | 15.5 | Yes | Yes | 2011-03-08 |  | 1
FALSE | 14AJM49 | 4536 | 3800667 | RHEEM SALES COMPANY, INC. | 14AJM49 | AC | Split System: Air-Cooled Condensing Unit, Coil with Blower | 14AJM49 |  | RCFL-A*4824 | 12.5 | 15 | Yes | Yes | 2011-03-08 |  | 1
FALSE | 14AJM49 | 4536 | 3800668 | WEATHERKING AIR CONDITIONING DIVISION | 14AJM49 | AC | Split System: Air-Cooled Condensing Unit, Coil with Blower | 14AJM49 |  | RCFL-A*4824 | 12.5 | 15 | Yes | Yes | 2011-03-08 |  | 1
FALSE | 14AJM49 | 4536 | 3800669 | RUUD AIR CONDITIONING DIVISION | 14AJM49 | AC | Split System: Air-Cooled Condensing Unit, Coil with Blower | 14AJM49 |  | RCFL-H*4824 | 12.5 | 15 | Yes | Yes | 2011-03-08 |  | 1
FALSE | 14AJM49 | 4536 | 3800670 | RHEEM SALES COMPANY, INC. | 14AJM49 | AC | Split System: Air-Cooled Condensing Unit, Coil with Blower | 14AJM49 |  | RCFL-H*4824 | 12.5 | 15 | Yes | Yes | 2011-03-08 |  | 1
FALSE | 14AJM49 | 4536 | 3800671 | WEATHERKING AIR CONDITIONING DIVISION | 14AJM49 | AC | Split System: Air-Cooled Condensing Unit, Coil with Blower | 14AJM49 |  | RCFL-H*4824 | 12.5 | 15 | Yes | Yes | 2011-03-08 |  | 1
FALSE | 14AJM49 | 4536 | 3800672 | RUUD AIR CONDITIONING DIVISION | 14AJM49 | AC | Split System: Air-Cooled Condensing Unit, Coil with Blower | 14AJM49 |  | RCFN-H*4824 | 13 | 16 | Yes | Yes | 2011-03-08 |  | 2
FALSE | 14AJM49 | 4536 | 3800673 | RHEEM SALES COMPANY, INC. | 14AJM49 | AC | Split System: Air-Cooled Condensing Unit, Coil with Blower | 14AJM49 |  | RCFN-H*4824 | 13 | 16 | Yes | Yes | 2011-03-08 |  | 2
FALSE | 14AJM49 | 4536 | 3800674 | WEATHERKING AIR CONDITIONING DIVISION | 14AJM49 | AC | Split System: Air-Cooled Condensing Unit, Coil with Blower | 14AJM49 |  | RCFN-H*4824 | 13 | 16 | Yes | Yes | 2011-03-08 |  | 2
FALSE | 14AJM49 | 4536 | 3800675 | RUUD AIR CONDITIONING DIVISION | 14AJM49 | AC | Split System: Air-Cooled Condensing Unit, Coil with Blower | 14AJM49 |  | RCFL-A*4821 | 12.5 | 15.1 | Yes | Yes | 2011-03-08 |  | 1
FALSE | 14AJM49 | 4536 | 3800676 | RHEEM SALES COMPANY, INC. | 14AJM49 | AC | Split System: Air-Cooled Condensing Unit, Coil with Blower | 14AJM49 |  | RCFL-A*4821 | 12.5 | 15.1 | Yes | Yes | 2011-03-08 |  | 1
FALSE | 14AJM49 | 4536 | 3800677 | WEATHERKING AIR CONDITIONING DIVISION | 14AJM49 | AC | Split System: Air-Cooled Condensing Unit, Coil with Blower | 14AJM49 |  | RCFL-A*4821 | 12.5 | 15.1 | Yes | Yes | 2011-03-08 |  | 1
FALSE | 14AJM49 | 4536 | 3800678 | RUUD AIR CONDITIONING DIVISION | 14AJM49 | AC | Split System: Air-Cooled Condensing Unit, Coil with Blower | 14AJM49 |  | RCFL-A*4824 | 12.5 | 15.1 | Yes | Yes | 2011-03-08 |  | 1
FALSE | 14AJM49 | 4536 | 3800679 | RHEEM SALES COMPANY, INC. | 14AJM49 | AC | Split System: Air-Cooled Condensing Unit, Coil with Blower | 14AJM49 |  | RCFL-A*4824 | 12.5 | 15.1 | Yes | Yes | 2011-03-08 |  | 1
FALSE | 14AJM49 | 4536 | 3800680 | WEATHERKING AIR CONDITIONING DIVISION | 14AJM49 | AC | Split System: Air-Cooled Condensing Unit, Coil with Blower | 14AJM49 |  | RCFL-A*4824 | 12.5 | 15.1 | Yes | Yes | 2011-03-08 |  | 1
FALSE | 14AJM49 | 4536 | 3800681 | RUUD AIR CONDITIONING DIVISION | 14AJM49 | AC | Split System: Air-Cooled Condensing Unit, Coil with Blower | 14AJM49 |  | RCFL-H*4821 | 12.5 | 15.1 | Yes | Yes | 2011-03-08 |  | 1
FALSE | 14AJM49 | 4536 | 3800682 | RHEEM SALES COMPANY, INC. | 14AJM49 | AC | Split System: Air-Cooled Condensing Unit, Coil with Blower | 14AJM49 |  | RCFL-H*4821 | 12.5 | 15.1 | Yes | Yes | 2011-03-08 |  | 1
FALSE | 14AJM49 | 4536 | 3800683 | WEATHERKING AIR CONDITIONING DIVISION | 14AJM49 | AC | Split System: Air-Cooled Condensing Unit, Coil with Blower | 14AJM49 |  | RCFL-H*4821 | 12.5 | 15.1 | Yes | Yes | 2011-03-08 |  | 1
FALSE | 14AJM49 | 4536 | 3800684 | RUUD AIR CONDITIONING DIVISION | 14AJM49 | AC | Split System: Air-Cooled Condensing Unit, Coil with Blower | 14AJM49 |  | RCFL-H*4824 | 12.5 | 15.1 | Yes | Yes | 2011-03-08 |  | 1
FALSE | 14AJM49 | 4536 | 3800685 | RHEEM SALES COMPANY, INC. | 14AJM49 | AC | Split System: Air-Cooled Condensing Unit, Coil with Blower | 14AJM49 |  | RCFL-H*4824 | 12.5 | 15.1 | Yes | Yes | 2011-03-08 |  | 1
FALSE | 14AJM49 | 4536 | 3800686 | WEATHERKING AIR CONDITIONING DIVISION | 14AJM49 | AC | Split System: Air-Cooled Condensing Unit, Coil with Blower | 14AJM49 |  | RCFL-H*4824 | 12.5 | 15.1 | Yes | Yes | 2011-03-08 |  | 1
FALSE | 14AJM49 | 4536 | 3800687 | RUUD AIR CONDITIONING DIVISION | 14AJM49 | AC | Split System: Air-Cooled Condensing Unit, Coil with Blower | 14AJM49 |  | RCFN-H*4824 | 13 | 16 | Yes | Yes | 2011-03-08 |  | 2
FALSE | 14AJM49 | 4536 | 3800688 | RHEEM SALES COMPANY, INC. | 14AJM49 | AC | Split System: Air-Cooled Condensing Unit, Coil with Blower | 14AJM49 |  | RCFN-H*4824 | 13 | 16 | Yes | Yes | 2011-03-08 |  | 2
FALSE | 14AJM49 | 4536 | 3800689 | WEATHERKING AIR CONDITIONING DIVISION | 14AJM49 | AC | Split System: Air-Cooled Condensing Unit, Coil with Blower | 14AJM49 |  | RCFN-H*4824 | 13 | 16 | Yes | Yes | 2011-03-08 |  | 2
FALSE | 14AJM49 | 4536 | 3800690 | RUUD AIR CONDITIONING DIVISION | 14AJM49 | AC | Split System: Air-Cooled Condensing Unit, Coil with Blower | 14AJM49 |  | RCFL-A*4821 | 12.5 | 15 | Yes | Yes | 2011-03-08 |  | 1
FALSE | 14AJM49 | 4536 | 3800691 | RHEEM SALES COMPANY, INC. | 14AJM49 | AC | Split System: Air-Cooled Condensing Unit, Coil with Blower | 14AJM49 |  | RCFL-A*4821 | 12.5 | 15 | Yes | Yes | 2011-03-08 |  | 1
FALSE | 14AJM49 | 4536 | 3800692 | WEATHERKING AIR CONDITIONING DIVISION | 14AJM49 | AC | Split System: Air-Cooled Condensing Unit, Coil with Blower | 14AJM49 |  | RCFL-A*4821 | 12.5 | 15 | Yes | Yes | 2011-03-08 |  | 1
FALSE | 14AJM49 | 4536 | 3800693 | RUUD AIR CONDITIONING DIVISION | 14AJM49 | AC | Split System: Air-Cooled Condensing Unit, Coil with Blower | 14AJM49 |  | RCFL-A*4824 | 12.5 | 15 | Yes | Yes | 2011-03-08 |  | 1
FALSE | 14AJM49 | 4536 | 3800694 | RHEEM SALES COMPANY, INC. | 14AJM49 | AC | Split System: Air-Cooled Condensing Unit, Coil with Blower | 14AJM49 |  | RCFL-A*4824 | 12.5 | 15 | Yes | Yes | 2011-03-08 |  | 1
FALSE | 14AJM49 | 4536 | 3800695 | WEATHERKING AIR CONDITIONING DIVISION | 14AJM49 | AC | Split System: Air-Cooled Condensing Unit, Coil with Blower | 14AJM49 |  | RCFL-A*4824 | 12.5 | 15 | Yes | Yes | 2011-03-08 |  | 1
FALSE | 14AJM49 | 4536 | 3800696 | RUUD AIR CONDITIONING DIVISION | 14AJM49 | AC | Split System: Air-Cooled Condensing Unit, Coil with Blower | 14AJM49 |  | RCFL-H*4821 | 12.5 | 15 | Yes | Yes | 2011-03-08 |  | 1
FALSE | 14AJM49 | 4536 | 3800697 | RHEEM SALES COMPANY, INC. | 14AJM49 | AC | Split System: Air-Cooled Condensing Unit, Coil with Blower | 14AJM49 |  | RCFL-H*4821 | 12.5 | 15 | Yes | Yes | 2011-03-08 |  | 1
FALSE | 14AJM49 | 4536 | 3800698 | WEATHERKING AIR CONDITIONING DIVISION | 14AJM49 | AC | Split System: Air-Cooled Condensing Unit, Coil with Blower | 14AJM49 |  | RCFL-H*4821 | 12.5 | 15 | Yes | Yes | 2011-03-08 |  | 1
FALSE | 14AJM49 | 4536 | 3800699 | RUUD AIR CONDITIONING DIVISION | 14AJM49 | AC | Split System: Air-Cooled Condensing Unit, Coil with Blower | 14AJM49 |  | RCFL-H*4824 | 12.5 | 15 | Yes | Yes | 2011-03-08 |  | 1
FALSE | 14AJM49 | 4536 | 3800700 | RHEEM SALES COMPANY, INC. | 14AJM49 | AC | Split System: Air-Cooled Condensing Unit, Coil with Blower | 14AJM49 |  | RCFL-H*4824 | 12.5 | 15 | Yes | Yes | 2011-03-08 |  | 1
FALSE | 14AJM49 | 4536 | 3800701 | WEATHERKING AIR CONDITIONING DIVISION | 14AJM49 | AC | Split System: Air-Cooled Condensing Unit, Coil with Blower | 14AJM49 |  | RCFL-H*4824 | 12.5 | 15 | Yes | Yes | 2011-03-08 |  | 1
FALSE | 14AJM49 | 4536 | 3800702 | RUUD AIR CONDITIONING DIVISION | 14AJM49 | AC | Split System: Air-Cooled Condensing Unit, Coil with Blower | 14AJM49 |  | RCFN-H*4824 | 13 | 16 | Yes | Yes | 2011-03-08 |  | 2
FALSE | 14AJM49 | 4536 | 3800703 | RHEEM SALES COMPANY, INC. | 14AJM49 | AC | Split System: Air-Cooled Condensing Unit, Coil with Blower | 14AJM49 |  | RCFN-H*4824 | 13 | 16 | Yes | Yes | 2011-03-08 |  | 2
FALSE | 14AJM56 | 4543 | 3800856 | RUUD AIR CONDITIONING DIVISION | 14AJM56 | AC | Split System: Air-Cooled Condensing Unit, Coil with Blower | 14AJM56 |  | RHKL-HM6024+RCSL-H*6024 | 13 | 16 | Yes | Yes | 2011-03-08 |  | 2
FALSE | 14AJM56 | 4543 | 3800857 | RHEEM SALES COMPANY, INC. | 14AJM56 | AC | Split System: Air-Cooled Condensing Unit, Coil with Blower | 14AJM56 |  | RHKL-HM6024+RCSL-H*6024 | 13 | 16 | Yes | Yes | 2011-03-08 |  | 2
FALSE | 14AJM56 | 4543 | 3800858 | WEATHERKING AIR CONDITIONING DIVISION | 14AJM56 | AC | Split System: Air-Cooled Condensing Unit, Coil with Blower | 14AJM56 |  | RHKL-HM6024+RCSL-H*6024 | 13 | 16 | Yes | Yes | 2011-03-08 |  | 2
FALSE | 14AJM56 | 4543 | 3800859 | RUUD AIR CONDITIONING DIVISION | 14AJM56 | AC | Split System: Air-Cooled Condensing Unit, Coil with Blower | 14AJM56 |  | RHLL-HM6024+RCSL-H*6024 | 13 | 16 | Yes | Yes | 2011-03-08 |  | 2
FALSE | 14AJM56 | 4543 | 3800860 | RHEEM SALES COMPANY, INC. | 14AJM56 | AC | Split System: Air-Cooled Condensing Unit, Coil with Blower | 14AJM56 |  | RHLL-HM6024+RCSL-H*6024 | 13 | 16 | Yes | Yes | 2011-03-08 |  | 2
FALSE | 14AJM56 | 4543 | 3800861 | WEATHERKING AIR CONDITIONING DIVISION | 14AJM56 | AC | Split System: Air-Cooled Condensing Unit, Coil with Blower | 14AJM56 |  | RHLL-HM6024+RCSL-H*6024 | 13 | 16 | Yes | Yes | 2011-03-08 |  | 2
FALSE | 14AJM30 | 4513 | 3805901 | RHEEM SALES COMPANY, INC. | 14AJM30 | AC | Split System: Air-Cooled Condensing Unit, Coil with Blower | 14AJM30 |  | RCFL-H*3821 | 13 | 15.5 | Yes | Yes | 2011-01-21 |  | 1
FALSE | 14AJM30 | 4513 | 3805902 | RHEEM SALES COMPANY, INC. | 14AJM30 | AC | Split System: Air-Cooled Condensing Unit, Coil with Blower | 14AJM30 |  | RCFL-H*3821 | 13 | 16 | Yes | Yes | 2011-01-21 |  | 2
FALSE | 14AJM30 | 4513 | 3805903 | RHEEM SALES COMPANY, INC. | 14AJM30 | AC | Split System: Air-Cooled Condensing Unit, Coil with Blower | 14AJM30 |  | RCFL-H*3821 | 13 | 15.5 | Yes | Yes | 2011-01-21 |  | 1
FALSE | 14AJM30 | 4513 | 3805904 | RHEEM SALES COMPANY, INC. | 14AJM30 | AC | Split System: Air-Cooled Condensing Unit, Coil with Blower | 14AJM30 |  | RCFL-H*3821 | 13 | 15.5 | Yes | Yes | 2011-01-21 |  | 1
FALSE | 14AJM30 | 4513 | 3805905 | RHEEM SALES COMPANY, INC. | 14AJM30 | AC | Split System: Air-Cooled Condensing Unit, Coil with Blower | 14AJM30 |  | RCFL-H*3821 | 13 | 16 | Yes | Yes | 2011-01-21 |  | 2
FALSE | 14AJM30 | 4513 | 3805906 | RHEEM SALES COMPANY, INC. | 14AJM30 | AC | Split System: Air-Cooled Condensing Unit, Coil with Blower | 14AJM30 |  | RCFL-H*3821 | 13 | 16 | Yes | Yes | 2011-01-21 |  | 2
FALSE | 14AJM30 | 4513 | 3805907 | RHEEM SALES COMPANY, INC. | 14AJM30 | AC | Split System: Air-Cooled Condensing Unit, Coil with Blower | 14AJM30 |  | RCFL-H*3821 | 13 | 16 | Yes | Yes | 2011-01-21 |  | 2
FALSE | 14AJM30 | 4513 | 3805908 | RHEEM SALES COMPANY, INC. | 14AJM30 | AC | Split System: Air-Cooled Condensing Unit, Coil with Blower | 14AJM30 |  | RCFL-H*3821 | 13 | 16 | Yes | Yes | 2011-01-21 |  | 2
FALSE | 14AJM30 | 4513 | 3805909 | RHEEM SALES COMPANY, INC. | 14AJM30 | AC | Split System: Air-Cooled Condensing Unit, Coil with Blower | 14AJM30 |  | RCFL-H*3821 | 13 | 16 | Yes | Yes | 2011-01-21 |  | 2
FALSE | 14AJM30 | 4513 | 3805915 | RHEEM SALES COMPANY, INC. | 14AJM30 | AC | Split System: Air-Cooled Condensing Unit, Coil with Blower | 14AJM30 |  | RCFL-H*3824 | 13 | 16 | Yes | Yes | 2011-01-21 |  | 2
FALSE | 14AJM30 | 4513 | 3805916 | RHEEM SALES COMPANY, INC. | 14AJM30 | AC | Split System: Air-Cooled Condensing Unit, Coil with Blower | 14AJM30 |  | RCFL-H*3824 | 13 | 16 | Yes | Yes | 2011-01-21 |  | 2
FALSE | 14AJM30 | 4513 | 3805917 | RHEEM SALES COMPANY, INC. | 14AJM30 | AC | Split System: Air-Cooled Condensing Unit, Coil with Blower | 14AJM30 |  | RCFL-H*3824 | 13 | 16 | Yes | Yes | 2011-01-21 |  | 2
FALSE | 14AJM30 | 4513 | 3805920 | RHEEM SALES COMPANY, INC. | 14AJM30 | AC | Split System: Air-Cooled Condensing Unit, Coil with Blower | 14AJM30 |  | RCFL-H*3824 | 13 | 16 | Yes | Yes | 2011-01-21 |  | 2
FALSE | 14AJM36 | 38 | 3805949 | RHEEM SALES COMPANY, INC. | 14AJM36 | AC | Split System: Air-Cooled Condensing Unit, Coil with Blower | 14AJM36 |  | RCFL-H*3821 | 13 | 15.5 | Yes | Yes | 2011-01-21 |  | 1
FALSE | 14AJM36 | 38 | 3805950 | RHEEM SALES COMPANY, INC. | 14AJM36 | AC | Split System: Air-Cooled Condensing Unit, Coil Alone | 14AJM36 |  | RCFL-H*3824 | 12 | 15 | Yes | Yes | 2011-01-21 |  | 0
FALSE | 14AJM36 | 38 | 3805960 | RHEEM SALES COMPANY, INC. | 14AJM36 | AC | Split System: Air-Cooled Condensing Unit, Coil with Blower | 14AJM36 |  | RCFL-H*3824 | 13 | 15.5 | Yes | Yes | 2011-01-21 |  | 1
FALSE | 14AJM36 | 38 | 3805961 | RHEEM SALES COMPANY, INC. | 14AJM36 | AC | Split System: Air-Cooled Condensing Unit, Coil with Blower | 14AJM36 |  | RCFL-H*3824 | 13 | 15.5 | Yes | Yes | 2011-01-21 |  | 1
FALSE | 14AJM36 | 38 | 3805962 | RHEEM SALES COMPANY, INC. | 14AJM36 | AC | Split System: Air-Cooled Condensing Unit, Coil with Blower | 14AJM36 |  | RCFL-H*3824 | 13 | 16 | Yes | Yes | 2011-01-21 |  | 2
FALSE | 14AJM36 | 38 | 3805966 | RHEEM SALES COMPANY, INC. | 14AJM36 | AC | Split System: Air-Cooled Condensing Unit, Coil with Blower | 14AJM36 |  | RCFL-H*3824 | 13 | 16 | Yes | Yes | 2011-01-21 |  | 2
FALSE | 14AJM36 | 38 | 3805967 | RHEEM SALES COMPANY, INC. | 14AJM36 | AC | Split System: Air-Cooled Condensing Unit, Coil with Blower | 14AJM36 |  | RCFL-H*3824 | 12.5 | 15 | Yes | Yes | 2011-01-21 |  | 1
FALSE | 14AJM36 | 38 | 3805968 | RHEEM SALES COMPANY, INC. | 14AJM36 | AC | Split System: Air-Cooled Condensing Unit, Coil with Blower | 14AJM36 |  | RCFL-H*3824 | 13 | 16 | Yes | Yes | 2011-01-21 |  | 2
FALSE | 14AJM36 | 38 | 3805975 | RHEEM SALES COMPANY, INC. | 14AJM36 | AC | Split System: Air-Cooled Condensing Unit, Coil with Blower | 14AJM36 |  | RCFL-H*3824 | 12.5 | 15 | Yes | Yes | 2011-01-21 |  | 1
FALSE | 14AJM36 | 38 | 3805976 | RHEEM SALES COMPANY, INC. | 14AJM36 | AC | Split System: Air-Cooled Condensing Unit, Coil with Blower | 14AJM36 |  | RCFL-H*3824 | 13 | 15.5 | Yes | Yes | 2011-01-21 |  | 1
FALSE | 14AJM42 | 4530 | 3806007 | RHEEM SALES COMPANY, INC. | 14AJM42 | AC | Split System: Air-Cooled Condensing Unit, Coil with Blower | 14AJM42 |  | RCFL-H*3821 | 12 | 14.5 | Yes | Yes | 2011-01-21 |  | 0
FALSE | 14AJM42 | 4530 | 3806008 | RHEEM SALES COMPANY, INC. | 14AJM42 | AC | Split System: Air-Cooled Condensing Unit, Coil with Blower | 14AJM42 |  | RCFL-H*3821 | 12 | 14.5 | Yes | Yes | 2011-01-21 |  | 0
FALSE | 14AJM42 | 4530 | 3806009 | RHEEM SALES COMPANY, INC. | 14AJM42 | AC | Split System: Air-Cooled Condensing Unit, Coil with Blower | 14AJM42 |  | RCFL-H*3821 | 12.5 | 15.1 | Yes | Yes | 2011-01-21 |  | 1
FALSE | 14AJM42 | 4530 | 3806010 | RHEEM SALES COMPANY, INC. | 14AJM42 | AC | Split System: Air-Cooled Condensing Unit, Coil with Blower | 14AJM42 |  | RCFL-H*3821 | 12.5 | 15.1 | Yes | Yes | 2011-01-21 |  | 1
FALSE | 14AJM42 | 4530 | 3806011 | RHEEM SALES COMPANY, INC. | 14AJM42 | AC | Split System: Air-Cooled Condensing Unit, Coil with Blower | 14AJM42 |  | RHKL-HM3821+RCSL-H*3821 | 13 | 16 | Yes | Yes | 2011-01-21 |  | 2
FALSE | 14AJM42 | 4530 | 3806012 | RHEEM SALES COMPANY, INC. | 14AJM42 | AC | Split System: Air-Cooled Condensing Unit, Coil with Blower | 14AJM42 |  | RHLL-HM3821+RCSL-H*3821 | 13 | 16 | Yes | Yes | 2011-01-21 |  | 2
FALSE | 14AJM30 | 4513 | 3806113 | RUUD AIR CONDITIONING DIVISION | 14AJM30 | AC | Split System: Air-Cooled Condensing Unit, Coil with Blower | 14AJM30 |  | RCFL-H*3821 | 13 | 16 | Yes | Yes | 2011-03-08 |  | 2
FALSE | 14AJM30 | 4513 | 3806114 | RHEEM SALES COMPANY, INC. | 14AJM30 | AC | Split System: Air-Cooled Condensing Unit, Coil with Blower | 14AJM30 |  | RCFL-H*3821 | 13 | 16 | Yes | Yes | 2011-03-08 |  | 2
FALSE | 14AJM30 | 4513 | 3806115 | WEATHERKING AIR CONDITIONING DIVISION | 14AJM30 | AC | Split System: Air-Cooled Condensing Unit, Coil with Blower | 14AJM30 |  | RCFL-H*3821 | 13 | 16 | Yes | Yes | 2011-03-08 |  | 2
FALSE | 14AJM30 | 4513 | 3806116 | RUUD AIR CONDITIONING DIVISION | 14AJM30 | AC | Split System: Air-Cooled Condensing Unit, Coil with Blower | 14AJM30 |  | RCFL-H*3821 | 13 | 16 | Yes | Yes | 2011-03-08 |  | 2
FALSE | 14AJM30 | 4513 | 3806117 | RHEEM SALES COMPANY, INC. | 14AJM30 | AC | Split System: Air-Cooled Condensing Unit, Coil with Blower | 14AJM30 |  | RCFL-H*3821 | 13 | 16 | Yes | Yes | 2011-03-08 |  | 2
FALSE | 14AJM30 | 4513 | 3806118 | WEATHERKING AIR CONDITIONING DIVISION | 14AJM30 | AC | Split System: Air-Cooled Condensing Unit, Coil with Blower | 14AJM30 |  | RCFL-H*3821 | 13 | 16 | Yes | Yes | 2011-03-08 |  | 2
FALSE | 14AJM30 | 4513 | 3806119 | RUUD AIR CONDITIONING DIVISION | 14AJM30 | AC | Split System: Air-Cooled Condensing Unit, Coil with Blower | 14AJM30 |  | RCFL-H*3821 | 13 | 16 | Yes | Yes | 2011-03-08 |  | 2
FALSE | 14AJM30 | 4513 | 3806120 | RHEEM SALES COMPANY, INC. | 14AJM30 | AC | Split System: Air-Cooled Condensing Unit, Coil with Blower | 14AJM30 |  | RCFL-H*3821 | 13 | 16 | Yes | Yes | 2011-03-08 |  | 2
FALSE | 14AJM30 | 4513 | 3806121 | WEATHERKING AIR CONDITIONING DIVISION | 14AJM30 | AC | Split System: Air-Cooled Condensing Unit, Coil with Blower | 14AJM30 |  | RCFL-H*3821 | 13 | 16 | Yes | Yes | 2011-03-08 |  | 2
FALSE | 14AJM30 | 4513 | 3806122 | RUUD AIR CONDITIONING DIVISION | 14AJM30 | AC | Split System: Air-Cooled Condensing Unit, Coil with Blower | 14AJM30 |  | RCFL-H*3824 | 13 | 16 | Yes | Yes | 2011-03-08 |  | 2
FALSE | 14AJM30 | 4513 | 3806123 | RHEEM SALES COMPANY, INC. | 14AJM30 | AC | Split System: Air-Cooled Condensing Unit, Coil with Blower | 14AJM30 |  | RCFL-H*3824 | 13 | 16 | Yes | Yes | 2011-03-08 |  | 2
FALSE | 14AJM30 | 4513 | 3806124 | WEATHERKING AIR CONDITIONING DIVISION | 14AJM30 | AC | Split System: Air-Cooled Condensing Unit, Coil with Blower | 14AJM30 |  | RCFL-H*3824 | 13 | 16 | Yes | Yes | 2011-03-08 |  | 2
FALSE | 14AJM30 | 4513 | 3806125 | RUUD AIR CONDITIONING DIVISION | 14AJM30 | AC | Split System: Air-Cooled Condensing Unit, Coil with Blower | 14AJM30 |  | RCFL-H*3821 | 13 | 16 | Yes | Yes | 2011-03-08 |  | 2
FALSE | 14AJM30 | 4513 | 3806126 | RHEEM SALES COMPANY, INC. | 14AJM30 | AC | Split System: Air-Cooled Condensing Unit, Coil with Blower | 14AJM30 |  | RCFL-H*3821 | 13 | 16 | Yes | Yes | 2011-03-08 |  | 2
FALSE | 14AJM30 | 4513 | 3806127 | WEATHERKING AIR CONDITIONING DIVISION | 14AJM30 | AC | Split System: Air-Cooled Condensing Unit, Coil with Blower | 14AJM30 |  | RCFL-H*3821 | 13 | 16 | Yes | Yes | 2011-03-08 |  | 2
FALSE | 14AJM30 | 4513 | 3806128 | RUUD AIR CONDITIONING DIVISION | 14AJM30 | AC | Split System: Air-Cooled Condensing Unit, Coil with Blower | 14AJM30 |  | RCFL-H*3824 | 13 | 16 | Yes | Yes | 2011-03-08 |  | 2
FALSE | 14AJM30 | 4513 | 3806129 | RHEEM SALES COMPANY, INC. | 14AJM30 | AC | Split System: Air-Cooled Condensing Unit, Coil with Blower | 14AJM30 |  | RCFL-H*3824 | 13 | 16 | Yes | Yes | 2011-03-08 |  | 2
FALSE | 14AJM30 | 4513 | 3806130 | WEATHERKING AIR CONDITIONING DIVISION | 14AJM30 | AC | Split System: Air-Cooled Condensing Unit, Coil with Blower | 14AJM30 |  | RCFL-H*3824 | 13 | 16 | Yes | Yes | 2011-03-08 |  | 2
FALSE | 14AJM30 | 4513 | 3806131 | RUUD AIR CONDITIONING DIVISION | 14AJM30 | AC | Split System: Air-Cooled Condensing Unit, Coil with Blower | 14AJM30 |  | RCFL-H*3824 | 13 | 16 | Yes | Yes | 2011-03-08 |  | 2
FALSE | 14AJM30 | 4513 | 3806132 | RHEEM SALES COMPANY, INC. | 14AJM30 | AC | Split System: Air-Cooled Condensing Unit, Coil with Blower | 14AJM30 |  | RCFL-H*3824 | 13 | 16 | Yes | Yes | 2011-03-08 |  | 2
FALSE | 14AJM30 | 4513 | 3806133 | WEATHERKING AIR CONDITIONING DIVISION | 14AJM30 | AC | Split System: Air-Cooled Condensing Unit, Coil with Blower | 14AJM30 |  | RCFL-H*3824 | 13 | 16 | Yes | Yes | 2011-03-08 |  | 2
FALSE | 14AJM30 | 4513 | 3806208 | RHEEM SALES COMPANY, INC. | 14AJM30 | AC | Split System: Air-Cooled Condensing Unit, Coil with Blower | 14AJM30 |  | RCFL-H*3821 | 13 | 16 | Yes | Yes | 2011-03-08 |  | 2
FALSE | 14AJM30 | 4513 | 3806209 | WEATHERKING AIR CONDITIONING DIVISION | 14AJM30 | AC | Split System: Air-Cooled Condensing Unit, Coil with Blower | 14AJM30 |  | RCFL-H*3821 | 13 | 16 | Yes | Yes | 2011-03-08 |  | 2
FALSE | 14AJM30 | 4513 | 3806210 | RUUD AIR CONDITIONING DIVISION | 14AJM30 | AC | Split System: Air-Cooled Condensing Unit, Coil with Blower | 14AJM30 |  | RCFL-H*3824 | 13 | 16 | Yes | Yes | 2011-03-08 |  | 2
FALSE | 14AJM30 | 4513 | 3806211 | RHEEM SALES COMPANY, INC. | 14AJM30 | AC | Split System: Air-Cooled Condensing Unit, Coil with Blower | 14AJM30 |  | RCFL-H*3824 | 13 | 16 | Yes | Yes | 2011-03-08 |  | 2
FALSE | 14AJM30 | 4513 | 3806212 | WEATHERKING AIR CONDITIONING DIVISION | 14AJM30 | AC | Split System: Air-Cooled Condensing Unit, Coil with Blower | 14AJM30 |  | RCFL-H*3824 | 13 | 16 | Yes | Yes | 2011-03-08 |  | 2
FALSE | 14AJM30 | 4513 | 3806213 | RUUD AIR CONDITIONING DIVISION | 14AJM30 | AC | Split System: Air-Cooled Condensing Unit, Coil with Blower | 14AJM30 |  | RCFL-H*3824 | 13 | 16 | Yes | Yes | 2011-03-08 |  | 2
FALSE | 14AJM30 | 4513 | 3806214 | RHEEM SALES COMPANY, INC. | 14AJM30 | AC | Split System: Air-Cooled Condensing Unit, Coil with Blower | 14AJM30 |  | RCFL-H*3824 | 13 | 16 | Yes | Yes | 2011-03-08 |  | 2
FALSE | 14AJM30 | 4513 | 3806215 | WEATHERKING AIR CONDITIONING DIVISION | 14AJM30 | AC | Split System: Air-Cooled Condensing Unit, Coil with Blower | 14AJM30 |  | RCFL-H*3824 | 13 | 16 | Yes | Yes | 2011-03-08 |  | 2
FALSE | 14AJM30 | 4513 | 3806216 | RUUD AIR CONDITIONING DIVISION | 14AJM30 | AC | Split System: Air-Cooled Condensing Unit, Coil with Blower | 14AJM30 |  | RCFL-H*3821 | 13 | 16 | Yes | Yes | 2011-03-08 |  | 2
FALSE | 14AJM30 | 4513 | 3806217 | RHEEM SALES COMPANY, INC. | 14AJM30 | AC | Split System: Air-Cooled Condensing Unit, Coil with Blower | 14AJM30 |  | RCFL-H*3821 | 13 | 16 | Yes | Yes | 2011-03-08 |  | 2
FALSE | 14AJM30 | 4513 | 3806218 | WEATHERKING AIR CONDITIONING DIVISION | 14AJM30 | AC | Split System: Air-Cooled Condensing Unit, Coil with Blower | 14AJM30 |  | RCFL-H*3821 | 13 | 16 | Yes | Yes | 2011-03-08 |  | 2
FALSE | 14AJM30 | 4513 | 3806219 | RUUD AIR CONDITIONING DIVISION | 14AJM30 | AC | Split System: Air-Cooled Condensing Unit, Coil with Blower | 14AJM30 |  | RCFL-H*3821 | 13 | 16 | Yes | Yes | 2011-03-08 |  | 2
FALSE | 14AJM30 | 4513 | 3806220 | RHEEM SALES COMPANY, INC. | 14AJM30 | AC | Split System: Air-Cooled Condensing Unit, Coil with Blower | 14AJM30 |  | RCFL-H*3821 | 13 | 16 | Yes | Yes | 2011-03-08 |  | 2
FALSE | 14AJM30 | 4513 | 3806221 | WEATHERKING AIR CONDITIONING DIVISION | 14AJM30 | AC | Split System: Air-Cooled Condensing Unit, Coil with Blower | 14AJM30 |  | RCFL-H*3821 | 13 | 16 | Yes | Yes | 2011-03-08 |  | 2
FALSE | 14AJM30 | 4513 | 3806222 | RUUD AIR CONDITIONING DIVISION | 14AJM30 | AC | Split System: Air-Cooled Condensing Unit, Coil with Blower | 14AJM30 |  | RCFL-H*3824 | 13 | 16 | Yes | Yes | 2011-03-08 |  | 2
FALSE | 14AJM30 | 4513 | 3806223 | RHEEM SALES COMPANY, INC. | 14AJM30 | AC | Split System: Air-Cooled Condensing Unit, Coil with Blower | 14AJM30 |  | RCFL-H*3824 | 13 | 16 | Yes | Yes | 2011-03-08 |  | 2
FALSE | 14AJM30 | 4513 | 3806224 | WEATHERKING AIR CONDITIONING DIVISION | 14AJM30 | AC | Split System: Air-Cooled Condensing Unit, Coil with Blower | 14AJM30 |  | RCFL-H*3824 | 13 | 16 | Yes | Yes | 2011-03-08 |  | 2
FALSE | 14AJM30 | 4513 | 3806225 | RUUD AIR CONDITIONING DIVISION | 14AJM30 | AC | Split System: Air-Cooled Condensing Unit, Coil with Blower | 14AJM30 |  | RCFL-H*3821 | 13 | 16 | Yes | Yes | 2011-03-08 |  | 2
FALSE | 14AJM30 | 4513 | 3806226 | RHEEM SALES COMPANY, INC. | 14AJM30 | AC | Split System: Air-Cooled Condensing Unit, Coil with Blower | 14AJM30 |  | RCFL-H*3821 | 13 | 16 | Yes | Yes | 2011-03-08 |  | 2
FALSE | 14AJM30 | 4513 | 3806227 | WEATHERKING AIR CONDITIONING DIVISION | 14AJM30 | AC | Split System: Air-Cooled Condensing Unit, Coil with Blower | 14AJM30 |  | RCFL-H*3821 | 13 | 16 | Yes | Yes | 2011-03-08 |  | 2
FALSE | 14AJM30 | 4513 | 3806228 | RUUD AIR CONDITIONING DIVISION | 14AJM30 | AC | Split System: Air-Cooled Condensing Unit, Coil with Blower | 14AJM30 |  | RCFL-H*3824 | 13 | 16 | Yes | Yes | 2011-03-08 |  | 2
FALSE | 14AJM30 | 4513 | 3806229 | RHEEM SALES COMPANY, INC. | 14AJM30 | AC | Split System: Air-Cooled Condensing Unit, Coil with Blower | 14AJM30 |  | RCFL-H*3824 | 13 | 16 | Yes | Yes | 2011-03-08 |  | 2
FALSE | 14AJM30 | 4513 | 3806230 | WEATHERKING AIR CONDITIONING DIVISION | 14AJM30 | AC | Split System: Air-Cooled Condensing Unit, Coil with Blower | 14AJM30 |  | RCFL-H*3824 | 13 | 16 | Yes | Yes | 2011-03-08 |  | 2
FALSE | 14AJM36 | 38 | 3806231 | RUUD AIR CONDITIONING DIVISION | 14AJM36 | AC | Split System: Air-Cooled Condensing Unit, Coil Alone | 14AJM36 |  | RCFL-H*3821 | 12 | 15 | Yes | Yes | 2011-03-08 |  | 0
FALSE | 14AJM36 | 38 | 3806232 | WEATHERKING AIR CONDITIONING DIVISION | 14AJM36 | AC | Split System: Air-Cooled Condensing Unit, Coil Alone | 14AJM36 |  | RCFL-H*3821 | 12 | 15 | Yes | Yes | 2011-03-08 |  | 0
FALSE | 14AJM36 | 38 | 3806233 | RUUD AIR CONDITIONING DIVISION | 14AJM36 | AC | Split System: Air-Cooled Condensing Unit, Coil Alone | 14AJM36 |  | RCFL-H*3824 | 12 | 15 | Yes | Yes | 2011-03-08 |  | 0
FALSE | 14AJM36 | 38 | 3806234 | WEATHERKING AIR CONDITIONING DIVISION | 14AJM36 | AC | Split System: Air-Cooled Condensing Unit, Coil Alone | 14AJM36 |  | RCFL-H*3824 | 12 | 15 | Yes | Yes | 2011-03-08 |  | 0
FALSE | 14AJM36 | 38 | 3806351 | RUUD AIR CONDITIONING DIVISION | 14AJM36 | AC | Split System: Air-Cooled Condensing Unit, Coil with Blower | 14AJM36 |  | RCFL-H*3821 | 12.5 | 15 | Yes | Yes | 2011-03-08 |  | 1
FALSE | 14AJM36 | 38 | 3806352 | RHEEM SALES COMPANY, INC. | 14AJM36 | AC | Split System: Air-Cooled Condensing Unit, Coil with Blower | 14AJM36 |  | RCFL-H*3821 | 12.5 | 15 | Yes | Yes | 2011-03-08 |  | 1
FALSE | 14AJM36 | 38 | 3806353 | WEATHERKING AIR CONDITIONING DIVISION | 14AJM36 | AC | Split System: Air-Cooled Condensing Unit, Coil with Blower | 14AJM36 |  | RCFL-H*3821 | 12.5 | 15 | Yes | Yes | 2011-03-08 |  | 1
FALSE | 14AJM36 | 38 | 3806354 | RUUD AIR CONDITIONING DIVISION | 14AJM36 | AC | Split System: Air-Cooled Condensing Unit, Coil with Blower | 14AJM36 |  | RCFL-H*3824 | 12.5 | 15 | Yes | Yes | 2011-03-08 |  | 1
FALSE | 14AJM36 | 38 | 3806355 | RHEEM SALES COMPANY, INC. | 14AJM36 | AC | Split System: Air-Cooled Condensing Unit, Coil with Blower | 14AJM36 |  | RCFL-H*3824 | 12.5 | 15 | Yes | Yes | 2011-03-08 |  | 1
FALSE | 14AJM36 | 38 | 3806356 | WEATHERKING AIR CONDITIONING DIVISION | 14AJM36 | AC | Split System: Air-Cooled Condensing Unit, Coil with Blower | 14AJM36 |  | RCFL-H*3824 | 12.5 | 15 | Yes | Yes | 2011-03-08 |  | 1
FALSE | 14AJM36 | 38 | 3806357 | RUUD AIR CONDITIONING DIVISION | 14AJM36 | AC | Split System: Air-Cooled Condensing Unit, Coil with Blower | 14AJM36 |  | RCFL-H*3821 | 13 | 15.5 | Yes | Yes | 2011-03-08 |  | 1
FALSE | 14AJM36 | 38 | 3806358 | RHEEM SALES COMPANY, INC. | 14AJM36 | AC | Split System: Air-Cooled Condensing Unit, Coil with Blower | 14AJM36 |  | RCFL-H*3821 | 13 | 15.5 | Yes | Yes | 2011-03-08 |  | 1
FALSE | 14AJM36 | 38 | 3806359 | WEATHERKING AIR CONDITIONING DIVISION | 14AJM36 | AC | Split System: Air-Cooled Condensing Unit, Coil with Blower | 14AJM36 |  | RCFL-H*3821 | 13 | 15.5 | Yes | Yes | 2011-03-08 |  | 1
FALSE | 14AJM36 | 38 | 3806360 | RUUD AIR CONDITIONING DIVISION | 14AJM36 | AC | Split System: Air-Cooled Condensing Unit, Coil with Blower | 14AJM36 |  | RCFL-H*3824 | 13 | 15.5 | Yes | Yes | 2011-03-08 |  | 1
FALSE | 14AJM36 | 38 | 3806361 | RHEEM SALES COMPANY, INC. | 14AJM36 | AC | Split System: Air-Cooled Condensing Unit, Coil with Blower | 14AJM36 |  | RCFL-H*3824 | 13 | 15.5 | Yes | Yes | 2011-03-08 |  | 1
FALSE | 14AJM36 | 38 | 3806362 | WEATHERKING AIR CONDITIONING DIVISION | 14AJM36 | AC | Split System: Air-Cooled Condensing Unit, Coil with Blower | 14AJM36 |  | RCFL-H*3824 | 13 | 15.5 | Yes | Yes | 2011-03-08 |  | 1
FALSE | 14AJM36 | 38 | 3806363 | RUUD AIR CONDITIONING DIVISION | 14AJM36 | AC | Split System: Air-Cooled Condensing Unit, Coil with Blower | 14AJM36 |  | RCFL-H*3821 | 13 | 15.5 | Yes | Yes | 2011-03-08 |  | 1
FALSE | 14AJM36 | 38 | 3806364 | RHEEM SALES COMPANY, INC. | 14AJM36 | AC | Split System: Air-Cooled Condensing Unit, Coil with Blower | 14AJM36 |  | RCFL-H*3821 | 13 | 15.5 | Yes | Yes | 2011-03-08 |  | 1
FALSE | 14AJM36 | 38 | 3806365 | WEATHERKING AIR CONDITIONING DIVISION | 14AJM36 | AC | Split System: Air-Cooled Condensing Unit, Coil with Blower | 14AJM36 |  | RCFL-H*3821 | 13 | 15.5 | Yes | Yes | 2011-03-08 |  | 1
FALSE | 14AJM36 | 38 | 3806366 | RUUD AIR CONDITIONING DIVISION | 14AJM36 | AC | Split System: Air-Cooled Condensing Unit, Coil with Blower | 14AJM36 |  | RCFL-H*3824 | 12.5 | 15.1 | Yes | Yes | 2011-03-08 |  | 1
FALSE | 14AJM36 | 38 | 3806367 | RHEEM SALES COMPANY, INC. | 14AJM36 | AC | Split System: Air-Cooled Condensing Unit, Coil with Blower | 14AJM36 |  | RCFL-H*3824 | 12.5 | 15.1 | Yes | Yes | 2011-03-08 |  | 1
FALSE | 14AJM36 | 38 | 3806368 | WEATHERKING AIR CONDITIONING DIVISION | 14AJM36 | AC | Split System: Air-Cooled Condensing Unit, Coil with Blower | 14AJM36 |  | RCFL-H*3824 | 12.5 | 15.1 | Yes | Yes | 2011-03-08 |  | 1
FALSE | 14AJM36 | 38 | 3806369 | RUUD AIR CONDITIONING DIVISION | 14AJM36 | AC | Split System: Air-Cooled Condensing Unit, Coil with Blower | 14AJM36 |  | RCFL-H*3824 | 13 | 16 | Yes | Yes | 2011-03-08 |  | 2
FALSE | 14AJM36 | 38 | 3806370 | RHEEM SALES COMPANY, INC. | 14AJM36 | AC | Split System: Air-Cooled Condensing Unit, Coil with Blower | 14AJM36 |  | RCFL-H*3824 | 13 | 16 | Yes | Yes | 2011-03-08 |  | 2
FALSE | 14AJM36 | 38 | 3806371 | WEATHERKING AIR CONDITIONING DIVISION | 14AJM36 | AC | Split System: Air-Cooled Condensing Unit, Coil with Blower | 14AJM36 |  | RCFL-H*3824 | 13 | 16 | Yes | Yes | 2011-03-08 |  | 2
FALSE | 14AJM42 | 4530 | 3806432 | RHEEM SALES COMPANY, INC. | 14AJM42 | AC | Split System: Air-Cooled Condensing Unit, Coil with Blower | 14AJM42 |  | RCFL-H*3821 | 12.5 | 15.1 | Yes | Yes | 2011-03-08 |  | 1
FALSE | 14AJM42 | 4530 | 3806433 | WEATHERKING AIR CONDITIONING DIVISION | 14AJM42 | AC | Split System: Air-Cooled Condensing Unit, Coil with Blower | 14AJM42 |  | RCFL-H*3821 | 12.5 | 15.1 | Yes | Yes | 2011-03-08 |  | 1
FALSE | 14AJM42 | 4530 | 3806438 | RUUD AIR CONDITIONING DIVISION | 14AJM42 | AC | Split System: Air-Cooled Condensing Unit, Coil with Blower | 14AJM42 |  | RCFL-H*3821 | 12.5 | 15.5 | Yes | Yes | 2011-03-08 |  | 1
FALSE | 14AJM42 | 4530 | 3806439 | RHEEM SALES COMPANY, INC. | 14AJM42 | AC | Split System: Air-Cooled Condensing Unit, Coil with Blower | 14AJM42 |  | RCFL-H*3821 | 12.5 | 15.5 | Yes | Yes | 2011-03-08 |  | 1
FALSE | 14AJM42 | 4530 | 3806440 | WEATHERKING AIR CONDITIONING DIVISION | 14AJM42 | AC | Split System: Air-Cooled Condensing Unit, Coil with Blower | 14AJM42 |  | RCFL-H*3821 | 12.5 | 15.5 | Yes | Yes | 2011-03-08 |  | 1
FALSE | 14AJM42 | 4530 | 3806441 | WEATHERKING AIR CONDITIONING DIVISION | 14AJM42 | AC | Split System: Air-Cooled Condensing Unit, Coil with Blower | 14AJM42 |  | RCFL-H*3821 | 12.5 | 15.5 | Yes | Yes | 2011-03-08 |  | 1
FALSE | 14AJM42 | 4530 | 3806442 | RUUD AIR CONDITIONING DIVISION | 14AJM42 | AC | Split System: Air-Cooled Condensing Unit, Coil with Blower | 14AJM42 |  | RCFL-H*3821 | 12.5 | 15.5 | Yes | Yes | 2011-03-08 |  | 1
FALSE | 14AJM42 | 4530 | 3806443 | RHEEM SALES COMPANY, INC. | 14AJM42 | AC | Split System: Air-Cooled Condensing Unit, Coil with Blower | 14AJM42 |  | RCFL-H*3821 | 12.5 | 15.5 | Yes | Yes | 2011-03-08 |  | 1
FALSE | 14AJM42 | 4530 | 3806444 | WEATHERKING AIR CONDITIONING DIVISION | 14AJM42 | AC | Split System: Air-Cooled Condensing Unit, Coil with Blower | 14AJM42 |  | RCFL-H*3821 | 12.5 | 15.5 | Yes | Yes | 2011-03-08 |  | 1
FALSE | 14AJM42 | 4530 | 3806445 | WEATHERKING AIR CONDITIONING DIVISION | 14AJM42 | AC | Split System: Air-Cooled Condensing Unit, Coil with Blower | 14AJM42 |  | RCFL-H*3821 | 12.5 | 15.5 | Yes | Yes | 2011-03-08 |  | 1
FALSE | 14AJM42 | 4530 | 3806458 | RUUD AIR CONDITIONING DIVISION | 14AJM42 | AC | Split System: Air-Cooled Condensing Unit, Coil with Blower | 14AJM42 |  | RCFL-H*3821 | 12 | 14.5 | Yes | Yes | 2011-03-08 |  | 0
FALSE | 14AJM42 | 4530 | 3806459 | RHEEM SALES COMPANY, INC. | 14AJM42 | AC | Split System: Air-Cooled Condensing Unit, Coil with Blower | 14AJM42 |  | RCFL-H*3821 | 12 | 14.5 | Yes | Yes | 2011-03-08 |  | 0
FALSE | 14AJM42 | 4530 | 3806460 | WEATHERKING AIR CONDITIONING DIVISION | 14AJM42 | AC | Split System: Air-Cooled Condensing Unit, Coil with Blower | 14AJM42 |  | RCFL-H*3821 | 12 | 14.5 | Yes | Yes | 2011-03-08 |  | 0
FALSE | 14AJM42 | 4530 | 3806461 | RUUD AIR CONDITIONING DIVISION | 14AJM42 | AC | Split System: Air-Cooled Condensing Unit, Coil with Blower | 14AJM42 |  | RCFL-H*3821 | 12 | 14.5 | Yes | Yes | 2011-03-08 |  | 0
FALSE | 14AJM42 | 4530 | 3806462 | RHEEM SALES COMPANY, INC. | 14AJM42 | AC | Split System: Air-Cooled Condensing Unit, Coil with Blower | 14AJM42 |  | RCFL-H*3821 | 12 | 14.5 | Yes | Yes | 2011-03-08 |  | 0
FALSE | 14AJM42 | 4530 | 3806463 | WEATHERKING AIR CONDITIONING DIVISION | 14AJM42 | AC | Split System: Air-Cooled Condensing Unit, Coil with Blower | 14AJM42 |  | RCFL-H*3821 | 12 | 14.5 | Yes | Yes | 2011-03-08 |  | 0
FALSE | 14AJM42 | 4530 | 3806464 | RUUD AIR CONDITIONING DIVISION | 14AJM42 | AC | Split System: Air-Cooled Condensing Unit, Coil with Blower | 14AJM42 |  | RCFL-H*3821 | 12.5 | 15.1 | Yes | Yes | 2011-03-08 |  | 1
FALSE | 14AJM42 | 4530 | 3806465 | RHEEM SALES COMPANY, INC. | 14AJM42 | AC | Split System: Air-Cooled Condensing Unit, Coil with Blower | 14AJM42 |  | RCFL-H*3821 | 12.5 | 15.1 | Yes | Yes | 2011-03-08 |  | 1
FALSE | 14AJM42 | 4530 | 3806466 | WEATHERKING AIR CONDITIONING DIVISION | 14AJM42 | AC | Split System: Air-Cooled Condensing Unit, Coil with Blower | 14AJM42 |  | RCFL-H*3821 | 12.5 | 15.1 | Yes | Yes | 2011-03-08 |  | 1
FALSE | 14AJM42 | 4530 | 3806467 | RUUD AIR CONDITIONING DIVISION | 14AJM42 | AC | Split System: Air-Cooled Condensing Unit, Coil with Blower | 14AJM42 |  | RCFL-H*3821 | 12.5 | 15.1 | Yes | Yes | 2011-03-08 |  | 1
FALSE | 14AJM42 | 4530 | 3806468 | RHEEM SALES COMPANY, INC. | 14AJM42 | AC | Split System: Air-Cooled Condensing Unit, Coil with Blower | 14AJM42 |  | RCFL-H*3821 | 12.5 | 15.1 | Yes | Yes | 2011-03-08 |  | 1
FALSE | 14AJM42 | 4530 | 3806469 | WEATHERKING AIR CONDITIONING DIVISION | 14AJM42 | AC | Split System: Air-Cooled Condensing Unit, Coil with Blower | 14AJM42 |  | RCFL-H*3821 | 12.5 | 15.1 | Yes | Yes | 2011-03-08 |  | 1
TRUE | RAPM-056JAZ | 60 | 3806944 | RHEEM SALES COMPANY, INC. | RAPM-056JAZ | AC | Split System: Air-Cooled Condensing Unit, Coil Alone | RAPM-056JAZ |  | RCFL-H*6024+RXMD-C04 | 12 | 14.5 | Yes | Yes | 2011-01-21 |  | 0
TRUE | RAPM-056JAZ | 60 | 3808177 | RHEEM SALES COMPANY, INC. | UAPM-056JAZ | AC | Split System: Air-Cooled Condensing Unit, Coil Alone | RAPM-056JAZ |  | RCFL-H*6024+RXMD-C04 | 12 | 14.5 | Yes | Yes | 2011-03-08 |  | 0
FALSE | 4TTR6036B1 | 3674 | 3818500 | TRANE | 4TTR5036E1 | AC | Split System: Air-Cooled Condensing Unit, Coil with Blower | 4TTR5036E1 |  | 4TXCB004CC3 | 12.5 | 15 | Yes | Yes | 2011-01-21 |  | 1
FALSE | 4TTR6036B1 | 3674 | 3818501 | AMERICAN STANDARD, INC. | 4A7A5036E1 | AC | Split System: Air-Cooled Condensing Unit, Coil with Blower | 4TTR5036E1 |  | 4TXCB004CC3 | 12.5 | 15 | Yes | Yes | 2011-02-28 |  | 1
FALSE | CA16NA048*0**A | 875 | 3837754 | CARRIER AIR CONDITIONING | 24ABC648A**31 | AC | Split System: Air-Cooled Condensing Unit, Coil Alone | 24ABC648A**31 |  | CAP**6024A**+TDR | 12.5 | 14.5 | Yes | Yes | 2011-01-21 |  | 0
FALSE | CA16NA048*0**A | 875 | 3838125 | BRYANT HEATING AND COOLING SYSTEMS | 116BNA048****B | AC | Split System: Air-Cooled Condensing Unit, Coil Alone | 24ABC648A**31 |  | CAP**6024A**+TDR | 12.5 | 14.5 | Yes | Yes | 2013-03-26 |  | 0
FALSE | RASL-039JEC | 4503 | 3838535 | RHEEM SALES COMPANY, INC. | RASL-039JEC | AC | Split System: Air-Cooled Condensing Unit, Coil with Blower | RASL-039JEC |  | RCFN-H*3624 | 13 | 18 | Yes | Yes | 2011-01-21 |  | 3
FALSE | RASL-039JEC | 4503 | 3838536 | RHEEM SALES COMPANY, INC. | RASL-039JEC | AC | Split System: Air-Cooled Condensing Unit, Coil with Blower | RASL-039JEC |  | RCFN-H*3624 | 13 | 18 | Yes | Yes | 2011-01-21 |  | 3
FALSE | RASL-039JEC | 4503 | 3838537 | RHEEM SALES COMPANY, INC. | RASL-039JEC | AC | Split System: Air-Cooled Condensing Unit, Coil with Blower | RASL-039JEC |  | RCFN-H*3624 | 13 | 18.5 | Yes | Yes | 2011-01-21 |  | 3
FALSE | RASL-039JEC | 4503 | 3838554 | RHEEM SALES COMPANY, INC. | UASL-039JEC | AC | Split System: Air-Cooled Condensing Unit, Coil with Blower | RASL-039JEC |  | RCFN-H*3624 | 13 | 18 | Yes | Yes | 2011-03-08 |  | 3
FALSE | RASL-039JEC | 4503 | 3838555 | RHEEM SALES COMPANY, INC. | UASL-039JEC | AC | Split System: Air-Cooled Condensing Unit, Coil with Blower | RASL-039JEC |  | RCFN-H*3624 | 13 | 18 | Yes | Yes | 2011-03-08 |  | 3
FALSE | RASL-039JEC | 4503 | 3838556 | RHEEM SALES COMPANY, INC. | UASL-039JEC | AC | Split System: Air-Cooled Condensing Unit, Coil with Blower | RASL-039JEC |  | RCFN-H*3624 | 13 | 18 | Yes | Yes | 2011-03-08 |  | 3
FALSE | RASL-039JEC | 4503 | 3838557 | RHEEM SALES COMPANY, INC. | UASL-039JEC | AC | Split System: Air-Cooled Condensing Unit, Coil with Blower | RASL-039JEC |  | RCFN-H*3624 | 13 | 18 | Yes | Yes | 2011-03-08 |  | 3
FALSE | RASL-039JEC | 4503 | 3838558 | RHEEM SALES COMPANY, INC. | UASL-039JEC | AC | Split System: Air-Cooled Condensing Unit, Coil with Blower | RASL-039JEC |  | RCFN-H*3624 | 13 | 18.5 | Yes | Yes | 2011-03-08 |  | 3
FALSE | RASL-039JEC | 4503 | 3838559 | RHEEM SALES COMPANY, INC. | UASL-039JEC | AC | Split System: Air-Cooled Condensing Unit, Coil with Blower | RASL-039JEC |  | RCFN-H*3624 | 13 | 18.5 | Yes | Yes | 2011-03-08 |  | 3
FALSE | 4TTR6030B1 | 3522 | 3841802 | TRANE | 4TTR5030E1 | AC | Split System: Air-Cooled Condensing Unit, Coil with Blower | 4TTR5030E1 |  | 4TXFH036CZ3 | 13 | 15.5 | Yes | Yes | 2011-01-21 |  | 1
FALSE | 4TTR6036B1 | 3674 | 3841806 | TRANE | 4TTR5036E1 | AC | Split System: Air-Cooled Condensing Unit, Coil with Blower | 4TTR5036E1 |  | 4TXFH036CZ3 | 13 | 16 | Yes | Yes | 2011-01-21 |  | 2
FALSE | 4TTR6042B1 | 3680 | 3841808 | TRANE | 4TTR5042E1 | AC | Split System: Air-Cooled Condensing Unit, Coil with Blower | 4TTR5042E1 |  | 4TXFH054CC3 | 13 | 15.5 | Yes | Yes | 2011-01-21 |  | 1
FALSE | 4TTR6030B1 | 3522 | 3841894 | AMERICAN STANDARD, INC. | 4A7A5030E1 | AC | Split System: Air-Cooled Condensing Unit, Coil with Blower | 4TTR5030E1 |  | 4TXFH036CZ3 | 13 | 15.5 | Yes | Yes | 2011-02-28 |  | 1
FALSE | 4TTR6036B1 | 3674 | 3841898 | AMERICAN STANDARD, INC. | 4A7A5036E1 | AC | Split System: Air-Cooled Condensing Unit, Coil with Blower | 4TTR5036E1 |  | 4TXFH036CZ3 | 13 | 16 | Yes | Yes | 2011-02-28 |  | 2
FALSE | 4TTR6042B1 | 3680 | 3841900 | AMERICAN STANDARD, INC. | 4A7A5042E1 | AC | Split System: Air-Cooled Condensing Unit, Coil with Blower | 4TTR5042E1 |  | 4TXFH054CC3 | 13 | 15.5 | Yes | Yes | 2011-02-28 |  | 1
TRUE | CZE04811 | 3897 | 3842772 | FRASER-JOHNSTON BY JOHNSON CONTROLS | AL5B048F3 | AC | Split System: Air-Cooled Condensing Unit, Coil with Blower | CZE04811 |  | FC/MC60D+MV20D+TXV | 12.5 | 15.5 | Yes | Yes | 2011-02-28 |  | 1
TRUE | CZE03611 | 3895 | 3842780 | FRASER-JOHNSTON BY JOHNSON CONTROLS | AL5B036F3 | AC | Split System: Air-Cooled Condensing Unit, Coil with Blower | CZE03611 |  | FC/MC48C+MV16C+TXV | 12.5 | 15.5 | Yes | Yes | 2011-02-28 |  | 1
TRUE | CZE02411 | 3891 | 3842792 | FRASER-JOHNSTON BY JOHNSON CONTROLS | AL5B024F3 | AC | Split System: Air-Cooled Condensing Unit, Coil with Blower | CZE02411 |  | FC/MC36B+MV12B+TXV | 12.5 | 15 | Yes | Yes | 2011-02-28 |  | 1
FALSE | XC17-024-230* | 2237 | 3844013 | LENNOX INDUSTRIES, INC. | XC17-024-230* | AC | Split System: Air-Cooled Condensing Unit, Coil Alone | XC17-024-230* |  | CH33-25A+TDR+TXV | 12.7 | 15 | Yes | Yes | 2011-01-21 |  | 1
FALSE | XC17-024-230* | 2237 | 3844014 | LENNOX INDUSTRIES, INC. | XC17-024-230* | AC | Split System: Air-Cooled Condensing Unit, Coil Alone | XC17-024-230* |  | CH33-25B+TDR+TXV | 12.5 | 15 | Yes | Yes | 2011-01-21 |  | 1
FALSE | XC17-024-230* | 2237 | 3844015 | LENNOX INDUSTRIES, INC. | XC17-024-230* | AC | Split System: Air-Cooled Condensing Unit, Coil Alone | XC17-024-230* |  | CH33-31A+TDR+TXV | 13 | 15.2 | Yes | Yes | 2011-01-21 |  | 1
FALSE | XC17-024-230* | 2237 | 3844016 | LENNOX INDUSTRIES, INC. | XC17-024-230* | AC | Split System: Air-Cooled Condensing Unit, Coil Alone | XC17-024-230* |  | CH33-31B+TDR+TXV | 12.7 | 15.2 | Yes | Yes | 2011-01-21 |  | 1
FALSE | XC17-024-230* | 2237 | 3844017 | LENNOX INDUSTRIES, INC. | XC17-024-230* | AC | Split System: Air-Cooled Condensing Unit, Coil Alone | XC17-024-230* |  | CH33-36A+TDR+TXV | 12.5 | 15 | Yes | Yes | 2011-01-21 |  | 1
FALSE | XC17-024-230* | 2237 | 3844018 | LENNOX INDUSTRIES, INC. | XC17-024-230* | AC | Split System: Air-Cooled Condensing Unit, Coil Alone | XC17-024-230* |  | CH33-36B+TDR+TXV | 12.5 | 15 | Yes | Yes | 2011-01-21 |  | 1
FALSE | XC17-024-230* | 2237 | 3844019 | LENNOX INDUSTRIES, INC. | XC17-024-230* | AC | Split System: Air-Cooled Condensing Unit, Coil Alone | XC17-024-230* |  | CH33-36C+TDR+TXV | 12.7 | 15 | Yes | Yes | 2011-01-21 |  | 1
FALSE | XC17-024-230* | 2237 | 3844020 | LENNOX INDUSTRIES, INC. | XC17-024-230* | AC | Split System: Air-Cooled Condensing Unit, Coil with Blower | XC17-024-230* |  | CX34-18/24+TDR | 13.2 | 15.7 | Yes | Yes | 2011-01-21 |  | 1
FALSE | XC17-024-230* | 2237 | 3844021 | LENNOX INDUSTRIES, INC. | XC17-024-230* | AC | Split System: Air-Cooled Condensing Unit, Coil with Blower | XC17-024-230* |  | CX34-18/24+TDR | 13.5 | 16 | Yes | Yes | 2011-01-21 |  | 2
FALSE | XC17-024-230* | 2237 | 3844022 | LENNOX INDUSTRIES, INC. | XC17-024-230* | AC | Split System: Air-Cooled Condensing Unit, Coil with Blower | XC17-024-230* |  | CX34-18/24+TDR | 13.2 | 15.7 | Yes | Yes | 2011-01-21 |  | 1
FALSE | XC17-024-230* | 2237 | 3844023 | LENNOX INDUSTRIES, INC. | XC17-024-230* | AC | Split System: Air-Cooled Condensing Unit, Coil with Blower | XC17-024-230* |  | CX34-18/24+TDR | 13.2 | 15.7 | Yes | Yes | 2011-01-21 |  | 1
FALSE | XC17-024-230* | 2237 | 3844024 | LENNOX INDUSTRIES, INC. | XC17-024-230* | AC | Split System: Air-Cooled Condensing Unit, Coil with Blower | XC17-024-230* |  | CX34-18/24+TDR | 13.5 | 16 | Yes | Yes | 2011-01-21 |  | 2
FALSE | XC17-024-230* | 2237 | 3844025 | LENNOX INDUSTRIES, INC. | XC17-024-230* | AC | Split System: Air-Cooled Condensing Unit, Coil with Blower | XC17-024-230* |  | CX34-18/24+TDR | 13.2 | 15.7 | Yes | Yes | 2011-01-21 |  | 1
FALSE | XC17-024-230* | 2237 | 3844026 | LENNOX INDUSTRIES, INC. | XC17-024-230* | AC | Split System: Air-Cooled Condensing Unit, Coil with Blower | XC17-024-230* |  | CX34-19+TDR | 14 | 16.7 | Yes | Yes | 2011-01-21 |  | 2
FALSE | XC17-024-230* | 2237 | 3844027 | LENNOX INDUSTRIES, INC. | XC17-024-230* | AC | Split System: Air-Cooled Condensing Unit, Coil with Blower | XC17-024-230* |  | CX34-25+TDR | 14 | 16.7 | Yes | Yes | 2011-01-21 |  | 2
FALSE | XC17-024-230* | 2237 | 3844028 | LENNOX INDUSTRIES, INC. | XC17-024-230* | AC | Split System: Air-Cooled Condensing Unit, Coil with Blower | XC17-024-230* |  | CX34-25+TDR | 14.5 | 17.5 | Yes | Yes | 2011-01-21 |  | 2
FALSE | XC17-024-230* | 2237 | 3844029 | LENNOX INDUSTRIES, INC. | XC17-024-230* | AC | Split System: Air-Cooled Condensing Unit, Coil with Blower | XC17-024-230* |  | CX34-25+TDR | 14.2 | 17 | Yes | Yes | 2011-01-21 |  | 2
FALSE | XC17-024-230* | 2237 | 3844030 | LENNOX INDUSTRIES, INC. | XC17-024-230* | AC | Split System: Air-Cooled Condensing Unit, Coil with Blower | XC17-024-230* |  | CX34-25+TDR | 14.2 | 17.2 | Yes | Yes | 2011-01-21 |  | 2
FALSE | XC17-024-230* | 2237 | 3844050 | LENNOX INDUSTRIES, INC. | XC17-024-230* | AC | Split System: Air-Cooled Condensing Unit, Coil with Blower | XC17-024-230* |  | CX34-38+TDR | 14.7 | 18 | Yes | Yes | 2011-01-21 |  | 3
FALSE | XC17-024-230* | 2237 | 3844051 | LENNOX INDUSTRIES, INC. | XC17-024-230* | AC | Split System: Air-Cooled Condensing Unit, Coil with Blower | XC17-024-230* |  | CX34-38+TDR | 14.5 | 17.5 | Yes | Yes | 2011-01-21 |  | 2
FALSE | XC17-024-230* | 2237 | 3844052 | LENNOX INDUSTRIES, INC. | XC17-024-230* | AC | Split System: Air-Cooled Condensing Unit, Coil with Blower | XC17-024-230* |  | CX34-38+TDR | 14.5 | 17.5 | Yes | Yes | 2011-01-21 |  | 2
FALSE | XC17-024-230* | 2237 | 3844053 | LENNOX INDUSTRIES, INC. | XC17-024-230* | AC | Split System: Air-Cooled Condensing Unit, Coil with Blower | XC17-024-230* |  | CX34-38+TDR | 14.5 | 17.5 | Yes | Yes | 2011-01-21 |  | 2
FALSE | XC17-024-230* | 2237 | 3844054 | LENNOX INDUSTRIES, INC. | XC17-024-230* | AC | Split System: Air-Cooled Condensing Unit, Coil with Blower | XC17-024-230* |  | CX34-38+TDR | 14.5 | 17.5 | Yes | Yes | 2011-01-21 |  | 2
FALSE | XC17-024-230* | 2237 | 3844055 | LENNOX INDUSTRIES, INC. | XC17-024-230* | AC | Split System: Air-Cooled Condensing Unit, Coil with Blower | XC17-024-230* |  | C33-19+TDR+TXV | 13.2 | 15.7 | Yes | Yes | 2011-01-21 |  | 1
FALSE | XC17-024-230* | 2237 | 3844056 | LENNOX INDUSTRIES, INC. | XC17-024-230* | AC | Split System: Air-Cooled Condensing Unit, Coil with Blower | XC17-024-230* |  | C33-19+TDR+TXV | 13.5 | 16 | Yes | Yes | 2011-01-21 |  | 2
FALSE | XC17-024-230* | 2237 | 3844057 | LENNOX INDUSTRIES, INC. | XC17-024-230* | AC | Split System: Air-Cooled Condensing Unit, Coil with Blower | XC17-024-230* |  | C33-19+TDR+TXV | 13.2 | 15.7 | Yes | Yes | 2011-01-21 |  | 1
FALSE | XC17-024-230* | 2237 | 3844058 | LENNOX INDUSTRIES, INC. | XC17-024-230* | AC | Split System: Air-Cooled Condensing Unit, Coil with Blower | XC17-024-230* |  | C33-19+TDR+TXV | 13.2 | 15.7 | Yes | Yes | 2011-01-21 |  | 1
FALSE | XC17-024-230* | 2237 | 3844059 | LENNOX INDUSTRIES, INC. | XC17-024-230* | AC | Split System: Air-Cooled Condensing Unit, Coil with Blower | XC17-024-230* |  | C33-19+TDR+TXV | 13.5 | 16 | Yes | Yes | 2011-01-21 |  | 2
FALSE | XC17-024-230* | 2237 | 3844060 | LENNOX INDUSTRIES, INC. | XC17-024-230* | AC | Split System: Air-Cooled Condensing Unit, Coil with Blower | XC17-024-230* |  | C33-19+TDR+TXV | 13.2 | 15.7 | Yes | Yes | 2011-01-21 |  | 1
FALSE | XC17-024-230* | 2237 | 3844061 | LENNOX INDUSTRIES, INC. | XC17-024-230* | AC | Split System: Air-Cooled Condensing Unit, Coil with Blower | XC17-024-230* |  | C33-24+TDR+TXV | 14 | 16.7 | Yes | Yes | 2011-01-21 |  | 2
FALSE | XC17-024-230* | 2237 | 3844062 | LENNOX INDUSTRIES, INC. | XC17-024-230* | AC | Split System: Air-Cooled Condensing Unit, Coil with Blower | XC17-024-230* |  | C33-25+TDR+TXV | 14 | 16.7 | Yes | Yes | 2011-01-21 |  | 2
FALSE | XC17-024-230* | 2237 | 3844063 | LENNOX INDUSTRIES, INC. | XC17-024-230* | AC | Split System: Air-Cooled Condensing Unit, Coil with Blower | XC17-024-230* |  | C33-25+TDR+TXV | 14.5 | 17.5 | Yes | Yes | 2011-01-21 |  | 2
FALSE | XC17-024-230* | 2237 | 3844064 | LENNOX INDUSTRIES, INC. | XC17-024-230* | AC | Split System: Air-Cooled Condensing Unit, Coil with Blower | XC17-024-230* |  | C33-25+TDR+TXV | 14.2 | 17 | Yes | Yes | 2011-01-21 |  | 2
FALSE | XC17-024-230* | 2237 | 3844065 | LENNOX INDUSTRIES, INC. | XC17-024-230* | AC | Split System: Air-Cooled Condensing Unit, Coil with Blower | XC17-024-230* |  | C33-25+TDR+TXV | 14.2 | 17.2 | Yes | Yes | 2011-01-21 |  | 2
FALSE | XC17-024-230* | 2237 | 3844066 | LENNOX INDUSTRIES, INC. | XC17-024-230* | AC | Split System: Air-Cooled Condensing Unit, Coil with Blower | XC17-024-230* |  | C33-25+TDR+TXV | 14.2 | 17 | Yes | Yes | 2011-01-21 |  | 2
FALSE | XC17-024-230* | 2237 | 3844067 | LENNOX INDUSTRIES, INC. | XC17-024-230* | AC | Split System: Air-Cooled Condensing Unit, Coil with Blower | XC17-024-230* |  | C33-25+TDR+TXV | 14.2 | 17.2 | Yes | Yes | 2011-01-21 |  | 2
FALSE | XC17-024-230* | 2237 | 3844068 | LENNOX INDUSTRIES, INC. | XC17-024-230* | AC | Split System: Air-Cooled Condensing Unit, Coil with Blower | XC17-024-230* |  | C33-30+TDR+TXV | 13.5 | 16.2 | Yes | Yes | 2011-01-21 |  | 2
FALSE | XC17-024-230* | 2237 | 3844069 | LENNOX INDUSTRIES, INC. | XC17-024-230* | AC | Split System: Air-Cooled Condensing Unit, Coil with Blower | XC17-024-230* |  | C33-30+TDR+TXV | 13.7 | 16.5 | Yes | Yes | 2011-01-21 |  | 2
FALSE | XC17-024-230* | 2237 | 3844070 | LENNOX INDUSTRIES, INC. | XC17-024-230* | AC | Split System: Air-Cooled Condensing Unit, Coil with Blower | XC17-024-230* |  | C33-30+TDR+TXV | 13.5 | 16.2 | Yes | Yes | 2011-01-21 |  | 2
FALSE | XC17-024-230* | 2237 | 3844071 | LENNOX INDUSTRIES, INC. | XC17-024-230* | AC | Split System: Air-Cooled Condensing Unit, Coil with Blower | XC17-024-230* |  | C33-30+TDR+TXV | 13.5 | 16.2 | Yes | Yes | 2011-01-21 |  | 2
FALSE | XC17-024-230* | 2237 | 3844072 | LENNOX INDUSTRIES, INC. | XC17-024-230* | AC | Split System: Air-Cooled Condensing Unit, Coil with Blower | XC17-024-230* |  | C33-30+TDR+TXV | 13.5 | 16.2 | Yes | Yes | 2011-01-21 |  | 2
FALSE | XC17-024-230* | 2237 | 3844073 | LENNOX INDUSTRIES, INC. | XC17-024-230* | AC | Split System: Air-Cooled Condensing Unit, Coil with Blower | XC17-024-230* |  | C33-30+TDR+TXV | 13.7 | 16.5 | Yes | Yes | 2011-01-21 |  | 2
FALSE | XC17-024-230* | 2237 | 3844074 | LENNOX INDUSTRIES, INC. | XC17-024-230* | AC | Split System: Air-Cooled Condensing Unit, Coil with Blower | XC17-024-230* |  | C33-30+TDR+TXV | 13.5 | 16.2 | Yes | Yes | 2011-01-21 |  | 2
FALSE | XC17-024-230* | 2237 | 3844075 | LENNOX INDUSTRIES, INC. | XC17-024-230* | AC | Split System: Air-Cooled Condensing Unit, Coil with Blower | XC17-024-230* |  | C33-30+TDR+TXV | 13.7 | 16.5 | Yes | Yes | 2011-01-21 |  | 2
FALSE | XC17-024-230* | 2237 | 3844076 | LENNOX INDUSTRIES, INC. | XC17-024-230* | AC | Split System: Air-Cooled Condensing Unit, Coil with Blower | XC17-024-230* |  | C33-31+TDR+TXV | 14.5 | 17.5 | Yes | Yes | 2011-01-21 |  | 2
FALSE | XC17-024-230* | 2237 | 3844077 | LENNOX INDUSTRIES, INC. | XC17-024-230* | AC | Split System: Air-Cooled Condensing Unit, Coil with Blower | XC17-024-230* |  | C33-31+TDR+TXV | 14.5 | 17.7 | Yes | Yes | 2011-01-21 |  | 2
FALSE | XC17-024-230* | 2237 | 3844078 | LENNOX INDUSTRIES, INC. | XC17-024-230* | AC | Split System: Air-Cooled Condensing Unit, Coil with Blower | XC17-024-230* |  | C33-31+TDR+TXV | 14.2 | 17.2 | Yes | Yes | 2011-01-21 |  | 2
FALSE | XC17-024-230* | 2237 | 3844079 | LENNOX INDUSTRIES, INC. | XC17-024-230* | AC | Split System: Air-Cooled Condensing Unit, Coil with Blower | XC17-024-230* |  | C33-31+TDR+TXV | 14.5 | 17.5 | Yes | Yes | 2011-01-21 |  | 2
FALSE | XC17-024-230* | 2237 | 3844080 | LENNOX INDUSTRIES, INC. | XC17-024-230* | AC | Split System: Air-Cooled Condensing Unit, Coil with Blower | XC17-024-230* |  | C33-31+TDR+TXV | 14.5 | 17.2 | Yes | Yes | 2011-01-21 |  | 2
FALSE | XC17-024-230* | 2237 | 3844081 | LENNOX INDUSTRIES, INC. | XC17-024-230* | AC | Split System: Air-Cooled Condensing Unit, Coil with Blower | XC17-024-230* |  | C33-31+TDR+TXV | 14.5 | 17.5 | Yes | Yes | 2011-01-21 |  | 2
FALSE | XC17-024-230* | 2237 | 3844082 | LENNOX INDUSTRIES, INC. | XC17-024-230* | AC | Split System: Air-Cooled Condensing Unit, Coil with Blower | XC17-024-230* |  | C33-36+TDR+TXV | 14.2 | 17 | Yes | Yes | 2011-01-21 |  | 2
FALSE | XC17-024-230* | 2237 | 3844083 | LENNOX INDUSTRIES, INC. | XC17-024-230* | AC | Split System: Air-Cooled Condensing Unit, Coil with Blower | XC17-024-230* |  | C33-36+TDR+TXV | 14.2 | 17.2 | Yes | Yes | 2011-01-21 |  | 2
FALSE | XC17-024-230* | 2237 | 3844084 | LENNOX INDUSTRIES, INC. | XC17-024-230* | AC | Split System: Air-Cooled Condensing Unit, Coil with Blower | XC17-024-230* |  | C33-38+TDR+TXV | 14.5 | 17.5 | Yes | Yes | 2011-01-21 |  | 2
FALSE | XC17-024-230* | 2237 | 3844085 | LENNOX INDUSTRIES, INC. | XC17-024-230* | AC | Split System: Air-Cooled Condensing Unit, Coil with Blower | XC17-024-230* |  | C33-38+TDR+TXV | 14.7 | 18 | Yes | Yes | 2011-01-21 |  | 3
FALSE | XC17-024-230* | 2237 | 3844086 | LENNOX INDUSTRIES, INC. | XC17-024-230* | AC | Split System: Air-Cooled Condensing Unit, Coil with Blower | XC17-024-230* |  | C33-38+TDR+TXV | 14.5 | 17.5 | Yes | Yes | 2011-01-21 |  | 2
FALSE | XC17-024-230* | 2237 | 3844087 | LENNOX INDUSTRIES, INC. | XC17-024-230* | AC | Split System: Air-Cooled Condensing Unit, Coil with Blower | XC17-024-230* |  | C33-38+TDR+TXV | 14.5 | 17.5 | Yes | Yes | 2011-01-21 |  | 2
FALSE | XC17-024-230* | 2237 | 3844088 | LENNOX INDUSTRIES, INC. | XC17-024-230* | AC | Split System: Air-Cooled Condensing Unit, Coil with Blower | XC17-024-230* |  | C33-38+TDR+TXV | 14.5 | 17.5 | Yes | Yes | 2011-01-21 |  | 2
FALSE | XC17-024-230* | 2237 | 3844089 | LENNOX INDUSTRIES, INC. | XC17-024-230* | AC | Split System: Air-Cooled Condensing Unit, Coil with Blower | XC17-024-230* |  | C33-38+TDR+TXV | 14.5 | 17.5 | Yes | Yes | 2011-01-21 |  | 2
FALSE | XC17-024-230* | 2237 | 3844090 | LENNOX INDUSTRIES, INC. | XC17-024-230* | AC | Split System: Air-Cooled Condensing Unit, Coil with Blower | XC17-024-230* |  | CR33-24+TDR+TXV | 13.2 | 15.7 | Yes | Yes | 2011-01-21 |  | 1
FALSE | XC17-024-230* | 2237 | 3844091 | LENNOX INDUSTRIES, INC. | XC17-024-230* | AC | Split System: Air-Cooled Condensing Unit, Coil with Blower | XC17-024-230* |  | CR33-24+TDR+TXV | 13.2 | 16 | Yes | Yes | 2011-01-21 |  | 2
FALSE | XC17-024-230* | 2237 | 3844092 | LENNOX INDUSTRIES, INC. | XC17-024-230* | AC | Split System: Air-Cooled Condensing Unit, Coil with Blower | XC17-024-230* |  | CR33-24+TDR+TXV | 13.2 | 16 | Yes | Yes | 2011-01-21 |  | 2
FALSE | XC17-024-230* | 2237 | 3844093 | LENNOX INDUSTRIES, INC. | XC17-024-230* | AC | Split System: Air-Cooled Condensing Unit, Coil with Blower | XC17-024-230* |  | CR33-30/36+TDR+TXV | 14 | 17 | Yes | Yes | 2011-01-21 |  | 2
FALSE | XC17-024-230* | 2237 | 3844094 | LENNOX INDUSTRIES, INC. | XC17-024-230* | AC | Split System: Air-Cooled Condensing Unit, Coil with Blower | XC17-024-230* |  | CR33-30/36+TDR+TXV | 14.5 | 17.7 | Yes | Yes | 2011-01-21 |  | 2
FALSE | XC17-024-230* | 2237 | 3844095 | LENNOX INDUSTRIES, INC. | XC17-024-230* | AC | Split System: Air-Cooled Condensing Unit, Coil with Blower | XC17-024-230* |  | CR33-30/36+TDR+TXV | 14.2 | 17.2 | Yes | Yes | 2011-01-21 |  | 2
FALSE | XC17-024-230* | 2237 | 3844096 | LENNOX INDUSTRIES, INC. | XC17-024-230* | AC | Split System: Air-Cooled Condensing Unit, Coil with Blower | XC17-024-230* |  | CR33-30/36+TDR+TXV | 14.2 | 17.2 | Yes | Yes | 2011-01-21 |  | 2
FALSE | XC17-024-230* | 2237 | 3844097 | LENNOX INDUSTRIES, INC. | XC17-024-230* | AC | Split System: Air-Cooled Condensing Unit, Coil with Blower | XC17-024-230* |  | CR33-30/36+TDR+TXV | 14.2 | 17.2 | Yes | Yes | 2011-01-21 |  | 2
FALSE | XC17-024-230* | 2237 | 3844098 | LENNOX INDUSTRIES, INC. | XC17-024-230* | AC | Split System: Air-Cooled Condensing Unit, Coil with Blower | XC17-024-230* |  | CR33-30/36+TDR+TXV | 14.2 | 17.2 | Yes | Yes | 2011-01-21 |  | 2
FALSE | XC17-024-230* | 2237 | 3844099 | LENNOX INDUSTRIES, INC. | XC17-024-230* | AC | Split System: Air-Cooled Condensing Unit, Coil with Blower | XC17-024-230* |  | CH33-19+TDR+TXV | 13.7 | 16.7 | Yes | Yes | 2011-01-21 |  | 2
FALSE | XC17-024-230* | 2237 | 3844100 | LENNOX INDUSTRIES, INC. | XC17-024-230* | AC | Split System: Air-Cooled Condensing Unit, Coil with Blower | XC17-024-230* |  | CH33-24/30+TDR+TXV | 13.7 | 16.5 | Yes | Yes | 2011-01-21 |  | 2
FALSE | XC17-024-230* | 2237 | 3844101 | LENNOX INDUSTRIES, INC. | XC17-024-230* | AC | Split System: Air-Cooled Condensing Unit, Coil with Blower | XC17-024-230* |  | CH33-25A+TDR+TXV | 14 | 17 | Yes | Yes | 2011-01-21 |  | 2
FALSE | XC17-024-230* | 2237 | 3844102 | LENNOX INDUSTRIES, INC. | XC17-024-230* | AC | Split System: Air-Cooled Condensing Unit, Coil with Blower | XC17-024-230* |  | CH33-25B+TDR+TXV | 14.5 | 17.5 | Yes | Yes | 2011-01-21 |  | 2
FALSE | XC17-024-230* | 2237 | 3844122 | LENNOX INDUSTRIES, INC. | XC17-024-230* | AC | Split System: Air-Cooled Condensing Unit, Coil with Blower | XC17-024-230* |  | CX34-31+TDR | 13.5 | 16 | Yes | Yes | 2011-01-21 |  | 2
FALSE | XC17-024-230* | 2237 | 3844123 | LENNOX INDUSTRIES, INC. | XC17-024-230* | AC | Split System: Air-Cooled Condensing Unit, Coil with Blower | XC17-024-230* |  | CX34-36+TDR | 13.5 | 16 | Yes | Yes | 2011-01-21 |  | 2
FALSE | XC17-024-230* | 2237 | 3844124 | LENNOX INDUSTRIES, INC. | XC17-024-230* | AC | Split System: Air-Cooled Condensing Unit, Coil with Blower | XC17-024-230* |  | CX34-38+TDR | 14 | 16 | Yes | Yes | 2011-01-21 |  | 2
FALSE | XC17-024-230* | 2237 | 3844125 | LENNOX INDUSTRIES, INC. | XC17-024-230* | AC | Split System: Air-Cooled Condensing Unit, Coil with Blower | XC17-024-230* |  | C33-25+TDR+TXV | 13 | 16 | Yes | Yes | 2011-01-21 |  | 2
FALSE | XC17-024-230* | 2237 | 3844126 | LENNOX INDUSTRIES, INC. | XC17-024-230* | AC | Split System: Air-Cooled Condensing Unit, Coil with Blower | XC17-024-230* |  | C33-31+TDR+TXV | 13.5 | 16 | Yes | Yes | 2011-01-21 |  | 2
FALSE | XC17-024-230* | 2237 | 3844127 | LENNOX INDUSTRIES, INC. | XC17-024-230* | AC | Split System: Air-Cooled Condensing Unit, Coil with Blower | XC17-024-230* |  | C33-36+TDR+TXV | 13.5 | 16 | Yes | Yes | 2011-01-21 |  | 2
FALSE | XC17-024-230* | 2237 | 3844128 | LENNOX INDUSTRIES, INC. | XC17-024-230* | AC | Split System: Air-Cooled Condensing Unit, Coil with Blower | XC17-024-230* |  | C33-38+TDR+TXV | 14 | 16 | Yes | Yes | 2011-01-21 |  | 2
FALSE | XC17-024-230* | 2237 | 3844129 | LENNOX INDUSTRIES, INC. | XC17-024-230* | AC | Split System: Air-Cooled Condensing Unit, Coil with Blower | XC17-024-230* |  | CBX32M-018/024*+TDR | 12.7 | 15 | Yes | Yes | 2011-01-21 |  | 1
FALSE | XC17-024-230* | 2237 | 3844130 | LENNOX INDUSTRIES, INC. | XC17-024-230* | AC | Split System: Air-Cooled Condensing Unit, Coil with Blower | XC17-024-230* |  | CBX32M-030*+TDR | 13.2 | 15.7 | Yes | Yes | 2011-01-21 |  | 1
FALSE | XC17-024-230* | 2237 | 3844131 | LENNOX INDUSTRIES, INC. | XC17-024-230* | AC | Split System: Air-Cooled Condensing Unit, Coil with Blower | XC17-024-230* |  | CBX27UH-024-230*+TDR | 14 | 17 | Yes | Yes | 2011-01-21 |  | 2
FALSE | XC17-024-230* | 2237 | 3844132 | LENNOX INDUSTRIES, INC. | XC17-024-230* | AC | Split System: Air-Cooled Condensing Unit, Coil with Blower | XC17-024-230* |  | CBX27UH-030-230*+TDR | 14 | 17 | Yes | Yes | 2011-01-21 |  | 2
FALSE | XC17-024-230* | 2237 | 3844133 | LENNOX INDUSTRIES, INC. | XC17-024-230* | AC | Split System: Air-Cooled Condensing Unit, Coil with Blower | XC17-024-230* |  | CBX32MV-018/024*+TDR | 13.5 | 16 | Yes | Yes | 2011-01-21 |  | 2
FALSE | XC17-024-230* | 2237 | 3844134 | LENNOX INDUSTRIES, INC. | XC17-024-230* | AC | Split System: Air-Cooled Condensing Unit, Coil with Blower | XC17-024-230* |  | CBX32MV-024/030*+TDR | 14 | 17 | Yes | Yes | 2011-01-21 |  | 2
FALSE | XC17-024-230* | 2237 | 3844135 | LENNOX INDUSTRIES, INC. | XC17-024-230* | AC | Split System: Air-Cooled Condensing Unit, Coil with Blower | XC17-024-230* |  | CBX32MV-036*+TDR | 14.5 | 17.5 | Yes | Yes | 2011-01-21 |  | 2
FALSE | XC17-024-230* | 2237 | 3844136 | LENNOX INDUSTRIES, INC. | XC17-024-230* | AC | Split System: Air-Cooled Condensing Unit, Coil with Blower | XC17-024-230* |  | CBX40UHV-024*+TDR | 14 | 17 | Yes | Yes | 2011-01-21 |  | 2
FALSE | XC17-024-230* | 2237 | 3844137 | LENNOX INDUSTRIES, INC. | XC17-024-230* | AC | Split System: Air-Cooled Condensing Unit, Coil with Blower | XC17-024-230* |  | CBX40UHV-030*+TDR | 14 | 17 | Yes | Yes | 2011-01-21 |  | 2
FALSE | XC17-024-230* | 2237 | 3844138 | LENNOX INDUSTRIES, INC. | XC17-024-230* | AC | Split System: Air-Cooled Condensing Unit, Coil with Blower | XC17-024-230* |  | CBX40UHV-036*+TDR | 14.7 | 17.7 | Yes | Yes | 2011-01-21 |  | 2
FALSE | XC17-036-230-** | 2261 | 3844354 | LENNOX INDUSTRIES, INC. | XC17-036-230* | AC | Split System: Air-Cooled Condensing Unit, Coil Alone | XC17-036-230* |  | C33-48+TDR+TXV | 12.5 | 14.7 | Yes | Yes | 2011-01-21 |  | 0
FALSE | XC17-036-230-** | 2261 | 3844355 | LENNOX INDUSTRIES, INC. | XC17-036-230* | AC | Split System: Air-Cooled Condensing Unit, Coil Alone | XC17-036-230* |  | C33-49+TDR+TXV | 12.7 | 15 | Yes | Yes | 2011-01-21 |  | 1
FALSE | XC17-036-230-** | 2261 | 3844356 | LENNOX INDUSTRIES, INC. | XC17-036-230* | AC | Split System: Air-Cooled Condensing Unit, Coil Alone | XC17-036-230* |  | C33-50/60C+TDR | 12.7 | 15 | Yes | Yes | 2011-01-21 |  | 1
FALSE | XC17-036-230-** | 2261 | 3844357 | LENNOX INDUSTRIES, INC. | XC17-036-230* | AC | Split System: Air-Cooled Condensing Unit, Coil Alone | XC17-036-230* |  | C33-62C+TDR+TXV | 13 | 15.2 | Yes | Yes | 2011-01-21 |  | 1
FALSE | XC17-036-230-** | 2261 | 3844358 | LENNOX INDUSTRIES, INC. | XC17-036-230* | AC | Split System: Air-Cooled Condensing Unit, Coil Alone | XC17-036-230* |  | CR33-30/36+TDR+TXV | 12.5 | 14.5 | Yes | Yes | 2011-01-21 |  | 0
FALSE | XC17-036-230-** | 2261 | 3844359 | LENNOX INDUSTRIES, INC. | XC17-036-230* | AC | Split System: Air-Cooled Condensing Unit, Coil Alone | XC17-036-230* |  | CR33-48+TDR+TXV | 12.5 | 14.5 | Yes | Yes | 2011-01-21 |  | 0
FALSE | XC17-036-230-** | 2261 | 3844360 | LENNOX INDUSTRIES, INC. | XC17-036-230* | AC | Split System: Air-Cooled Condensing Unit, Coil Alone | XC17-036-230* |  | CH23-41+TDR+TXV | 12.5 | 14.5 | Yes | Yes | 2011-01-21 |  | 0
FALSE | XC17-036-230-** | 2261 | 3844361 | LENNOX INDUSTRIES, INC. | XC17-036-230* | AC | Split System: Air-Cooled Condensing Unit, Coil Alone | XC17-036-230* |  | CH23-51+TDR+TXV | 12.5 | 14.5 | Yes | Yes | 2011-01-21 |  | 0
FALSE | XC17-036-230-** | 2261 | 3844362 | LENNOX INDUSTRIES, INC. | XC17-036-230* | AC | Split System: Air-Cooled Condensing Unit, Coil Alone | XC17-036-230* |  | CH33-36B+TDR+TXV | 12.2 | 14.5 | Yes | Yes | 2011-01-21 |  | 0
FALSE | XC17-036-230-** | 2261 | 3844363 | LENNOX INDUSTRIES, INC. | XC17-036-230* | AC | Split System: Air-Cooled Condensing Unit, Coil Alone | XC17-036-230* |  | CH33-36C+TDR+TXV | 12.5 | 14.5 | Yes | Yes | 2011-01-21 |  | 0
FALSE | XC17-036-230-** | 2261 | 3844364 | LENNOX INDUSTRIES, INC. | XC17-036-230* | AC | Split System: Air-Cooled Condensing Unit, Coil Alone | XC17-036-230* |  | CH33-42+TDR+TXV | 12.5 | 14.7 | Yes | Yes | 2011-01-21 |  | 0
FALSE | XC17-036-230-** | 2261 | 3844365 | LENNOX INDUSTRIES, INC. | XC17-036-230* | AC | Split System: Air-Cooled Condensing Unit, Coil Alone | XC17-036-230* |  | CH33-43B+TDR+TXV | 13 | 15.2 | Yes | Yes | 2011-01-21 |  | 1
FALSE | XC17-036-230-** | 2261 | 3844366 | LENNOX INDUSTRIES, INC. | XC17-036-230* | AC | Split System: Air-Cooled Condensing Unit, Coil Alone | XC17-036-230* |  | CH33-43C+TDR+TXV | 12.7 | 15 | Yes | Yes | 2011-01-21 |  | 1
FALSE | XC17-036-230-** | 2261 | 3844367 | LENNOX INDUSTRIES, INC. | XC17-036-230* | AC | Split System: Air-Cooled Condensing Unit, Coil Alone | XC17-036-230* |  | CH33-44/48+TDR+TXV | 12.7 | 15 | Yes | Yes | 2011-01-21 |  | 1
FALSE | XC17-036-230-** | 2261 | 3844368 | LENNOX INDUSTRIES, INC. | XC17-036-230* | AC | Split System: Air-Cooled Condensing Unit, Coil Alone | XC17-036-230* |  | CH33-48+TDR+TXV | 12.7 | 15 | Yes | Yes | 2011-01-21 |  | 1
FALSE | XC17-036-230-** | 2261 | 3844369 | LENNOX INDUSTRIES, INC. | XC17-036-230* | AC | Split System: Air-Cooled Condensing Unit, Coil Alone | XC17-036-230* |  | CH33-49+TDR+TXV | 13 | 15.2 | Yes | Yes | 2011-01-21 |  | 1
FALSE | XC17-036-230-** | 2261 | 3844370 | LENNOX INDUSTRIES, INC. | XC17-036-230* | AC | Split System: Air-Cooled Condensing Unit, Coil Alone | XC17-036-230* |  | CH33-50/60C+TDR+TXV | 12.7 | 15 | Yes | Yes | 2011-01-21 |  | 1
FALSE | XC17-036-230-** | 2261 | 3844371 | LENNOX INDUSTRIES, INC. | XC17-036-230* | AC | Split System: Air-Cooled Condensing Unit, Coil with Blower | XC17-036-230* |  | CX34-31+TDR | 13.2 | 15.7 | Yes | Yes | 2011-01-21 |  | 1
FALSE | XC17-036-230-** | 2261 | 3844391 | LENNOX INDUSTRIES, INC. | XC17-036-230* | AC | Split System: Air-Cooled Condensing Unit, Coil with Blower | XC17-036-230* |  | CX34-42+TDR | 13.5 | 16 | Yes | Yes | 2011-01-21 |  | 2
FALSE | XC17-036-230-** | 2261 | 3844392 | LENNOX INDUSTRIES, INC. | XC17-036-230* | AC | Split System: Air-Cooled Condensing Unit, Coil with Blower | XC17-036-230* |  | CX34-42+TDR | 13 | 15.2 | Yes | Yes | 2011-01-21 |  | 1
FALSE | XC17-036-230-** | 2261 | 3844393 | LENNOX INDUSTRIES, INC. | XC17-036-230* | AC | Split System: Air-Cooled Condensing Unit, Coil with Blower | XC17-036-230* |  | CX34-42+TDR | 13 | 15.2 | Yes | Yes | 2011-01-21 |  | 1
FALSE | XC17-036-230-** | 2261 | 3844394 | LENNOX INDUSTRIES, INC. | XC17-036-230* | AC | Split System: Air-Cooled Condensing Unit, Coil with Blower | XC17-036-230* |  | CX34-42+TDR | 13 | 15.2 | Yes | Yes | 2011-01-21 |  | 1
FALSE | XC17-036-230-** | 2261 | 3844395 | LENNOX INDUSTRIES, INC. | XC17-036-230* | AC | Split System: Air-Cooled Condensing Unit, Coil with Blower | XC17-036-230* |  | CX34-42+TDR | 13 | 15.2 | Yes | Yes | 2011-01-21 |  | 1
FALSE | XC17-036-230-** | 2261 | 3844396 | LENNOX INDUSTRIES, INC. | XC17-036-230* | AC | Split System: Air-Cooled Condensing Unit, Coil with Blower | XC17-036-230* |  | CX34-43+TDR | 13.7 | 16.5 | Yes | Yes | 2011-01-21 |  | 2
FALSE | XC17-036-230-** | 2261 | 3844397 | LENNOX INDUSTRIES, INC. | XC17-036-230* | AC | Split System: Air-Cooled Condensing Unit, Coil with Blower | XC17-036-230* |  | CX34-43+TDR | 13.2 | 15.7 | Yes | Yes | 2011-01-21 |  | 1
FALSE | XC17-036-230-** | 2261 | 3844398 | LENNOX INDUSTRIES, INC. | XC17-036-230* | AC | Split System: Air-Cooled Condensing Unit, Coil with Blower | XC17-036-230* |  | CX34-43+TDR | 13.5 | 15.7 | Yes | Yes | 2011-01-21 |  | 1
FALSE | XC17-036-230-** | 2261 | 3844399 | LENNOX INDUSTRIES, INC. | XC17-036-230* | AC | Split System: Air-Cooled Condensing Unit, Coil with Blower | XC17-036-230* |  | CX34-43+TDR | 13.5 | 15.7 | Yes | Yes | 2011-01-21 |  | 1
FALSE | XC17-036-230-** | 2261 | 3844400 | LENNOX INDUSTRIES, INC. | XC17-036-230* | AC | Split System: Air-Cooled Condensing Unit, Coil with Blower | XC17-036-230* |  | CX34-43+TDR | 13.2 | 15.7 | Yes | Yes | 2011-01-21 |  | 1
FALSE | XC17-036-230-** | 2261 | 3844401 | LENNOX INDUSTRIES, INC. | XC17-036-230* | AC | Split System: Air-Cooled Condensing Unit, Coil with Blower | XC17-036-230* |  | CX34-44/48+TDR | 13.7 | 16.2 | Yes | Yes | 2011-01-21 |  | 2
FALSE | XC17-036-230-** | 2261 | 3844402 | LENNOX INDUSTRIES, INC. | XC17-036-230* | AC | Split System: Air-Cooled Condensing Unit, Coil with Blower | XC17-036-230* |  | CX34-44/48+TDR | 13.2 | 15.7 | Yes | Yes | 2011-01-21 |  | 1
FALSE | XC17-036-230-** | 2261 | 3844403 | LENNOX INDUSTRIES, INC. | XC17-036-230* | AC | Split System: Air-Cooled Condensing Unit, Coil with Blower | XC17-036-230* |  | CX34-44/48+TDR | 13.2 | 15.7 | Yes | Yes | 2011-01-21 |  | 1
FALSE | XC17-036-230-** | 2261 | 3844404 | LENNOX INDUSTRIES, INC. | XC17-036-230* | AC | Split System: Air-Cooled Condensing Unit, Coil with Blower | XC17-036-230* |  | CX34-44/48+TDR | 13.2 | 15.7 | Yes | Yes | 2011-01-21 |  | 1
FALSE | XC17-036-230-** | 2261 | 3844405 | LENNOX INDUSTRIES, INC. | XC17-036-230* | AC | Split System: Air-Cooled Condensing Unit, Coil with Blower | XC17-036-230* |  | CX34-44/48+TDR | 13.2 | 15.7 | Yes | Yes | 2011-01-21 |  | 1
FALSE | XC17-036-230-** | 2261 | 3844406 | LENNOX INDUSTRIES, INC. | XC17-036-230* | AC | Split System: Air-Cooled Condensing Unit, Coil with Blower | XC17-036-230* |  | CX34-44/48+TDR | 13.7 | 16.2 | Yes | Yes | 2011-01-21 |  | 2
FALSE | XC17-036-230-** | 2261 | 3844407 | LENNOX INDUSTRIES, INC. | XC17-036-230* | AC | Split System: Air-Cooled Condensing Unit, Coil with Blower | XC17-036-230* |  | CX34-44/48+TDR | 13.7 | 16.2 | Yes | Yes | 2011-01-21 |  | 2
FALSE | XC17-036-230-** | 2261 | 3844427 | LENNOX INDUSTRIES, INC. | XC17-036-230* | AC | Split System: Air-Cooled Condensing Unit, Coil with Blower | XC17-036-230* |  | CX34-50/60C+TDR | 14 | 16.5 | Yes | Yes | 2011-01-21 |  | 2
FALSE | XC17-036-230-** | 2261 | 3844428 | LENNOX INDUSTRIES, INC. | XC17-036-230* | AC | Split System: Air-Cooled Condensing Unit, Coil with Blower | XC17-036-230* |  | CX34-50/60C+TDR | 14 | 16.5 | Yes | Yes | 2011-01-21 |  | 2
FALSE | XC17-036-230-** | 2261 | 3844429 | LENNOX INDUSTRIES, INC. | XC17-036-230* | AC | Split System: Air-Cooled Condensing Unit, Coil with Blower | XC17-036-230* |  | CX34-50/60C+TDR | 14 | 16.5 | Yes | Yes | 2011-01-21 |  | 2
FALSE | XC17-036-230-** | 2261 | 3844430 | LENNOX INDUSTRIES, INC. | XC17-036-230* | AC | Split System: Air-Cooled Condensing Unit, Coil with Blower | XC17-036-230* |  | CX34-62C+TDR | 14.5 | 17.2 | Yes | Yes | 2011-01-21 |  | 2
FALSE | XC17-036-230-** | 2261 | 3844431 | LENNOX INDUSTRIES, INC. | XC17-036-230* | AC | Split System: Air-Cooled Condensing Unit, Coil with Blower | XC17-036-230* |  | CX34-62C+TDR | 14.2 | 17 | Yes | Yes | 2011-01-21 |  | 2
FALSE | XC17-036-230-** | 2261 | 3844432 | LENNOX INDUSTRIES, INC. | XC17-036-230* | AC | Split System: Air-Cooled Condensing Unit, Coil with Blower | XC17-036-230* |  | CX34-62C+TDR | 14.2 | 17 | Yes | Yes | 2011-01-21 |  | 2
FALSE | XC17-036-230-** | 2261 | 3844433 | LENNOX INDUSTRIES, INC. | XC17-036-230* | AC | Split System: Air-Cooled Condensing Unit, Coil with Blower | XC17-036-230* |  | CX34-62C+TDR | 14.2 | 17 | Yes | Yes | 2011-01-21 |  | 2
FALSE | XC17-036-230-** | 2261 | 3844434 | LENNOX INDUSTRIES, INC. | XC17-036-230* | AC | Split System: Air-Cooled Condensing Unit, Coil with Blower | XC17-036-230* |  | CX34-62C+TDR | 14.2 | 16.7 | Yes | Yes | 2011-01-21 |  | 2
FALSE | XC17-036-230-** | 2261 | 3844435 | LENNOX INDUSTRIES, INC. | XC17-036-230* | AC | Split System: Air-Cooled Condensing Unit, Coil with Blower | XC17-036-230* |  | CX34-62C+TDR | 14 | 16.5 | Yes | Yes | 2011-01-21 |  | 2
FALSE | XC17-036-230-** | 2261 | 3844436 | LENNOX INDUSTRIES, INC. | XC17-036-230* | AC | Split System: Air-Cooled Condensing Unit, Coil with Blower | XC17-036-230* |  | CX34-62C+TDR | 14.2 | 17 | Yes | Yes | 2011-01-21 |  | 2
FALSE | XC17-036-230-** | 2261 | 3844437 | LENNOX INDUSTRIES, INC. | XC17-036-230* | AC | Split System: Air-Cooled Condensing Unit, Coil with Blower | XC17-036-230* |  | CX34-62C+TDR | 14.2 | 17 | Yes | Yes | 2011-01-21 |  | 2
FALSE | XC17-036-230-** | 2261 | 3844438 | LENNOX INDUSTRIES, INC. | XC17-036-230* | AC | Split System: Air-Cooled Condensing Unit, Coil with Blower | XC17-036-230* |  | CX34-62C+TDR | 14.2 | 17 | Yes | Yes | 2011-01-21 |  | 2
FALSE | XC17-036-230-** | 2261 | 3844439 | LENNOX INDUSTRIES, INC. | XC17-036-230* | AC | Split System: Air-Cooled Condensing Unit, Coil with Blower | XC17-036-230* |  | C33-31+TDR+TXV | 13.2 | 15.7 | Yes | Yes | 2011-01-21 |  | 1
FALSE | XC17-036-230-** | 2261 | 3844440 | LENNOX INDUSTRIES, INC. | XC17-036-230* | AC | Split System: Air-Cooled Condensing Unit, Coil with Blower | XC17-036-230* |  | C33-31+TDR+TXV | 13.5 | 16 | Yes | Yes | 2011-01-21 |  | 2
FALSE | XC17-036-230-** | 2261 | 3844441 | LENNOX INDUSTRIES, INC. | XC17-036-230* | AC | Split System: Air-Cooled Condensing Unit, Coil with Blower | XC17-036-230* |  | C33-31+TDR+TXV | 13.2 | 15.5 | Yes | Yes | 2011-01-21 |  | 1
FALSE | XC17-036-230-** | 2261 | 3844442 | LENNOX INDUSTRIES, INC. | XC17-036-230* | AC | Split System: Air-Cooled Condensing Unit, Coil with Blower | XC17-036-230* |  | C33-31+TDR+TXV | 13.2 | 15.5 | Yes | Yes | 2011-01-21 |  | 1
FALSE | XC17-036-230-** | 2261 | 3844443 | LENNOX INDUSTRIES, INC. | XC17-036-230* | AC | Split System: Air-Cooled Condensing Unit, Coil with Blower | XC17-036-230* |  | C33-31+TDR+TXV | 13.2 | 15.5 | Yes | Yes | 2011-01-21 |  | 1
FALSE | XC17-036-230-** | 2261 | 3844444 | LENNOX INDUSTRIES, INC. | XC17-036-230* | AC | Split System: Air-Cooled Condensing Unit, Coil with Blower | XC17-036-230* |  | C33-31+TDR+TXV | 13.2 | 15.5 | Yes | Yes | 2011-01-21 |  | 1
FALSE | XC17-036-230-** | 2261 | 3844463 | LENNOX INDUSTRIES, INC. | XC17-036-230* | AC | Split System: Air-Cooled Condensing Unit, Coil with Blower | XC17-036-230* |  | C33-42+TDR+TXV | 13 | 15.2 | Yes | Yes | 2011-01-21 |  | 1
FALSE | XC17-036-230-** | 2261 | 3844464 | LENNOX INDUSTRIES, INC. | XC17-036-230* | AC | Split System: Air-Cooled Condensing Unit, Coil with Blower | XC17-036-230* |  | C33-43+TDR+TXV | 13.7 | 16.5 | Yes | Yes | 2011-01-21 |  | 2
FALSE | XC17-036-230-** | 2261 | 3844465 | LENNOX INDUSTRIES, INC. | XC17-036-230* | AC | Split System: Air-Cooled Condensing Unit, Coil with Blower | XC17-036-230* |  | C33-43+TDR+TXV | 13.2 | 15.7 | Yes | Yes | 2011-01-21 |  | 1
FALSE | XC17-036-230-** | 2261 | 3844466 | LENNOX INDUSTRIES, INC. | XC17-036-230* | AC | Split System: Air-Cooled Condensing Unit, Coil with Blower | XC17-036-230* |  | C33-43+TDR+TXV | 13.5 | 15.7 | Yes | Yes | 2011-01-21 |  | 1
FALSE | XC17-036-230-** | 2261 | 3844467 | LENNOX INDUSTRIES, INC. | XC17-036-230* | AC | Split System: Air-Cooled Condensing Unit, Coil with Blower | XC17-036-230* |  | C33-43+TDR+TXV | 13.5 | 15.7 | Yes | Yes | 2011-01-21 |  | 1
FALSE | XC17-036-230-** | 2261 | 3844468 | LENNOX INDUSTRIES, INC. | XC17-036-230* | AC | Split System: Air-Cooled Condensing Unit, Coil with Blower | XC17-036-230* |  | C33-43+TDR+TXV | 13.2 | 15.7 | Yes | Yes | 2011-01-21 |  | 1
FALSE | XC17-036-230-** | 2261 | 3844469 | LENNOX INDUSTRIES, INC. | XC17-036-230* | AC | Split System: Air-Cooled Condensing Unit, Coil with Blower | XC17-036-230* |  | C33-48+TDR+TXV | 13.7 | 16.2 | Yes | Yes | 2011-01-21 |  | 2
FALSE | XC17-036-230-** | 2261 | 3844470 | LENNOX INDUSTRIES, INC. | XC17-036-230* | AC | Split System: Air-Cooled Condensing Unit, Coil with Blower | XC17-036-230* |  | C33-48+TDR+TXV | 13.2 | 15.7 | Yes | Yes | 2011-01-21 |  | 1
FALSE | XC17-036-230-** | 2261 | 3844471 | LENNOX INDUSTRIES, INC. | XC17-036-230* | AC | Split System: Air-Cooled Condensing Unit, Coil with Blower | XC17-036-230* |  | C33-48+TDR+TXV | 13.2 | 15.7 | Yes | Yes | 2011-01-21 |  | 1
FALSE | XC17-036-230-** | 2261 | 3844472 | LENNOX INDUSTRIES, INC. | XC17-036-230* | AC | Split System: Air-Cooled Condensing Unit, Coil with Blower | XC17-036-230* |  | C33-48+TDR+TXV | 13.2 | 15.7 | Yes | Yes | 2011-01-21 |  | 1
FALSE | XC17-036-230-** | 2261 | 3844473 | LENNOX INDUSTRIES, INC. | XC17-036-230* | AC | Split System: Air-Cooled Condensing Unit, Coil with Blower | XC17-036-230* |  | C33-48+TDR+TXV | 13.2 | 15.7 | Yes | Yes | 2011-01-21 |  | 1
FALSE | XC17-036-230-** | 2261 | 3844474 | LENNOX INDUSTRIES, INC. | XC17-036-230* | AC | Split System: Air-Cooled Condensing Unit, Coil with Blower | XC17-036-230* |  | C33-48+TDR+TXV | 13.7 | 16.2 | Yes | Yes | 2011-01-21 |  | 2
FALSE | XC17-036-230-** | 2261 | 3844475 | LENNOX INDUSTRIES, INC. | XC17-036-230* | AC | Split System: Air-Cooled Condensing Unit, Coil with Blower | XC17-036-230* |  | C33-48+TDR+TXV | 13.7 | 16.2 | Yes | Yes | 2011-01-21 |  | 2
FALSE | XC17-036-230-** | 2261 | 3844476 | LENNOX INDUSTRIES, INC. | XC17-036-230* | AC | Split System: Air-Cooled Condensing Unit, Coil with Blower | XC17-036-230* |  | C33-48+TDR+TXV | 13.7 | 16.2 | Yes | Yes | 2011-01-21 |  | 2
FALSE | XC17-036-230-** | 2261 | 3844477 | LENNOX INDUSTRIES, INC. | XC17-036-230* | AC | Split System: Air-Cooled Condensing Unit, Coil with Blower | XC17-036-230* |  | C33-48+TDR+TXV | 13.7 | 16.2 | Yes | Yes | 2011-01-21 |  | 2
FALSE | XC17-036-230-** | 2261 | 3844478 | LENNOX INDUSTRIES, INC. | XC17-036-230* | AC | Split System: Air-Cooled Condensing Unit, Coil with Blower | XC17-036-230* |  | C33-48+TDR+TXV | 13.7 | 16.2 | Yes | Yes | 2011-01-21 |  | 2
FALSE | XC17-036-230-** | 2261 | 3844479 | LENNOX INDUSTRIES, INC. | XC17-036-230* | AC | Split System: Air-Cooled Condensing Unit, Coil with Blower | XC17-036-230* |  | C33-48+TDR+TXV | 13.7 | 16.2 | Yes | Yes | 2011-01-21 |  | 2
FALSE | XC17-036-230-** | 2261 | 3844499 | LENNOX INDUSTRIES, INC. | XC17-036-230* | AC | Split System: Air-Cooled Condensing Unit, Coil with Blower | XC17-036-230* |  | C33-62C+TDR+TXV | 14.2 | 17 | Yes | Yes | 2011-01-21 |  | 2
FALSE | XC17-036-230-** | 2261 | 3844500 | LENNOX INDUSTRIES, INC. | XC17-036-230* | AC | Split System: Air-Cooled Condensing Unit, Coil with Blower | XC17-036-230* |  | C33-62C+TDR+TXV | 14.2 | 17 | Yes | Yes | 2011-01-21 |  | 2
FALSE | XC17-036-230-** | 2261 | 3844501 | LENNOX INDUSTRIES, INC. | XC17-036-230* | AC | Split System: Air-Cooled Condensing Unit, Coil with Blower | XC17-036-230* |  | C33-62C+TDR+TXV | 14.2 | 17 | Yes | Yes | 2011-01-21 |  | 2
FALSE | XC17-036-230-** | 2261 | 3844502 | LENNOX INDUSTRIES, INC. | XC17-036-230* | AC | Split System: Air-Cooled Condensing Unit, Coil with Blower | XC17-036-230* |  | C33-62C+TDR+TXV | 14.2 | 16.7 | Yes | Yes | 2011-01-21 |  | 2
FALSE | XC17-036-230-** | 2261 | 3844503 | LENNOX INDUSTRIES, INC. | XC17-036-230* | AC | Split System: Air-Cooled Condensing Unit, Coil with Blower | XC17-036-230* |  | C33-62C+TDR+TXV | 14 | 16.5 | Yes | Yes | 2011-01-21 |  | 2
FALSE | XC17-036-230-** | 2261 | 3844504 | LENNOX INDUSTRIES, INC. | XC17-036-230* | AC | Split System: Air-Cooled Condensing Unit, Coil with Blower | XC17-036-230* |  | C33-62C+TDR+TXV | 14.2 | 17 | Yes | Yes | 2011-01-21 |  | 2
FALSE | XC17-036-230-** | 2261 | 3844505 | LENNOX INDUSTRIES, INC. | XC17-036-230* | AC | Split System: Air-Cooled Condensing Unit, Coil with Blower | XC17-036-230* |  | C33-62C+TDR+TXV | 14.2 | 17 | Yes | Yes | 2011-01-21 |  | 2
FALSE | XC17-036-230-** | 2261 | 3844506 | LENNOX INDUSTRIES, INC. | XC17-036-230* | AC | Split System: Air-Cooled Condensing Unit, Coil with Blower | XC17-036-230* |  | C33-62C+TDR+TXV | 14.2 | 17 | Yes | Yes | 2011-01-21 |  | 2
FALSE | XC17-036-230-** | 2261 | 3844507 | LENNOX INDUSTRIES, INC. | XC17-036-230* | AC | Split System: Air-Cooled Condensing Unit, Coil with Blower | XC17-036-230* |  | CR33-30/36+TDR+TXV | 13.2 | 15.7 | Yes | Yes | 2011-01-21 |  | 1
FALSE | XC17-036-230-** | 2261 | 3844508 | LENNOX INDUSTRIES, INC. | XC17-036-230* | AC | Split System: Air-Cooled Condensing Unit, Coil with Blower | XC17-036-230* |  | CR33-30/36+TDR+TXV | 13 | 15.2 | Yes | Yes | 2011-01-21 |  | 1
FALSE | XC17-036-230-** | 2261 | 3844509 | LENNOX INDUSTRIES, INC. | XC17-036-230* | AC | Split System: Air-Cooled Condensing Unit, Coil with Blower | XC17-036-230* |  | CR33-30/36+TDR+TXV | 13 | 15.2 | Yes | Yes | 2011-01-21 |  | 1
FALSE | XC17-036-230-** | 2261 | 3844510 | LENNOX INDUSTRIES, INC. | XC17-036-230* | AC | Split System: Air-Cooled Condensing Unit, Coil with Blower | XC17-036-230* |  | CR33-30/36+TDR+TXV | 13 | 15.2 | Yes | Yes | 2011-01-21 |  | 1
FALSE | XC17-036-230-** | 2261 | 3844511 | LENNOX INDUSTRIES, INC. | XC17-036-230* | AC | Split System: Air-Cooled Condensing Unit, Coil with Blower | XC17-036-230* |  | CR33-30/36+TDR+TXV | 13 | 15.2 | Yes | Yes | 2011-01-21 |  | 1
FALSE | XC17-036-230-** | 2261 | 3844512 | LENNOX INDUSTRIES, INC. | XC17-036-230* | AC | Split System: Air-Cooled Condensing Unit, Coil with Blower | XC17-036-230* |  | CR33-30/36+TDR+TXV | 13.5 | 15.7 | Yes | Yes | 2011-01-21 |  | 1
FALSE | XC17-036-230-** | 2261 | 3844513 | LENNOX INDUSTRIES, INC. | XC17-036-230* | AC | Split System: Air-Cooled Condensing Unit, Coil with Blower | XC17-036-230* |  | CR33-30/36+TDR+TXV | 13.5 | 15.7 | Yes | Yes | 2011-01-21 |  | 1
FALSE | XC17-036-230-** | 2261 | 3844514 | LENNOX INDUSTRIES, INC. | XC17-036-230* | AC | Split System: Air-Cooled Condensing Unit, Coil with Blower | XC17-036-230* |  | CR33-30/36+TDR+TXV | 13.5 | 15.7 | Yes | Yes | 2011-01-21 |  | 1
FALSE | XC17-036-230-** | 2261 | 3844515 | LENNOX INDUSTRIES, INC. | XC17-036-230* | AC | Split System: Air-Cooled Condensing Unit, Coil with Blower | XC17-036-230* |  | CR33-30/36+TDR+TXV | 13.5 | 15.7 | Yes | Yes | 2011-01-21 |  | 1
FALSE | XC17-036-230-** | 2261 | 3844535 | LENNOX INDUSTRIES, INC. | XC17-036-230* | AC | Split System: Air-Cooled Condensing Unit, Coil with Blower | XC17-036-230* |  | CH23-41+TDR+TXV | 13.2 | 15.7 | Yes | Yes | 2011-01-21 |  | 1
FALSE | XC17-036-230-** | 2261 | 3844536 | LENNOX INDUSTRIES, INC. | XC17-036-230* | AC | Split System: Air-Cooled Condensing Unit, Coil with Blower | XC17-036-230* |  | CH23-41+TDR+TXV | 13.2 | 15.7 | Yes | Yes | 2011-01-21 |  | 1
FALSE | XC17-036-230-** | 2261 | 3844537 | LENNOX INDUSTRIES, INC. | XC17-036-230* | AC | Split System: Air-Cooled Condensing Unit, Coil with Blower | XC17-036-230* |  | CH23-41+TDR+TXV | 13.7 | 16.2 | Yes | Yes | 2011-01-21 |  | 2
FALSE | XC17-036-230-** | 2261 | 3844538 | LENNOX INDUSTRIES, INC. | XC17-036-230* | AC | Split System: Air-Cooled Condensing Unit, Coil with Blower | XC17-036-230* |  | CH23-41+TDR+TXV | 13.7 | 16.2 | Yes | Yes | 2011-01-21 |  | 2
FALSE | XC17-036-230-** | 2261 | 3844539 | LENNOX INDUSTRIES, INC. | XC17-036-230* | AC | Split System: Air-Cooled Condensing Unit, Coil with Blower | XC17-036-230* |  | CH23-51+TDR+TXV | 13.5 | 16 | Yes | Yes | 2011-01-21 |  | 2
FALSE | XC17-036-230-** | 2261 | 3844540 | LENNOX INDUSTRIES, INC. | XC17-036-230* | AC | Split System: Air-Cooled Condensing Unit, Coil with Blower | XC17-036-230* |  | CH23-51+TDR+TXV | 13.7 | 16.5 | Yes | Yes | 2011-01-21 |  | 2
FALSE | XC17-036-230-** | 2261 | 3844541 | LENNOX INDUSTRIES, INC. | XC17-036-230* | AC | Split System: Air-Cooled Condensing Unit, Coil with Blower | XC17-036-230* |  | CH23-51+TDR+TXV | 13.2 | 15.7 | Yes | Yes | 2011-01-21 |  | 1
FALSE | XC17-036-230-** | 2261 | 3844542 | LENNOX INDUSTRIES, INC. | XC17-036-230* | AC | Split System: Air-Cooled Condensing Unit, Coil with Blower | XC17-036-230* |  | CH23-51+TDR+TXV | 13.2 | 15.7 | Yes | Yes | 2011-01-21 |  | 1
FALSE | XC17-036-230-** | 2261 | 3844543 | LENNOX INDUSTRIES, INC. | XC17-036-230* | AC | Split System: Air-Cooled Condensing Unit, Coil with Blower | XC17-036-230* |  | CH23-51+TDR+TXV | 13.2 | 15.7 | Yes | Yes | 2011-01-21 |  | 1
FALSE | XC17-036-230-** | 2261 | 3844544 | LENNOX INDUSTRIES, INC. | XC17-036-230* | AC | Split System: Air-Cooled Condensing Unit, Coil with Blower | XC17-036-230* |  | CH23-51+TDR+TXV | 13.2 | 15.7 | Yes | Yes | 2011-01-21 |  | 1
FALSE | XC17-036-230-** | 2261 | 3844545 | LENNOX INDUSTRIES, INC. | XC17-036-230* | AC | Split System: Air-Cooled Condensing Unit, Coil with Blower | XC17-036-230* |  | CH23-51+TDR+TXV | 13.7 | 16.2 | Yes | Yes | 2011-01-21 |  | 2
FALSE | XC17-036-230-** | 2261 | 3844546 | LENNOX INDUSTRIES, INC. | XC17-036-230* | AC | Split System: Air-Cooled Condensing Unit, Coil with Blower | XC17-036-230* |  | CH23-51+TDR+TXV | 13.7 | 16.2 | Yes | Yes | 2011-01-21 |  | 2
FALSE | XC17-036-230-** | 2261 | 3844547 | LENNOX INDUSTRIES, INC. | XC17-036-230* | AC | Split System: Air-Cooled Condensing Unit, Coil with Blower | XC17-036-230* |  | CH33-36A+TDR+TXV | 12.7 | 15 | Yes | Yes | 2011-01-21 |  | 1
FALSE | XC17-036-230-** | 2261 | 3844548 | LENNOX INDUSTRIES, INC. | XC17-036-230* | AC | Split System: Air-Cooled Condensing Unit, Coil with Blower | XC17-036-230* |  | CH33-36B+TDR+TXV | 13.5 | 16 | Yes | Yes | 2011-01-21 |  | 2
FALSE | XC17-036-230-** | 2261 | 3844549 | LENNOX INDUSTRIES, INC. | XC17-036-230* | AC | Split System: Air-Cooled Condensing Unit, Coil with Blower | XC17-036-230* |  | CH33-36B+TDR+TXV | 13 | 15.2 | Yes | Yes | 2011-01-21 |  | 1
FALSE | XC17-036-230-** | 2261 | 3844550 | LENNOX INDUSTRIES, INC. | XC17-036-230* | AC | Split System: Air-Cooled Condensing Unit, Coil with Blower | XC17-036-230* |  | CH33-36B+TDR+TXV | 13 | 15.2 | Yes | Yes | 2011-01-21 |  | 1
FALSE | XC17-036-230-** | 2261 | 3844551 | LENNOX INDUSTRIES, INC. | XC17-036-230* | AC | Split System: Air-Cooled Condensing Unit, Coil with Blower | XC17-036-230* |  | CH33-36B+TDR+TXV | 13 | 15.2 | Yes | Yes | 2011-01-21 |  | 1
FALSE | XC17-036-230-** | 2261 | 3844571 | LENNOX INDUSTRIES, INC. | XC17-036-230* | AC | Split System: Air-Cooled Condensing Unit, Coil with Blower | XC17-036-230* |  | CH33-44/48+TDR+TXV | 13.2 | 15.5 | Yes | Yes | 2011-01-21 |  | 1
FALSE | XC17-036-230-** | 2261 | 3844572 | LENNOX INDUSTRIES, INC. | XC17-036-230* | AC | Split System: Air-Cooled Condensing Unit, Coil with Blower | XC17-036-230* |  | CH33-49+TDR+TXV | 14.2 | 17 | Yes | Yes | 2011-01-21 |  | 2
FALSE | XC17-036-230-** | 2261 | 3844573 | LENNOX INDUSTRIES, INC. | XC17-036-230* | AC | Split System: Air-Cooled Condensing Unit, Coil with Blower | XC17-036-230* |  | CH33-49+TDR+TXV | 14 | 16.7 | Yes | Yes | 2011-01-21 |  | 2
FALSE | XC17-036-230-** | 2261 | 3844574 | LENNOX INDUSTRIES, INC. | XC17-036-230* | AC | Split System: Air-Cooled Condensing Unit, Coil with Blower | XC17-036-230* |  | CH33-49+TDR+TXV | 14.2 | 16.7 | Yes | Yes | 2011-01-21 |  | 2
FALSE | XC17-036-230-** | 2261 | 3844575 | LENNOX INDUSTRIES, INC. | XC17-036-230* | AC | Split System: Air-Cooled Condensing Unit, Coil with Blower | XC17-036-230* |  | CH33-49+TDR+TXV | 14.2 | 16.7 | Yes | Yes | 2011-01-21 |  | 2
FALSE | XC17-036-230-** | 2261 | 3844576 | LENNOX INDUSTRIES, INC. | XC17-036-230* | AC | Split System: Air-Cooled Condensing Unit, Coil with Blower | XC17-036-230* |  | CH33-50/60C+TDR+TXV | 14.2 | 17 | Yes | Yes | 2011-01-21 |  | 2
FALSE | XC17-036-230-** | 2261 | 3844577 | LENNOX INDUSTRIES, INC. | XC17-036-230* | AC | Split System: Air-Cooled Condensing Unit, Coil with Blower | XC17-036-230* |  | CH33-50/60C+TDR+TXV | 14.2 | 16.7 | Yes | Yes | 2011-01-21 |  | 2
FALSE | XC17-036-230-** | 2261 | 3844578 | LENNOX INDUSTRIES, INC. | XC17-036-230* | AC | Split System: Air-Cooled Condensing Unit, Coil with Blower | XC17-036-230* |  | CH33-50/60C+TDR+TXV | 14 | 16.7 | Yes | Yes | 2011-01-21 |  | 2
FALSE | XC17-036-230-** | 2261 | 3844579 | LENNOX INDUSTRIES, INC. | XC17-036-230* | AC | Split System: Air-Cooled Condensing Unit, Coil with Blower | XC17-036-230* |  | CH33-50/60C+TDR+TXV | 14 | 16.7 | Yes | Yes | 2011-01-21 |  | 2
FALSE | XC17-036-230-** | 2261 | 3844580 | LENNOX INDUSTRIES, INC. | XC17-036-230* | AC | Split System: Air-Cooled Condensing Unit, Coil with Blower | XC17-036-230* |  | CBX32M-030*+TDR | 12.7 | 15 | Yes | Yes | 2011-01-21 |  | 1
FALSE | XC17-036-230-** | 2261 | 3844581 | LENNOX INDUSTRIES, INC. | XC17-036-230* | AC | Split System: Air-Cooled Condensing Unit, Coil with Blower | XC17-036-230* |  | CBX32M-036*+TDR | 12.7 | 15 | Yes | Yes | 2011-01-21 |  | 1
FALSE | XC17-036-230-** | 2261 | 3844582 | LENNOX INDUSTRIES, INC. | XC17-036-230* | AC | Split System: Air-Cooled Condensing Unit, Coil with Blower | XC17-036-230* |  | CBX32M-042*+TDR | 12.7 | 15 | Yes | Yes | 2011-01-21 |  | 1
FALSE | XC17-036-230-** | 2261 | 3844583 | LENNOX INDUSTRIES, INC. | XC17-036-230* | AC | Split System: Air-Cooled Condensing Unit, Coil with Blower | XC17-036-230* |  | CBX32M-048*+TDR | 13.2 | 15.7 | Yes | Yes | 2011-01-21 |  | 1
FALSE | XC17-036-230-** | 2261 | 3844584 | LENNOX INDUSTRIES, INC. | XC17-036-230* | AC | Split System: Air-Cooled Condensing Unit, Coil with Blower | XC17-036-230* |  | CBX27UH-036-230*+TDR | 13.7 | 16.2 | Yes | Yes | 2011-01-21 |  | 2
FALSE | XC17-036-230-** | 2261 | 3844585 | LENNOX INDUSTRIES, INC. | XC17-036-230* | AC | Split System: Air-Cooled Condensing Unit, Coil with Blower | XC17-036-230* |  | CBX27UH-042-230*+TDR | 14.2 | 17 | Yes | Yes | 2011-01-21 |  | 2
FALSE | XC17-036-230-** | 2261 | 3844586 | LENNOX INDUSTRIES, INC. | XC17-036-230* | AC | Split System: Air-Cooled Condensing Unit, Coil with Blower | XC17-036-230* |  | CBX32MV-024/030*+TDR | 13.2 | 15.7 | Yes | Yes | 2011-01-21 |  | 1
FALSE | XC17-036-230-** | 2261 | 3844587 | LENNOX INDUSTRIES, INC. | XC17-036-230* | AC | Split System: Air-Cooled Condensing Unit, Coil with Blower | XC17-036-230* |  | CBX32MV-036*+TDR | 13.5 | 16 | Yes | Yes | 2011-01-21 |  | 2
FALSE | XC17-048-230-** | 2300 | 3844920 | LENNOX INDUSTRIES, INC. | XC17-048-230* | AC | Split System: Air-Cooled Condensing Unit, Coil Alone | XC17-048-230* |  | CX34-49+TDR | 12.2 | 14.7 | Yes | Yes | 2011-01-21 |  | 0
TRUE | XC17-048-230* | 2300 | 3844921 | LENNOX INDUSTRIES, INC. | XC17-048-230* | AC | Split System: Air-Cooled Condensing Unit, Coil Alone | XC17-048-230* |  | CX34-50/60C+TDR | 12 | 14.5 | Yes | Yes | 2011-01-21 |  | 0
FALSE | XC17-048-230-** | 2300 | 3844922 | LENNOX INDUSTRIES, INC. | XC17-048-230* | AC | Split System: Air-Cooled Condensing Unit, Coil Alone | XC17-048-230* |  | CX34-60D+TDR | 12 | 14.7 | Yes | Yes | 2011-01-21 |  | 0
FALSE | XC17-048-230-** | 2300 | 3844923 | LENNOX INDUSTRIES, INC. | XC17-048-230* | AC | Split System: Air-Cooled Condensing Unit, Coil Alone | XC17-048-230* |  | CX34-62C+TDR | 12.5 | 15 | Yes | Yes | 2011-01-21 |  | 1
FALSE | XC17-048-230-** | 2300 | 3844924 | LENNOX INDUSTRIES, INC. | XC17-048-230* | AC | Split System: Air-Cooled Condensing Unit, Coil Alone | XC17-048-230* |  | CX34-62D+TDR | 12.2 | 14.7 | Yes | Yes | 2011-01-21 |  | 0
FALSE | XC17-048-230-** | 2300 | 3844926 | LENNOX INDUSTRIES, INC. | XC17-048-230* | AC | Split System: Air-Cooled Condensing Unit, Coil Alone | XC17-048-230* |  | C33-49+TDR+TXV | 12.2 | 14.7 | Yes | Yes | 2011-01-21 |  | 0
FALSE | XC17-048-230-** | 2300 | 3844927 | LENNOX INDUSTRIES, INC. | XC17-048-230* | AC | Split System: Air-Cooled Condensing Unit, Coil Alone | XC17-048-230* |  | C33-50/60C+TDR+TXV | 12 | 14.5 | Yes | Yes | 2011-01-21 |  | 0
FALSE | XC17-048-230-** | 2300 | 3844928 | LENNOX INDUSTRIES, INC. | XC17-048-230* | AC | Split System: Air-Cooled Condensing Unit, Coil Alone | XC17-048-230* |  | C33-60D+TDR+TXV | 12 | 14.7 | Yes | Yes | 2011-01-21 |  | 0
FALSE | XC17-048-230-** | 2300 | 3844929 | LENNOX INDUSTRIES, INC. | XC17-048-230* | AC | Split System: Air-Cooled Condensing Unit, Coil Alone | XC17-048-230* |  | C33-62D+TDR+TXV | 12.2 | 14.7 | Yes | Yes | 2011-01-21 |  | 0
FALSE | XC17-048-230-** | 2300 | 3844930 | LENNOX INDUSTRIES, INC. | XC17-048-230* | AC | Split System: Air-Cooled Condensing Unit, Coil Alone | XC17-048-230* |  | CR33-50/60+TDR+TXV | 12 | 14.5 | Yes | Yes | 2011-01-21 |  | 0
FALSE | XC17-048-230-** | 2300 | 3844931 | LENNOX INDUSTRIES, INC. | XC17-048-230* | AC | Split System: Air-Cooled Condensing Unit, Coil Alone | XC17-048-230* |  | CR33-60+TDR+TXV | 12 | 14.5 | Yes | Yes | 2011-01-21 |  | 0
FALSE | XC17-048-230-** | 2300 | 3844953 | LENNOX INDUSTRIES, INC. | XC17-048-230* | AC | Split System: Air-Cooled Condensing Unit, Coil with Blower | XC17-048-230* |  | CX34-49+TDR | 12.5 | 15.2 | Yes | Yes | 2011-01-21 |  | 1
FALSE | XC17-048-230-** | 2300 | 3844954 | LENNOX INDUSTRIES, INC. | XC17-048-230* | AC | Split System: Air-Cooled Condensing Unit, Coil with Blower | XC17-048-230* |  | CX34-49+TDR | 12.5 | 15.2 | Yes | Yes | 2011-01-21 |  | 1
FALSE | XC17-048-230-** | 2300 | 3844955 | LENNOX INDUSTRIES, INC. | XC17-048-230* | AC | Split System: Air-Cooled Condensing Unit, Coil with Blower | XC17-048-230* |  | CX34-49+TDR | 12.5 | 15.2 | Yes | Yes | 2011-01-21 |  | 1
FALSE | XC17-048-230-** | 2300 | 3844956 | LENNOX INDUSTRIES, INC. | XC17-048-230* | AC | Split System: Air-Cooled Condensing Unit, Coil with Blower | XC17-048-230* |  | CX34-50/60C+TDR | 12.5 | 15.2 | Yes | Yes | 2011-01-21 |  | 1
FALSE | XC17-048-230-** | 2300 | 3844957 | LENNOX INDUSTRIES, INC. | XC17-048-230* | AC | Split System: Air-Cooled Condensing Unit, Coil with Blower | XC17-048-230* |  | CX34-50/60C+TDR | 12.5 | 15 | Yes | Yes | 2011-01-21 |  | 1
FALSE | XC17-048-230-** | 2300 | 3844958 | LENNOX INDUSTRIES, INC. | XC17-048-230* | AC | Split System: Air-Cooled Condensing Unit, Coil with Blower | XC17-048-230* |  | CX34-50/60C+TDR | 12.2 | 15 | Yes | Yes | 2011-01-21 |  | 0
FALSE | XC17-048-230-** | 2300 | 3844959 | LENNOX INDUSTRIES, INC. | XC17-048-230* | AC | Split System: Air-Cooled Condensing Unit, Coil with Blower | XC17-048-230* |  | CX34-50/60C+TDR | 12.2 | 15 | Yes | Yes | 2011-01-21 |  | 0
FALSE | XC17-048-230-** | 2300 | 3844960 | LENNOX INDUSTRIES, INC. | XC17-048-230* | AC | Split System: Air-Cooled Condensing Unit, Coil with Blower | XC17-048-230* |  | CX34-50/60C+TDR | 12.2 | 14.7 | Yes | Yes | 2011-01-21 |  | 0
FALSE | XC17-048-230-** | 2300 | 3844961 | LENNOX INDUSTRIES, INC. | XC17-048-230* | AC | Split System: Air-Cooled Condensing Unit, Coil with Blower | XC17-048-230* |  | CX34-50/60C+TDR | 12.5 | 15 | Yes | Yes | 2011-01-21 |  | 1
FALSE | XC17-048-230-** | 2300 | 3844962 | LENNOX INDUSTRIES, INC. | XC17-048-230* | AC | Split System: Air-Cooled Condensing Unit, Coil with Blower | XC17-048-230* |  | CX34-50/60C+TDR | 12.5 | 15 | Yes | Yes | 2011-01-21 |  | 1
FALSE | XC17-048-230-** | 2300 | 3844963 | LENNOX INDUSTRIES, INC. | XC17-048-230* | AC | Split System: Air-Cooled Condensing Unit, Coil with Blower | XC17-048-230* |  | CX34-50/60C+TDR | 12.2 | 15 | Yes | Yes | 2011-01-21 |  | 0
FALSE | XC17-048-230-** | 2300 | 3844964 | LENNOX INDUSTRIES, INC. | XC17-048-230* | AC | Split System: Air-Cooled Condensing Unit, Coil with Blower | XC17-048-230* |  | CX34-60D+TDR | 12.7 | 15.5 | Yes | Yes | 2011-01-21 |  | 1
FALSE | XC17-048-230-** | 2300 | 3844965 | LENNOX INDUSTRIES, INC. | XC17-048-230* | AC | Split System: Air-Cooled Condensing Unit, Coil with Blower | XC17-048-230* |  | CX34-60D+TDR | 12.7 | 15.5 | Yes | Yes | 2011-01-21 |  | 1
FALSE | XC17-048-230-** | 2300 | 3844966 | LENNOX INDUSTRIES, INC. | XC17-048-230* | AC | Split System: Air-Cooled Condensing Unit, Coil with Blower | XC17-048-230* |  | CX34-60D+TDR | 12.7 | 15.5 | Yes | Yes | 2011-01-21 |  | 1
FALSE | XC17-048-230-** | 2300 | 3844967 | LENNOX INDUSTRIES, INC. | XC17-048-230* | AC | Split System: Air-Cooled Condensing Unit, Coil with Blower | XC17-048-230* |  | CX34-62C+TDR | 13 | 16 | Yes | Yes | 2011-01-21 |  | 2
FALSE | XC17-048-230-** | 2300 | 3844968 | LENNOX INDUSTRIES, INC. | XC17-048-230* | AC | Split System: Air-Cooled Condensing Unit, Coil with Blower | XC17-048-230* |  | CX34-62C+TDR | 13 | 15.7 | Yes | Yes | 2011-01-21 |  | 1
FALSE | XC17-048-230-** | 2300 | 3844969 | LENNOX INDUSTRIES, INC. | XC17-048-230* | AC | Split System: Air-Cooled Condensing Unit, Coil with Blower | XC17-048-230* |  | CX34-62C+TDR | 13 | 15.7 | Yes | Yes | 2011-01-21 |  | 1
FALSE | XC17-048-230-** | 2300 | 3844989 | LENNOX INDUSTRIES, INC. | XC17-048-230* | AC | Split System: Air-Cooled Condensing Unit, Coil with Blower | XC17-048-230* |  | C33-49+TDR+TXV | 12.5 | 15.2 | Yes | Yes | 2011-01-21 |  | 1
FALSE | XC17-048-230-** | 2300 | 3844990 | LENNOX INDUSTRIES, INC. | XC17-048-230* | AC | Split System: Air-Cooled Condensing Unit, Coil with Blower | XC17-048-230* |  | C33-49+TDR+TXV | 12.5 | 15 | Yes | Yes | 2011-01-21 |  | 1
FALSE | XC17-048-230-** | 2300 | 3844991 | LENNOX INDUSTRIES, INC. | XC17-048-230* | AC | Split System: Air-Cooled Condensing Unit, Coil with Blower | XC17-048-230* |  | C33-49+TDR+TXV | 12.5 | 15.2 | Yes | Yes | 2011-01-21 |  | 1
FALSE | XC17-048-230-** | 2300 | 3844992 | LENNOX INDUSTRIES, INC. | XC17-048-230* | AC | Split System: Air-Cooled Condensing Unit, Coil with Blower | XC17-048-230* |  | C33-49+TDR+TXV | 12.5 | 15.2 | Yes | Yes | 2011-01-21 |  | 1
FALSE | XC17-048-230-** | 2300 | 3844993 | LENNOX INDUSTRIES, INC. | XC17-048-230* | AC | Split System: Air-Cooled Condensing Unit, Coil with Blower | XC17-048-230* |  | C33-49+TDR+TXV | 12.5 | 15.2 | Yes | Yes | 2011-01-21 |  | 1
FALSE | XC17-048-230-** | 2300 | 3844994 | LENNOX INDUSTRIES, INC. | XC17-048-230* | AC | Split System: Air-Cooled Condensing Unit, Coil with Blower | XC17-048-230* |  | C33-50/60C+TDR+TXV | 12.5 | 15.2 | Yes | Yes | 2011-01-21 |  | 1
FALSE | XC17-048-230-** | 2300 | 3844995 | LENNOX INDUSTRIES, INC. | XC17-048-230* | AC | Split System: Air-Cooled Condensing Unit, Coil with Blower | XC17-048-230* |  | C33-50/60C+TDR+TXV | 12.5 | 15 | Yes | Yes | 2011-01-21 |  | 1
FALSE | XC17-048-230-** | 2300 | 3844996 | LENNOX INDUSTRIES, INC. | XC17-048-230* | AC | Split System: Air-Cooled Condensing Unit, Coil with Blower | XC17-048-230* |  | C33-50/60C+TDR+TXV | 12.2 | 15 | Yes | Yes | 2011-01-21 |  | 0
FALSE | XC17-048-230-** | 2300 | 3844997 | LENNOX INDUSTRIES, INC. | XC17-048-230* | AC | Split System: Air-Cooled Condensing Unit, Coil with Blower | XC17-048-230* |  | C33-50/60C+TDR+TXV | 12.2 | 15 | Yes | Yes | 2011-01-21 |  | 0
FALSE | XC17-048-230-** | 2300 | 3844998 | LENNOX INDUSTRIES, INC. | XC17-048-230* | AC | Split System: Air-Cooled Condensing Unit, Coil with Blower | XC17-048-230* |  | C33-50/60C+TDR+TXV | 12.2 | 14.7 | Yes | Yes | 2011-01-21 |  | 0
FALSE | XC17-048-230-** | 2300 | 3844999 | LENNOX INDUSTRIES, INC. | XC17-048-230* | AC | Split System: Air-Cooled Condensing Unit, Coil with Blower | XC17-048-230* |  | C33-50/60C+TDR+TXV | 12.5 | 15 | Yes | Yes | 2011-01-21 |  | 1
FALSE | XC17-048-230-** | 2300 | 3845000 | LENNOX INDUSTRIES, INC. | XC17-048-230* | AC | Split System: Air-Cooled Condensing Unit, Coil with Blower | XC17-048-230* |  | C33-50/60C+TDR+TXV | 12.5 | 15 | Yes | Yes | 2011-01-21 |  | 1
FALSE | XC17-048-230-** | 2300 | 3845001 | LENNOX INDUSTRIES, INC. | XC17-048-230* | AC | Split System: Air-Cooled Condensing Unit, Coil with Blower | XC17-048-230* |  | C33-50/60C+TDR+TXV | 12.2 | 15 | Yes | Yes | 2011-01-21 |  | 0
FALSE | XC17-048-230-** | 2300 | 3845002 | LENNOX INDUSTRIES, INC. | XC17-048-230* | AC | Split System: Air-Cooled Condensing Unit, Coil with Blower | XC17-048-230* |  | C33-60D+TDR+TXV | 12.7 | 15.5 | Yes | Yes | 2011-01-21 |  | 1
FALSE | XC17-048-230-** | 2300 | 3845003 | LENNOX INDUSTRIES, INC. | XC17-048-230* | AC | Split System: Air-Cooled Condensing Unit, Coil with Blower | XC17-048-230* |  | C33-60D+TDR+TXV | 12.7 | 15.5 | Yes | Yes | 2011-01-21 |  | 1
FALSE | XC17-048-230-** | 2300 | 3845004 | LENNOX INDUSTRIES, INC. | XC17-048-230* | AC | Split System: Air-Cooled Condensing Unit, Coil with Blower | XC17-048-230* |  | C33-60D+TDR+TXV | 12.7 | 15.5 | Yes | Yes | 2011-01-21 |  | 1
FALSE | XC17-048-230-** | 2300 | 3845005 | LENNOX INDUSTRIES, INC. | XC17-048-230* | AC | Split System: Air-Cooled Condensing Unit, Coil with Blower | XC17-048-230* |  | C33-62C+TDR+TXV | 13 | 16 | Yes | Yes | 2011-01-21 |  | 2
FALSE | XC17-048-230-** | 2300 | 3845026 | LENNOX INDUSTRIES, INC. | XC17-048-230* | AC | Split System: Air-Cooled Condensing Unit, Coil with Blower | XC17-048-230* |  | CR33-50/60+TDR+TXV | 12.5 | 15 | Yes | Yes | 2011-01-21 |  | 1
FALSE | XC17-048-230-** | 2300 | 3845027 | LENNOX INDUSTRIES, INC. | XC17-048-230* | AC | Split System: Air-Cooled Condensing Unit, Coil with Blower | XC17-048-230* |  | CR33-50/60+TDR+TXV | 12.5 | 15 | Yes | Yes | 2011-01-21 |  | 1
FALSE | XC17-048-230-** | 2300 | 3845028 | LENNOX INDUSTRIES, INC. | XC17-048-230* | AC | Split System: Air-Cooled Condensing Unit, Coil with Blower | XC17-048-230* |  | CR33-50/60+TDR+TXV | 12.2 | 14.7 | Yes | Yes | 2011-01-21 |  | 0
FALSE | XC17-048-230-** | 2300 | 3845029 | LENNOX INDUSTRIES, INC. | XC17-048-230* | AC | Split System: Air-Cooled Condensing Unit, Coil with Blower | XC17-048-230* |  | CR33-50/60+TDR+TXV | 12.5 | 15.2 | Yes | Yes | 2011-01-21 |  | 1
FALSE | XC17-048-230-** | 2300 | 3845030 | LENNOX INDUSTRIES, INC. | XC17-048-230* | AC | Split System: Air-Cooled Condensing Unit, Coil with Blower | XC17-048-230* |  | CR33-50/60+TDR+TXV | 12.5 | 15.2 | Yes | Yes | 2011-01-21 |  | 1
FALSE | XC17-048-230-** | 2300 | 3845031 | LENNOX INDUSTRIES, INC. | XC17-048-230* | AC | Split System: Air-Cooled Condensing Unit, Coil with Blower | XC17-048-230* |  | CR33-50/60+TDR+TXV | 12.5 | 15.2 | Yes | Yes | 2011-01-21 |  | 1
FALSE | XC17-048-230-** | 2300 | 3845032 | LENNOX INDUSTRIES, INC. | XC17-048-230* | AC | Split System: Air-Cooled Condensing Unit, Coil with Blower | XC17-048-230* |  | CR33-60+TDR+TXV | 12.7 | 15.5 | Yes | Yes | 2011-01-21 |  | 1
FALSE | XC17-048-230-** | 2300 | 3845033 | LENNOX INDUSTRIES, INC. | XC17-048-230* | AC | Split System: Air-Cooled Condensing Unit, Coil with Blower | XC17-048-230* |  | CR33-60+TDR+TXV | 12.7 | 15.5 | Yes | Yes | 2011-01-21 |  | 1
FALSE | XC17-048-230-** | 2300 | 3845034 | LENNOX INDUSTRIES, INC. | XC17-048-230* | AC | Split System: Air-Cooled Condensing Unit, Coil with Blower | XC17-048-230* |  | CR33-60+TDR+TXV | 12.7 | 15.5 | Yes | Yes | 2011-01-21 |  | 1
FALSE | XC17-048-230-** | 2300 | 3845035 | LENNOX INDUSTRIES, INC. | XC17-048-230* | AC | Split System: Air-Cooled Condensing Unit, Coil with Blower | XC17-048-230* |  | CH23-51+TDR+TXV | 12.5 | 15 | Yes | Yes | 2011-01-21 |  | 1
FALSE | XC17-048-230-** | 2300 | 3845036 | LENNOX INDUSTRIES, INC. | XC17-048-230* | AC | Split System: Air-Cooled Condensing Unit, Coil with Blower | XC17-048-230* |  | CH23-51+TDR+TXV | 12.2 | 15 | Yes | Yes | 2011-01-21 |  | 0
FALSE | XC17-048-230-** | 2300 | 3845037 | LENNOX INDUSTRIES, INC. | XC17-048-230* | AC | Split System: Air-Cooled Condensing Unit, Coil with Blower | XC17-048-230* |  | CH23-51+TDR+TXV | 12.2 | 14.7 | Yes | Yes | 2011-01-21 |  | 0
FALSE | XC17-048-230-** | 2300 | 3845038 | LENNOX INDUSTRIES, INC. | XC17-048-230* | AC | Split System: Air-Cooled Condensing Unit, Coil with Blower | XC17-048-230* |  | CH23-51+TDR+TXV | 12.2 | 14.7 | Yes | Yes | 2011-01-21 |  | 0
FALSE | XC17-048-230-** | 2300 | 3845039 | LENNOX INDUSTRIES, INC. | XC17-048-230* | AC | Split System: Air-Cooled Condensing Unit, Coil with Blower | XC17-048-230* |  | CH23-51+TDR+TXV | 12 | 14.5 | Yes | Yes | 2011-01-21 |  | 0
FALSE | XC17-048-230-** | 2300 | 3845040 | LENNOX INDUSTRIES, INC. | XC17-048-230* | AC | Split System: Air-Cooled Condensing Unit, Coil with Blower | XC17-048-230* |  | CH23-51+TDR+TXV | 12.2 | 14.7 | Yes | Yes | 2011-01-21 |  | 0
FALSE | XC17-048-230-** | 2300 | 3845041 | LENNOX INDUSTRIES, INC. | XC17-048-230* | AC | Split System: Air-Cooled Condensing Unit, Coil with Blower | XC17-048-230* |  | CH23-51+TDR+TXV | 12.2 | 14.7 | Yes | Yes | 2011-01-21 |  | 0
FALSE | XC17-048-230-** | 2300 | 3845042 | LENNOX INDUSTRIES, INC. | XC17-048-230* | AC | Split System: Air-Cooled Condensing Unit, Coil with Blower | XC17-048-230* |  | CH23-51+TDR+TXV | 12.2 | 14.7 | Yes | Yes | 2011-01-21 |  | 0
FALSE | XC17-048-230-** | 2300 | 3845062 | LENNOX INDUSTRIES, INC. | XC17-048-230* | AC | Split System: Air-Cooled Condensing Unit, Coil with Blower | XC17-048-230* |  | CH23-68+TDR+TXV | 13 | 15.7 | Yes | Yes | 2011-01-21 |  | 1
FALSE | XC17-048-230-** | 2300 | 3845063 | LENNOX INDUSTRIES, INC. | XC17-048-230* | AC | Split System: Air-Cooled Condensing Unit, Coil with Blower | XC17-048-230* |  | CH23-68+TDR+TXV | 13 | 15.7 | Yes | Yes | 2011-01-21 |  | 1
FALSE | XC17-048-230-** | 2300 | 3845064 | LENNOX INDUSTRIES, INC. | XC17-048-230* | AC | Split System: Air-Cooled Condensing Unit, Coil with Blower | XC17-048-230* |  | CH23-68+TDR+TXV | 13 | 15.7 | Yes | Yes | 2011-01-21 |  | 1
FALSE | XC17-048-230-** | 2300 | 3845065 | LENNOX INDUSTRIES, INC. | XC17-048-230* | AC | Split System: Air-Cooled Condensing Unit, Coil with Blower | XC17-048-230* |  | CH23-68+TDR+TXV | 13.2 | 16 | Yes | Yes | 2011-01-21 |  | 2
FALSE | XC17-048-230-** | 2300 | 3845066 | LENNOX INDUSTRIES, INC. | XC17-048-230* | AC | Split System: Air-Cooled Condensing Unit, Coil with Blower | XC17-048-230* |  | CH23-68+TDR+TXV | 13.2 | 16 | Yes | Yes | 2011-01-21 |  | 2
FALSE | XC17-048-230-** | 2300 | 3845067 | LENNOX INDUSTRIES, INC. | XC17-048-230* | AC | Split System: Air-Cooled Condensing Unit, Coil with Blower | XC17-048-230* |  | CH23-68+TDR+TXV | 13.2 | 16 | Yes | Yes | 2011-01-21 |  | 2
FALSE | XC17-048-230-** | 2300 | 3845068 | LENNOX INDUSTRIES, INC. | XC17-048-230* | AC | Split System: Air-Cooled Condensing Unit, Coil with Blower | XC17-048-230* |  | CH33-48+TDR+TXV | 12.5 | 15.2 | Yes | Yes | 2011-01-21 |  | 1
FALSE | XC17-048-230-** | 2300 | 3845069 | LENNOX INDUSTRIES, INC. | XC17-048-230* | AC | Split System: Air-Cooled Condensing Unit, Coil with Blower | XC17-048-230* |  | CH33-48+TDR+TXV | 12.5 | 15.2 | Yes | Yes | 2011-01-21 |  | 1
FALSE | XC17-048-230-** | 2300 | 3845070 | LENNOX INDUSTRIES, INC. | XC17-048-230* | AC | Split System: Air-Cooled Condensing Unit, Coil with Blower | XC17-048-230* |  | CH33-48+TDR+TXV | 12.2 | 15 | Yes | Yes | 2011-01-21 |  | 0
FALSE | XC17-048-230-** | 2300 | 3845071 | LENNOX INDUSTRIES, INC. | XC17-048-230* | AC | Split System: Air-Cooled Condensing Unit, Coil with Blower | XC17-048-230* |  | CH33-48+TDR+TXV | 12.2 | 15 | Yes | Yes | 2011-01-21 |  | 0
FALSE | XC17-048-230-** | 2300 | 3845072 | LENNOX INDUSTRIES, INC. | XC17-048-230* | AC | Split System: Air-Cooled Condensing Unit, Coil with Blower | XC17-048-230* |  | CH33-48+TDR+TXV | 12.2 | 14.7 | Yes | Yes | 2011-01-21 |  | 0
FALSE | XC17-048-230-** | 2300 | 3845073 | LENNOX INDUSTRIES, INC. | XC17-048-230* | AC | Split System: Air-Cooled Condensing Unit, Coil with Blower | XC17-048-230* |  | CH33-48+TDR+TXV | 12.5 | 15 | Yes | Yes | 2011-01-21 |  | 1
FALSE | XC17-048-230-** | 2300 | 3845074 | LENNOX INDUSTRIES, INC. | XC17-048-230* | AC | Split System: Air-Cooled Condensing Unit, Coil with Blower | XC17-048-230* |  | CH33-48+TDR+TXV | 12.5 | 15 | Yes | Yes | 2011-01-21 |  | 1
FALSE | XC17-048-230-** | 2300 | 3845075 | LENNOX INDUSTRIES, INC. | XC17-048-230* | AC | Split System: Air-Cooled Condensing Unit, Coil with Blower | XC17-048-230* |  | CH33-48+TDR+TXV | 12.2 | 15 | Yes | Yes | 2011-01-21 |  | 0
FALSE | XC17-048-230-** | 2300 | 3845076 | LENNOX INDUSTRIES, INC. | XC17-048-230* | AC | Split System: Air-Cooled Condensing Unit, Coil with Blower | XC17-048-230* |  | CH33-49+TDR+TXV | 12.7 | 15.5 | Yes | Yes | 2011-01-21 |  | 1
FALSE | XC17-048-230-** | 2300 | 3845077 | LENNOX INDUSTRIES, INC. | XC17-048-230* | AC | Split System: Air-Cooled Condensing Unit, Coil with Blower | XC17-048-230* |  | CH33-49+TDR+TXV | 12.7 | 15.5 | Yes | Yes | 2011-01-21 |  | 1
FALSE | XC17-048-230-** | 2300 | 3845078 | LENNOX INDUSTRIES, INC. | XC17-048-230* | AC | Split System: Air-Cooled Condensing Unit, Coil with Blower | XC17-048-230* |  | CH33-49+TDR+TXV | 12.7 | 15.2 | Yes | Yes | 2011-01-21 |  | 1
FALSE | XC17-048-230-** | 2300 | 3845079 | LENNOX INDUSTRIES, INC. | XC17-048-230* | AC | Split System: Air-Cooled Condensing Unit, Coil with Blower | XC17-048-230* |  | CH33-49+TDR+TXV | 12.7 | 15.2 | Yes | Yes | 2011-01-21 |  | 1
FALSE | XC17-048-230-** | 2300 | 3845098 | LENNOX INDUSTRIES, INC. | XC17-048-230* | AC | Split System: Air-Cooled Condensing Unit, Coil with Blower | XC17-048-230* |  | CBX32M-048*+TDR | 12.5 | 15.2 | Yes | Yes | 2011-01-21 |  | 1
FALSE | XC17-048-230-** | 2300 | 3845099 | LENNOX INDUSTRIES, INC. | XC17-048-230* | AC | Split System: Air-Cooled Condensing Unit, Coil with Blower | XC17-048-230* |  | CBX32M-060*+TDR | 12.5 | 15 | Yes | Yes | 2011-01-21 |  | 1
FALSE | XC17-048-230-** | 2300 | 3845100 | LENNOX INDUSTRIES, INC. | XC17-048-230* | AC | Split System: Air-Cooled Condensing Unit, Coil with Blower | XC17-048-230* |  | CBX27UH-048-230*+TDR | 12.7 | 15.5 | Yes | Yes | 2011-01-21 |  | 1
FALSE | XC17-048-230-** | 2300 | 3845101 | LENNOX INDUSTRIES, INC. | XC17-048-230* | AC | Split System: Air-Cooled Condensing Unit, Coil with Blower | XC17-048-230* |  | CBX27UH-060-230*+TDR | 12.7 | 15.5 | Yes | Yes | 2011-01-21 |  | 1
FALSE | XC17-048-230-** | 2300 | 3845102 | LENNOX INDUSTRIES, INC. | XC17-048-230* | AC | Split System: Air-Cooled Condensing Unit, Coil with Blower | XC17-048-230* |  | CBX32MV-048*+TDR | 13 | 15.5 | Yes | Yes | 2011-01-21 |  | 1
FALSE | XC17-048-230-** | 2300 | 3845103 | LENNOX INDUSTRIES, INC. | XC17-048-230* | AC | Split System: Air-Cooled Condensing Unit, Coil with Blower | XC17-048-230* |  | CBX32MV-060*+TDR | 13 | 15.7 | Yes | Yes | 2011-01-21 |  | 1
FALSE | XC17-048-230-** | 2300 | 3845104 | LENNOX INDUSTRIES, INC. | XC17-048-230* | AC | Split System: Air-Cooled Condensing Unit, Coil with Blower | XC17-048-230* |  | CBX32MV-068*+TDR | 13 | 16 | Yes | Yes | 2011-01-21 |  | 2
FALSE | XC17-048-230-** | 2300 | 3845105 | LENNOX INDUSTRIES, INC. | XC17-048-230* | AC | Split System: Air-Cooled Condensing Unit, Coil with Blower | XC17-048-230* |  | CBX40UHV-048*+TDR | 13 | 15.7 | Yes | Yes | 2011-01-21 |  | 1
FALSE | XC17-048-230-** | 2300 | 3845106 | LENNOX INDUSTRIES, INC. | XC17-048-230* | AC | Split System: Air-Cooled Condensing Unit, Coil with Blower | XC17-048-230* |  | CBX40UHV-060*+TDR | 13 | 15.7 | Yes | Yes | 2011-01-21 |  | 1
TRUE | XC17-060-230* | 2307 | 3845110 | LENNOX INDUSTRIES, INC. | XC17-060-230* | AC | Split System: Air-Cooled Condensing Unit, Coil Alone | XC17-060-230* |  | CX34-62D+TDR | 12.2 | 14.5 | Yes | Yes | 2011-01-21 |  | 0
FALSE | 14AJM30 | 4513 | 3849905 | RUUD AIR CONDITIONING DIVISION | 14AJM30 | AC | Split System: Air-Cooled Condensing Unit, Coil with Blower | 14AJM30 |  | RHBL-FR36T | 13 | 16 | Yes | Yes | 2011-03-08 |  | 2
FALSE | 4TTR6030B1 | 3522 | 3861577 | TRANE | 4TTR5030E1 | AC | Split System: Air-Cooled Condensing Unit, Coil with Blower | 4TTR5030E1 |  | 4TXCB004CC3 | 13 | 15.5 | Yes | Yes | 2011-01-21 |  | 1
FALSE | 4TTR6030B1 | 3522 | 3861578 | TRANE | 4TTR5030E1 | AC | Split System: Air-Cooled Condensing Unit, Coil with Blower | 4TTR5030E1 |  | 4TXCB004CC3 | 13 | 15.5 | Yes | Yes | 2011-01-21 |  | 1
FALSE | 4TTR6030B1 | 3522 | 3861580 | AMERICAN STANDARD, INC. | 4A7A5030E1 | AC | Split System: Air-Cooled Condensing Unit, Coil with Blower | 4TTR5030E1 |  | 4TXCB004CC3 | 13 | 15.5 | Yes | Yes | 2011-02-28 |  | 1
FALSE | 4TTR6030B1 | 3522 | 3861581 | AMERICAN STANDARD, INC. | 4A7A5030E1 | AC | Split System: Air-Cooled Condensing Unit, Coil with Blower | 4TTR5030E1 |  | 4TXCB004CC3 | 13 | 15.5 | Yes | Yes | 2011-02-28 |  | 1
FALSE | XC14-041-230* | 2272 | 3869090 | LENNOX INDUSTRIES, INC. | 14ACX-041-230* | AC | Split System: Air-Cooled Condensing Unit, Coil with Blower | 14ACX-041-230* |  | C33-43+TDR+TXV | 13 | 16 | Yes | Yes | 2011-01-21 |  | 2
FALSE | XC14-041-230* | 2272 | 3869091 | LENNOX INDUSTRIES, INC. | 14ACX-041-230* | AC | Split System: Air-Cooled Condensing Unit, Coil with Blower | 14ACX-041-230* |  | C33-43+TDR+TXV | 13 | 15.7 | Yes | Yes | 2011-01-21 |  | 1
FALSE | XC14-041-230* | 2272 | 3869092 | LENNOX INDUSTRIES, INC. | 14ACX-041-230* | AC | Split System: Air-Cooled Condensing Unit, Coil with Blower | 14ACX-041-230* |  | C33-43+TDR+TXV | 13 | 15.7 | Yes | Yes | 2011-01-21 |  | 1
FALSE | XC14-041-230* | 2272 | 3869093 | LENNOX INDUSTRIES, INC. | 14ACX-041-230* | AC | Split System: Air-Cooled Condensing Unit, Coil with Blower | 14ACX-041-230* |  | C33-43+TDR+TXV | 13 | 16 | Yes | Yes | 2011-01-21 |  | 2
FALSE | XC14-041-230* | 2272 | 3869094 | LENNOX INDUSTRIES, INC. | 14ACX-041-230* | AC | Split System: Air-Cooled Condensing Unit, Coil with Blower | 14ACX-041-230* |  | C33-43+TDR+TXV | 13 | 16 | Yes | Yes | 2011-01-21 |  | 2
FALSE | XC14-041-230* | 2272 | 3869095 | LENNOX INDUSTRIES, INC. | 14ACX-041-230* | AC | Split System: Air-Cooled Condensing Unit, Coil Alone | 14ACX-041-230* |  | C33-43+TDR+TXV | 12 | 14.5 | Yes | Yes | 2011-01-21 |  | 0
FALSE | XC14-041-230* | 2272 | 3869096 | LENNOX INDUSTRIES, INC. | 14ACX-041-230* | AC | Split System: Air-Cooled Condensing Unit, Coil Alone | 14ACX-041-230* |  | C33-49+TDR+TXV | 12.5 | 14.5 | Yes | Yes | 2011-01-21 |  | 0
FALSE | XC14-041-230* | 2272 | 3869097 | LENNOX INDUSTRIES, INC. | 14ACX-041-230* | AC | Split System: Air-Cooled Condensing Unit, Coil with Blower | 14ACX-041-230* |  | CBX27UH-048-230*+TDR | 13 | 16 | Yes | Yes | 2011-01-21 |  | 2
FALSE | XC14-041-230* | 2272 | 3869098 | LENNOX INDUSTRIES, INC. | 14ACX-041-230* | AC | Split System: Air-Cooled Condensing Unit, Coil with Blower | 14ACX-041-230* |  | CBX32MV-048*+TDR | 13 | 16 | Yes | Yes | 2011-01-21 |  | 2
FALSE | XC14-041-230* | 2272 | 3869099 | LENNOX INDUSTRIES, INC. | 14ACX-041-230* | AC | Split System: Air-Cooled Condensing Unit, Coil with Blower | 14ACX-041-230* |  | CBX40UHV-048*+TDR | 13 | 16 | Yes | Yes | 2011-01-21 |  | 2
FALSE | XC14-041-230* | 2272 | 3869100 | LENNOX INDUSTRIES, INC. | 14ACX-041-230* | AC | Split System: Air-Cooled Condensing Unit, Coil with Blower | 14ACX-041-230* |  | CH33-43B+TDR+TXV | 13 | 15.7 | Yes | Yes | 2011-01-21 |  | 1
FALSE | XC14-041-230* | 2272 | 3869101 | LENNOX INDUSTRIES, INC. | 14ACX-041-230* | AC | Split System: Air-Cooled Condensing Unit, Coil with Blower | 14ACX-041-230* |  | CH33-43C+TDR+TXV | 13 | 16 | Yes | Yes | 2011-01-21 |  | 2
TRUE | 14ACX-041-230* | 2272 | 3869121 | LENNOX INDUSTRIES, INC. | 14ACX-041-230* | AC | Split System: Air-Cooled Condensing Unit, Coil Alone | 14ACX-041-230* |  | CX34-49+TDR | 12.5 | 14.5 | Yes | Yes | 2011-01-21 |  | 0
FALSE | XC14-041-230* | 2272 | 3869122 | LENNOX INDUSTRIES, INC. | XC14-041-230* | AC | Split System: Air-Cooled Condensing Unit, Coil with Blower | XC14-041-230* |  | C33-43+TDR+TXV | 13 | 16 | Yes | Yes | 2011-01-21 |  | 2
FALSE | XC14-041-230* | 2272 | 3869123 | LENNOX INDUSTRIES, INC. | XC14-041-230* | AC | Split System: Air-Cooled Condensing Unit, Coil with Blower | XC14-041-230* |  | C33-43+TDR+TXV | 13 | 15.7 | Yes | Yes | 2011-01-21 |  | 1
FALSE | XC14-041-230* | 2272 | 3869124 | LENNOX INDUSTRIES, INC. | XC14-041-230* | AC | Split System: Air-Cooled Condensing Unit, Coil with Blower | XC14-041-230* |  | C33-43+TDR+TXV | 13 | 15.2 | Yes | Yes | 2011-01-21 |  | 1
FALSE | XC14-041-230* | 2272 | 3869125 | LENNOX INDUSTRIES, INC. | XC14-041-230* | AC | Split System: Air-Cooled Condensing Unit, Coil with Blower | XC14-041-230* |  | C33-43+TDR+TXV | 13 | 15.7 | Yes | Yes | 2011-01-21 |  | 1
FALSE | XC14-041-230* | 2272 | 3869126 | LENNOX INDUSTRIES, INC. | XC14-041-230* | AC | Split System: Air-Cooled Condensing Unit, Coil with Blower | XC14-041-230* |  | C33-43+TDR+TXV | 13 | 15.7 | Yes | Yes | 2011-01-21 |  | 1
FALSE | XC14-041-230* | 2272 | 3869127 | LENNOX INDUSTRIES, INC. | XC14-041-230* | AC | Split System: Air-Cooled Condensing Unit, Coil with Blower | XC14-041-230* |  | C33-43+TDR+TXV | 13 | 16 | Yes | Yes | 2011-01-21 |  | 2
FALSE | XC14-041-230* | 2272 | 3869128 | LENNOX INDUSTRIES, INC. | XC14-041-230* | AC | Split System: Air-Cooled Condensing Unit, Coil with Blower | XC14-041-230* |  | C33-43+TDR+TXV | 13 | 16 | Yes | Yes | 2011-01-21 |  | 2
FALSE | XC14-041-230* | 2272 | 3869129 | LENNOX INDUSTRIES, INC. | XC14-041-230* | AC | Split System: Air-Cooled Condensing Unit, Coil with Blower | XC14-041-230* |  | C33-43+TDR+TXV | 13 | 16 | Yes | Yes | 2011-01-21 |  | 2
FALSE | XC14-041-230* | 2272 | 3869130 | LENNOX INDUSTRIES, INC. | XC14-041-230* | AC | Split System: Air-Cooled Condensing Unit, Coil with Blower | XC14-041-230* |  | C33-43+TDR+TXV | 13 | 16 | Yes | Yes | 2011-01-21 |  | 2
FALSE | XC14-041-230* | 2272 | 3869131 | LENNOX INDUSTRIES, INC. | XC14-041-230* | AC | Split System: Air-Cooled Condensing Unit, Coil with Blower | XC14-041-230* |  | C33-43+TDR+TXV | 13 | 16 | Yes | Yes | 2011-01-21 |  | 2
FALSE | XC14-041-230* | 2272 | 3869132 | LENNOX INDUSTRIES, INC. | XC14-041-230* | AC | Split System: Air-Cooled Condensing Unit, Coil Alone | XC14-041-230* |  | C33-43+TDR+TXV | 12.2 | 14.5 | Yes | Yes | 2011-01-21 |  | 0
FALSE | XC14-041-230* | 2272 | 3869133 | LENNOX INDUSTRIES, INC. | XC14-041-230* | AC | Split System: Air-Cooled Condensing Unit, Coil Alone | XC14-041-230* |  | C33-49+TDR+TXV | 12.5 | 14.7 | Yes | Yes | 2011-01-21 |  | 0
FALSE | XC14-041-230* | 2272 | 3869134 | LENNOX INDUSTRIES, INC. | XC14-041-230* | AC | Split System: Air-Cooled Condensing Unit, Coil with Blower | XC14-041-230* |  | CBX27UH-048-230*+TDR | 13 | 16 | Yes | Yes | 2015-06-24 |  | 2
FALSE | XC14-041-230* | 2272 | 3869135 | LENNOX INDUSTRIES, INC. | XC14-041-230* | AC | Split System: Air-Cooled Condensing Unit, Coil with Blower | XC14-041-230* |  | CBX32MV-048*+TDR | 13 | 16 | Yes | Yes | 2015-06-24 |  | 2
FALSE | XC14-041-230* | 2272 | 3869136 | LENNOX INDUSTRIES, INC. | XC14-041-230* | AC | Split System: Air-Cooled Condensing Unit, Coil with Blower | XC14-041-230* |  | CBX40UHV-048*+TDR | 13 | 16 | Yes | Yes | 2015-06-24 |  | 2
FALSE | XC14-041-230* | 2272 | 3869137 | LENNOX INDUSTRIES, INC. | XC14-041-230* | AC | Split System: Air-Cooled Condensing Unit, Coil with Blower | XC14-041-230* |  | CH33-43C+TDR+TXV | 13 | 16 | Yes | Yes | 2011-01-21 |  | 2
FALSE | XC14-041-230* | 2272 | 3869138 | LENNOX INDUSTRIES, INC. | XC14-041-230* | AC | Split System: Air-Cooled Condensing Unit, Coil with Blower | XC14-041-230* |  | CH33-43C+TDR+TXV | 13 | 15.7 | Yes | Yes | 2011-01-21 |  | 1
FALSE | XC14-041-230* | 2272 | 3869157 | LENNOX INDUSTRIES, INC. | XC14-041-230* | AC | Split System: Air-Cooled Condensing Unit, Coil with Blower | XC14-041-230* |  | CX34-43+TDR | 13 | 15.7 | Yes | Yes | 2011-01-21 |  | 1
FALSE | XC14-041-230* | 2272 | 3869158 | LENNOX INDUSTRIES, INC. | XC14-041-230* | AC | Split System: Air-Cooled Condensing Unit, Coil with Blower | XC14-041-230* |  | CX34-43+TDR | 13 | 16 | Yes | Yes | 2011-01-21 |  | 2
FALSE | XC14-041-230* | 2272 | 3869159 | LENNOX INDUSTRIES, INC. | XC14-041-230* | AC | Split System: Air-Cooled Condensing Unit, Coil with Blower | XC14-041-230* |  | CX34-43+TDR | 13 | 16 | Yes | Yes | 2011-01-21 |  | 2
FALSE | XC14-041-230* | 2272 | 3869160 | LENNOX INDUSTRIES, INC. | XC14-041-230* | AC | Split System: Air-Cooled Condensing Unit, Coil with Blower | XC14-041-230* |  | CX34-43+TDR | 13 | 16 | Yes | Yes | 2011-01-21 |  | 2
FALSE | XC14-041-230* | 2272 | 3869161 | LENNOX INDUSTRIES, INC. | XC14-041-230* | AC | Split System: Air-Cooled Condensing Unit, Coil with Blower | XC14-041-230* |  | CX34-43+TDR | 13 | 16 | Yes | Yes | 2011-01-21 |  | 2
FALSE | XC14-041-230* | 2272 | 3869162 | LENNOX INDUSTRIES, INC. | XC14-041-230* | AC | Split System: Air-Cooled Condensing Unit, Coil with Blower | XC14-041-230* |  | CX34-43+TDR | 13 | 16 | Yes | Yes | 2011-01-21 |  | 2
FALSE | XC14-041-230* | 2272 | 3869163 | LENNOX INDUSTRIES, INC. | XC14-041-230* | AC | Split System: Air-Cooled Condensing Unit, Coil Alone | XC14-041-230* |  | CX34-43+TDR | 12.2 | 14.5 | Yes | Yes | 2011-01-21 |  | 0
TRUE | XC14-041-230* | 2272 | 3869164 | LENNOX INDUSTRIES, INC. | XC14-041-230* | AC | Split System: Air-Cooled Condensing Unit, Coil Alone | XC14-041-230* |  | CX34-49+TDR | 12.5 | 14.7 | Yes | Yes | 2011-01-21 |  | 0
FALSE | XC14-041-230* | 2272 | 3869166 | LENNOX INDUSTRIES, INC. | 14ACX-041-230* | AC | Split System: Air-Cooled Condensing Unit, Coil with Blower | 14ACX-041-230* |  | CR33-50/60+TDR+TXV | 13 | 16 | Yes | Yes | 2011-01-21 |  | 2
FALSE | XC14-047-230* | 2292 | 3869167 | LENNOX INDUSTRIES, INC. | 14ACX-047-230* | AC | Split System: Air-Cooled Condensing Unit, Coil with Blower | 14ACX-047-230* |  | C33-48+TDR+TXV | 13 | 16 | Yes | Yes | 2011-01-21 |  | 2
FALSE | XC14-047-230* | 2292 | 3869168 | LENNOX INDUSTRIES, INC. | 14ACX-047-230* | AC | Split System: Air-Cooled Condensing Unit, Coil with Blower | 14ACX-047-230* |  | C33-48+TDR+TXV | 13 | 16 | Yes | Yes | 2011-01-21 |  | 2
FALSE | XC14-047-230* | 2292 | 3869169 | LENNOX INDUSTRIES, INC. | 14ACX-047-230* | AC | Split System: Air-Cooled Condensing Unit, Coil with Blower | 14ACX-047-230* |  | C33-48+TDR+TXV | 12.2 | 14.7 | Yes | Yes | 2011-01-21 |  | 0
FALSE | XC14-047-230* | 2292 | 3869170 | LENNOX INDUSTRIES, INC. | 14ACX-047-230* | AC | Split System: Air-Cooled Condensing Unit, Coil with Blower | 14ACX-047-230* |  | C33-48+TDR+TXV | 12.2 | 14.7 | Yes | Yes | 2011-01-21 |  | 0
FALSE | XC14-047-230* | 2292 | 3869171 | LENNOX INDUSTRIES, INC. | 14ACX-047-230* | AC | Split System: Air-Cooled Condensing Unit, Coil with Blower | 14ACX-047-230* |  | C33-48+TDR+TXV | 12.2 | 14.7 | Yes | Yes | 2011-01-21 |  | 0
FALSE | XC14-047-230* | 2292 | 3869173 | LENNOX INDUSTRIES, INC. | 14ACX-047-230* | AC | Split System: Air-Cooled Condensing Unit, Coil Alone | 14ACX-047-230* |  | C33-62C+TDR+TXV | 12.5 | 14.5 | Yes | Yes | 2011-01-21 |  | 0
FALSE | XC14-047-230* | 2292 | 3869174 | LENNOX INDUSTRIES, INC. | 14ACX-047-230* | AC | Split System: Air-Cooled Condensing Unit, Coil with Blower | 14ACX-047-230* |  | CBX27UH-048-230*+TDR | 13 | 16 | Yes | Yes | 2011-01-21 |  | 2
FALSE | XC14-047-230* | 2292 | 3869175 | LENNOX INDUSTRIES, INC. | 14ACX-047-230* | AC | Split System: Air-Cooled Condensing Unit, Coil with Blower | 14ACX-047-230* |  | CBX32MV-060*+TDR | 13 | 16 | Yes | Yes | 2011-01-21 |  | 2
FALSE | XC14-047-230* | 2292 | 3869195 | LENNOX INDUSTRIES, INC. | 14ACX-047-230* | AC | Split System: Air-Cooled Condensing Unit, Coil with Blower | 14ACX-047-230* |  | CX34-44/48+TDR | 12.2 | 14.7 | Yes | Yes | 2011-01-21 |  | 0
TRUE | 14ACX-047-230* | 2292 | 3869197 | LENNOX INDUSTRIES, INC. | 14ACX-047-230* | AC | Split System: Air-Cooled Condensing Unit, Coil Alone | 14ACX-047-230* |  | CX34-62C+TDR | 12.5 | 14.5 | Yes | Yes | 2011-01-21 |  | 0
FALSE | XC14-041-230* | 2272 | 3869198 | LENNOX INDUSTRIES, INC. | XC14-041-230* | AC | Split System: Air-Cooled Condensing Unit, Coil with Blower | XC14-041-230* |  | CR33-50/60+TDR+TXV | 13 | 16 | Yes | Yes | 2011-01-21 |  | 2
FALSE | XC14-047-230* | 2292 | 3869199 | LENNOX INDUSTRIES, INC. | XC14-047-230* | AC | Split System: Air-Cooled Condensing Unit, Coil with Blower | XC14-047-230* |  | C33-48+TDR+TXV | 13 | 16 | Yes | Yes | 2011-01-21 |  | 2
FALSE | XC14-047-230* | 2292 | 3869200 | LENNOX INDUSTRIES, INC. | XC14-047-230* | AC | Split System: Air-Cooled Condensing Unit, Coil with Blower | XC14-047-230* |  | C33-48+TDR+TXV | 13 | 16 | Yes | Yes | 2011-01-21 |  | 2
FALSE | XC14-047-230* | 2292 | 3869201 | LENNOX INDUSTRIES, INC. | XC14-047-230* | AC | Split System: Air-Cooled Condensing Unit, Coil with Blower | XC14-047-230* |  | C33-48+TDR+TXV | 12.2 | 14.5 | Yes | Yes | 2011-01-21 |  | 0
FALSE | XC14-047-230* | 2292 | 3869203 | LENNOX INDUSTRIES, INC. | XC14-047-230* | AC | Split System: Air-Cooled Condensing Unit, Coil with Blower | XC14-047-230* |  | C33-48+TDR+TXV | 12.2 | 14.7 | Yes | Yes | 2011-01-21 |  | 0
FALSE | XC14-047-230* | 2292 | 3869204 | LENNOX INDUSTRIES, INC. | XC14-047-230* | AC | Split System: Air-Cooled Condensing Unit, Coil with Blower | XC14-047-230* |  | C33-48+TDR+TXV | 12.2 | 14.7 | Yes | Yes | 2011-01-21 |  | 0
FALSE | XC14-047-230* | 2292 | 3869205 | LENNOX INDUSTRIES, INC. | XC14-047-230* | AC | Split System: Air-Cooled Condensing Unit, Coil with Blower | XC14-047-230* |  | C33-48+TDR+TXV | 13 | 15.7 | Yes | Yes | 2011-01-21 |  | 1
FALSE | XC14-047-230* | 2292 | 3869206 | LENNOX INDUSTRIES, INC. | XC14-047-230* | AC | Split System: Air-Cooled Condensing Unit, Coil with Blower | XC14-047-230* |  | C33-48+TDR+TXV | 13 | 16 | Yes | Yes | 2011-01-21 |  | 2
FALSE | XC14-047-230* | 2292 | 3869207 | LENNOX INDUSTRIES, INC. | XC14-047-230* | AC | Split System: Air-Cooled Condensing Unit, Coil with Blower | XC14-047-230* |  | C33-48+TDR+TXV | 12.2 | 14.7 | Yes | Yes | 2011-01-21 |  | 0
FALSE | XC14-047-230* | 2292 | 3869208 | LENNOX INDUSTRIES, INC. | XC14-047-230* | AC | Split System: Air-Cooled Condensing Unit, Coil with Blower | XC14-047-230* |  | C33-48+TDR+TXV | 12.2 | 14.7 | Yes | Yes | 2011-01-21 |  | 0
FALSE | XC14-047-230* | 2292 | 3869210 | LENNOX INDUSTRIES, INC. | XC14-047-230* | AC | Split System: Air-Cooled Condensing Unit, Coil Alone | XC14-047-230* |  | C33-62C+TDR+TXV | 12.5 | 14.7 | Yes | Yes | 2011-01-21 |  | 0
FALSE | XC14-047-230* | 2292 | 3869211 | LENNOX INDUSTRIES, INC. | XC14-047-230* | AC | Split System: Air-Cooled Condensing Unit, Coil with Blower | XC14-047-230* |  | CBX27UH-048-230*+TDR | 13 | 16 | Yes | Yes | 2015-06-24 |  | 2
FALSE | XC14-047-230* | 2292 | 3869212 | LENNOX INDUSTRIES, INC. | XC14-047-230* | AC | Split System: Air-Cooled Condensing Unit, Coil with Blower | XC14-047-230* |  | CBX32MV-060*+TDR | 13 | 16 | Yes | Yes | 2015-06-24 |  | 2
FALSE | XC14-047-230* | 2292 | 3869213 | LENNOX INDUSTRIES, INC. | XC14-047-230* | AC | Split System: Air-Cooled Condensing Unit, Coil with Blower | XC14-047-230* |  | CBX40UHV-060*+TDR | 13 | 16 | Yes | Yes | 2015-06-24 |  | 2
FALSE | XC14-047-230* | 2292 | 3869214 | LENNOX INDUSTRIES, INC. | XC14-047-230* | AC | Split System: Air-Cooled Condensing Unit, Coil with Blower | XC14-047-230* |  | CH33-48+TDR+TXV | 13 | 16 | Yes | Yes | 2011-01-21 |  | 2
FALSE | XC14-047-230* | 2292 | 3869234 | LENNOX INDUSTRIES, INC. | XC14-047-230* | AC | Split System: Air-Cooled Condensing Unit, Coil with Blower | XC14-047-230* |  | CR33-60+TDR+TXV | 12.5 | 15 | Yes | Yes | 2011-01-21 |  | 1
FALSE | XC14-047-230* | 2292 | 3869235 | LENNOX INDUSTRIES, INC. | XC14-047-230* | AC | Split System: Air-Cooled Condensing Unit, Coil with Blower | XC14-047-230* |  | CR33-60+TDR+TXV | 13 | 16 | Yes | Yes | 2011-01-21 |  | 2
FALSE | XC14-047-230* | 2292 | 3869236 | LENNOX INDUSTRIES, INC. | XC14-047-230* | AC | Split System: Air-Cooled Condensing Unit, Coil with Blower | XC14-047-230* |  | CX34-44/48+TDR | 13 | 16 | Yes | Yes | 2011-01-21 |  | 2
FALSE | XC14-047-230* | 2292 | 3869237 | LENNOX INDUSTRIES, INC. | XC14-047-230* | AC | Split System: Air-Cooled Condensing Unit, Coil with Blower | XC14-047-230* |  | CX34-44/48+TDR | 13 | 16 | Yes | Yes | 2011-01-21 |  | 2
FALSE | XC14-047-230* | 2292 | 3869238 | LENNOX INDUSTRIES, INC. | XC14-047-230* | AC | Split System: Air-Cooled Condensing Unit, Coil with Blower | XC14-047-230* |  | CX34-44/48+TDR | 12.2 | 14.5 | Yes | Yes | 2011-01-21 |  | 0
FALSE | XC14-047-230* | 2292 | 3869240 | LENNOX INDUSTRIES, INC. | XC14-047-230* | AC | Split System: Air-Cooled Condensing Unit, Coil with Blower | XC14-047-230* |  | CX34-44/48+TDR | 12.2 | 14.7 | Yes | Yes | 2011-01-21 |  | 0
FALSE | XC14-047-230* | 2292 | 3869241 | LENNOX INDUSTRIES, INC. | XC14-047-230* | AC | Split System: Air-Cooled Condensing Unit, Coil with Blower | XC14-047-230* |  | CX34-44/48+TDR | 12.2 | 14.7 | Yes | Yes | 2011-01-21 |  | 0
FALSE | XC14-047-230* | 2292 | 3869242 | LENNOX INDUSTRIES, INC. | XC14-047-230* | AC | Split System: Air-Cooled Condensing Unit, Coil with Blower | XC14-047-230* |  | CX34-44/48+TDR | 13 | 15.7 | Yes | Yes | 2011-01-21 |  | 1
FALSE | XC14-047-230* | 2292 | 3869243 | LENNOX INDUSTRIES, INC. | XC14-047-230* | AC | Split System: Air-Cooled Condensing Unit, Coil with Blower | XC14-047-230* |  | CX34-44/48+TDR | 13 | 16 | Yes | Yes | 2011-01-21 |  | 2
FALSE | XC14-047-230* | 2292 | 3869244 | LENNOX INDUSTRIES, INC. | XC14-047-230* | AC | Split System: Air-Cooled Condensing Unit, Coil with Blower | XC14-047-230* |  | CX34-44/48+TDR | 12.2 | 14.7 | Yes | Yes | 2011-01-21 |  | 0
FALSE | XC14-047-230* | 2292 | 3869245 | LENNOX INDUSTRIES, INC. | XC14-047-230* | AC | Split System: Air-Cooled Condensing Unit, Coil with Blower | XC14-047-230* |  | CX34-44/48+TDR | 12.2 | 14.7 | Yes | Yes | 2011-01-21 |  | 0
TRUE | XC14-047-230* | 2292 | 3869247 | LENNOX INDUSTRIES, INC. | XC14-047-230* | AC | Split System: Air-Cooled Condensing Unit, Coil Alone | XC14-047-230* |  | CX34-62C+TDR | 12.5 | 14.7 | Yes | Yes | 2011-01-21 |  | 0
FALSE | RASL-060JEC | 4515 | 3877246 | RHEEM SALES COMPANY, INC. | RASL-060JEC | AC | Split System: Air-Cooled Condensing Unit, Coil with Blower | RASL-060JEC |  | RCFN-H*6024 | 12 | 16.5 | Yes | Yes | 2011-01-21 |  | 0
FALSE | RASL-039JEC | 4503 | 3877378 | RHEEM SALES COMPANY, INC. | UASL-039JEC | AC | Split System: Air-Cooled Condensing Unit, Coil with Blower | RASL-039JEC |  | RCQD-3621 | 12 | 17 | Yes | Yes | 2011-03-08 |  | 0
FALSE | RASL-039JEC | 4503 | 3877379 | RHEEM SALES COMPANY, INC. | UASL-039JEC | AC | Split System: Air-Cooled Condensing Unit, Coil with Blower | RASL-039JEC |  | RCQD-3621 | 12 | 17 | Yes | Yes | 2011-03-08 |  | 0
FALSE | RASL-039JEC | 4503 | 3877384 | RHEEM SALES COMPANY, INC. | UASL-039JEC | AC | Split System: Air-Cooled Condensing Unit, Coil with Blower | RASL-039JEC |  | RCQD-3621 | 12.5 | 17.5 | Yes | Yes | 2011-03-08 |  | 1
FALSE | RASL-039JEC | 4503 | 3877385 | RHEEM SALES COMPANY, INC. | UASL-039JEC | AC | Split System: Air-Cooled Condensing Unit, Coil with Blower | RASL-039JEC |  | RCQD-3621 | 12.5 | 17.5 | Yes | Yes | 2011-03-08 |  | 1
FALSE | RASL-048JEC | 4507 | 3877443 | RHEEM SALES COMPANY, INC. | UASL-048JEC | AC | Split System: Air-Cooled Condensing Unit, Coil with Blower | RASL-048JEC |  | RCQD-4824 | 12 | 17 | Yes | Yes | 2011-03-08 |  | 0
FALSE | RASL-060JEC | 4515 | 3877456 | RHEEM SALES COMPANY, INC. | UASL-060JEC | AC | Split System: Air-Cooled Condensing Unit, Coil with Blower | RASL-060JEC |  | RCFN-H*6024 | 12 | 16.5 | Yes | Yes | 2011-03-08 |  | 0
FALSE | RASL-060JEC | 4515 | 3877457 | RHEEM SALES COMPANY, INC. | UASL-060JEC | AC | Split System: Air-Cooled Condensing Unit, Coil with Blower | RASL-060JEC |  | RCFN-H*6024 | 12 | 16.5 | Yes | Yes | 2011-03-08 |  | 0
FALSE | 14AJM30 | 4513 | 3879499 | RHEEM SALES COMPANY, INC. | 14AJM30 | AC | Split System: Air-Cooled Condensing Unit, Coil with Blower | 14AJM30 |  | RCFL-A*3617 | 13 | 15.5 | Yes | Yes | 2011-01-21 |  | 1
FALSE | 14AJM30 | 4513 | 3879500 | RHEEM SALES COMPANY, INC. | 14AJM30 | AC | Split System: Air-Cooled Condensing Unit, Coil with Blower | 14AJM30 |  | RCFL-A*3617 | 13 | 16 | Yes | Yes | 2011-01-21 |  | 2
FALSE | 14AJM30 | 4513 | 3879501 | RHEEM SALES COMPANY, INC. | 14AJM30 | AC | Split System: Air-Cooled Condensing Unit, Coil with Blower | 14AJM30 |  | RCFL-A*3617 | 13 | 15.5 | Yes | Yes | 2011-01-21 |  | 1
FALSE | 14AJM30 | 4513 | 3879502 | RHEEM SALES COMPANY, INC. | 14AJM30 | AC | Split System: Air-Cooled Condensing Unit, Coil with Blower | 14AJM30 |  | RCFL-A*3617 | 13 | 15.5 | Yes | Yes | 2011-01-21 |  | 1
FALSE | 14AJM30 | 4513 | 3879524 | RHEEM SALES COMPANY, INC. | 14AJM30 | AC | Split System: Air-Cooled Condensing Unit, Coil with Blower | 14AJM30 |  | RCFL-H*3821 | 13 | 16 | Yes | Yes | 2011-01-21 |  | 2
FALSE | 14AJM30 | 4513 | 3879525 | RHEEM SALES COMPANY, INC. | 14AJM30 | AC | Split System: Air-Cooled Condensing Unit, Coil with Blower | 14AJM30 |  | RCFL-H*3821 | 13 | 16 | Yes | Yes | 2011-01-21 |  | 2
FALSE | 14AJM30 | 4513 | 3879526 | RHEEM SALES COMPANY, INC. | 14AJM30 | AC | Split System: Air-Cooled Condensing Unit, Coil with Blower | 14AJM30 |  | RCFL-H*3824 | 13 | 16 | Yes | Yes | 2011-01-21 |  | 2
FALSE | 14AJM30 | 4513 | 3879527 | RHEEM SALES COMPANY, INC. | 14AJM30 | AC | Split System: Air-Cooled Condensing Unit, Coil with Blower | 14AJM30 |  | RCFL-H*3824 | 13 | 16 | Yes | Yes | 2011-01-21 |  | 2
FALSE | 14AJM30 | 4513 | 3879528 | RHEEM SALES COMPANY, INC. | 14AJM30 | AC | Split System: Air-Cooled Condensing Unit, Coil with Blower | 14AJM30 |  | RCFL-H*3824 | 13 | 16 | Yes | Yes | 2011-01-21 |  | 2
FALSE | 14AJM30 | 4513 | 3879529 | RHEEM SALES COMPANY, INC. | 14AJM30 | AC | Split System: Air-Cooled Condensing Unit, Coil with Blower | 14AJM30 |  | RCFL-H*3824 | 13 | 16 | Yes | Yes | 2011-01-21 |  | 2
FALSE | 14AJM30 | 4513 | 3879530 | RHEEM SALES COMPANY, INC. | 14AJM30 | AC | Split System: Air-Cooled Condensing Unit, Coil with Blower | 14AJM30 |  | RCFL-H*3824 | 13 | 16 | Yes | Yes | 2011-01-21 |  | 2
FALSE | 14AJM30 | 4513 | 3879531 | RHEEM SALES COMPANY, INC. | 14AJM30 | AC | Split System: Air-Cooled Condensing Unit, Coil with Blower | 14AJM30 |  | RCFL-H*3824 | 13 | 16 | Yes | Yes | 2011-01-21 |  | 2
FALSE | 14AJM30 | 4513 | 3879532 | RHEEM SALES COMPANY, INC. | 14AJM30 | AC | Split System: Air-Cooled Condensing Unit, Coil with Blower | 14AJM30 |  | RCQD-3621 | 13 | 16 | Yes | Yes | 2011-01-21 |  | 2
FALSE | 14AJM30 | 4513 | 3879533 | RHEEM SALES COMPANY, INC. | 14AJM30 | AC | Split System: Air-Cooled Condensing Unit, Coil with Blower | 14AJM30 |  | RCQD-3621 | 13 | 16 | Yes | Yes | 2011-01-21 |  | 2
FALSE | 14AJM30 | 4513 | 3879534 | RHEEM SALES COMPANY, INC. | 14AJM30 | AC | Split System: Air-Cooled Condensing Unit, Coil with Blower | 14AJM30 |  | RCQD-3621 | 13 | 16 | Yes | Yes | 2011-01-21 |  | 2
FALSE | 14AJM30 | 4513 | 3879535 | RHEEM SALES COMPANY, INC. | 14AJM30 | AC | Split System: Air-Cooled Condensing Unit, Coil with Blower | 14AJM30 |  | RCQD-3621 | 13 | 16 | Yes | Yes | 2011-01-21 |  | 2
FALSE | 14AJM30 | 4513 | 3879536 | RHEEM SALES COMPANY, INC. | 14AJM30 | AC | Split System: Air-Cooled Condensing Unit, Coil with Blower | 14AJM30 |  | RCQD-3624 | 13 | 16 | Yes | Yes | 2011-01-21 |  | 2
FALSE | 14AJM30 | 4513 | 3879537 | RHEEM SALES COMPANY, INC. | 14AJM30 | AC | Split System: Air-Cooled Condensing Unit, Coil with Blower | 14AJM30 |  | RCQD-3624 | 13 | 16 | Yes | Yes | 2011-01-21 |  | 2
FALSE | 14AJM30 | 4513 | 3879538 | RHEEM SALES COMPANY, INC. | 14AJM30 | AC | Split System: Air-Cooled Condensing Unit, Coil with Blower | 14AJM30 |  | RCQD-3624 | 13 | 16 | Yes | Yes | 2011-01-21 |  | 2
FALSE | 14AJM36 | 38 | 3879539 | RHEEM SALES COMPANY, INC. | 14AJM36 | AC | Split System: Air-Cooled Condensing Unit, Coil with Blower | 14AJM36 |  | RCFL-A*3617 | 12.5 | 15.1 | Yes | Yes | 2011-01-21 |  | 1
FALSE | 14AJM36 | 38 | 3879540 | RHEEM SALES COMPANY, INC. | 14AJM36 | AC | Split System: Air-Cooled Condensing Unit, Coil with Blower | 14AJM36 |  | RCFL-A*3617 | 13 | 15.5 | Yes | Yes | 2011-01-21 |  | 1
FALSE | 14AJM36 | 38 | 3879541 | RHEEM SALES COMPANY, INC. | 14AJM36 | AC | Split System: Air-Cooled Condensing Unit, Coil with Blower | 14AJM36 |  | RCFL-A*3617 | 12.5 | 15.1 | Yes | Yes | 2011-01-21 |  | 1
FALSE | 14AJM36 | 38 | 3879542 | RHEEM SALES COMPANY, INC. | 14AJM36 | AC | Split System: Air-Cooled Condensing Unit, Coil with Blower | 14AJM36 |  | RCFL-A*3621 | 12.5 | 15.1 | Yes | Yes | 2011-01-21 |  | 1
FALSE | 14AJM36 | 38 | 3879564 | RHEEM SALES COMPANY, INC. | 14AJM36 | AC | Split System: Air-Cooled Condensing Unit, Coil with Blower | 14AJM36 |  | RCFL-H*3824 | 13 | 16 | Yes | Yes | 2011-01-21 |  | 2
FALSE | 14AJM36 | 38 | 3879565 | RHEEM SALES COMPANY, INC. | 14AJM36 | AC | Split System: Air-Cooled Condensing Unit, Coil with Blower | 14AJM36 |  | RCFL-H*3824 | 13 | 16 | Yes | Yes | 2011-01-21 |  | 2
FALSE | 14AJM36 | 38 | 3879566 | RHEEM SALES COMPANY, INC. | 14AJM36 | AC | Split System: Air-Cooled Condensing Unit, Coil with Blower | 14AJM36 |  | RCFN-H*3624 | 13 | 16 | Yes | Yes | 2011-01-21 |  | 2
FALSE | 14AJM36 | 38 | 3879567 | RHEEM SALES COMPANY, INC. | 14AJM36 | AC | Split System: Air-Cooled Condensing Unit, Coil with Blower | 14AJM36 |  | RCFN-H*3624 | 13 | 16 | Yes | Yes | 2011-01-21 |  | 2
FALSE | 14AJM36 | 38 | 3879568 | RHEEM SALES COMPANY, INC. | 14AJM36 | AC | Split System: Air-Cooled Condensing Unit, Coil with Blower | 14AJM36 |  | RCFN-H*3624 | 13 | 16 | Yes | Yes | 2011-01-21 |  | 2
FALSE | 14AJM36 | 38 | 3879569 | RHEEM SALES COMPANY, INC. | 14AJM36 | AC | Split System: Air-Cooled Condensing Unit, Coil with Blower | 14AJM36 |  | RCFN-H*3624 | 13 | 16 | Yes | Yes | 2011-01-21 |  | 2
FALSE | 14AJM36 | 38 | 3879570 | RHEEM SALES COMPANY, INC. | 14AJM36 | AC | Split System: Air-Cooled Condensing Unit, Coil with Blower | 14AJM36 |  | RCFN-H*3624 | 13 | 16 | Yes | Yes | 2011-01-21 |  | 2
FALSE | 14AJM36 | 38 | 3879571 | RHEEM SALES COMPANY, INC. | 14AJM36 | AC | Split System: Air-Cooled Condensing Unit, Coil with Blower | 14AJM36 |  | RCFN-H*3624 | 13 | 16 | Yes | Yes | 2011-01-21 |  | 2
FALSE | 14AJM36 | 38 | 3879572 | RHEEM SALES COMPANY, INC. | 14AJM36 | AC | Split System: Air-Cooled Condensing Unit, Coil with Blower | 14AJM36 |  | RCQD-3621 | 12.5 | 15 | Yes | Yes | 2011-01-21 |  | 1
FALSE | 14AJM36 | 38 | 3879573 | RHEEM SALES COMPANY, INC. | 14AJM36 | AC | Split System: Air-Cooled Condensing Unit, Coil with Blower | 14AJM36 |  | RCQD-3621 | 12.5 | 15 | Yes | Yes | 2011-01-21 |  | 1
FALSE | 14AJM36 | 38 | 3879574 | RHEEM SALES COMPANY, INC. | 14AJM36 | AC | Split System: Air-Cooled Condensing Unit, Coil with Blower | 14AJM36 |  | RCQD-3621 | 13 | 16 | Yes | Yes | 2011-01-21 |  | 2
FALSE | 14AJM36 | 38 | 3879575 | RHEEM SALES COMPANY, INC. | 14AJM36 | AC | Split System: Air-Cooled Condensing Unit, Coil with Blower | 14AJM36 |  | RCQD-3621 | 13 | 16 | Yes | Yes | 2011-01-21 |  | 2
FALSE | 14AJM36 | 38 | 3879576 | RHEEM SALES COMPANY, INC. | 14AJM36 | AC | Split System: Air-Cooled Condensing Unit, Coil with Blower | 14AJM36 |  | RCQD-3624 | 13 | 16 | Yes | Yes | 2011-01-21 |  | 2
FALSE | 14AJM36 | 38 | 3879577 | RHEEM SALES COMPANY, INC. | 14AJM36 | AC | Split System: Air-Cooled Condensing Unit, Coil with Blower | 14AJM36 |  | RCQD-3624 | 13 | 16 | Yes | Yes | 2011-01-21 |  | 2
FALSE | 14AJM42 | 4530 | 3879578 | RHEEM SALES COMPANY, INC. | 14AJM42 | AC | Split System: Air-Cooled Condensing Unit, Coil with Blower | 14AJM42 |  | RCFL-A*4821 | 12.5 | 15 | Yes | Yes | 2011-01-21 |  | 1
FALSE | 14AJM42 | 4530 | 3879579 | RHEEM SALES COMPANY, INC. | 14AJM42 | AC | Split System: Air-Cooled Condensing Unit, Coil with Blower | 14AJM42 |  | RCFL-A*4821 | 13 | 15.5 | Yes | Yes | 2011-01-21 |  | 1
FALSE | 14AJM42 | 4530 | 3879580 | RHEEM SALES COMPANY, INC. | 14AJM42 | AC | Split System: Air-Cooled Condensing Unit, Coil with Blower | 14AJM42 |  | RCFL-A*4821 | 12 | 14.5 | Yes | Yes | 2011-01-21 |  | 0
FALSE | 14AJM42 | 4530 | 3879581 | RHEEM SALES COMPANY, INC. | 14AJM42 | AC | Split System: Air-Cooled Condensing Unit, Coil with Blower | 14AJM42 |  | RCFL-A*4821 | 12 | 14.5 | Yes | Yes | 2011-01-21 |  | 0
FALSE | 14AJM42 | 4530 | 3879582 | RHEEM SALES COMPANY, INC. | 14AJM42 | AC | Split System: Air-Cooled Condensing Unit, Coil with Blower | 14AJM42 |  | RCFL-A*4821 | 13 | 15.5 | Yes | Yes | 2011-01-21 |  | 1
FALSE | 14AJM42 | 4530 | 3879604 | RHEEM SALES COMPANY, INC. | 14AJM42 | AC | Split System: Air-Cooled Condensing Unit, Coil with Blower | 14AJM42 |  | RCFN-H*4824 | 13 | 16 | Yes | Yes | 2011-01-21 |  | 2
FALSE | 14AJM42 | 4530 | 3879605 | RHEEM SALES COMPANY, INC. | 14AJM42 | AC | Split System: Air-Cooled Condensing Unit, Coil with Blower | 14AJM42 |  | RCFN-H*4824 | 13 | 16 | Yes | Yes | 2011-01-21 |  | 2
FALSE | 14AJM42 | 4530 | 3879606 | RHEEM SALES COMPANY, INC. | 14AJM42 | AC | Split System: Air-Cooled Condensing Unit, Coil with Blower | 14AJM42 |  | RCFN-H*4824 | 13 | 16 | Yes | Yes | 2011-01-21 |  | 2
FALSE | 14AJM42 | 4530 | 3879607 | RHEEM SALES COMPANY, INC. | 14AJM42 | AC | Split System: Air-Cooled Condensing Unit, Coil with Blower | 14AJM42 |  | RCFN-H*4824 | 13 | 16 | Yes | Yes | 2011-01-21 |  | 2
FALSE | 14AJM42 | 4530 | 3879608 | RHEEM SALES COMPANY, INC. | 14AJM42 | AC | Split System: Air-Cooled Condensing Unit, Coil with Blower | 14AJM42 |  | RCFN-H*4824 | 13 | 16 | Yes | Yes | 2011-01-21 |  | 2
FALSE | 14AJM48 | 58 | 3879609 | RHEEM SALES COMPANY, INC. | 14AJM48 | AC | Split System: Air-Cooled Condensing Unit, Coil with Blower | 14AJM48 |  | RCFL-A*4821 | 12 | 14.5 | Yes | Yes | 2011-01-21 |  | 0
FALSE | 14AJM48 | 58 | 3879610 | RHEEM SALES COMPANY, INC. | 14AJM48 | AC | Split System: Air-Cooled Condensing Unit, Coil with Blower | 14AJM48 |  | RCFL-A*4821 | 12.5 | 15 | Yes | Yes | 2011-01-21 |  | 1
FALSE | 14AJM48 | 58 | 3879611 | RHEEM SALES COMPANY, INC. | 14AJM48 | AC | Split System: Air-Cooled Condensing Unit, Coil with Blower | 14AJM48 |  | RCFL-A*4824 | 12.5 | 15 | Yes | Yes | 2011-01-21 |  | 1
FALSE | 14AJM48 | 58 | 3879612 | RHEEM SALES COMPANY, INC. | 14AJM48 | AC | Split System: Air-Cooled Condensing Unit, Coil with Blower | 14AJM48 |  | RCFL-A*4824 | 12.5 | 15 | Yes | Yes | 2011-01-21 |  | 1
FALSE | 14AJM48 | 58 | 3879613 | RHEEM SALES COMPANY, INC. | 14AJM48 | AC | Split System: Air-Cooled Condensing Unit, Coil with Blower | 14AJM48 |  | RCFL-H*4821 | 12 | 14.5 | Yes | Yes | 2011-01-21 |  | 0
FALSE | 14AJM48 | 58 | 3879614 | RHEEM SALES COMPANY, INC. | 14AJM48 | AC | Split System: Air-Cooled Condensing Unit, Coil with Blower | 14AJM48 |  | RCFL-H*4821 | 12.5 | 15 | Yes | Yes | 2011-01-21 |  | 1
FALSE | 14AJM48 | 58 | 3879615 | RHEEM SALES COMPANY, INC. | 14AJM48 | AC | Split System: Air-Cooled Condensing Unit, Coil with Blower | 14AJM48 |  | RCFN-H*4824 | 13 | 15.5 | Yes | Yes | 2011-01-21 |  | 1
FALSE | 14AJM48 | 58 | 3879616 | RHEEM SALES COMPANY, INC. | 14AJM48 | AC | Split System: Air-Cooled Condensing Unit, Coil with Blower | 14AJM48 |  | RCFN-H*4824 | 13 | 15.5 | Yes | Yes | 2011-01-21 |  | 1
FALSE | 14AJM48 | 58 | 3879617 | RHEEM SALES COMPANY, INC. | 14AJM48 | AC | Split System: Air-Cooled Condensing Unit, Coil with Blower | 14AJM48 |  | RCFN-H*4824 | 12.5 | 15.1 | Yes | Yes | 2011-01-21 |  | 1
FALSE | 14AJM48 | 58 | 3879618 | RHEEM SALES COMPANY, INC. | 14AJM48 | AC | Split System: Air-Cooled Condensing Unit, Coil with Blower | 14AJM48 |  | RCFN-H*4824 | 13 | 15.5 | Yes | Yes | 2011-01-21 |  | 1
FALSE | 14AJM48 | 58 | 3879619 | RHEEM SALES COMPANY, INC. | 14AJM48 | AC | Split System: Air-Cooled Condensing Unit, Coil with Blower | 14AJM48 |  | RCQD-4821 | 12 | 14.5 | Yes | Yes | 2011-01-21 |  | 0
FALSE | 14AJM48 | 58 | 3879620 | RHEEM SALES COMPANY, INC. | 14AJM48 | AC | Split System: Air-Cooled Condensing Unit, Coil with Blower | 14AJM48 |  | RCQD-4821 | 12 | 14.5 | Yes | Yes | 2011-01-21 |  | 0
FALSE | 14AJM48 | 58 | 3879621 | RHEEM SALES COMPANY, INC. | 14AJM48 | AC | Split System: Air-Cooled Condensing Unit, Coil with Blower | 14AJM48 |  | RCQD-4824 | 12 | 14.5 | Yes | Yes | 2011-01-21 |  | 0
FALSE | 14AJM48 | 58 | 3879622 | RHEEM SALES COMPANY, INC. | 14AJM48 | AC | Split System: Air-Cooled Condensing Unit, Coil with Blower | 14AJM48 |  | RCQD-4824 | 12 | 14.5 | Yes | Yes | 2011-01-21 |  | 0
FALSE | 14AJM49 | 4536 | 3879644 | RHEEM SALES COMPANY, INC. | 14AJM49 | AC | Split System: Air-Cooled Condensing Unit, Coil with Blower | 14AJM49 |  | RCFN-H*4824 | 13 | 16 | Yes | Yes | 2011-01-21 |  | 2
FALSE | 14AJM49 | 4536 | 3879645 | RHEEM SALES COMPANY, INC. | 14AJM49 | AC | Split System: Air-Cooled Condensing Unit, Coil with Blower | 14AJM49 |  | RCFN-H*4824 | 13 | 16 | Yes | Yes | 2011-01-21 |  | 2
FALSE | 14AJM49 | 4536 | 3879646 | RHEEM SALES COMPANY, INC. | 14AJM49 | AC | Split System: Air-Cooled Condensing Unit, Coil with Blower | 14AJM49 |  | RCFN-H*4824 | 13 | 16 | Yes | Yes | 2011-01-21 |  | 2
FALSE | 14AJM49 | 4536 | 3879647 | RHEEM SALES COMPANY, INC. | 14AJM49 | AC | Split System: Air-Cooled Condensing Unit, Coil with Blower | 14AJM49 |  | RCFN-H*4824 | 13 | 16 | Yes | Yes | 2011-01-21 |  | 2
FALSE | 14AJM49 | 4536 | 3879648 | RHEEM SALES COMPANY, INC. | 14AJM49 | AC | Split System: Air-Cooled Condensing Unit, Coil with Blower | 14AJM49 |  | RCQD-4821 | 13 | 15.5 | Yes | Yes | 2011-01-21 |  | 1
FALSE | 14AJM49 | 4536 | 3879649 | RHEEM SALES COMPANY, INC. | 14AJM49 | AC | Split System: Air-Cooled Condensing Unit, Coil with Blower | 14AJM49 |  | RCQD-4821 | 13 | 15.5 | Yes | Yes | 2011-01-21 |  | 1
FALSE | 14AJM49 | 4536 | 3879650 | RHEEM SALES COMPANY, INC. | 14AJM49 | AC | Split System: Air-Cooled Condensing Unit, Coil with Blower | 14AJM49 |  | RCQD-4824 | 13 | 15.5 | Yes | Yes | 2011-01-21 |  | 1
FALSE | 14AJM49 | 4536 | 3879651 | RHEEM SALES COMPANY, INC. | 14AJM49 | AC | Split System: Air-Cooled Condensing Unit, Coil with Blower | 14AJM49 |  | RCQD-4824 | 13 | 15.5 | Yes | Yes | 2011-01-21 |  | 1
FALSE | 14AJM49 | 4536 | 3879652 | RHEEM SALES COMPANY, INC. | 14AJM49 | AC | Split System: Air-Cooled Condensing Unit, Coil with Blower | 14AJM49 |  | RCQD-4824 | 13 | 15.5 | Yes | Yes | 2011-01-21 |  | 1
FALSE | 14AJM56 | 4543 | 3879653 | RHEEM SALES COMPANY, INC. | 14AJM56 | AC | Split System: Air-Cooled Condensing Unit, Coil with Blower | 14AJM56 |  | RCFL-A*6024 | 12 | 14.5 | Yes | Yes | 2011-01-21 |  | 0
FALSE | 14AJM56 | 4543 | 3879654 | RHEEM SALES COMPANY, INC. | 14AJM56 | AC | Split System: Air-Cooled Condensing Unit, Coil with Blower | 14AJM56 |  | RCFL-A*6024 | 12.5 | 15 | Yes | Yes | 2011-01-21 |  | 1
FALSE | 14AJM56 | 4543 | 3879655 | RHEEM SALES COMPANY, INC. | 14AJM56 | AC | Split System: Air-Cooled Condensing Unit, Coil with Blower | 14AJM56 |  | RCFL-A*6024 | 12.5 | 15.1 | Yes | Yes | 2011-01-21 |  | 1
FALSE | 14AJM56 | 4543 | 3879656 | RHEEM SALES COMPANY, INC. | 14AJM56 | AC | Split System: Air-Cooled Condensing Unit, Coil with Blower | 14AJM56 |  | RCFL-A*6024 | 12.5 | 15 | Yes | Yes | 2011-01-21 |  | 1
FALSE | 14AJM56 | 4543 | 3879657 | RHEEM SALES COMPANY, INC. | 14AJM56 | AC | Split System: Air-Cooled Condensing Unit, Coil with Blower | 14AJM56 |  | RCFL-A*6024 | 12.5 | 15 | Yes | Yes | 2011-01-21 |  | 1
FALSE | 14AJM56 | 4543 | 3879658 | RHEEM SALES COMPANY, INC. | 14AJM56 | AC | Split System: Air-Cooled Condensing Unit, Coil with Blower | 14AJM56 |  | RCFL-A*6024 | 12.5 | 15.1 | Yes | Yes | 2011-01-21 |  | 1
FALSE | 14AJM56 | 4543 | 3879659 | RHEEM SALES COMPANY, INC. | 14AJM56 | AC | Split System: Air-Cooled Condensing Unit, Coil with Blower | 14AJM56 |  | RCFL-H*6024 | 12 | 14.5 | Yes | Yes | 2011-01-21 |  | 0
FALSE | 14AJM56 | 4543 | 3879660 | RHEEM SALES COMPANY, INC. | 14AJM56 | AC | Split System: Air-Cooled Condensing Unit, Coil with Blower | 14AJM56 |  | RCFL-H*6024 | 12.5 | 15 | Yes | Yes | 2011-01-21 |  | 1
FALSE | 14AJM56 | 4543 | 3879661 | RHEEM SALES COMPANY, INC. | 14AJM56 | AC | Split System: Air-Cooled Condensing Unit, Coil with Blower | 14AJM56 |  | RCFL-H*6024 | 12.5 | 15.1 | Yes | Yes | 2011-01-21 |  | 1
FALSE | 14AJM56 | 4543 | 3879662 | RHEEM SALES COMPANY, INC. | 14AJM56 | AC | Split System: Air-Cooled Condensing Unit, Coil with Blower | 14AJM56 |  | RCFL-H*6024 | 12.5 | 15 | Yes | Yes | 2011-01-21 |  | 1
FALSE | 14AJM30 | 4513 | 3879700 | RHEEM SALES COMPANY, INC. | 14AJM30 | AC | Split System: Air-Cooled Condensing Unit, Coil with Blower | 14AJM30 |  | RCFL-H*3617 | 13 | 15.5 | Yes | Yes | 2011-03-08 |  | 1
FALSE | 14AJM30 | 4513 | 3879701 | RUUD AIR CONDITIONING DIVISION | 14AJM30 | AC | Split System: Air-Cooled Condensing Unit, Coil with Blower | 14AJM30 |  | RCFL-H*3621 | 13 | 15.5 | Yes | Yes | 2011-03-08 |  | 1
FALSE | 14AJM30 | 4513 | 3879702 | RHEEM SALES COMPANY, INC. | 14AJM30 | AC | Split System: Air-Cooled Condensing Unit, Coil with Blower | 14AJM30 |  | RCFL-H*3621 | 13 | 15.5 | Yes | Yes | 2011-03-08 |  | 1
FALSE | 14AJM30 | 4513 | 3879703 | RUUD AIR CONDITIONING DIVISION | 14AJM30 | AC | Split System: Air-Cooled Condensing Unit, Coil with Blower | 14AJM30 |  | RCFL-H*3821 | 13 | 16 | Yes | Yes | 2011-03-08 |  | 2
FALSE | 14AJM30 | 4513 | 3879704 | RHEEM SALES COMPANY, INC. | 14AJM30 | AC | Split System: Air-Cooled Condensing Unit, Coil with Blower | 14AJM30 |  | RCFL-H*3821 | 13 | 16 | Yes | Yes | 2011-03-08 |  | 2
FALSE | 14AJM30 | 4513 | 3879705 | RUUD AIR CONDITIONING DIVISION | 14AJM30 | AC | Split System: Air-Cooled Condensing Unit, Coil with Blower | 14AJM30 |  | RCFL-A*3621 | 13 | 16 | Yes | Yes | 2011-03-08 |  | 2
FALSE | 14AJM30 | 4513 | 3879706 | RHEEM SALES COMPANY, INC. | 14AJM30 | AC | Split System: Air-Cooled Condensing Unit, Coil with Blower | 14AJM30 |  | RCFL-A*3621 | 13 | 16 | Yes | Yes | 2011-03-08 |  | 2
FALSE | 14AJM30 | 4513 | 3879707 | RUUD AIR CONDITIONING DIVISION | 14AJM30 | AC | Split System: Air-Cooled Condensing Unit, Coil with Blower | 14AJM30 |  | RCFL-H*3621 | 13 | 16 | Yes | Yes | 2011-03-08 |  | 2
FALSE | 14AJM30 | 4513 | 3879708 | RHEEM SALES COMPANY, INC. | 14AJM30 | AC | Split System: Air-Cooled Condensing Unit, Coil with Blower | 14AJM30 |  | RCFL-H*3621 | 13 | 16 | Yes | Yes | 2011-03-08 |  | 2
FALSE | 14AJM30 | 4513 | 3879709 | RUUD AIR CONDITIONING DIVISION | 14AJM30 | AC | Split System: Air-Cooled Condensing Unit, Coil with Blower | 14AJM30 |  | RCFL-H*3821 | 13 | 16 | Yes | Yes | 2011-03-08 |  | 2
FALSE | 14AJM30 | 4513 | 3879710 | RHEEM SALES COMPANY, INC. | 14AJM30 | AC | Split System: Air-Cooled Condensing Unit, Coil with Blower | 14AJM30 |  | RCFL-H*3821 | 13 | 16 | Yes | Yes | 2011-03-08 |  | 2
FALSE | 14AJM30 | 4513 | 3879711 | RUUD AIR CONDITIONING DIVISION | 14AJM30 | AC | Split System: Air-Cooled Condensing Unit, Coil with Blower | 14AJM30 |  | RCFL-H*3824 | 13 | 16 | Yes | Yes | 2011-03-08 |  | 2
FALSE | 14AJM30 | 4513 | 3879712 | RHEEM SALES COMPANY, INC. | 14AJM30 | AC | Split System: Air-Cooled Condensing Unit, Coil with Blower | 14AJM30 |  | RCFL-H*3824 | 13 | 16 | Yes | Yes | 2011-03-08 |  | 2
FALSE | 14AJM30 | 4513 | 3879713 | RUUD AIR CONDITIONING DIVISION | 14AJM30 | AC | Split System: Air-Cooled Condensing Unit, Coil with Blower | 14AJM30 |  | RCFL-H*3824 | 13 | 16 | Yes | Yes | 2011-03-08 |  | 2
FALSE | 14AJM30 | 4513 | 3879714 | RHEEM SALES COMPANY, INC. | 14AJM30 | AC | Split System: Air-Cooled Condensing Unit, Coil with Blower | 14AJM30 |  | RCFL-H*3824 | 13 | 16 | Yes | Yes | 2011-03-08 |  | 2
FALSE | 14AJM30 | 4513 | 3879715 | RUUD AIR CONDITIONING DIVISION | 14AJM30 | AC | Split System: Air-Cooled Condensing Unit, Coil with Blower | 14AJM30 |  | RCFL-A*3617 | 13 | 15.5 | Yes | Yes | 2011-03-08 |  | 1
FALSE | 14AJM30 | 4513 | 3879716 | RHEEM SALES COMPANY, INC. | 14AJM30 | AC | Split System: Air-Cooled Condensing Unit, Coil with Blower | 14AJM30 |  | RCFL-A*3617 | 13 | 15.5 | Yes | Yes | 2011-03-08 |  | 1
FALSE | 14AJM30 | 4513 | 3879717 | RUUD AIR CONDITIONING DIVISION | 14AJM30 | AC | Split System: Air-Cooled Condensing Unit, Coil with Blower | 14AJM30 |  | RCFL-A*3621 | 13 | 15.5 | Yes | Yes | 2011-03-08 |  | 1
FALSE | 14AJM30 | 4513 | 3879718 | RHEEM SALES COMPANY, INC. | 14AJM30 | AC | Split System: Air-Cooled Condensing Unit, Coil with Blower | 14AJM30 |  | RCFL-A*3621 | 13 | 15.5 | Yes | Yes | 2011-03-08 |  | 1
FALSE | 14AJM36 | 38 | 3879778 | RHEEM SALES COMPANY, INC. | 14AJM36 | AC | Split System: Air-Cooled Condensing Unit, Coil with Blower | 14AJM36 |  | RCFL-H*3621 | 13 | 16 | Yes | Yes | 2011-03-08 |  | 2
FALSE | 14AJM36 | 38 | 3879779 | RUUD AIR CONDITIONING DIVISION | 14AJM36 | AC | Split System: Air-Cooled Condensing Unit, Coil with Blower | 14AJM36 |  | RCFL-H*3824 | 13 | 16 | Yes | Yes | 2011-03-08 |  | 2
FALSE | 14AJM36 | 38 | 3879780 | RHEEM SALES COMPANY, INC. | 14AJM36 | AC | Split System: Air-Cooled Condensing Unit, Coil with Blower | 14AJM36 |  | RCFL-H*3824 | 13 | 16 | Yes | Yes | 2011-03-08 |  | 2
FALSE | 14AJM36 | 38 | 3879781 | RUUD AIR CONDITIONING DIVISION | 14AJM36 | AC | Split System: Air-Cooled Condensing Unit, Coil with Blower | 14AJM36 |  | RCFN-H*3624 | 13 | 16 | Yes | Yes | 2011-03-08 |  | 2
FALSE | 14AJM36 | 38 | 3879782 | RHEEM SALES COMPANY, INC. | 14AJM36 | AC | Split System: Air-Cooled Condensing Unit, Coil with Blower | 14AJM36 |  | RCFN-H*3624 | 13 | 16 | Yes | Yes | 2011-03-08 |  | 2
FALSE | 14AJM36 | 38 | 3879783 | RUUD AIR CONDITIONING DIVISION | 14AJM36 | AC | Split System: Air-Cooled Condensing Unit, Coil with Blower | 14AJM36 |  | RCFL-H*3824 | 13 | 16 | Yes | Yes | 2011-03-08 |  | 2
FALSE | 14AJM36 | 38 | 3879784 | RHEEM SALES COMPANY, INC. | 14AJM36 | AC | Split System: Air-Cooled Condensing Unit, Coil with Blower | 14AJM36 |  | RCFL-H*3824 | 13 | 16 | Yes | Yes | 2011-03-08 |  | 2
FALSE | 14AJM36 | 38 | 3879785 | RUUD AIR CONDITIONING DIVISION | 14AJM36 | AC | Split System: Air-Cooled Condensing Unit, Coil with Blower | 14AJM36 |  | RCFN-H*3624 | 13 | 16 | Yes | Yes | 2011-03-08 |  | 2
FALSE | 14AJM36 | 38 | 3879786 | RHEEM SALES COMPANY, INC. | 14AJM36 | AC | Split System: Air-Cooled Condensing Unit, Coil with Blower | 14AJM36 |  | RCFN-H*3624 | 13 | 16 | Yes | Yes | 2011-03-08 |  | 2
FALSE | 14AJM36 | 38 | 3879787 | RUUD AIR CONDITIONING DIVISION | 14AJM36 | AC | Split System: Air-Cooled Condensing Unit, Coil with Blower | 14AJM36 |  | RCFL-A*3621 | 12 | 14.5 | Yes | Yes | 2011-03-08 |  | 0
FALSE | 14AJM36 | 38 | 3879788 | RHEEM SALES COMPANY, INC. | 14AJM36 | AC | Split System: Air-Cooled Condensing Unit, Coil with Blower | 14AJM36 |  | RCFL-A*3621 | 12 | 14.5 | Yes | Yes | 2011-03-08 |  | 0
FALSE | 14AJM36 | 38 | 3879789 | RUUD AIR CONDITIONING DIVISION | 14AJM36 | AC | Split System: Air-Cooled Condensing Unit, Coil with Blower | 14AJM36 |  | RCFL-H*3621 | 12 | 14.5 | Yes | Yes | 2011-03-08 |  | 0
FALSE | 14AJM36 | 38 | 3879790 | RHEEM SALES COMPANY, INC. | 14AJM36 | AC | Split System: Air-Cooled Condensing Unit, Coil with Blower | 14AJM36 |  | RCFL-H*3621 | 12 | 14.5 | Yes | Yes | 2011-03-08 |  | 0
FALSE | 14AJM36 | 38 | 3879791 | RUUD AIR CONDITIONING DIVISION | 14AJM36 | AC | Split System: Air-Cooled Condensing Unit, Coil with Blower | 14AJM36 |  | RCFL-H*3821 | 12.5 | 15 | Yes | Yes | 2011-03-08 |  | 1
FALSE | 14AJM36 | 38 | 3879792 | RHEEM SALES COMPANY, INC. | 14AJM36 | AC | Split System: Air-Cooled Condensing Unit, Coil with Blower | 14AJM36 |  | RCFL-H*3821 | 12.5 | 15 | Yes | Yes | 2011-03-08 |  | 1
FALSE | 14AJM36 | 38 | 3879793 | RUUD AIR CONDITIONING DIVISION | 14AJM36 | AC | Split System: Air-Cooled Condensing Unit, Coil with Blower | 14AJM36 |  | RCQD-3621 | 12.5 | 15 | Yes | Yes | 2011-03-08 |  | 1
FALSE | 14AJM36 | 38 | 3879794 | RHEEM SALES COMPANY, INC. | 14AJM36 | AC | Split System: Air-Cooled Condensing Unit, Coil with Blower | 14AJM36 |  | RCQD-3621 | 12.5 | 15 | Yes | Yes | 2011-03-08 |  | 1
FALSE | 14AJM36 | 38 | 3879795 | RUUD AIR CONDITIONING DIVISION | 14AJM36 | AC | Split System: Air-Cooled Condensing Unit, Coil with Blower | 14AJM36 |  | RCFL-A*3617 | 12.5 | 15.1 | Yes | Yes | 2011-03-08 |  | 1
FALSE | 14AJM36 | 38 | 3879796 | RHEEM SALES COMPANY, INC. | 14AJM36 | AC | Split System: Air-Cooled Condensing Unit, Coil with Blower | 14AJM36 |  | RCFL-A*3617 | 12.5 | 15.1 | Yes | Yes | 2011-03-08 |  | 1
FALSE | 14AJM42 | 4530 | 3879856 | RHEEM SALES COMPANY, INC. | 14AJM42 | AC | Split System: Air-Cooled Condensing Unit, Coil with Blower | 14AJM42 |  | RCFL-A*4824 | 13 | 15.5 | Yes | Yes | 2011-03-08 |  | 1
FALSE | 14AJM42 | 4530 | 3879857 | RUUD AIR CONDITIONING DIVISION | 14AJM42 | AC | Split System: Air-Cooled Condensing Unit, Coil with Blower | 14AJM42 |  | RCFL-H*4824 | 13 | 15.5 | Yes | Yes | 2011-03-08 |  | 1
FALSE | 14AJM42 | 4530 | 3879858 | RHEEM SALES COMPANY, INC. | 14AJM42 | AC | Split System: Air-Cooled Condensing Unit, Coil with Blower | 14AJM42 |  | RCFL-H*4824 | 13 | 15.5 | Yes | Yes | 2011-03-08 |  | 1
FALSE | 14AJM42 | 4530 | 3879859 | RUUD AIR CONDITIONING DIVISION | 14AJM42 | AC | Split System: Air-Cooled Condensing Unit, Coil with Blower | 14AJM42 |  | RCFN-H*4824 | 13 | 16 | Yes | Yes | 2011-03-08 |  | 2
FALSE | 14AJM42 | 4530 | 3879860 | RHEEM SALES COMPANY, INC. | 14AJM42 | AC | Split System: Air-Cooled Condensing Unit, Coil with Blower | 14AJM42 |  | RCFN-H*4824 | 13 | 16 | Yes | Yes | 2011-03-08 |  | 2
FALSE | 14AJM42 | 4530 | 3879861 | RUUD AIR CONDITIONING DIVISION | 14AJM42 | AC | Split System: Air-Cooled Condensing Unit, Coil with Blower | 14AJM42 |  | RCFL-A*4821 | 12 | 14.5 | Yes | Yes | 2011-03-08 |  | 0
FALSE | 14AJM42 | 4530 | 3879862 | RHEEM SALES COMPANY, INC. | 14AJM42 | AC | Split System: Air-Cooled Condensing Unit, Coil with Blower | 14AJM42 |  | RCFL-A*4821 | 12 | 14.5 | Yes | Yes | 2011-03-08 |  | 0
FALSE | 14AJM42 | 4530 | 3879863 | RUUD AIR CONDITIONING DIVISION | 14AJM42 | AC | Split System: Air-Cooled Condensing Unit, Coil with Blower | 14AJM42 |  | RCFL-H*3821 | 12 | 14.5 | Yes | Yes | 2011-03-08 |  | 0
FALSE | 14AJM42 | 4530 | 3879864 | RHEEM SALES COMPANY, INC. | 14AJM42 | AC | Split System: Air-Cooled Condensing Unit, Coil with Blower | 14AJM42 |  | RCFL-H*3821 | 12 | 14.5 | Yes | Yes | 2011-03-08 |  | 0
FALSE | 14AJM42 | 4530 | 3879865 | RUUD AIR CONDITIONING DIVISION | 14AJM42 | AC | Split System: Air-Cooled Condensing Unit, Coil with Blower | 14AJM42 |  | RCFL-H*4821 | 12 | 14.5 | Yes | Yes | 2011-03-08 |  | 0
FALSE | 14AJM42 | 4530 | 3879866 | RHEEM SALES COMPANY, INC. | 14AJM42 | AC | Split System: Air-Cooled Condensing Unit, Coil with Blower | 14AJM42 |  | RCFL-H*4821 | 12 | 14.5 | Yes | Yes | 2011-03-08 |  | 0
FALSE | 14AJM42 | 4530 | 3879867 | RUUD AIR CONDITIONING DIVISION | 14AJM42 | AC | Split System: Air-Cooled Condensing Unit, Coil with Blower | 14AJM42 |  | RCFL-A*4821 | 12 | 14.5 | Yes | Yes | 2011-03-08 |  | 0
FALSE | 14AJM42 | 4530 | 3879868 | RHEEM SALES COMPANY, INC. | 14AJM42 | AC | Split System: Air-Cooled Condensing Unit, Coil with Blower | 14AJM42 |  | RCFL-A*4821 | 12 | 14.5 | Yes | Yes | 2011-03-08 |  | 0
FALSE | 14AJM42 | 4530 | 3879869 | RUUD AIR CONDITIONING DIVISION | 14AJM42 | AC | Split System: Air-Cooled Condensing Unit, Coil with Blower | 14AJM42 |  | RCFL-H*3821 | 12 | 14.5 | Yes | Yes | 2011-03-08 |  | 0
FALSE | 14AJM42 | 4530 | 3879870 | RHEEM SALES COMPANY, INC. | 14AJM42 | AC | Split System: Air-Cooled Condensing Unit, Coil with Blower | 14AJM42 |  | RCFL-H*3821 | 12 | 14.5 | Yes | Yes | 2011-03-08 |  | 0
FALSE | 14AJM42 | 4530 | 3879871 | RUUD AIR CONDITIONING DIVISION | 14AJM42 | AC | Split System: Air-Cooled Condensing Unit, Coil with Blower | 14AJM42 |  | RCFL-H*4821 | 12 | 14.5 | Yes | Yes | 2011-03-08 |  | 0
FALSE | 14AJM42 | 4530 | 3879872 | RHEEM SALES COMPANY, INC. | 14AJM42 | AC | Split System: Air-Cooled Condensing Unit, Coil with Blower | 14AJM42 |  | RCFL-H*4821 | 12 | 14.5 | Yes | Yes | 2011-03-08 |  | 0
FALSE | 14AJM42 | 4530 | 3879873 | RUUD AIR CONDITIONING DIVISION | 14AJM42 | AC | Split System: Air-Cooled Condensing Unit, Coil with Blower | 14AJM42 |  | RCFL-A*4821 | 13 | 15.5 | Yes | Yes | 2011-03-08 |  | 1
FALSE | 14AJM42 | 4530 | 3879874 | RHEEM SALES COMPANY, INC. | 14AJM42 | AC | Split System: Air-Cooled Condensing Unit, Coil with Blower | 14AJM42 |  | RCFL-A*4821 | 13 | 15.5 | Yes | Yes | 2011-03-08 |  | 1
FALSE | 14AJM49 | 4536 | 3879934 | RHEEM SALES COMPANY, INC. | 14AJM49 | AC | Split System: Air-Cooled Condensing Unit, Coil with Blower | 14AJM49 |  | RCFN-H*4824 | 13 | 16 | Yes | Yes | 2011-03-08 |  | 2
FALSE | 14AJM49 | 4536 | 3879935 | RUUD AIR CONDITIONING DIVISION | 14AJM49 | AC | Split System: Air-Cooled Condensing Unit, Coil with Blower | 14AJM49 |  | RCFL-A*4824 | 13 | 15.5 | Yes | Yes | 2011-03-08 |  | 1
FALSE | 14AJM49 | 4536 | 3879936 | RHEEM SALES COMPANY, INC. | 14AJM49 | AC | Split System: Air-Cooled Condensing Unit, Coil with Blower | 14AJM49 |  | RCFL-A*4824 | 13 | 15.5 | Yes | Yes | 2011-03-08 |  | 1
FALSE | 14AJM49 | 4536 | 3879937 | RUUD AIR CONDITIONING DIVISION | 14AJM49 | AC | Split System: Air-Cooled Condensing Unit, Coil with Blower | 14AJM49 |  | RCFL-H*4824 | 13 | 15.5 | Yes | Yes | 2011-03-08 |  | 1
FALSE | 14AJM49 | 4536 | 3879938 | RHEEM SALES COMPANY, INC. | 14AJM49 | AC | Split System: Air-Cooled Condensing Unit, Coil with Blower | 14AJM49 |  | RCFL-H*4824 | 13 | 15.5 | Yes | Yes | 2011-03-08 |  | 1
FALSE | 14AJM49 | 4536 | 3879939 | RUUD AIR CONDITIONING DIVISION | 14AJM49 | AC | Split System: Air-Cooled Condensing Unit, Coil with Blower | 14AJM49 |  | RCFL-A*4821 | 12.5 | 15.1 | Yes | Yes | 2011-03-08 |  | 1
FALSE | 14AJM49 | 4536 | 3879940 | RHEEM SALES COMPANY, INC. | 14AJM49 | AC | Split System: Air-Cooled Condensing Unit, Coil with Blower | 14AJM49 |  | RCFL-A*4821 | 12.5 | 15.1 | Yes | Yes | 2011-03-08 |  | 1
FALSE | 14AJM49 | 4536 | 3879941 | RUUD AIR CONDITIONING DIVISION | 14AJM49 | AC | Split System: Air-Cooled Condensing Unit, Coil with Blower | 14AJM49 |  | RCFL-A*4824 | 12.5 | 15.1 | Yes | Yes | 2011-03-08 |  | 1
FALSE | 14AJM49 | 4536 | 3879942 | RHEEM SALES COMPANY, INC. | 14AJM49 | AC | Split System: Air-Cooled Condensing Unit, Coil with Blower | 14AJM49 |  | RCFL-A*4824 | 12.5 | 15.1 | Yes | Yes | 2011-03-08 |  | 1
FALSE | 14AJM49 | 4536 | 3879943 | RUUD AIR CONDITIONING DIVISION | 14AJM49 | AC | Split System: Air-Cooled Condensing Unit, Coil with Blower | 14AJM49 |  | RCFL-H*4821 | 12.5 | 15.1 | Yes | Yes | 2011-03-08 |  | 1
FALSE | 14AJM49 | 4536 | 3879944 | RHEEM SALES COMPANY, INC. | 14AJM49 | AC | Split System: Air-Cooled Condensing Unit, Coil with Blower | 14AJM49 |  | RCFL-H*4821 | 12.5 | 15.1 | Yes | Yes | 2011-03-08 |  | 1
FALSE | 14AJM49 | 4536 | 3879945 | RUUD AIR CONDITIONING DIVISION | 14AJM49 | AC | Split System: Air-Cooled Condensing Unit, Coil with Blower | 14AJM49 |  | RCFL-H*4824 | 12.5 | 15.1 | Yes | Yes | 2011-03-08 |  | 1
FALSE | 14AJM49 | 4536 | 3879946 | RHEEM SALES COMPANY, INC. | 14AJM49 | AC | Split System: Air-Cooled Condensing Unit, Coil with Blower | 14AJM49 |  | RCFL-H*4824 | 12.5 | 15.1 | Yes | Yes | 2011-03-08 |  | 1
FALSE | 14AJM49 | 4536 | 3879947 | RUUD AIR CONDITIONING DIVISION | 14AJM49 | AC | Split System: Air-Cooled Condensing Unit, Coil with Blower | 14AJM49 |  | RCQD-4821 | 13 | 15.5 | Yes | Yes | 2011-03-08 |  | 1
FALSE | 14AJM49 | 4536 | 3879948 | RHEEM SALES COMPANY, INC. | 14AJM49 | AC | Split System: Air-Cooled Condensing Unit, Coil with Blower | 14AJM49 |  | RCQD-4821 | 13 | 15.5 | Yes | Yes | 2011-03-08 |  | 1
FALSE | 14AJM49 | 4536 | 3879949 | RUUD AIR CONDITIONING DIVISION | 14AJM49 | AC | Split System: Air-Cooled Condensing Unit, Coil with Blower | 14AJM49 |  | RCQD-4824 | 13 | 15.5 | Yes | Yes | 2011-03-08 |  | 1
FALSE | 14AJM49 | 4536 | 3879950 | RHEEM SALES COMPANY, INC. | 14AJM49 | AC | Split System: Air-Cooled Condensing Unit, Coil with Blower | 14AJM49 |  | RCQD-4824 | 13 | 15.5 | Yes | Yes | 2011-03-08 |  | 1
FALSE | 14AJM49 | 4536 | 3879951 | RUUD AIR CONDITIONING DIVISION | 14AJM49 | AC | Split System: Air-Cooled Condensing Unit, Coil with Blower | 14AJM49 |  | RCFL-A*4821 | 12.5 | 15.1 | Yes | Yes | 2011-03-08 |  | 1
FALSE | 14AJM49 | 4536 | 3879952 | RHEEM SALES COMPANY, INC. | 14AJM49 | AC | Split System: Air-Cooled Condensing Unit, Coil with Blower | 14AJM49 |  | RCFL-A*4821 | 12.5 | 15.1 | Yes | Yes | 2011-03-08 |  | 1
FALSE | 14AJM49 | 4536 | 3879953 | RUUD AIR CONDITIONING DIVISION | 14AJM49 | AC | Split System: Air-Cooled Condensing Unit, Coil with Blower | 14AJM49 |  | RCFL-A*4824 | 12.5 | 15.1 | Yes | Yes | 2011-03-08 |  | 1
FALSE | 14AJM49 | 4536 | 3879954 | RHEEM SALES COMPANY, INC. | 14AJM49 | AC | Split System: Air-Cooled Condensing Unit, Coil with Blower | 14AJM49 |  | RCFL-A*4824 | 12.5 | 15.1 | Yes | Yes | 2011-03-08 |  | 1
FALSE | 14AJM49 | 4536 | 3879955 | RUUD AIR CONDITIONING DIVISION | 14AJM49 | AC | Split System: Air-Cooled Condensing Unit, Coil with Blower | 14AJM49 |  | RCFL-H*4821 | 12.5 | 15.1 | Yes | Yes | 2011-03-08 |  | 1
FALSE | 14AJM49 | 4536 | 3879956 | RHEEM SALES COMPANY, INC. | 14AJM49 | AC | Split System: Air-Cooled Condensing Unit, Coil with Blower | 14AJM49 |  | RCFL-H*4821 | 12.5 | 15.1 | Yes | Yes | 2011-03-08 |  | 1
FALSE | 14AJM49 | 4536 | 3879957 | RUUD AIR CONDITIONING DIVISION | 14AJM49 | AC | Split System: Air-Cooled Condensing Unit, Coil with Blower | 14AJM49 |  | RCFL-H*4824 | 12.5 | 15.1 | Yes | Yes | 2011-03-08 |  | 1
FALSE | 14AJM49 | 4536 | 3879958 | RHEEM SALES COMPANY, INC. | 14AJM49 | AC | Split System: Air-Cooled Condensing Unit, Coil with Blower | 14AJM49 |  | RCFL-H*4824 | 12.5 | 15.1 | Yes | Yes | 2011-03-08 |  | 1
FALSE | 14AJM49 | 4536 | 3879959 | RUUD AIR CONDITIONING DIVISION | 14AJM49 | AC | Split System: Air-Cooled Condensing Unit, Coil with Blower | 14AJM49 |  | RCFN-H*4824 | 13 | 16 | Yes | Yes | 2011-03-08 |  | 2
FALSE | 14AJM49 | 4536 | 3879960 | RHEEM SALES COMPANY, INC. | 14AJM49 | AC | Split System: Air-Cooled Condensing Unit, Coil with Blower | 14AJM49 |  | RCFN-H*4824 | 13 | 16 | Yes | Yes | 2011-03-08 |  | 2
FALSE | 14AJM49 | 4536 | 3879961 | RUUD AIR CONDITIONING DIVISION | 14AJM49 | AC | Split System: Air-Cooled Condensing Unit, Coil with Blower | 14AJM49 |  | RCQD-4821 | 13 | 15.5 | Yes | Yes | 2011-03-08 |  | 1
FALSE | 14AJM49 | 4536 | 3879962 | RHEEM SALES COMPANY, INC. | 14AJM49 | AC | Split System: Air-Cooled Condensing Unit, Coil with Blower | 14AJM49 |  | RCQD-4821 | 13 | 15.5 | Yes | Yes | 2011-03-08 |  | 1
FALSE | 14AJM49 | 4536 | 3879963 | RUUD AIR CONDITIONING DIVISION | 14AJM49 | AC | Split System: Air-Cooled Condensing Unit, Coil with Blower | 14AJM49 |  | RCQD-4824 | 13 | 15.5 | Yes | Yes | 2011-03-08 |  | 1
FALSE | 14AJM49 | 4536 | 3879964 | RHEEM SALES COMPANY, INC. | 14AJM49 | AC | Split System: Air-Cooled Condensing Unit, Coil with Blower | 14AJM49 |  | RCQD-4824 | 13 | 15.5 | Yes | Yes | 2011-03-08 |  | 1
FALSE | 14AJM49 | 4536 | 3879965 | RUUD AIR CONDITIONING DIVISION | 14AJM49 | AC | Split System: Air-Cooled Condensing Unit, Coil with Blower | 14AJM49 |  | RCFL-A*4824 | 13 | 15.5 | Yes | Yes | 2011-03-08 |  | 1
FALSE | 14AJM49 | 4536 | 3879966 | RHEEM SALES COMPANY, INC. | 14AJM49 | AC | Split System: Air-Cooled Condensing Unit, Coil with Blower | 14AJM49 |  | RCFL-A*4824 | 13 | 15.5 | Yes | Yes | 2011-03-08 |  | 1
FALSE | 14AJM49 | 4536 | 3879967 | RUUD AIR CONDITIONING DIVISION | 14AJM49 | AC | Split System: Air-Cooled Condensing Unit, Coil with Blower | 14AJM49 |  | RCFL-H*4824 | 13 | 15.5 | Yes | Yes | 2011-03-08 |  | 1
FALSE | 14AJM49 | 4536 | 3879968 | RHEEM SALES COMPANY, INC. | 14AJM49 | AC | Split System: Air-Cooled Condensing Unit, Coil with Blower | 14AJM49 |  | RCFL-H*4824 | 13 | 15.5 | Yes | Yes | 2011-03-08 |  | 1
FALSE | 14AJM49 | 4536 | 3879969 | RUUD AIR CONDITIONING DIVISION | 14AJM49 | AC | Split System: Air-Cooled Condensing Unit, Coil with Blower | 14AJM49 |  | RCFN-H*4824 | 13 | 16 | Yes | Yes | 2011-03-08 |  | 2
FALSE | 14AJM49 | 4536 | 3879970 | RHEEM SALES COMPANY, INC. | 14AJM49 | AC | Split System: Air-Cooled Condensing Unit, Coil with Blower | 14AJM49 |  | RCFN-H*4824 | 13 | 16 | Yes | Yes | 2011-03-08 |  | 2
FALSE | 14AJM49 | 4536 | 3879971 | RUUD AIR CONDITIONING DIVISION | 14AJM49 | AC | Split System: Air-Cooled Condensing Unit, Coil with Blower | 14AJM49 |  | RCQD-4824 | 13 | 15.5 | Yes | Yes | 2011-03-08 |  | 1
FALSE | YCJD18S41S1 | 3740 | 3893895 | GUARDIAN BY JOHNSON CONTROLS | GCGD18S41S3 | AC | Split System: Air-Cooled Condensing Unit, Coil with Blower | TCGD18S41S3 |  | F6FP018 | 12 | 14.5 | Yes | Yes | 2011-02-28 |  | 0
FALSE | YCJD24S41S1 | 3826 | 3893985 | GUARDIAN BY JOHNSON CONTROLS | GCGD24S41S3 | AC | Split System: Air-Cooled Condensing Unit, Coil with Blower | TCGD24S41S3 |  | AHX30 | 12 | 14.5 | Yes | Yes | 2011-02-28 |  | 0
FALSE | YCJD24S41S1 | 3826 | 3894117 | GUARDIAN BY JOHNSON CONTROLS | GCGD24S41S3 | AC | Split System: Air-Cooled Condensing Unit, Coil with Blower | TCGD24S41S3 |  | AHX36 | 12 | 14.5 | Yes | Yes | 2011-02-28 |  | 0
FALSE | YCJD18S41S1 | 3740 | 3894161 | GUARDIAN BY JOHNSON CONTROLS | GCGD18S41S3 | AC | Split System: Air-Cooled Condensing Unit, Coil with Blower | TCGD18S41S3 |  | AHX18 | 12 | 14.5 | Yes | Yes | 2011-02-28 |  | 0
FALSE | YCJD30S44S3 | 3827 | 3894167 | GUARDIAN BY JOHNSON CONTROLS | GCGD30S41S3 | AC | Split System: Air-Cooled Condensing Unit, Coil with Blower | TCGD30S41S3 |  | AHX36 | 12 | 14.5 | Yes | Yes | 2011-02-28 |  | 0
FALSE | YCJD18S41S1 | 3740 | 3894181 | GUARDIAN BY JOHNSON CONTROLS | GCGD18S41S3 | AC | Split System: Air-Cooled Condensing Unit, Coil with Blower | TCGD18S41S3 |  | F6FP018+TXV | 12 | 14.5 | Yes | Yes | 2011-02-28 |  | 0
FALSE | YCJD18S41S1 | 3740 | 3894262 | GUARDIAN BY JOHNSON CONTROLS | GCGD18S41S3 | AC | Split System: Air-Cooled Condensing Unit, Coil with Blower | TCGD18S41S3 |  | AHX18+TXV | 12 | 14.5 | Yes | Yes | 2011-02-28 |  | 0
FALSE | YCJD24S41S1 | 3826 | 3894264 | GUARDIAN BY JOHNSON CONTROLS | GCGD24S41S3 | AC | Split System: Air-Cooled Condensing Unit, Coil with Blower | TCGD24S41S3 |  | AHX30+TXV | 12 | 14.5 | Yes | Yes | 2011-02-28 |  | 0
FALSE | YCJD24S41S1 | 3826 | 3894265 | GUARDIAN BY JOHNSON CONTROLS | GCGD24S41S3 | AC | Split System: Air-Cooled Condensing Unit, Coil with Blower | TCGD24S41S3 |  | AHX36+TXV | 12 | 14.5 | Yes | Yes | 2011-02-28 |  | 0
FALSE | 14AJM49 | 4536 | 3895671 | RUUD AIR CONDITIONING DIVISION | 14AJM49 | AC | Split System: Air-Cooled Condensing Unit, Coil Alone | 14AJM49 |  | RCFL-H*4821 | 12 | 14.5 | Yes | Yes | 2011-03-08 |  | 0
FALSE | 14AJM49 | 4536 | 3895672 | WEATHERKING AIR CONDITIONING DIVISION | 14AJM49 | AC | Split System: Air-Cooled Condensing Unit, Coil Alone | 14AJM49 |  | RCFL-H*4821 | 12 | 14.5 | Yes | Yes | 2011-03-08 |  | 0
FALSE | 14AJM49 | 4536 | 3895675 | RHEEM SALES COMPANY, INC. | DAHM-049JA | AC | Split System: Air-Cooled Condensing Unit, Coil Alone | 14AJM49 |  | RCFL-H*4824 | 12 | 14.5 | Yes | Yes | 2011-03-08 |  | 0
FALSE | 14AJM49 | 4536 | 3895676 | AAF - MCQUAY INC DBA DAIKIN MCQUAY | MAHM-049JA | AC | Split System: Air-Cooled Condensing Unit, Coil Alone | 14AJM49 |  | RCFL-H*4824 | 12 | 14.5 | Yes | Yes | 2011-03-08 |  | 0
FALSE | 14AJM49 | 4536 | 3895680 | RICHMOND | RCU14410A49J | AC | Split System: Air-Cooled Condensing Unit, Coil with Blower | 14AJM49 |  | RCFL-A*4824 | 12.5 | 15 | Yes | Yes | 2011-03-08 |  | 1
FALSE | 14AJM49 | 4536 | 3895681 | RHEEM SALES COMPANY, INC. | RCU14410A49J | AC | Split System: Air-Cooled Condensing Unit, Coil with Blower | 14AJM49 |  | RCFL-A*4824 | 12.5 | 15 | Yes | Yes | 2011-03-08 |  | 1
FALSE | 14AJM49 | 4536 | 3895693 | RICHMOND | RCU14410A49J | AC | Split System: Air-Cooled Condensing Unit, Coil with Blower | 14AJM49 |  | RCFL-A*4821 | 12.5 | 15.1 | Yes | Yes | 2011-03-08 |  | 1
FALSE | 14AJM49 | 4536 | 3895694 | RHEEM SALES COMPANY, INC. | RCU14410A49J | AC | Split System: Air-Cooled Condensing Unit, Coil with Blower | 14AJM49 |  | RCFL-A*4821 | 12.5 | 15.1 | Yes | Yes | 2011-03-08 |  | 1
FALSE | 14AJM49 | 4536 | 3895698 | RICHMOND | RCU14410A49J | AC | Split System: Air-Cooled Condensing Unit, Coil with Blower | 14AJM49 |  | RCFL-A*4824 | 12.5 | 15.1 | Yes | Yes | 2011-03-08 |  | 1
FALSE | 14AJM49 | 4536 | 3895699 | RHEEM SALES COMPANY, INC. | RCU14410A49J | AC | Split System: Air-Cooled Condensing Unit, Coil with Blower | 14AJM49 |  | RCFL-A*4824 | 12.5 | 15.1 | Yes | Yes | 2011-03-08 |  | 1
FALSE | 14AJM49 | 4536 | 3895703 | RICHMOND | RCU14410A49J | AC | Split System: Air-Cooled Condensing Unit, Coil with Blower | 14AJM49 |  | RCFL-H*4821 | 12.5 | 15.1 | Yes | Yes | 2011-03-08 |  | 1
FALSE | 14AJM49 | 4536 | 3895704 | RHEEM SALES COMPANY, INC. | RCU14410A49J | AC | Split System: Air-Cooled Condensing Unit, Coil with Blower | 14AJM49 |  | RCFL-H*4821 | 12.5 | 15.1 | Yes | Yes | 2011-03-08 |  | 1
FALSE | 14AJM49 | 4536 | 3895716 | RICHMOND | RCU14410A49J | AC | Split System: Air-Cooled Condensing Unit, Coil with Blower | 14AJM49 |  | RCFL-A*4821 | 12.5 | 15 | Yes | Yes | 2011-03-08 |  | 1
FALSE | 14AJM49 | 4536 | 3895717 | RHEEM SALES COMPANY, INC. | RCU14410A49J | AC | Split System: Air-Cooled Condensing Unit, Coil with Blower | 14AJM49 |  | RCFL-A*4821 | 12.5 | 15 | Yes | Yes | 2011-03-08 |  | 1
FALSE | 14AJM49 | 4536 | 3895721 | RICHMOND | RCU14410A49J | AC | Split System: Air-Cooled Condensing Unit, Coil with Blower | 14AJM49 |  | RCFL-A*4824 | 12.5 | 15 | Yes | Yes | 2011-03-08 |  | 1
FALSE | 14AJM49 | 4536 | 3895722 | RHEEM SALES COMPANY, INC. | RCU14410A49J | AC | Split System: Air-Cooled Condensing Unit, Coil with Blower | 14AJM49 |  | RCFL-A*4824 | 12.5 | 15 | Yes | Yes | 2011-03-08 |  | 1
FALSE | 14AJM49 | 4536 | 3895726 | RICHMOND | RCU14410A49J | AC | Split System: Air-Cooled Condensing Unit, Coil with Blower | 14AJM49 |  | RCFL-H*4821 | 12.5 | 15 | Yes | Yes | 2011-03-08 |  | 1
FALSE | 14AJM49 | 4536 | 3895727 | RHEEM SALES COMPANY, INC. | RCU14410A49J | AC | Split System: Air-Cooled Condensing Unit, Coil with Blower | 14AJM49 |  | RCFL-H*4821 | 12.5 | 15 | Yes | Yes | 2011-03-08 |  | 1
FALSE | 14AJM49 | 4536 | 3895739 | RICHMOND | RCU14410A49J | AC | Split System: Air-Cooled Condensing Unit, Coil with Blower | 14AJM49 |  | RCFL-A*4824 | 12.5 | 15.1 | Yes | Yes | 2011-03-08 |  | 1
FALSE | 14AJM49 | 4536 | 3895740 | RHEEM SALES COMPANY, INC. | RCU14410A49J | AC | Split System: Air-Cooled Condensing Unit, Coil with Blower | 14AJM49 |  | RCFL-A*4824 | 12.5 | 15.1 | Yes | Yes | 2011-03-08 |  | 1
FALSE | 14AJM49 | 4536 | 3895758 | RHEEM SALES COMPANY, INC. | DAHM-049JA | AC | Split System: Air-Cooled Condensing Unit, Coil with Blower | 14AJM49 |  | RHLL-HM4821+RCSL-H*4821 | 13 | 16 | Yes | Yes | 2011-03-08 |  | 2
FALSE | 14AJM49 | 4536 | 3895759 | RICHMOND | RCU14410A49J | AC | Split System: Air-Cooled Condensing Unit, Coil with Blower | 14AJM49 |  | RHLL-HM4821+RCSL-H*4821 | 13 | 16 | Yes | Yes | 2011-03-08 |  | 2
FALSE | 14AJM30 | 4513 | 3896841 | CENTURY BY HEAT CONTROLLER | RSG1430-1B | AC | Split System: Air-Cooled Condensing Unit, Coil with Blower | 14AJM30 |  | RCFL-H*3821 | 13 | 15.5 | Yes | Yes | 2011-03-08 |  | 1
FALSE | 14AJM30 | 4513 | 3896842 | HEAT CONTROLLER, INC. | RSG1430-1B | AC | Split System: Air-Cooled Condensing Unit, Coil with Blower | 14AJM30 |  | RCFL-H*3821 | 13 | 15.5 | Yes | Yes | 2011-03-08 |  | 1
FALSE | 14AJM30 | 4513 | 3896843 | RICHMOND | RCU14410A30J | AC | Split System: Air-Cooled Condensing Unit, Coil with Blower | 14AJM30 |  | RCFL-H*3821 | 13 | 15.5 | Yes | Yes | 2011-03-08 |  | 1
FALSE | 14AJM30 | 4513 | 3896844 | RHEEM SALES COMPANY, INC. | RCU14410A30J | AC | Split System: Air-Cooled Condensing Unit, Coil with Blower | 14AJM30 |  | RCFL-H*3821 | 13 | 15.5 | Yes | Yes | 2011-03-08 |  | 1
FALSE | 14AJM30 | 4513 | 3896846 | CENTURY BY HEAT CONTROLLER | RSG1430-1B | AC | Split System: Air-Cooled Condensing Unit, Coil with Blower | 14AJM30 |  | RCFL-H*3821 | 13 | 16 | Yes | Yes | 2011-03-08 |  | 2
FALSE | 14AJM30 | 4513 | 3896847 | HEAT CONTROLLER, INC. | RSG1430-1B | AC | Split System: Air-Cooled Condensing Unit, Coil with Blower | 14AJM30 |  | RCFL-H*3821 | 13 | 16 | Yes | Yes | 2011-03-08 |  | 2
FALSE | 14AJM30 | 4513 | 3896848 | RICHMOND | RCU14410A30J | AC | Split System: Air-Cooled Condensing Unit, Coil with Blower | 14AJM30 |  | RCFL-H*3821 | 13 | 16 | Yes | Yes | 2011-03-08 |  | 2
FALSE | 14AJM30 | 4513 | 3896849 | RHEEM SALES COMPANY, INC. | RCU14410A30J | AC | Split System: Air-Cooled Condensing Unit, Coil with Blower | 14AJM30 |  | RCFL-H*3821 | 13 | 16 | Yes | Yes | 2011-03-08 |  | 2
FALSE | 14AJM30 | 4513 | 3896851 | CENTURY BY HEAT CONTROLLER | RSG1430-1B | AC | Split System: Air-Cooled Condensing Unit, Coil with Blower | 14AJM30 |  | RCFL-H*3821 | 13 | 15.5 | Yes | Yes | 2011-03-08 |  | 1
FALSE | 14AJM30 | 4513 | 3896852 | HEAT CONTROLLER, INC. | RSG1430-1B | AC | Split System: Air-Cooled Condensing Unit, Coil with Blower | 14AJM30 |  | RCFL-H*3821 | 13 | 15.5 | Yes | Yes | 2011-03-08 |  | 1
FALSE | 14AJM30 | 4513 | 3896853 | RICHMOND | RCU14410A30J | AC | Split System: Air-Cooled Condensing Unit, Coil with Blower | 14AJM30 |  | RCFL-H*3821 | 13 | 15.5 | Yes | Yes | 2011-03-08 |  | 1
FALSE | 14AJM30 | 4513 | 3896854 | RHEEM SALES COMPANY, INC. | RCU14410A30J | AC | Split System: Air-Cooled Condensing Unit, Coil with Blower | 14AJM30 |  | RCFL-H*3821 | 13 | 15.5 | Yes | Yes | 2011-03-08 |  | 1
FALSE | 14AJM30 | 4513 | 3896856 | CENTURY BY HEAT CONTROLLER | RSG1430-1B | AC | Split System: Air-Cooled Condensing Unit, Coil with Blower | 14AJM30 |  | RCFL-H*3821 | 13 | 15.5 | Yes | Yes | 2011-03-08 |  | 1
FALSE | 14AJM30 | 4513 | 3896857 | HEAT CONTROLLER, INC. | RSG1430-1B | AC | Split System: Air-Cooled Condensing Unit, Coil with Blower | 14AJM30 |  | RCFL-H*3821 | 13 | 15.5 | Yes | Yes | 2011-03-08 |  | 1
FALSE | 14AJM30 | 4513 | 3896858 | RICHMOND | RCU14410A30J | AC | Split System: Air-Cooled Condensing Unit, Coil with Blower | 14AJM30 |  | RCFL-H*3821 | 13 | 15.5 | Yes | Yes | 2011-03-08 |  | 1
FALSE | 14AJM30 | 4513 | 3896859 | RHEEM SALES COMPANY, INC. | RCU14410A30J | AC | Split System: Air-Cooled Condensing Unit, Coil with Blower | 14AJM30 |  | RCFL-H*3821 | 13 | 15.5 | Yes | Yes | 2011-03-08 |  | 1
FALSE | 14AJM30 | 4513 | 3896901 | CENTURY BY HEAT CONTROLLER | RSG1430-1B | AC | Split System: Air-Cooled Condensing Unit, Coil with Blower | 14AJM30 |  | RCFL-H*3824 | 13 | 16 | Yes | Yes | 2011-03-08 |  | 2
FALSE | 14AJM30 | 4513 | 3896902 | HEAT CONTROLLER, INC. | RSG1430-1B | AC | Split System: Air-Cooled Condensing Unit, Coil with Blower | 14AJM30 |  | RCFL-H*3824 | 13 | 16 | Yes | Yes | 2011-03-08 |  | 2
FALSE | 14AJM30 | 4513 | 3896903 | RICHMOND | RCU14410A30J | AC | Split System: Air-Cooled Condensing Unit, Coil with Blower | 14AJM30 |  | RCFL-H*3824 | 13 | 16 | Yes | Yes | 2011-03-08 |  | 2
FALSE | 14AJM30 | 4513 | 3896904 | RHEEM SALES COMPANY, INC. | RCU14410A30J | AC | Split System: Air-Cooled Condensing Unit, Coil with Blower | 14AJM30 |  | RCFL-H*3824 | 13 | 16 | Yes | Yes | 2011-03-08 |  | 2
FALSE | 14AJM30 | 4513 | 3896906 | RICHMOND | RCU14410A30J | AC | Split System: Air-Cooled Condensing Unit, Coil with Blower | 14AJM30 |  | RCFL-H*3824 | 13 | 16 | Yes | Yes | 2011-03-08 |  | 2
FALSE | 14AJM30 | 4513 | 3896907 | RHEEM SALES COMPANY, INC. | RCU14410A30J | AC | Split System: Air-Cooled Condensing Unit, Coil with Blower | 14AJM30 |  | RCFL-H*3824 | 13 | 16 | Yes | Yes | 2011-03-08 |  | 2
FALSE | 14AJM30 | 4513 | 3896909 | CENTURY BY HEAT CONTROLLER | RSG1430-1B | AC | Split System: Air-Cooled Condensing Unit, Coil with Blower | 14AJM30 |  | RCFL-A*3617 | 13 | 15.5 | Yes | Yes | 2011-03-08 |  | 1
FALSE | 14AJM30 | 4513 | 3896910 | HEAT CONTROLLER, INC. | RSG1430-1B | AC | Split System: Air-Cooled Condensing Unit, Coil with Blower | 14AJM30 |  | RCFL-A*3617 | 13 | 15.5 | Yes | Yes | 2011-03-08 |  | 1
FALSE | 14AJM30 | 4513 | 3896911 | RICHMOND | RCU14410A30J | AC | Split System: Air-Cooled Condensing Unit, Coil with Blower | 14AJM30 |  | RCFL-A*3617 | 13 | 15.5 | Yes | Yes | 2011-03-08 |  | 1
FALSE | 14AJM30 | 4513 | 3896912 | RHEEM SALES COMPANY, INC. | RCU14410A30J | AC | Split System: Air-Cooled Condensing Unit, Coil with Blower | 14AJM30 |  | RCFL-A*3617 | 13 | 15.5 | Yes | Yes | 2011-03-08 |  | 1
FALSE | 14AJM30 | 4513 | 3896914 | CENTURY BY HEAT CONTROLLER | RSG1430-1B | AC | Split System: Air-Cooled Condensing Unit, Coil with Blower | 14AJM30 |  | RCFL-H*3617 | 13 | 15.5 | Yes | Yes | 2011-03-08 |  | 1
FALSE | 14AJM30 | 4513 | 3896915 | HEAT CONTROLLER, INC. | RSG1430-1B | AC | Split System: Air-Cooled Condensing Unit, Coil with Blower | 14AJM30 |  | RCFL-H*3617 | 13 | 15.5 | Yes | Yes | 2011-03-08 |  | 1
FALSE | 14AJM30 | 4513 | 3896916 | RICHMOND | RCU14410A30J | AC | Split System: Air-Cooled Condensing Unit, Coil with Blower | 14AJM30 |  | RCFL-H*3617 | 13 | 15.5 | Yes | Yes | 2011-03-08 |  | 1
FALSE | 14AJM30 | 4513 | 3896917 | RHEEM SALES COMPANY, INC. | RCU14410A30J | AC | Split System: Air-Cooled Condensing Unit, Coil with Blower | 14AJM30 |  | RCFL-H*3617 | 13 | 15.5 | Yes | Yes | 2011-03-08 |  | 1
FALSE | 14AJM30 | 4513 | 3896919 | CENTURY BY HEAT CONTROLLER | RSG1430-1B | AC | Split System: Air-Cooled Condensing Unit, Coil with Blower | 14AJM30 |  | RCFL-H*3621 | 13 | 15.5 | Yes | Yes | 2011-03-08 |  | 1
FALSE | 14AJM36 | 38 | 3896981 | RICHMOND | RCU14410A36J | AC | Split System: Air-Cooled Condensing Unit, Coil with Blower | 14AJM36 |  | RCFL-A*3621 | 12.5 | 15.1 | Yes | Yes | 2011-03-08 |  | 1
FALSE | 14AJM36 | 38 | 3896982 | RHEEM SALES COMPANY, INC. | RCU14410A36J | AC | Split System: Air-Cooled Condensing Unit, Coil with Blower | 14AJM36 |  | RCFL-A*3621 | 12.5 | 15.1 | Yes | Yes | 2011-03-08 |  | 1
FALSE | 14AJM36 | 38 | 3896984 | CENTURY BY HEAT CONTROLLER | RSG1436-1B | AC | Split System: Air-Cooled Condensing Unit, Coil with Blower | 14AJM36 |  | RCFL-H*3821 | 13 | 15.5 | Yes | Yes | 2011-03-08 |  | 1
FALSE | 14AJM36 | 38 | 3896985 | HEAT CONTROLLER, INC. | RSG1436-1B | AC | Split System: Air-Cooled Condensing Unit, Coil with Blower | 14AJM36 |  | RCFL-H*3821 | 13 | 15.5 | Yes | Yes | 2011-03-08 |  | 1
FALSE | 14AJM36 | 38 | 3896986 | RICHMOND | RCU14410A36J | AC | Split System: Air-Cooled Condensing Unit, Coil with Blower | 14AJM36 |  | RCFL-H*3821 | 13 | 15.5 | Yes | Yes | 2011-03-08 |  | 1
FALSE | 14AJM36 | 38 | 3896987 | RHEEM SALES COMPANY, INC. | RCU14410A36J | AC | Split System: Air-Cooled Condensing Unit, Coil with Blower | 14AJM36 |  | RCFL-H*3821 | 13 | 15.5 | Yes | Yes | 2011-03-08 |  | 1
FALSE | 14AJM36 | 38 | 3896989 | CENTURY BY HEAT CONTROLLER | RSG1436-1B | AC | Split System: Air-Cooled Condensing Unit, Coil with Blower | 14AJM36 |  | RCFL-H*3824 | 13 | 15.5 | Yes | Yes | 2011-03-08 |  | 1
FALSE | 14AJM36 | 38 | 3896990 | HEAT CONTROLLER, INC. | RSG1436-1B | AC | Split System: Air-Cooled Condensing Unit, Coil with Blower | 14AJM36 |  | RCFL-H*3824 | 13 | 15.5 | Yes | Yes | 2011-03-08 |  | 1
FALSE | 14AJM36 | 38 | 3896991 | RICHMOND | RCU14410A36J | AC | Split System: Air-Cooled Condensing Unit, Coil with Blower | 14AJM36 |  | RCFL-H*3824 | 13 | 15.5 | Yes | Yes | 2011-03-08 |  | 1
FALSE | 14AJM36 | 38 | 3896992 | RHEEM SALES COMPANY, INC. | RCU14410A36J | AC | Split System: Air-Cooled Condensing Unit, Coil with Blower | 14AJM36 |  | RCFL-H*3824 | 13 | 15.5 | Yes | Yes | 2011-03-08 |  | 1
FALSE | 14AJM36 | 38 | 3896994 | CENTURY BY HEAT CONTROLLER | RSG1436-1B | AC | Split System: Air-Cooled Condensing Unit, Coil with Blower | 14AJM36 |  | RCFN-H*3624 | 13 | 16 | Yes | Yes | 2011-03-08 |  | 2
FALSE | 14AJM36 | 38 | 3896995 | HEAT CONTROLLER, INC. | RSG1436-1B | AC | Split System: Air-Cooled Condensing Unit, Coil with Blower | 14AJM36 |  | RCFN-H*3624 | 13 | 16 | Yes | Yes | 2011-03-08 |  | 2
FALSE | 14AJM36 | 38 | 3896996 | RICHMOND | RCU14410A36J | AC | Split System: Air-Cooled Condensing Unit, Coil with Blower | 14AJM36 |  | RCFN-H*3624 | 13 | 16 | Yes | Yes | 2011-03-08 |  | 2
FALSE | 14AJM36 | 38 | 3896997 | RHEEM SALES COMPANY, INC. | RCU14410A36J | AC | Split System: Air-Cooled Condensing Unit, Coil with Blower | 14AJM36 |  | RCFN-H*3624 | 13 | 16 | Yes | Yes | 2011-03-08 |  | 2
FALSE | 14AJM36 | 38 | 3896999 | CENTURY BY HEAT CONTROLLER | RSG1436-1B | AC | Split System: Air-Cooled Condensing Unit, Coil with Blower | 14AJM36 |  | RCFL-A*3621 | 12.5 | 15.1 | Yes | Yes | 2011-03-08 |  | 1
FALSE | 14AJM36 | 38 | 3897061 | HEAT CONTROLLER, INC. | RSG1436-1B | AC | Split System: Air-Cooled Condensing Unit, Coil with Blower | 14AJM36 |  | RCFL-H*3621 | 12.5 | 15.1 | Yes | Yes | 2011-03-08 |  | 1
FALSE | 14AJM36 | 38 | 3897062 | RICHMOND | RCU14410A36J | AC | Split System: Air-Cooled Condensing Unit, Coil with Blower | 14AJM36 |  | RCFL-H*3621 | 12.5 | 15.1 | Yes | Yes | 2011-03-08 |  | 1
FALSE | 14AJM36 | 38 | 3897063 | RHEEM SALES COMPANY, INC. | RCU14410A36J | AC | Split System: Air-Cooled Condensing Unit, Coil with Blower | 14AJM36 |  | RCFL-H*3621 | 12.5 | 15.1 | Yes | Yes | 2011-03-08 |  | 1
FALSE | 14AJM36 | 38 | 3897065 | CENTURY BY HEAT CONTROLLER | RSG1436-1B | AC | Split System: Air-Cooled Condensing Unit, Coil with Blower | 14AJM36 |  | RCFL-H*3824 | 13 | 16 | Yes | Yes | 2011-03-08 |  | 2
FALSE | 14AJM36 | 38 | 3897066 | HEAT CONTROLLER, INC. | RSG1436-1B | AC | Split System: Air-Cooled Condensing Unit, Coil with Blower | 14AJM36 |  | RCFL-H*3824 | 13 | 16 | Yes | Yes | 2011-03-08 |  | 2
FALSE | 14AJM36 | 38 | 3897067 | RICHMOND | RCU14410A36J | AC | Split System: Air-Cooled Condensing Unit, Coil with Blower | 14AJM36 |  | RCFL-H*3824 | 13 | 16 | Yes | Yes | 2011-03-08 |  | 2
FALSE | 14AJM36 | 38 | 3897068 | RHEEM SALES COMPANY, INC. | RCU14410A36J | AC | Split System: Air-Cooled Condensing Unit, Coil with Blower | 14AJM36 |  | RCFL-H*3824 | 13 | 16 | Yes | Yes | 2011-03-08 |  | 2
FALSE | 14AJM42 | 4530 | 3897070 | CENTURY BY HEAT CONTROLLER | RSG1442-1B | AC | Split System: Air-Cooled Condensing Unit, Coil with Blower | 14AJM42 |  | RCFL-H*3821 | 12 | 14.5 | Yes | Yes | 2011-03-08 |  | 0
FALSE | 14AJM42 | 4530 | 3897071 | HEAT CONTROLLER, INC. | RSG1442-1B | AC | Split System: Air-Cooled Condensing Unit, Coil with Blower | 14AJM42 |  | RCFL-H*3821 | 12 | 14.5 | Yes | Yes | 2011-03-08 |  | 0
FALSE | 14AJM42 | 4530 | 3897072 | RICHMOND | RCU14410A42J | AC | Split System: Air-Cooled Condensing Unit, Coil with Blower | 14AJM42 |  | RCFL-H*3821 | 12 | 14.5 | Yes | Yes | 2011-03-08 |  | 0
FALSE | 14AJM42 | 4530 | 3897073 | RHEEM SALES COMPANY, INC. | RCU14410A42J | AC | Split System: Air-Cooled Condensing Unit, Coil with Blower | 14AJM42 |  | RCFL-H*3821 | 12 | 14.5 | Yes | Yes | 2011-03-08 |  | 0
FALSE | 14AJM42 | 4530 | 3897075 | CENTURY BY HEAT CONTROLLER | RSG1442-1B | AC | Split System: Air-Cooled Condensing Unit, Coil with Blower | 14AJM42 |  | RCFL-H*3821 | 12 | 14.5 | Yes | Yes | 2011-03-08 |  | 0
FALSE | 14AJM42 | 4530 | 3897076 | HEAT CONTROLLER, INC. | RSG1442-1B | AC | Split System: Air-Cooled Condensing Unit, Coil with Blower | 14AJM42 |  | RCFL-H*3821 | 12 | 14.5 | Yes | Yes | 2011-03-08 |  | 0
FALSE | 14AJM42 | 4530 | 3897077 | RICHMOND | RCU14410A42J | AC | Split System: Air-Cooled Condensing Unit, Coil with Blower | 14AJM42 |  | RCFL-H*3821 | 12 | 14.5 | Yes | Yes | 2011-03-08 |  | 0
FALSE | 14AJM42 | 4530 | 3897078 | RHEEM SALES COMPANY, INC. | RCU14410A42J | AC | Split System: Air-Cooled Condensing Unit, Coil with Blower | 14AJM42 |  | RCFL-H*3821 | 12 | 14.5 | Yes | Yes | 2011-03-08 |  | 0
FALSE | 14AJM42 | 4530 | 3897080 | CENTURY BY HEAT CONTROLLER | RSG1442-1B | AC | Split System: Air-Cooled Condensing Unit, Coil with Blower | 14AJM42 |  | RCFL-A*4824 | 12.5 | 15.1 | Yes | Yes | 2011-03-08 |  | 1
FALSE | 14AJM42 | 4530 | 3897081 | HEAT CONTROLLER, INC. | RSG1442-1B | AC | Split System: Air-Cooled Condensing Unit, Coil with Blower | 14AJM42 |  | RCFL-A*4824 | 12.5 | 15.1 | Yes | Yes | 2011-03-08 |  | 1
FALSE | 14AJM42 | 4530 | 3897082 | RICHMOND | RCU14410A42J | AC | Split System: Air-Cooled Condensing Unit, Coil with Blower | 14AJM42 |  | RCFL-A*4824 | 12.5 | 15.1 | Yes | Yes | 2011-03-08 |  | 1
FALSE | 14AJM42 | 4530 | 3897083 | RHEEM SALES COMPANY, INC. | RCU14410A42J | AC | Split System: Air-Cooled Condensing Unit, Coil with Blower | 14AJM42 |  | RCFL-A*4824 | 12.5 | 15.1 | Yes | Yes | 2011-03-08 |  | 1
FALSE | 14AJM42 | 4530 | 3897085 | CENTURY BY HEAT CONTROLLER | RSG1442-1B | AC | Split System: Air-Cooled Condensing Unit, Coil with Blower | 14AJM42 |  | RCFL-H*3821 | 12.5 | 15.1 | Yes | Yes | 2011-03-08 |  | 1
FALSE | 14AJM42 | 4530 | 3897086 | HEAT CONTROLLER, INC. | RSG1442-1B | AC | Split System: Air-Cooled Condensing Unit, Coil with Blower | 14AJM42 |  | RCFL-H*3821 | 12.5 | 15.1 | Yes | Yes | 2011-03-08 |  | 1
FALSE | 14AJM42 | 4530 | 3897087 | RICHMOND | RCU14410A42J | AC | Split System: Air-Cooled Condensing Unit, Coil with Blower | 14AJM42 |  | RCFL-H*3821 | 12.5 | 15.1 | Yes | Yes | 2011-03-08 |  | 1
FALSE | 14AJM42 | 4530 | 3897088 | RHEEM SALES COMPANY, INC. | RCU14410A42J | AC | Split System: Air-Cooled Condensing Unit, Coil with Blower | 14AJM42 |  | RCFL-H*3821 | 12.5 | 15.1 | Yes | Yes | 2011-03-08 |  | 1
FALSE | 14AJM42 | 4530 | 3897090 | CENTURY BY HEAT CONTROLLER | RSG1442-1B | AC | Split System: Air-Cooled Condensing Unit, Coil with Blower | 14AJM42 |  | RCFL-H*4821 | 12.5 | 15.1 | Yes | Yes | 2011-03-08 |  | 1
FALSE | 14AJM42 | 4530 | 3897091 | HEAT CONTROLLER, INC. | RSG1442-1B | AC | Split System: Air-Cooled Condensing Unit, Coil with Blower | 14AJM42 |  | RCFL-H*4821 | 12.5 | 15.1 | Yes | Yes | 2011-03-08 |  | 1
FALSE | 14AJM42 | 4530 | 3897092 | RICHMOND | RCU14410A42J | AC | Split System: Air-Cooled Condensing Unit, Coil with Blower | 14AJM42 |  | RCFL-H*4821 | 12.5 | 15.1 | Yes | Yes | 2011-03-08 |  | 1
FALSE | 14AJM42 | 4530 | 3897093 | RHEEM SALES COMPANY, INC. | RCU14410A42J | AC | Split System: Air-Cooled Condensing Unit, Coil with Blower | 14AJM42 |  | RCFL-H*4821 | 12.5 | 15.1 | Yes | Yes | 2011-03-08 |  | 1
FALSE | 14AJM42 | 4530 | 3897095 | CENTURY BY HEAT CONTROLLER | RSG1442-1B | AC | Split System: Air-Cooled Condensing Unit, Coil with Blower | 14AJM42 |  | RCFL-H*4824 | 12.5 | 15.1 | Yes | Yes | 2011-03-08 |  | 1
FALSE | 14AJM42 | 4530 | 3897096 | HEAT CONTROLLER, INC. | RSG1442-1B | AC | Split System: Air-Cooled Condensing Unit, Coil with Blower | 14AJM42 |  | RCFL-H*4824 | 12.5 | 15.1 | Yes | Yes | 2011-03-08 |  | 1
FALSE | 14AJM42 | 4530 | 3897097 | RICHMOND | RCU14410A42J | AC | Split System: Air-Cooled Condensing Unit, Coil with Blower | 14AJM42 |  | RCFL-H*4824 | 12.5 | 15.1 | Yes | Yes | 2011-03-08 |  | 1
FALSE | 14AJM42 | 4530 | 3897098 | RHEEM SALES COMPANY, INC. | RCU14410A42J | AC | Split System: Air-Cooled Condensing Unit, Coil with Blower | 14AJM42 |  | RCFL-H*4824 | 12.5 | 15.1 | Yes | Yes | 2011-03-08 |  | 1
FALSE | 14AJM48 | 58 | 3897141 | HEAT CONTROLLER, INC. | RSG1448-1B | AC | Split System: Air-Cooled Condensing Unit, Coil with Blower | 14AJM48 |  | RCFL-H*4821 | 12 | 14.5 | Yes | Yes | 2011-03-08 |  | 0
FALSE | 14AJM48 | 58 | 3897142 | RICHMOND | RCU14410A48J | AC | Split System: Air-Cooled Condensing Unit, Coil with Blower | 14AJM48 |  | RCFL-H*4821 | 12 | 14.5 | Yes | Yes | 2011-03-08 |  | 0
FALSE | 14AJM48 | 58 | 3897143 | RHEEM SALES COMPANY, INC. | RCU14410A48J | AC | Split System: Air-Cooled Condensing Unit, Coil with Blower | 14AJM48 |  | RCFL-H*4821 | 12 | 14.5 | Yes | Yes | 2011-03-08 |  | 0
FALSE | 14AJM48 | 58 | 3897145 | CENTURY BY HEAT CONTROLLER | RSG1448-1B | AC | Split System: Air-Cooled Condensing Unit, Coil with Blower | 14AJM48 |  | RCFL-H*4824 | 12 | 14.5 | Yes | Yes | 2011-03-08 |  | 0
FALSE | 14AJM48 | 58 | 3897146 | HEAT CONTROLLER, INC. | RSG1448-1B | AC | Split System: Air-Cooled Condensing Unit, Coil with Blower | 14AJM48 |  | RCFL-H*4824 | 12 | 14.5 | Yes | Yes | 2011-03-08 |  | 0
FALSE | 14AJM48 | 58 | 3897147 | RICHMOND | RCU14410A48J | AC | Split System: Air-Cooled Condensing Unit, Coil with Blower | 14AJM48 |  | RCFL-H*4824 | 12 | 14.5 | Yes | Yes | 2011-03-08 |  | 0
FALSE | 14AJM48 | 58 | 3897148 | RHEEM SALES COMPANY, INC. | RCU14410A48J | AC | Split System: Air-Cooled Condensing Unit, Coil with Blower | 14AJM48 |  | RCFL-H*4824 | 12 | 14.5 | Yes | Yes | 2011-03-08 |  | 0
FALSE | 14AJM48 | 58 | 3897150 | CENTURY BY HEAT CONTROLLER | RSG1448-1B | AC | Split System: Air-Cooled Condensing Unit, Coil with Blower | 14AJM48 |  | RCFL-A*4821 | 12 | 14.5 | Yes | Yes | 2011-03-08 |  | 0
FALSE | 14AJM48 | 58 | 3897151 | HEAT CONTROLLER, INC. | RSG1448-1B | AC | Split System: Air-Cooled Condensing Unit, Coil with Blower | 14AJM48 |  | RCFL-A*4821 | 12 | 14.5 | Yes | Yes | 2011-03-08 |  | 0
FALSE | 14AJM48 | 58 | 3897152 | RICHMOND | RCU14410A48J | AC | Split System: Air-Cooled Condensing Unit, Coil with Blower | 14AJM48 |  | RCFL-A*4821 | 12 | 14.5 | Yes | Yes | 2011-03-08 |  | 0
FALSE | 14AJM48 | 58 | 3897153 | RHEEM SALES COMPANY, INC. | RCU14410A48J | AC | Split System: Air-Cooled Condensing Unit, Coil with Blower | 14AJM48 |  | RCFL-A*4821 | 12 | 14.5 | Yes | Yes | 2011-03-08 |  | 0
FALSE | 14AJM48 | 58 | 3897155 | CENTURY BY HEAT CONTROLLER | RSG1448-1B | AC | Split System: Air-Cooled Condensing Unit, Coil with Blower | 14AJM48 |  | RCFL-A*4824 | 12 | 14.5 | Yes | Yes | 2011-03-08 |  | 0
FALSE | 14AJM48 | 58 | 3897156 | HEAT CONTROLLER, INC. | RSG1448-1B | AC | Split System: Air-Cooled Condensing Unit, Coil with Blower | 14AJM48 |  | RCFL-A*4824 | 12 | 14.5 | Yes | Yes | 2011-03-08 |  | 0
FALSE | 14AJM48 | 58 | 3897157 | RICHMOND | RCU14410A48J | AC | Split System: Air-Cooled Condensing Unit, Coil with Blower | 14AJM48 |  | RCFL-A*4824 | 12 | 14.5 | Yes | Yes | 2011-03-08 |  | 0
FALSE | 14AJM48 | 58 | 3897158 | RHEEM SALES COMPANY, INC. | RCU14410A48J | AC | Split System: Air-Cooled Condensing Unit, Coil with Blower | 14AJM48 |  | RCFL-A*4824 | 12 | 14.5 | Yes | Yes | 2011-03-08 |  | 0
FALSE | 14AJM48 | 58 | 3897160 | CENTURY BY HEAT CONTROLLER | RSG1448-1B | AC | Split System: Air-Cooled Condensing Unit, Coil with Blower | 14AJM48 |  | RCFL-H*4821 | 12 | 14.5 | Yes | Yes | 2011-03-08 |  | 0
FALSE | 14AJM48 | 58 | 3897161 | HEAT CONTROLLER, INC. | RSG1448-1B | AC | Split System: Air-Cooled Condensing Unit, Coil with Blower | 14AJM48 |  | RCFL-H*4821 | 12 | 14.5 | Yes | Yes | 2011-03-08 |  | 0
FALSE | 14AJM48 | 58 | 3897162 | RICHMOND | RCU14410A48J | AC | Split System: Air-Cooled Condensing Unit, Coil with Blower | 14AJM48 |  | RCFL-H*4821 | 12 | 14.5 | Yes | Yes | 2011-03-08 |  | 0
FALSE | 14AJM48 | 58 | 3897163 | RHEEM SALES COMPANY, INC. | RCU14410A48J | AC | Split System: Air-Cooled Condensing Unit, Coil with Blower | 14AJM48 |  | RCFL-H*4821 | 12 | 14.5 | Yes | Yes | 2011-03-08 |  | 0
FALSE | 14AJM48 | 58 | 3897165 | CENTURY BY HEAT CONTROLLER | RSG1448-1B | AC | Split System: Air-Cooled Condensing Unit, Coil with Blower | 14AJM48 |  | RCFL-H*4824 | 12 | 14.5 | Yes | Yes | 2011-03-08 |  | 0
FALSE | 14AJM48 | 58 | 3897166 | HEAT CONTROLLER, INC. | RSG1448-1B | AC | Split System: Air-Cooled Condensing Unit, Coil with Blower | 14AJM48 |  | RCFL-H*4824 | 12 | 14.5 | Yes | Yes | 2011-03-08 |  | 0
FALSE | 14AJM48 | 58 | 3897167 | RICHMOND | RCU14410A48J | AC | Split System: Air-Cooled Condensing Unit, Coil with Blower | 14AJM48 |  | RCFL-H*4824 | 12 | 14.5 | Yes | Yes | 2011-03-08 |  | 0
FALSE | 14AJM48 | 58 | 3897168 | RHEEM SALES COMPANY, INC. | RCU14410A48J | AC | Split System: Air-Cooled Condensing Unit, Coil with Blower | 14AJM48 |  | RCFL-H*4824 | 12 | 14.5 | Yes | Yes | 2011-03-08 |  | 0
FALSE | 14AJM48 | 58 | 3897170 | CENTURY BY HEAT CONTROLLER | RSG1448-1B | AC | Split System: Air-Cooled Condensing Unit, Coil with Blower | 14AJM48 |  | RCFL-A*4824 | 12 | 14.5 | Yes | Yes | 2011-03-08 |  | 0
FALSE | 14AJM48 | 58 | 3897171 | HEAT CONTROLLER, INC. | RSG1448-1B | AC | Split System: Air-Cooled Condensing Unit, Coil with Blower | 14AJM48 |  | RCFL-A*4824 | 12 | 14.5 | Yes | Yes | 2011-03-08 |  | 0
FALSE | 14AJM48 | 58 | 3897172 | RICHMOND | RCU14410A48J | AC | Split System: Air-Cooled Condensing Unit, Coil with Blower | 14AJM48 |  | RCFL-A*4824 | 12 | 14.5 | Yes | Yes | 2011-03-08 |  | 0
FALSE | 14AJM48 | 58 | 3897173 | RHEEM SALES COMPANY, INC. | RCU14410A48J | AC | Split System: Air-Cooled Condensing Unit, Coil with Blower | 14AJM48 |  | RCFL-A*4824 | 12 | 14.5 | Yes | Yes | 2011-03-08 |  | 0
FALSE | 14AJM48 | 58 | 3897175 | CENTURY BY HEAT CONTROLLER | RSG1448-1B | AC | Split System: Air-Cooled Condensing Unit, Coil with Blower | 14AJM48 |  | RCFL-H*4824 | 12 | 14.5 | Yes | Yes | 2011-03-08 |  | 0
FALSE | 14AJM48 | 58 | 3897176 | HEAT CONTROLLER, INC. | RSG1448-1B | AC | Split System: Air-Cooled Condensing Unit, Coil with Blower | 14AJM48 |  | RCFL-H*4824 | 12 | 14.5 | Yes | Yes | 2011-03-08 |  | 0
FALSE | 14AJM48 | 58 | 3897177 | RICHMOND | RCU14410A48J | AC | Split System: Air-Cooled Condensing Unit, Coil with Blower | 14AJM48 |  | RCFL-H*4824 | 12 | 14.5 | Yes | Yes | 2011-03-08 |  | 0
FALSE | 14AJM48 | 58 | 3897178 | RHEEM SALES COMPANY, INC. | RCU14410A48J | AC | Split System: Air-Cooled Condensing Unit, Coil with Blower | 14AJM48 |  | RCFL-H*4824 | 12 | 14.5 | Yes | Yes | 2011-03-08 |  | 0
FALSE | TSA036S4N*G | 2270 | 3916855 | LENNOX INDUSTRIES, INC. | 13ACX-036-230-12 | AC | Split System: Air-Cooled Condensing Unit, Coil with Blower | 13ACX-036-230-12 |  | C33-38+TDR+TXV | 12 | 14.5 | Yes | Yes | 2011-01-21 |  | 0
FALSE | TSA036S4N*G | 2270 | 3916857 | LENNOX INDUSTRIES, INC. | 13ACX-036-230-12 | AC | Split System: Air-Cooled Condensing Unit, Coil with Blower | 13ACX-036-230-12 |  | C33-43+TDR+TXV | 12 | 14.5 | Yes | Yes | 2011-01-21 |  | 0
FALSE | TSA036S4N*G | 2270 | 3916858 | LENNOX INDUSTRIES, INC. | 13ACX-036-230-12 | AC | Split System: Air-Cooled Condensing Unit, Coil with Blower | 13ACX-036-230-12 |  | C33-43+TDR+TXV | 12 | 14.5 | Yes | Yes | 2011-01-21 |  | 0
FALSE | TSA036S4N*G | 2270 | 3916859 | LENNOX INDUSTRIES, INC. | 13ACX-036-230-12 | AC | Split System: Air-Cooled Condensing Unit, Coil with Blower | 13ACX-036-230-12 |  | C33-43+TDR+TXV | 12 | 14.5 | Yes | Yes | 2011-01-21 |  | 0
FALSE | TSA036S4N*G | 2270 | 3916861 | LENNOX INDUSTRIES, INC. | 13ACX-036-230-12 | AC | Split System: Air-Cooled Condensing Unit, Coil with Blower | 13ACX-036-230-12 |  | C33-43+TDR+TXV | 12 | 14.5 | Yes | Yes | 2011-01-21 |  | 0
FALSE | TSA036S4N*G | 2270 | 3916862 | LENNOX INDUSTRIES, INC. | 13ACX-036-230-12 | AC | Split System: Air-Cooled Condensing Unit, Coil with Blower | 13ACX-036-230-12 |  | C33-50/60C+TDR+TXV | 12 | 14.5 | Yes | Yes | 2011-01-21 |  | 0
FALSE | TSA036S4N*G | 2270 | 3916865 | LENNOX INDUSTRIES, INC. | 13ACX-036-230-12 | AC | Split System: Air-Cooled Condensing Unit, Coil with Blower | 13ACX-036-230-12 |  | CH33-43+TDR+TXV | 12 | 14.5 | Yes | Yes | 2011-01-21 |  | 0
FALSE | TSA036S4N*G | 2270 | 3916866 | LENNOX INDUSTRIES, INC. | 13ACX-036-230-12 | AC | Split System: Air-Cooled Condensing Unit, Coil with Blower | 13ACX-036-230-12 |  | CH33-43+TDR+TXV | 12 | 14.5 | Yes | Yes | 2011-01-21 |  | 0
FALSE | XC13N042-230-** | 2288 | 3917123 | LENNOX INDUSTRIES, INC. | XC13-042-230-03 | AC | Split System: Air-Cooled Condensing Unit, Coil with Blower | XC13-042-230-03 |  | C33-43+TDR+TXV | 12 | 14.5 | Yes | Yes | 2011-01-21 |  | 0
FALSE | XC13N042-230-** | 2288 | 3917124 | LENNOX INDUSTRIES, INC. | XC13-042-230-03 | AC | Split System: Air-Cooled Condensing Unit, Coil with Blower | XC13-042-230-03 |  | C33-43+TDR+TXV | 12.5 | 15 | Yes | Yes | 2011-01-21 |  | 1
FALSE | XC13N042-230-** | 2288 | 3917125 | LENNOX INDUSTRIES, INC. | XC13-042-230-03 | AC | Split System: Air-Cooled Condensing Unit, Coil with Blower | XC13-042-230-03 |  | C33-43+TDR+TXV | 12.5 | 14.5 | Yes | Yes | 2011-01-21 |  | 0
FALSE | XC13N042-230-** | 2288 | 3917127 | LENNOX INDUSTRIES, INC. | XC13-042-230-03 | AC | Split System: Air-Cooled Condensing Unit, Coil with Blower | XC13-042-230-03 |  | C33-48+TDR+TXV | 12 | 14.5 | Yes | Yes | 2011-01-21 |  | 0
FALSE | XC13N042-230-** | 2288 | 3917128 | LENNOX INDUSTRIES, INC. | XC13-042-230-03 | AC | Split System: Air-Cooled Condensing Unit, Coil with Blower | XC13-042-230-03 |  | C33-48+TDR+TXV | 12 | 14.5 | Yes | Yes | 2011-01-21 |  | 0
FALSE | XC13N042-230-** | 2288 | 3917163 | LENNOX INDUSTRIES, INC. | XC13-042-230-03 | AC | Split System: Air-Cooled Condensing Unit, Coil with Blower | XC13-042-230-03 |  | CX34-43+TDR | 12.5 | 15 | Yes | Yes | 2011-01-21 |  | 1
FALSE | XC13N042-230-** | 2288 | 3917164 | LENNOX INDUSTRIES, INC. | XC13-042-230-03 | AC | Split System: Air-Cooled Condensing Unit, Coil with Blower | XC13-042-230-03 |  | CX34-43+TDR | 12.5 | 14.5 | Yes | Yes | 2011-01-21 |  | 0
FALSE | XC13N042-230-** | 2288 | 3917166 | LENNOX INDUSTRIES, INC. | XC13-042-230-03 | AC | Split System: Air-Cooled Condensing Unit, Coil with Blower | XC13-042-230-03 |  | CX34-44/48+TDR | 12 | 14.5 | Yes | Yes | 2011-01-21 |  | 0
FALSE | XC13N042-230-** | 2288 | 3917167 | LENNOX INDUSTRIES, INC. | XC13-042-230-03 | AC | Split System: Air-Cooled Condensing Unit, Coil with Blower | XC13-042-230-03 |  | CX34-44/48+TDR | 12 | 14.5 | Yes | Yes | 2011-01-21 |  | 0
FALSE | XC13N042-230-** | 2288 | 3917168 | LENNOX INDUSTRIES, INC. | XC13-042-230-03 | AC | Split System: Air-Cooled Condensing Unit, Coil with Blower | XC13-042-230-03 |  | CX34-49+TDR | 12.5 | 15 | Yes | Yes | 2011-01-21 |  | 1
FALSE | XC13N042-230-** | 2288 | 3917169 | LENNOX INDUSTRIES, INC. | XC13-042-230-03 | AC | Split System: Air-Cooled Condensing Unit, Coil with Blower | XC13-042-230-03 |  | CX34-49+TDR | 12.5 | 15 | Yes | Yes | 2011-01-21 |  | 1
FALSE | XC13N042-230-** | 2288 | 3917170 | LENNOX INDUSTRIES, INC. | XC13-042-230-03 | AC | Split System: Air-Cooled Condensing Unit, Coil with Blower | XC13-042-230-03 |  | CX34-60D+TDR | 12.5 | 15 | Yes | Yes | 2011-01-21 |  | 1
FALSE | XC13N042-230-** | 2288 | 3917246 | LENNOX INDUSTRIES, INC. | XC13-042-230-03 | AC | Split System: Air-Cooled Condensing Unit, Coil with Blower | XC13-042-230-03 |  | CX34-43+TDR | 12 | 14.5 | Yes | Yes | 2011-01-21 |  | 0
FALSE | XC13N042-230-** | 2288 | 3917247 | LENNOX INDUSTRIES, INC. | XC13-042-230-03 | AC | Split System: Air-Cooled Condensing Unit, Coil with Blower | XC13-042-230-03 |  | CX34-50/60C+TDR | 12 | 14.5 | Yes | Yes | 2011-01-21 |  | 0
FALSE | XC13N042-230-** | 2288 | 3917248 | LENNOX INDUSTRIES, INC. | XC13-042-230-03 | AC | Split System: Air-Cooled Condensing Unit, Coil with Blower | XC13-042-230-03 |  | CX34-50/60C+TDR | 12 | 14.5 | Yes | Yes | 2011-01-21 |  | 0
FALSE | TSA048S4N*G | 2299 | 3917273 | LENNOX INDUSTRIES, INC. | 13ACX-048-230-12 | AC | Split System: Air-Cooled Condensing Unit, Coil with Blower | 13ACX-048-230-12 |  | C33-62C+TDR+TXV | 12 | 14.5 | Yes | Yes | 2011-01-21 |  | 0
FALSE | TSA048S4N*G | 2299 | 3917274 | LENNOX INDUSTRIES, INC. | 13ACX-048-230-12 | AC | Split System: Air-Cooled Condensing Unit, Coil with Blower | 13ACX-048-230-12 |  | C33-62C+TDR+TXV | 12 | 14.5 | Yes | Yes | 2011-01-21 |  | 0
FALSE | TSA048S4N*G | 2299 | 3917276 | LENNOX INDUSTRIES, INC. | 13ACX-048-230-12 | AC | Split System: Air-Cooled Condensing Unit, Coil with Blower | 13ACX-048-230-12 |  | CH23-68+TDR+TXV | 12 | 14.5 | Yes | Yes | 2011-01-21 |  | 0
FALSE | TSA048S4N*G | 2299 | 3917298 | LENNOX INDUSTRIES, INC. | 13ACX-048-230-12 | AC | Split System: Air-Cooled Condensing Unit, Coil with Blower | 13ACX-048-230-12 |  | CX34-62C+TDR | 12 | 14.5 | Yes | Yes | 2011-01-21 |  | 0
FALSE | TSA048S4N*G | 2299 | 3917299 | LENNOX INDUSTRIES, INC. | 13ACX-048-230-12 | AC | Split System: Air-Cooled Condensing Unit, Coil with Blower | 13ACX-048-230-12 |  | CX34-62C+TDR | 12 | 14.5 | Yes | Yes | 2011-01-21 |  | 0
TRUE | CZF02413 | 3871 | 3919339 | COLEMAN BY JOHNSON CONTROLS | AC6B024F3 | AC | Split System: Air-Cooled Condensing Unit, Coil Alone | CZF02413 |  | FC/MC/PC35+TXV | 12.25 | 14.5 | Yes | Yes | 2011-02-28 |  | 0
FALSE | CZF02413 | 3871 | 3919495 | FRASER-JOHNSTON BY JOHNSON CONTROLS | AL6B024F3 | AC | Split System: Air-Cooled Condensing Unit, Coil with Blower | CZF02413 |  | AHP30+TXV | 12 | 14.5 | Yes | Yes | 2011-02-28 |  | 0
FALSE | CZF02413 | 3871 | 3919496 | FRASER-JOHNSTON BY JOHNSON CONTROLS | AL6B024F3 | AC | Split System: Air-Cooled Condensing Unit, Coil with Blower | CZF02413 |  | AHX24+TXV | 13.5 | 16.75 | Yes | Yes | 2011-02-28 |  | 2
FALSE | CZF02413 | 3871 | 3919497 | FRASER-JOHNSTON BY JOHNSON CONTROLS | AL6B024F3 | AC | Split System: Air-Cooled Condensing Unit, Coil with Blower | CZF02413 |  | AHX30+TXV | 13.75 | 17 | Yes | Yes | 2011-02-28 |  | 2
FALSE | CZF02413 | 3871 | 3919498 | FRASER-JOHNSTON BY JOHNSON CONTROLS | AL6B024F3 | AC | Split System: Air-Cooled Condensing Unit, Coil with Blower | CZF02413 |  | AHX36+TXV | 13.25 | 16.5 | Yes | Yes | 2011-02-28 |  | 2
FALSE | CZF02413 | 3871 | 3919501 | FRASER-JOHNSTON BY JOHNSON CONTROLS | AL6B024F3 | AC | Split System: Air-Cooled Condensing Unit, Coil with Blower | CZF02413 |  | F6FP030+TXV | 13.25 | 16.5 | Yes | Yes | 2011-02-28 |  | 2
FALSE | CZF02413 | 3871 | 3919502 | FRASER-JOHNSTON BY JOHNSON CONTROLS | AL6B024F3 | AC | Split System: Air-Cooled Condensing Unit, Coil with Blower | CZF02413 |  | F6FP036+TXV | 13.5 | 16.75 | Yes | Yes | 2011-02-28 |  | 2
TRUE | CZF02413 | 3871 | 3919539 | FRASER-JOHNSTON BY JOHNSON CONTROLS | AL6B024F3 | AC | Split System: Air-Cooled Condensing Unit, Coil Alone | CZF02413 |  | FC/MC/PC35+TXV | 12.25 | 14.5 | Yes | Yes | 2011-02-28 |  | 0
FALSE | 14ACX-030-230-17 | 2250 | 3928653 | LENNOX INDUSTRIES, INC. | 14ACX-030-230-11 | AC | Split System: Air-Cooled Condensing Unit, Coil with Blower | 14ACX-030-230-11 |  | CX34-25+TDR+TXV | 12.5 | 15 | Yes | Yes | 2011-01-21 |  | 1
FALSE | 14ACX-030-230-17 | 2250 | 3928654 | LENNOX INDUSTRIES, INC. | 14ACX-030-230-11 | AC | Split System: Air-Cooled Condensing Unit, Coil with Blower | 14ACX-030-230-11 |  | CX34-25+TDR+TXV | 13 | 15.5 | Yes | Yes | 2011-01-21 |  | 1
FALSE | 14ACX-030-230-17 | 2250 | 3928655 | LENNOX INDUSTRIES, INC. | 14ACX-030-230-11 | AC | Split System: Air-Cooled Condensing Unit, Coil with Blower | 14ACX-030-230-11 |  | CX34-30+TDR+TXV | 12.5 | 14.5 | Yes | Yes | 2011-01-21 |  | 0
FALSE | 14ACX-030-230-17 | 2250 | 3928656 | LENNOX INDUSTRIES, INC. | 14ACX-030-230-11 | AC | Split System: Air-Cooled Condensing Unit, Coil with Blower | 14ACX-030-230-11 |  | CX34-30+TDR+TXV | 12.5 | 15 | Yes | Yes | 2011-01-21 |  | 1
FALSE | 14ACX-030-230-17 | 2250 | 3928657 | LENNOX INDUSTRIES, INC. | 14ACX-030-230-11 | AC | Split System: Air-Cooled Condensing Unit, Coil with Blower | 14ACX-030-230-11 |  | CX34-31+TDR+TXV | 13 | 15.5 | Yes | Yes | 2011-01-21 |  | 1
FALSE | 14ACX-030-230-17 | 2250 | 3928658 | LENNOX INDUSTRIES, INC. | 14ACX-030-230-11 | AC | Split System: Air-Cooled Condensing Unit, Coil with Blower | 14ACX-030-230-11 |  | CX34-31+TDR+TXV | 13.5 | 16 | Yes | Yes | 2011-01-21 |  | 2
FALSE | 14ACX-030-230-17 | 2250 | 3928659 | LENNOX INDUSTRIES, INC. | 14ACX-030-230-11 | AC | Split System: Air-Cooled Condensing Unit, Coil with Blower | 14ACX-030-230-11 |  | CX34-36+TDR+TXV | 12.5 | 15 | Yes | Yes | 2011-01-21 |  | 1
FALSE | 14ACX-030-230-17 | 2250 | 3928660 | LENNOX INDUSTRIES, INC. | 14ACX-030-230-11 | AC | Split System: Air-Cooled Condensing Unit, Coil with Blower | 14ACX-030-230-11 |  | CX34-36+TDR+TXV | 13 | 15.5 | Yes | Yes | 2011-01-21 |  | 1
FALSE | 14ACX-030-230-17 | 2250 | 3928661 | LENNOX INDUSTRIES, INC. | 14ACX-030-230-11 | AC | Split System: Air-Cooled Condensing Unit, Coil with Blower | 14ACX-030-230-11 |  | CX34-38+TDR+TXV | 13 | 15.5 | Yes | Yes | 2011-01-21 |  | 1
FALSE | 14ACX-030-230-17 | 2250 | 3928662 | LENNOX INDUSTRIES, INC. | 14ACX-030-230-11 | AC | Split System: Air-Cooled Condensing Unit, Coil with Blower | 14ACX-030-230-11 |  | CX34-38+TDR+TXV | 13.5 | 16 | Yes | Yes | 2011-01-21 |  | 2
FALSE | 14ACX-030-230-17 | 2250 | 3928663 | LENNOX INDUSTRIES, INC. | 14ACX-030-230-11 | AC | Split System: Air-Cooled Condensing Unit, Coil with Blower | 14ACX-030-230-11 |  | CX34-42+TDR | 13 | 15.5 | Yes | Yes | 2011-01-21 |  | 1
FALSE | 14ACX-030-230-17 | 2250 | 3928664 | LENNOX INDUSTRIES, INC. | 14ACX-030-230-11 | AC | Split System: Air-Cooled Condensing Unit, Coil with Blower | 14ACX-030-230-11 |  | CX34-43+TDR | 13.5 | 16 | Yes | Yes | 2011-01-21 |  | 2
FALSE | 14ACX-030-230-17 | 2250 | 3928665 | LENNOX INDUSTRIES, INC. | 14ACX-030-230-11 | AC | Split System: Air-Cooled Condensing Unit, Coil with Blower | 14ACX-030-230-11 |  | CH33-19+TDR+TXV | 12.5 | 14.5 | Yes | Yes | 2011-01-21 |  | 0
FALSE | 14ACX-030-230-17 | 2250 | 3928666 | LENNOX INDUSTRIES, INC. | 14ACX-030-230-11 | AC | Split System: Air-Cooled Condensing Unit, Coil with Blower | 14ACX-030-230-11 |  | CH33-25+TDR+TXV | 12.5 | 15 | Yes | Yes | 2011-01-21 |  | 1
FALSE | 14ACX-036-230-15 | 2264 | 3928687 | LENNOX INDUSTRIES, INC. | 14ACX-036-230-11 | AC | Split System: Air-Cooled Condensing Unit, Coil with Blower | 14ACX-036-230-11 |  | CX34-42+TDR | 12.5 | 15 | Yes | Yes | 2011-01-21 |  | 1
FALSE | 14ACX-036-230-15 | 2264 | 3928688 | LENNOX INDUSTRIES, INC. | 14ACX-036-230-11 | AC | Split System: Air-Cooled Condensing Unit, Coil with Blower | 14ACX-036-230-11 |  | CX34-42+TDR | 12.5 | 15 | Yes | Yes | 2011-01-21 |  | 1
FALSE | 14ACX-036-230-15 | 2264 | 3928689 | LENNOX INDUSTRIES, INC. | 14ACX-036-230-11 | AC | Split System: Air-Cooled Condensing Unit, Coil with Blower | 14ACX-036-230-11 |  | CX34-43+TDR | 13 | 16 | Yes | Yes | 2011-01-21 |  | 2
FALSE | 14ACX-036-230-15 | 2264 | 3928690 | LENNOX INDUSTRIES, INC. | 14ACX-036-230-11 | AC | Split System: Air-Cooled Condensing Unit, Coil with Blower | 14ACX-036-230-11 |  | CX34-43+TDR | 13 | 16 | Yes | Yes | 2011-01-21 |  | 2
FALSE | 14ACX-036-230-15 | 2264 | 3928691 | LENNOX INDUSTRIES, INC. | 14ACX-036-230-11 | AC | Split System: Air-Cooled Condensing Unit, Coil with Blower | 14ACX-036-230-11 |  | CX34-43+TDR | 13 | 16 | Yes | Yes | 2011-01-21 |  | 2
FALSE | 14ACX-036-230-15 | 2264 | 3928692 | LENNOX INDUSTRIES, INC. | 14ACX-036-230-11 | AC | Split System: Air-Cooled Condensing Unit, Coil with Blower | 14ACX-036-230-11 |  | CX34-43+TDR | 13 | 15.5 | Yes | Yes | 2011-01-21 |  | 1
FALSE | 14ACX-036-230-15 | 2264 | 3928693 | LENNOX INDUSTRIES, INC. | 14ACX-036-230-11 | AC | Split System: Air-Cooled Condensing Unit, Coil with Blower | 14ACX-036-230-11 |  | CX34-44/48+TDR | 13 | 15.5 | Yes | Yes | 2011-01-21 |  | 1
FALSE | 14ACX-036-230-15 | 2264 | 3928694 | LENNOX INDUSTRIES, INC. | 14ACX-036-230-11 | AC | Split System: Air-Cooled Condensing Unit, Coil with Blower | 14ACX-036-230-11 |  | CX34-44/48+TDR | 13 | 15.5 | Yes | Yes | 2011-01-21 |  | 1
FALSE | 14ACX-036-230-15 | 2264 | 3928695 | LENNOX INDUSTRIES, INC. | 14ACX-036-230-11 | AC | Split System: Air-Cooled Condensing Unit, Coil with Blower | 14ACX-036-230-11 |  | CX34-44/48+TDR | 13 | 15.5 | Yes | Yes | 2011-01-21 |  | 1
FALSE | 14ACX-036-230-15 | 2264 | 3928696 | LENNOX INDUSTRIES, INC. | 14ACX-036-230-11 | AC | Split System: Air-Cooled Condensing Unit, Coil with Blower | 14ACX-036-230-11 |  | CX34-44/48+TDR | 13 | 15.5 | Yes | Yes | 2011-01-21 |  | 1
FALSE | 14ACX-036-230-15 | 2264 | 3928697 | LENNOX INDUSTRIES, INC. | 14ACX-036-230-11 | AC | Split System: Air-Cooled Condensing Unit, Coil with Blower | 14ACX-036-230-11 |  | CX34-49+TDR | 13 | 16 | Yes | Yes | 2011-01-21 |  | 2
FALSE | 14ACX-036-230-15 | 2264 | 3928698 | LENNOX INDUSTRIES, INC. | 14ACX-036-230-11 | AC | Split System: Air-Cooled Condensing Unit, Coil with Blower | 14ACX-036-230-11 |  | CX34-49+TDR | 13 | 15.5 | Yes | Yes | 2011-01-21 |  | 1
FALSE | 14ACX-036-230-15 | 2264 | 3928699 | LENNOX INDUSTRIES, INC. | 14ACX-036-230-11 | AC | Split System: Air-Cooled Condensing Unit, Coil with Blower | 14ACX-036-230-11 |  | CX34-50/60C+TDR | 13 | 16 | Yes | Yes | 2011-01-21 |  | 2
FALSE | 14ACX-036-230-15 | 2264 | 3928700 | LENNOX INDUSTRIES, INC. | 14ACX-036-230-11 | AC | Split System: Air-Cooled Condensing Unit, Coil with Blower | 14ACX-036-230-11 |  | CX34-50/60C+TDR | 13 | 15.5 | Yes | Yes | 2011-01-21 |  | 1
FALSE | 14ACX-036-230-15 | 2264 | 3928701 | LENNOX INDUSTRIES, INC. | 14ACX-036-230-11 | AC | Split System: Air-Cooled Condensing Unit, Coil with Blower | 14ACX-036-230-11 |  | CH33-31+TDR+TXV | 12.5 | 15 | Yes | Yes | 2011-01-21 |  | 1
FALSE | 14ACX-036-230-15 | 2264 | 3928702 | LENNOX INDUSTRIES, INC. | 14ACX-036-230-11 | AC | Split System: Air-Cooled Condensing Unit, Coil with Blower | 14ACX-036-230-11 |  | CH33-31+TDR+TXV | 12.7 | 15.5 | Yes | Yes | 2011-01-21 |  | 1
FALSE | 14ACX-036-230-15 | 2264 | 3928703 | LENNOX INDUSTRIES, INC. | 14ACX-036-230-11 | AC | Split System: Air-Cooled Condensing Unit, Coil with Blower | 14ACX-036-230-11 |  | CH33-31+TDR+TXV | 12.5 | 15.5 | Yes | Yes | 2011-01-21 |  | 1
FALSE | TSA042H4N4*Y | 2280 | 3928728 | LENNOX INDUSTRIES, INC. | 14ACX-042-230-11 | AC | Split System: Air-Cooled Condensing Unit, Coil with Blower | 14ACX-042-230-11 |  | CX34-43+TDR | 12 | 14.5 | Yes | Yes | 2011-01-21 |  | 0
FALSE | TSA042H4N4*Y | 2280 | 3928729 | LENNOX INDUSTRIES, INC. | 14ACX-042-230-11 | AC | Split System: Air-Cooled Condensing Unit, Coil with Blower | 14ACX-042-230-11 |  | CX34-43+TDR | 12.5 | 14.5 | Yes | Yes | 2011-01-21 |  | 0
FALSE | TSA042H4N4*Y | 2280 | 3928730 | LENNOX INDUSTRIES, INC. | 14ACX-042-230-11 | AC | Split System: Air-Cooled Condensing Unit, Coil with Blower | 14ACX-042-230-11 |  | CX34-43+TDR | 12.5 | 15 | Yes | Yes | 2011-01-21 |  | 1
FALSE | TSA042H4N4*Y | 2280 | 3928731 | LENNOX INDUSTRIES, INC. | 14ACX-042-230-11 | AC | Split System: Air-Cooled Condensing Unit, Coil with Blower | 14ACX-042-230-11 |  | CX34-43+TDR | 12.5 | 15 | Yes | Yes | 2011-01-21 |  | 1
FALSE | TSA042H4N4*Y | 2280 | 3928733 | LENNOX INDUSTRIES, INC. | 14ACX-042-230-11 | AC | Split System: Air-Cooled Condensing Unit, Coil with Blower | 14ACX-042-230-11 |  | CX34-44/48+TDR | 12 | 14.5 | Yes | Yes | 2011-01-21 |  | 0
FALSE | TSA042H4N4*Y | 2280 | 3928734 | LENNOX INDUSTRIES, INC. | 14ACX-042-230-11 | AC | Split System: Air-Cooled Condensing Unit, Coil with Blower | 14ACX-042-230-11 |  | CX34-44/48+TDR | 12.5 | 14.5 | Yes | Yes | 2011-01-21 |  | 0
FALSE | TSA042H4N4*Y | 2280 | 3928735 | LENNOX INDUSTRIES, INC. | 14ACX-042-230-11 | AC | Split System: Air-Cooled Condensing Unit, Coil with Blower | 14ACX-042-230-11 |  | CX34-44/48+TDR | 12 | 14.5 | Yes | Yes | 2011-01-21 |  | 0
FALSE | TSA042H4N4*Y | 2280 | 3928736 | LENNOX INDUSTRIES, INC. | 14ACX-042-230-11 | AC | Split System: Air-Cooled Condensing Unit, Coil with Blower | 14ACX-042-230-11 |  | CX34-49+TDR | 13 | 15 | Yes | Yes | 2011-01-21 |  | 1
FALSE | TSA042H4N4*Y | 2280 | 3928737 | LENNOX INDUSTRIES, INC. | 14ACX-042-230-11 | AC | Split System: Air-Cooled Condensing Unit, Coil with Blower | 14ACX-042-230-11 |  | CX34-49+TDR | 13 | 15 | Yes | Yes | 2011-01-21 |  | 1
FALSE | TSA042H4N4*Y | 2280 | 3928738 | LENNOX INDUSTRIES, INC. | 14ACX-042-230-11 | AC | Split System: Air-Cooled Condensing Unit, Coil with Blower | 14ACX-042-230-11 |  | CX34-50/60C+TDR | 12.5 | 14.5 | Yes | Yes | 2011-01-21 |  | 0
FALSE | TSA042H4N4*Y | 2280 | 3928739 | LENNOX INDUSTRIES, INC. | 14ACX-042-230-11 | AC | Split System: Air-Cooled Condensing Unit, Coil with Blower | 14ACX-042-230-11 |  | CX34-50/60C+TDR | 12.5 | 14.5 | Yes | Yes | 2011-01-21 |  | 0
FALSE | TSA042H4N4*Y | 2280 | 3928740 | LENNOX INDUSTRIES, INC. | 14ACX-042-230-11 | AC | Split System: Air-Cooled Condensing Unit, Coil with Blower | 14ACX-042-230-11 |  | CX34-60D+TDR | 13 | 15 | Yes | Yes | 2011-01-21 |  | 1
FALSE | TSA042H4N4*Y | 2280 | 3928741 | LENNOX INDUSTRIES, INC. | 14ACX-042-230-11 | AC | Split System: Air-Cooled Condensing Unit, Coil with Blower | 14ACX-042-230-11 |  | CX34-62C+TDR | 13 | 15.5 | Yes | Yes | 2011-01-21 |  | 1
FALSE | TSA042H4N4*Y | 2280 | 3928742 | LENNOX INDUSTRIES, INC. | 14ACX-042-230-11 | AC | Split System: Air-Cooled Condensing Unit, Coil with Blower | 14ACX-042-230-11 |  | CX34-62C+TDR | 13 | 15.5 | Yes | Yes | 2011-01-21 |  | 1
FALSE | TSA042H4N4*Y | 2280 | 3928743 | LENNOX INDUSTRIES, INC. | 14ACX-042-230-11 | AC | Split System: Air-Cooled Condensing Unit, Coil with Blower | 14ACX-042-230-11 |  | CX34-62D+TDR | 13 | 15.5 | Yes | Yes | 2011-01-21 |  | 1
FALSE | TSA042H4N4*Y | 2280 | 3928744 | LENNOX INDUSTRIES, INC. | 14ACX-042-230-11 | AC | Split System: Air-Cooled Condensing Unit, Coil with Blower | 14ACX-042-230-11 |  | CH33-43+TDR+TXV | 12.5 | 14.5 | Yes | Yes | 2011-01-21 |  | 0
FALSE | TSA042H4N4*Y | 2280 | 3928745 | LENNOX INDUSTRIES, INC. | 14ACX-042-230-11 | AC | Split System: Air-Cooled Condensing Unit, Coil with Blower | 14ACX-042-230-11 |  | CH33-43+TDR+TXV | 12.5 | 15 | Yes | Yes | 2011-01-21 |  | 1
FALSE | XC14-048-230-08 | 2298 | 3928770 | LENNOX INDUSTRIES, INC. | 14ACX-048-230-11 | AC | Split System: Air-Cooled Condensing Unit, Coil with Blower | 14ACX-048-230-11 |  | CH33-43+TDR+TXV | 12 | 14.5 | Yes | Yes | 2011-01-21 |  | 0
FALSE | XC14-048-230-08 | 2298 | 3928771 | LENNOX INDUSTRIES, INC. | 14ACX-048-230-11 | AC | Split System: Air-Cooled Condensing Unit, Coil with Blower | 14ACX-048-230-11 |  | CH33-43+TDR+TXV | 12 | 14.5 | Yes | Yes | 2011-01-21 |  | 0
FALSE | XC14-048-230-08 | 2298 | 3928772 | LENNOX INDUSTRIES, INC. | 14ACX-048-230-11 | AC | Split System: Air-Cooled Condensing Unit, Coil with Blower | 14ACX-048-230-11 |  | CH33-48+TDR+TXV | 12 | 14.5 | Yes | Yes | 2011-01-21 |  | 0
FALSE | XC14-048-230-08 | 2298 | 3928774 | LENNOX INDUSTRIES, INC. | 14ACX-048-230-11 | AC | Split System: Air-Cooled Condensing Unit, Coil with Blower | 14ACX-048-230-11 |  | CH33-49+TDR+TXV | 12 | 14.5 | Yes | Yes | 2011-01-21 |  | 0
FALSE | XC14-048-230-08 | 2298 | 3928775 | LENNOX INDUSTRIES, INC. | 14ACX-048-230-11 | AC | Split System: Air-Cooled Condensing Unit, Coil with Blower | 14ACX-048-230-11 |  | CH33-49+TDR+TXV | 12 | 14.5 | Yes | Yes | 2011-01-21 |  | 0
FALSE | XC14-048-230-08 | 2298 | 3928776 | LENNOX INDUSTRIES, INC. | 14ACX-048-230-11 | AC | Split System: Air-Cooled Condensing Unit, Coil with Blower | 14ACX-048-230-11 |  | CH33-50/60C+TDR+TXV | 12 | 14.5 | Yes | Yes | 2011-01-21 |  | 0
FALSE | XC14-048-230-08 | 2298 | 3928777 | LENNOX INDUSTRIES, INC. | 14ACX-048-230-11 | AC | Split System: Air-Cooled Condensing Unit, Coil with Blower | 14ACX-048-230-11 |  | CH33-50/60C+TDR+TXV | 12 | 14.5 | Yes | Yes | 2011-01-21 |  | 0
FALSE | XC14-048-230-08 | 2298 | 3928778 | LENNOX INDUSTRIES, INC. | 14ACX-048-230-11 | AC | Split System: Air-Cooled Condensing Unit, Coil with Blower | 14ACX-048-230-11 |  | CH33-60D+TDR+TXV | 12 | 14.5 | Yes | Yes | 2011-01-21 |  | 0
FALSE | XC14-048-230-08 | 2298 | 3928779 | LENNOX INDUSTRIES, INC. | 14ACX-048-230-11 | AC | Split System: Air-Cooled Condensing Unit, Coil with Blower | 14ACX-048-230-11 |  | CH33-62D+TDR+TXV | 12.5 | 15 | Yes | Yes | 2011-01-21 |  | 1
FALSE | XC14-048-230-08 | 2298 | 3928782 | LENNOX INDUSTRIES, INC. | 14ACX-048-230-11 | AC | Split System: Air-Cooled Condensing Unit, Coil with Blower | 14ACX-048-230-11 |  | CR33-50/60+TDR+TXV | 12 | 14.5 | Yes | Yes | 2011-01-21 |  | 0
FALSE | XC14-048-230-08 | 2298 | 3928783 | LENNOX INDUSTRIES, INC. | 14ACX-048-230-11 | AC | Split System: Air-Cooled Condensing Unit, Coil with Blower | 14ACX-048-230-11 |  | CR33-50/60+TDR+TXV | 12 | 14.5 | Yes | Yes | 2011-01-21 |  | 0
FALSE | XC14-060-230-** | 2308 | 3928788 | LENNOX INDUSTRIES, INC. | 14ACX-060-230-11 | AC | Split System: Air-Cooled Condensing Unit, Coil with Blower | 14ACX-060-230-11 |  | CX34-60D+TDR | 12 | 14.5 | Yes | Yes | 2011-01-21 |  | 0
FALSE | XC14-060-230-** | 2308 | 3928789 | LENNOX INDUSTRIES, INC. | 14ACX-060-230-11 | AC | Split System: Air-Cooled Condensing Unit, Coil with Blower | 14ACX-060-230-11 |  | CX34-62C+TDR | 12 | 14.5 | Yes | Yes | 2011-01-21 |  | 0
FALSE | XC14-060-230-** | 2308 | 3928790 | LENNOX INDUSTRIES, INC. | 14ACX-060-230-11 | AC | Split System: Air-Cooled Condensing Unit, Coil with Blower | 14ACX-060-230-11 |  | CX34-62C+TDR | 12 | 14.5 | Yes | Yes | 2011-01-21 |  | 0
FALSE | XC14-060-230-** | 2308 | 3928791 | LENNOX INDUSTRIES, INC. | 14ACX-060-230-11 | AC | Split System: Air-Cooled Condensing Unit, Coil with Blower | 14ACX-060-230-11 |  | CX34-62D+TDR | 12.5 | 15 | Yes | Yes | 2011-01-21 |  | 1
FALSE | XC14-060-230-** | 2308 | 3928796 | LENNOX INDUSTRIES, INC. | 14ACX-060-230-11 | AC | Split System: Air-Cooled Condensing Unit, Coil with Blower | 14ACX-060-230-11 |  | CH33-60D+TDR+TXV | 12 | 14.5 | Yes | Yes | 2011-01-21 |  | 0
FALSE | XC14-060-230-** | 2308 | 3928797 | LENNOX INDUSTRIES, INC. | 14ACX-060-230-11 | AC | Split System: Air-Cooled Condensing Unit, Coil with Blower | 14ACX-060-230-11 |  | CH33-62D+TDR+TXV | 12 | 14.5 | Yes | Yes | 2011-01-21 |  | 0
FALSE | 14ACX-036-230-15 | 2264 | 3929152 | LENNOX INDUSTRIES, INC. | XC14-036-230-03 | AC | Split System: Air-Cooled Condensing Unit, Coil with Blower | XC14-036-230-03 |  | CX34-43+TDR | 13.2 | 16 | Yes | Yes | 2011-01-21 |  | 2
FALSE | 14ACX-036-230-15 | 2264 | 3929153 | LENNOX INDUSTRIES, INC. | XC14-036-230-03 | AC | Split System: Air-Cooled Condensing Unit, Coil with Blower | XC14-036-230-03 |  | CX34-43+TDR | 13.2 | 16 | Yes | Yes | 2011-01-21 |  | 2
FALSE | 14ACX-036-230-15 | 2264 | 3929154 | LENNOX INDUSTRIES, INC. | XC14-036-230-03 | AC | Split System: Air-Cooled Condensing Unit, Coil with Blower | XC14-036-230-03 |  | CX34-43+TDR | 13 | 15.7 | Yes | Yes | 2011-01-21 |  | 1
FALSE | 14ACX-036-230-15 | 2264 | 3929155 | LENNOX INDUSTRIES, INC. | XC14-036-230-03 | AC | Split System: Air-Cooled Condensing Unit, Coil with Blower | XC14-036-230-03 |  | CX34-44/48+TDR | 13 | 15.7 | Yes | Yes | 2011-01-21 |  | 1
FALSE | 14ACX-036-230-15 | 2264 | 3929156 | LENNOX INDUSTRIES, INC. | XC14-036-230-03 | AC | Split System: Air-Cooled Condensing Unit, Coil with Blower | XC14-036-230-03 |  | CX34-44/48+TDR | 13 | 15.7 | Yes | Yes | 2011-01-21 |  | 1
FALSE | 14ACX-036-230-15 | 2264 | 3929157 | LENNOX INDUSTRIES, INC. | XC14-036-230-03 | AC | Split System: Air-Cooled Condensing Unit, Coil with Blower | XC14-036-230-03 |  | CX34-44/48+TDR | 13 | 15.7 | Yes | Yes | 2011-01-21 |  | 1
FALSE | 14ACX-036-230-15 | 2264 | 3929158 | LENNOX INDUSTRIES, INC. | XC14-036-230-03 | AC | Split System: Air-Cooled Condensing Unit, Coil with Blower | XC14-036-230-03 |  | CX34-44/48+TDR | 13 | 15.5 | Yes | Yes | 2011-01-21 |  | 1
FALSE | 14ACX-036-230-15 | 2264 | 3929159 | LENNOX INDUSTRIES, INC. | XC14-036-230-03 | AC | Split System: Air-Cooled Condensing Unit, Coil with Blower | XC14-036-230-03 |  | CX34-49+TDR | 13.2 | 16 | Yes | Yes | 2011-01-21 |  | 2
FALSE | 14ACX-036-230-15 | 2264 | 3929160 | LENNOX INDUSTRIES, INC. | XC14-036-230-03 | AC | Split System: Air-Cooled Condensing Unit, Coil with Blower | XC14-036-230-03 |  | CX34-49+TDR | 13.2 | 15.7 | Yes | Yes | 2011-01-21 |  | 1
FALSE | 14ACX-036-230-15 | 2264 | 3929161 | LENNOX INDUSTRIES, INC. | XC14-036-230-03 | AC | Split System: Air-Cooled Condensing Unit, Coil with Blower | XC14-036-230-03 |  | CX34-50/60C+TDR | 13.2 | 16 | Yes | Yes | 2011-01-21 |  | 2
FALSE | 14ACX-036-230-15 | 2264 | 3929162 | LENNOX INDUSTRIES, INC. | XC14-036-230-03 | AC | Split System: Air-Cooled Condensing Unit, Coil with Blower | XC14-036-230-03 |  | CX34-50/60C+TDR | 13 | 15.7 | Yes | Yes | 2011-01-21 |  | 1
FALSE | 14ACX-036-230-15 | 2264 | 3929163 | LENNOX INDUSTRIES, INC. | XC14-036-230-03 | AC | Split System: Air-Cooled Condensing Unit, Coil with Blower | XC14-036-230-03 |  | CH33-31+TDR+TXV | 12.5 | 15.2 | Yes | Yes | 2011-01-21 |  | 1
FALSE | 14ACX-036-230-15 | 2264 | 3929164 | LENNOX INDUSTRIES, INC. | XC14-036-230-03 | AC | Split System: Air-Cooled Condensing Unit, Coil with Blower | XC14-036-230-03 |  | CH33-31+TDR+TXV | 12.7 | 15.5 | Yes | Yes | 2011-01-21 |  | 1
FALSE | 14ACX-036-230-15 | 2264 | 3929165 | LENNOX INDUSTRIES, INC. | XC14-036-230-03 | AC | Split System: Air-Cooled Condensing Unit, Coil with Blower | XC14-036-230-03 |  | CH33-31+TDR+TXV | 12.7 | 15.5 | Yes | Yes | 2011-01-21 |  | 1
FALSE | 14ACX-036-230-15 | 2264 | 3929166 | LENNOX INDUSTRIES, INC. | XC14-036-230-03 | AC | Split System: Air-Cooled Condensing Unit, Coil with Blower | XC14-036-230-03 |  | CH33-36+TDR+TXV | 12.2 | 14.7 | Yes | Yes | 2011-01-21 |  | 0
FALSE | 14ACX-036-230-15 | 2264 | 3929167 | LENNOX INDUSTRIES, INC. | XC14-036-230-03 | AC | Split System: Air-Cooled Condensing Unit, Coil with Blower | XC14-036-230-03 |  | CH33-36+TDR+TXV | 12.7 | 15.2 | Yes | Yes | 2011-01-21 |  | 1
FALSE | 14ACX-036-230-15 | 2264 | 3929168 | LENNOX INDUSTRIES, INC. | XC14-036-230-03 | AC | Split System: Air-Cooled Condensing Unit, Coil with Blower | XC14-036-230-03 |  | CH33-36+TDR+TXV | 12.7 | 15.2 | Yes | Yes | 2011-01-21 |  | 1
FALSE | 14ACX-036-230-15 | 2264 | 3929169 | LENNOX INDUSTRIES, INC. | XC14-036-230-03 | AC | Split System: Air-Cooled Condensing Unit, Coil with Blower | XC14-036-230-03 |  | CH33-42+TDR+TXV | 13 | 15.5 | Yes | Yes | 2011-01-21 |  | 1
FALSE | 14ACX-036-230-15 | 2264 | 3929170 | LENNOX INDUSTRIES, INC. | XC14-036-230-03 | AC | Split System: Air-Cooled Condensing Unit, Coil with Blower | XC14-036-230-03 |  | CH33-42+TDR+TXV | 12.7 | 15.2 | Yes | Yes | 2011-01-21 |  | 1
FALSE | 14ACX-036-230-15 | 2264 | 3929171 | LENNOX INDUSTRIES, INC. | XC14-036-230-03 | AC | Split System: Air-Cooled Condensing Unit, Coil with Blower | XC14-036-230-03 |  | CH33-43+TDR+TXV | 13.2 | 16 | Yes | Yes | 2011-01-21 |  | 2
FALSE | 14ACX-036-230-15 | 2264 | 3929172 | LENNOX INDUSTRIES, INC. | XC14-036-230-03 | AC | Split System: Air-Cooled Condensing Unit, Coil with Blower | XC14-036-230-03 |  | CH33-43+TDR+TXV | 13.2 | 15.7 | Yes | Yes | 2011-01-21 |  | 1
FALSE | 14ACX-036-230-15 | 2264 | 3929173 | LENNOX INDUSTRIES, INC. | XC14-036-230-03 | AC | Split System: Air-Cooled Condensing Unit, Coil with Blower | XC14-036-230-03 |  | CH33-43+TDR+TXV | 13.2 | 16 | Yes | Yes | 2011-01-21 |  | 2
FALSE | 14ACX-036-230-15 | 2264 | 3929174 | LENNOX INDUSTRIES, INC. | XC14-036-230-03 | AC | Split System: Air-Cooled Condensing Unit, Coil with Blower | XC14-036-230-03 |  | CH33-43+TDR+TXV | 13.2 | 15.7 | Yes | Yes | 2011-01-21 |  | 1
FALSE | 14ACX-036-230-15 | 2264 | 3929175 | LENNOX INDUSTRIES, INC. | XC14-036-230-03 | AC | Split System: Air-Cooled Condensing Unit, Coil with Blower | XC14-036-230-03 |  | CH33-44/48+TDR+TXV | 13 | 15.7 | Yes | Yes | 2011-01-21 |  | 1
FALSE | 14ACX-036-230-15 | 2264 | 3929176 | LENNOX INDUSTRIES, INC. | XC14-036-230-03 | AC | Split System: Air-Cooled Condensing Unit, Coil with Blower | XC14-036-230-03 |  | CH33-50/60C+TDR+TXV | 13.2 | 16.2 | Yes | Yes | 2011-01-21 |  | 2
FALSE | 14ACX-036-230-15 | 2264 | 3929177 | LENNOX INDUSTRIES, INC. | XC14-036-230-03 | AC | Split System: Air-Cooled Condensing Unit, Coil with Blower | XC14-036-230-03 |  | CH33-50/60C+TDR+TXV | 13.2 | 16 | Yes | Yes | 2011-01-21 |  | 2
FALSE | 14ACX-036-230-15 | 2264 | 3929178 | LENNOX INDUSTRIES, INC. | XC14-036-230-03 | AC | Split System: Air-Cooled Condensing Unit, Coil with Blower | XC14-036-230-03 |  | CR33-30/36+TDR+TXV | 12.5 | 15 | Yes | Yes | 2011-01-21 |  | 1
FALSE | 14ACX-036-230-15 | 2264 | 3929179 | LENNOX INDUSTRIES, INC. | XC14-036-230-03 | AC | Split System: Air-Cooled Condensing Unit, Coil with Blower | XC14-036-230-03 |  | CR33-30/36+TDR+TXV | 12.5 | 15.2 | Yes | Yes | 2011-01-21 |  | 1
FALSE | 14ACX-036-230-15 | 2264 | 3929180 | LENNOX INDUSTRIES, INC. | XC14-036-230-03 | AC | Split System: Air-Cooled Condensing Unit, Coil with Blower | XC14-036-230-03 |  | CR33-48+TDR+TXV | 12.7 | 15.2 | Yes | Yes | 2011-01-21 |  | 1
FALSE | 14ACX-036-230-15 | 2264 | 3929181 | LENNOX INDUSTRIES, INC. | XC14-036-230-03 | AC | Split System: Air-Cooled Condensing Unit, Coil with Blower | XC14-036-230-03 |  | CR33-48+TDR+TXV | 13 | 15.5 | Yes | Yes | 2011-01-21 |  | 1
FALSE | TSA042H4N4*Y | 2280 | 3929186 | LENNOX INDUSTRIES, INC. | XC14-042-230* | AC | Split System: Air-Cooled Condensing Unit, Coil with Blower | XC14-042-230* |  | CX34-38+TDR | 12.2 | 14.5 | Yes | Yes | 2011-01-21 |  | 0
FALSE | TSA042H4N4*Y | 2280 | 3929187 | LENNOX INDUSTRIES, INC. | XC14-042-230* | AC | Split System: Air-Cooled Condensing Unit, Coil with Blower | XC14-042-230* |  | CX34-38+TDR | 12.5 | 14.7 | Yes | Yes | 2011-01-21 |  | 0
FALSE | TSA042H4N4*Y | 2280 | 3929190 | LENNOX INDUSTRIES, INC. | XC14-042-230* | AC | Split System: Air-Cooled Condensing Unit, Coil with Blower | XC14-042-230* |  | CX34-43+TDR | 12.2 | 14.5 | Yes | Yes | 2011-01-21 |  | 0
FALSE | TSA042H4N4*Y | 2280 | 3929191 | LENNOX INDUSTRIES, INC. | XC14-042-230* | AC | Split System: Air-Cooled Condensing Unit, Coil with Blower | XC14-042-230* |  | CX34-43+TDR | 12.5 | 14.7 | Yes | Yes | 2011-01-21 |  | 0
FALSE | TSA042H4N4*Y | 2280 | 3929192 | LENNOX INDUSTRIES, INC. | XC14-042-230* | AC | Split System: Air-Cooled Condensing Unit, Coil with Blower | XC14-042-230* |  | CX34-43+TDR | 12.7 | 15.2 | Yes | Yes | 2011-01-21 |  | 1
FALSE | TSA042H4N4*Y | 2280 | 3929193 | LENNOX INDUSTRIES, INC. | XC14-042-230* | AC | Split System: Air-Cooled Condensing Unit, Coil with Blower | XC14-042-230* |  | CX34-43+TDR | 12.7 | 15 | Yes | Yes | 2011-01-21 |  | 1
FALSE | TSA042H4N4*Y | 2280 | 3929195 | LENNOX INDUSTRIES, INC. | XC14-042-230* | AC | Split System: Air-Cooled Condensing Unit, Coil with Blower | XC14-042-230* |  | CX34-44/48+TDR | 12.2 | 14.5 | Yes | Yes | 2011-01-21 |  | 0
FALSE | TSA042H4N4*Y | 2280 | 3929196 | LENNOX INDUSTRIES, INC. | XC14-042-230* | AC | Split System: Air-Cooled Condensing Unit, Coil with Blower | XC14-042-230* |  | CX34-44/48+TDR | 12.5 | 14.5 | Yes | Yes | 2011-01-21 |  | 0
FALSE | TSA042H4N4*Y | 2280 | 3929197 | LENNOX INDUSTRIES, INC. | XC14-042-230* | AC | Split System: Air-Cooled Condensing Unit, Coil with Blower | XC14-042-230* |  | CX34-44/48+TDR | 12.2 | 14.5 | Yes | Yes | 2011-01-21 |  | 0
FALSE | TSA042H4N4*Y | 2280 | 3929198 | LENNOX INDUSTRIES, INC. | XC14-042-230* | AC | Split System: Air-Cooled Condensing Unit, Coil with Blower | XC14-042-230* |  | CX34-49+TDR | 13 | 15.2 | Yes | Yes | 2011-01-21 |  | 1
FALSE | TSA042H4N4*Y | 2280 | 3929199 | LENNOX INDUSTRIES, INC. | XC14-042-230* | AC | Split System: Air-Cooled Condensing Unit, Coil with Blower | XC14-042-230* |  | CX34-49+TDR | 13 | 15.2 | Yes | Yes | 2011-01-21 |  | 1
FALSE | TSA042H4N4*Y | 2280 | 3929200 | LENNOX INDUSTRIES, INC. | XC14-042-230* | AC | Split System: Air-Cooled Condensing Unit, Coil with Blower | XC14-042-230* |  | CX34-50/60C+TDR | 12.5 | 14.7 | Yes | Yes | 2011-01-21 |  | 0
FALSE | TSA042H4N4*Y | 2280 | 3929201 | LENNOX INDUSTRIES, INC. | XC14-042-230* | AC | Split System: Air-Cooled Condensing Unit, Coil with Blower | XC14-042-230* |  | CX34-50/60C+TDR | 12.5 | 14.7 | Yes | Yes | 2011-01-21 |  | 0
FALSE | TSA042H4N4*Y | 2280 | 3929202 | LENNOX INDUSTRIES, INC. | XC14-042-230* | AC | Split System: Air-Cooled Condensing Unit, Coil with Blower | XC14-042-230* |  | CX34-60D+TDR | 13 | 15.2 | Yes | Yes | 2011-01-21 |  | 1
FALSE | TSA042H4N4*Y | 2280 | 3929203 | LENNOX INDUSTRIES, INC. | XC14-042-230* | AC | Split System: Air-Cooled Condensing Unit, Coil with Blower | XC14-042-230* |  | CX34-62C+TDR | 13.2 | 15.5 | Yes | Yes | 2011-01-21 |  | 1
FALSE | TSA042H4N4*Y | 2280 | 3929204 | LENNOX INDUSTRIES, INC. | XC14-042-230* | AC | Split System: Air-Cooled Condensing Unit, Coil with Blower | XC14-042-230* |  | CX34-62C+TDR | 13 | 15.5 | Yes | Yes | 2011-01-21 |  | 1
FALSE | TSA042H4N4*Y | 2280 | 3929205 | LENNOX INDUSTRIES, INC. | XC14-042-230* | AC | Split System: Air-Cooled Condensing Unit, Coil with Blower | XC14-042-230* |  | CX34-62D+TDR | 13.2 | 15.5 | Yes | Yes | 2011-01-21 |  | 1
FALSE | TSA042H4N4*Y | 2280 | 3929206 | LENNOX INDUSTRIES, INC. | XC14-042-230* | AC | Split System: Air-Cooled Condensing Unit, Coil with Blower | XC14-042-230* |  | CH33-43+TDR+TXV | 12.7 | 14.7 | Yes | Yes | 2011-01-21 |  | 0
FALSE | TSA042H4N4*Y | 2280 | 3929207 | LENNOX INDUSTRIES, INC. | XC14-042-230* | AC | Split System: Air-Cooled Condensing Unit, Coil with Blower | XC14-042-230* |  | CH33-43+TDR+TXV | 12.7 | 15 | Yes | Yes | 2011-01-21 |  | 1
FALSE | TSA042H4N4*Y | 2280 | 3929208 | LENNOX INDUSTRIES, INC. | XC14-042-230* | AC | Split System: Air-Cooled Condensing Unit, Coil with Blower | XC14-042-230* |  | CH33-43+TDR+TXV | 13 | 15.2 | Yes | Yes | 2011-01-21 |  | 1
FALSE | TSA042H4N4*Y | 2280 | 3929209 | LENNOX INDUSTRIES, INC. | XC14-042-230* | AC | Split System: Air-Cooled Condensing Unit, Coil with Blower | XC14-042-230* |  | CH33-43+TDR+TXV | 12.7 | 15.2 | Yes | Yes | 2011-01-21 |  | 1
FALSE | TSA042H4N4*Y | 2280 | 3929210 | LENNOX INDUSTRIES, INC. | XC14-042-230* | AC | Split System: Air-Cooled Condensing Unit, Coil with Blower | XC14-042-230* |  | CH33-44/48+TDR+TXV | 12.2 | 14.5 | Yes | Yes | 2011-01-21 |  | 0
FALSE | TSA042H4N4*Y | 2280 | 3929211 | LENNOX INDUSTRIES, INC. | XC14-042-230* | AC | Split System: Air-Cooled Condensing Unit, Coil with Blower | XC14-042-230* |  | CH33-44/48+TDR+TXV | 12.5 | 14.7 | Yes | Yes | 2011-01-21 |  | 0
FALSE | XC14-048-230-08 | 2298 | 3929236 | LENNOX INDUSTRIES, INC. | XC14-048-230* | AC | Split System: Air-Cooled Condensing Unit, Coil with Blower | XC14-048-230* |  | CH33-48+TDR+TXV | 12 | 14.5 | Yes | Yes | 2011-01-21 |  | 0
FALSE | XC14-048-230-08 | 2298 | 3929238 | LENNOX INDUSTRIES, INC. | XC14-048-230* | AC | Split System: Air-Cooled Condensing Unit, Coil with Blower | XC14-048-230* |  | CH33-49+TDR+TXV | 12.2 | 14.7 | Yes | Yes | 2011-01-21 |  | 0
FALSE | XC14-048-230-08 | 2298 | 3929239 | LENNOX INDUSTRIES, INC. | XC14-048-230* | AC | Split System: Air-Cooled Condensing Unit, Coil with Blower | XC14-048-230* |  | CH33-49+TDR+TXV | 12.2 | 14.7 | Yes | Yes | 2011-01-21 |  | 0
FALSE | XC14-048-230-08 | 2298 | 3929240 | LENNOX INDUSTRIES, INC. | XC14-048-230* | AC | Split System: Air-Cooled Condensing Unit, Coil with Blower | XC14-048-230* |  | CH33-50/60C+TDR+TXV | 12.2 | 14.7 | Yes | Yes | 2011-01-21 |  | 0
FALSE | XC14-048-230-08 | 2298 | 3929241 | LENNOX INDUSTRIES, INC. | XC14-048-230* | AC | Split System: Air-Cooled Condensing Unit, Coil with Blower | XC14-048-230* |  | CH33-50/60C+TDR+TXV | 12.2 | 14.5 | Yes | Yes | 2011-01-21 |  | 0
FALSE | XC14-048-230-08 | 2298 | 3929242 | LENNOX INDUSTRIES, INC. | XC14-048-230* | AC | Split System: Air-Cooled Condensing Unit, Coil with Blower | XC14-048-230* |  | CH33-60D+TDR+TXV | 12.2 | 14.7 | Yes | Yes | 2011-01-21 |  | 0
FALSE | XC14-048-230-08 | 2298 | 3929243 | LENNOX INDUSTRIES, INC. | XC14-048-230* | AC | Split System: Air-Cooled Condensing Unit, Coil with Blower | XC14-048-230* |  | CH33-62D+TDR+TXV | 12.5 | 15 | Yes | Yes | 2011-01-21 |  | 1
FALSE | XC14-048-230-08 | 2298 | 3929246 | LENNOX INDUSTRIES, INC. | XC14-048-230* | AC | Split System: Air-Cooled Condensing Unit, Coil with Blower | XC14-048-230* |  | CR33-50/60+TDR+TXV | 12.2 | 14.5 | Yes | Yes | 2011-01-21 |  | 0
FALSE | XC14-048-230-08 | 2298 | 3929247 | LENNOX INDUSTRIES, INC. | XC14-048-230* | AC | Split System: Air-Cooled Condensing Unit, Coil with Blower | XC14-048-230* |  | CR33-50/60+TDR+TXV | 12.2 | 14.7 | Yes | Yes | 2011-01-21 |  | 0
FALSE | XC14-060-230-** | 2308 | 3929252 | LENNOX INDUSTRIES, INC. | XC14-060-230* | AC | Split System: Air-Cooled Condensing Unit, Coil with Blower | XC14-060-230* |  | CX34-60D+TDR | 12.2 | 14.7 | Yes | Yes | 2011-01-21 |  | 0
FALSE | XC14-060-230-** | 2308 | 3929253 | LENNOX INDUSTRIES, INC. | XC14-060-230* | AC | Split System: Air-Cooled Condensing Unit, Coil with Blower | XC14-060-230* |  | CX34-62C+TDR | 12.2 | 14.5 | Yes | Yes | 2011-01-21 |  | 0
FALSE | XC14-060-230-** | 2308 | 3929254 | LENNOX INDUSTRIES, INC. | XC14-060-230* | AC | Split System: Air-Cooled Condensing Unit, Coil with Blower | XC14-060-230* |  | CX34-62C+TDR | 12.2 | 14.5 | Yes | Yes | 2011-01-21 |  | 0
FALSE | XC14-060-230-** | 2308 | 3929255 | LENNOX INDUSTRIES, INC. | XC14-060-230* | AC | Split System: Air-Cooled Condensing Unit, Coil with Blower | XC14-060-230* |  | CX34-62D+TDR | 12.5 | 15 | Yes | Yes | 2011-01-21 |  | 1
FALSE | XC14-060-230-** | 2308 | 3929260 | LENNOX INDUSTRIES, INC. | XC14-060-230* | AC | Split System: Air-Cooled Condensing Unit, Coil with Blower | XC14-060-230* |  | CH33-60D+TDR+TXV | 12.2 | 14.7 | Yes | Yes | 2011-01-21 |  | 0
FALSE | XC14-060-230-** | 2308 | 3929261 | LENNOX INDUSTRIES, INC. | XC14-060-230* | AC | Split System: Air-Cooled Condensing Unit, Coil with Blower | XC14-060-230* |  | CH33-62D+TDR+TXV | 12.2 | 14.7 | Yes | Yes | 2011-01-21 |  | 0
FALSE | TSA036S4N*G | 2270 | 3930222 | LENNOX INDUSTRIES, INC. | XC13-036-230-03 | AC | Split System: Air-Cooled Condensing Unit, Coil with Blower | XC13-036-230-03 |  | CH33-43+TDR+TXV | 12 | 14.5 | Yes | Yes | 2011-01-21 |  | 0
FALSE | TSA036S4N*G | 2270 | 3930223 | LENNOX INDUSTRIES, INC. | XC13-036-230-03 | AC | Split System: Air-Cooled Condensing Unit, Coil with Blower | XC13-036-230-03 |  | CH33-43+TDR+TXV | 12 | 14.5 | Yes | Yes | 2011-01-21 |  | 0
FALSE | TSA036S4N*G | 2270 | 3930224 | LENNOX INDUSTRIES, INC. | XC13-036-230-03 | AC | Split System: Air-Cooled Condensing Unit, Coil with Blower | XC13-036-230-03 |  | CH33-43+TDR+TXV | 12 | 14.5 | Yes | Yes | 2011-01-21 |  | 0
FALSE | TSA036S4N*G | 2270 | 3930227 | LENNOX INDUSTRIES, INC. | XC13-036-230-03 | AC | Split System: Air-Cooled Condensing Unit, Coil with Blower | XC13-036-230-03 |  | CH33-48+TDR+TXV | 12 | 14.5 | Yes | Yes | 2011-01-21 |  | 0
FALSE | TSA036S4N*G | 2270 | 3930236 | LENNOX INDUSTRIES, INC. | XC13-036-230-03 | AC | Split System: Air-Cooled Condensing Unit, Coil with Blower | XC13-036-230-03 |  | CX34-38+TDR | 12 | 14.5 | Yes | Yes | 2011-01-21 |  | 0
FALSE | TSA036S4N*G | 2270 | 3930238 | LENNOX INDUSTRIES, INC. | XC13-036-230-03 | AC | Split System: Air-Cooled Condensing Unit, Coil with Blower | XC13-036-230-03 |  | CX34-43+TDR | 12 | 14.5 | Yes | Yes | 2011-01-21 |  | 0
FALSE | TSA036S4N*G | 2270 | 3930239 | LENNOX INDUSTRIES, INC. | XC13-036-230-03 | AC | Split System: Air-Cooled Condensing Unit, Coil with Blower | XC13-036-230-03 |  | CX34-43+TDR | 12 | 14.5 | Yes | Yes | 2011-01-21 |  | 0
FALSE | TSA036S4N*G | 2270 | 3930240 | LENNOX INDUSTRIES, INC. | XC13-036-230-03 | AC | Split System: Air-Cooled Condensing Unit, Coil with Blower | XC13-036-230-03 |  | CX34-43+TDR | 12 | 14.5 | Yes | Yes | 2011-01-21 |  | 0
FALSE | TSA036S4N*G | 2270 | 3930241 | LENNOX INDUSTRIES, INC. | XC13-036-230-03 | AC | Split System: Air-Cooled Condensing Unit, Coil with Blower | XC13-036-230-03 |  | CX34-43+TDR | 12 | 14.5 | Yes | Yes | 2011-01-21 |  | 0
FALSE | TSA036S4N*G | 2270 | 3930242 | LENNOX INDUSTRIES, INC. | XC13-036-230-03 | AC | Split System: Air-Cooled Condensing Unit, Coil with Blower | XC13-036-230-03 |  | CX34-50/60C+TDR | 12 | 14.5 | Yes | Yes | 2011-01-21 |  | 0
FALSE | 4A7A7048A1 | 288 | 3930713 | AMERICAN STANDARD, INC. | 4A7A6048E1 | AC | Split System: Air-Cooled Condensing Unit, Coil with Blower | 4A7A6048E1 |  | 4TEE3F49C1 | 13 | 17 | Yes | Yes | 2011-01-21 |  | 2
FALSE | 4A7A7060A1 | 289 | 3930714 | AMERICAN STANDARD, INC. | 4A7A6060E1 | AC | Split System: Air-Cooled Condensing Unit, Coil with Blower | 4A7A6060E1 |  | 4TEE3F66A1 | 13 | 16 | Yes | Yes | 2011-01-21 |  | 2
FALSE | 4A7A7048A1 | 288 | 3930717 | TRANE | 4TTX6048E1 | AC | Split System: Air-Cooled Condensing Unit, Coil with Blower | 4A7A6048E1 |  | 4TEE3F49C1 | 13 | 17 | Yes | Yes | 2011-03-16 |  | 2
FALSE | 4A7A7060A1 | 289 | 3930718 | TRANE | 4TTX6060E1 | AC | Split System: Air-Cooled Condensing Unit, Coil with Blower | 4A7A6060E1 |  | 4TEE3F66A1 | 13 | 16 | Yes | Yes | 2011-03-16 |  | 2
FALSE | 4TTR6049B1 | 3692 | 3930723 | TRANE | 4TTR5049E1 | AC | Split System: Air-Cooled Condensing Unit, Coil Alone | 4TTR5049E1 |  | 4TXCD010CC3 | 12 | 14.5 | Yes | Yes | 2011-01-21 |  | 0
FALSE | 4TTX6049H1 | 3690 | 3930725 | TRANE | 4TTX5049E1 | AC | Split System: Air-Cooled Condensing Unit, Coil Alone | 4TTX5049E1 |  | 4TXCD010CC3 | 12.5 | 15 | Yes | Yes | 2011-01-21 |  | 1
TRUE | XC16-024-230-02 | 2323 | 3932965 | LENNOX INDUSTRIES, INC. | XC16-024-230-02 | AC | Split System: Air-Cooled Condensing Unit, Coil with Blower | XC16-024-230-02 |  | CX34-36+TDR | 13.2 | 16 | Yes | Yes | 2011-01-21 |  | 2
TRUE | XC16-048-230* | 2336 | 3933072 | LENNOX INDUSTRIES, INC. | XC16-048-230* | AC | Split System: Air-Cooled Condensing Unit, Coil with Blower | XC16-048-230* |  | CX34-62C+TDR | 12.2 | 16 | Yes | Yes | 2011-01-21 |  | 0
FALSE | 4A7A7060A1 | 289 | 3933258 | AMERICAN STANDARD, INC. | 4A7A6060E1 | AC | Split System: Air-Cooled Condensing Unit, Coil with Blower | 4A7A6060E1 |  | 4TEE3C06A1 | 12 | 15 | Yes | Yes | 2011-01-21 |  | 0
FALSE | 4A7A7060A1 | 289 | 3933260 | AMERICAN STANDARD, INC. | 4A7A6060E1 | AC | Split System: Air-Cooled Condensing Unit, Coil with Blower | 4A7A6060E1 |  | 4TEE3C08A1 | 12 | 15 | Yes | Yes | 2011-01-21 |  | 0
FALSE | 4A7A7060A1 | 289 | 3933262 | AMERICAN STANDARD, INC. | 4A7A6060E1 | AC | Split System: Air-Cooled Condensing Unit, Coil with Blower | 4A7A6060E1 |  | 4TEE3C09A1 | 12.5 | 16.5 | Yes | Yes | 2011-01-21 |  | 1
FALSE | 4A7A7060A1 | 289 | 3933263 | AMERICAN STANDARD, INC. | 4A7A6060E1 | AC | Split System: Air-Cooled Condensing Unit, Coil with Blower | 4A7A6060E1 |  | 4TEE3C09A1+18-GJ01D | 12.5 | 16 | Yes | Yes | 2011-01-21 |  | 1
FALSE | 4A7A7060A1 | 289 | 3933264 | AMERICAN STANDARD, INC. | 4A7A6060E1 | AC | Split System: Air-Cooled Condensing Unit, Coil with Blower | 4A7A6060E1 |  | 4TEE3C10A1 | 12.5 | 16.5 | Yes | Yes | 2011-01-21 |  | 1
FALSE | 4A7A7060A1 | 289 | 3933265 | AMERICAN STANDARD, INC. | 4A7A6060E1 | AC | Split System: Air-Cooled Condensing Unit, Coil with Blower | 4A7A6060E1 |  | 4TEE3C10A1+18-GJ01D | 12.5 | 16 | Yes | Yes | 2011-01-21 |  | 1
FALSE | 4A7A7060A1 | 289 | 3933266 | AMERICAN STANDARD, INC. | 4A7A6060E1 | AC | Split System: Air-Cooled Condensing Unit, Coil with Blower | 4A7A6060E1 |  | 4TEE3F48A1 | 12 | 15 | Yes | Yes | 2011-01-21 |  | 0
FALSE | 4A7A7060A1 | 289 | 3933267 | AMERICAN STANDARD, INC. | 4A7A6060E1 | AC | Split System: Air-Cooled Condensing Unit, Coil with Blower | 4A7A6060E1 |  | 4TEE3F48B1 | 12 | 15.5 | Yes | Yes | 2011-01-21 |  | 0
FALSE | 4A7A7060A1 | 289 | 3933268 | AMERICAN STANDARD, INC. | 4A7A6060E1 | AC | Split System: Air-Cooled Condensing Unit, Coil with Blower | 4A7A6060E1 |  | 4TEE3F49B1 | 12 | 15.5 | Yes | Yes | 2011-01-21 |  | 0
FALSE | 4A7A7060A1 | 289 | 3933269 | AMERICAN STANDARD, INC. | 4A7A6060E1 | AC | Split System: Air-Cooled Condensing Unit, Coil with Blower | 4A7A6060E1 |  | 4TEE3F49C1 | 12 | 16 | Yes | Yes | 2011-01-21 |  | 0
FALSE | 4A7A7060A1 | 289 | 3933270 | AMERICAN STANDARD, INC. | 4A7A6060E1 | AC | Split System: Air-Cooled Condensing Unit, Coil with Blower | 4A7A6060E1 |  | 4TEE3F64A1 | 12 | 15 | Yes | Yes | 2011-01-21 |  | 0
FALSE | 4A7A7060A1 | 289 | 3933271 | AMERICAN STANDARD, INC. | 4A7A6060E1 | AC | Split System: Air-Cooled Condensing Unit, Coil with Blower | 4A7A6060E1 |  | 4TXCC008CC3 | 12 | 15 | Yes | Yes | 2011-01-21 |  | 0
FALSE | 4A7A7060A1 | 289 | 3933272 | AMERICAN STANDARD, INC. | 4A7A6060E1 | AC | Split System: Air-Cooled Condensing Unit, Coil with Blower | 4A7A6060E1 |  | 4TXCC008CC3 | 12 | 15.5 | Yes | Yes | 2011-01-21 |  | 0
FALSE | 4A7A7060A1 | 289 | 3933273 | AMERICAN STANDARD, INC. | 4A7A6060E1 | AC | Split System: Air-Cooled Condensing Unit, Coil with Blower | 4A7A6060E1 |  | 4TXCC008CC3 | 12 | 15 | Yes | Yes | 2011-01-21 |  | 0
FALSE | 4A7A7060A1 | 289 | 3933323 | AMERICAN STANDARD, INC. | 4A7A6060E1 | AC | Split System: Air-Cooled Condensing Unit, Coil with Blower | 4A7A6060E1 |  | 4TXCD009CC3 | 12 | 15.5 | Yes | Yes | 2011-01-21 |  | 0
FALSE | 4A7A7060A1 | 289 | 3933324 | AMERICAN STANDARD, INC. | 4A7A6060E1 | AC | Split System: Air-Cooled Condensing Unit, Coil with Blower | 4A7A6060E1 |  | 4TXCD009CC3 | 12 | 15.5 | Yes | Yes | 2011-01-21 |  | 0
FALSE | 4A7A7060A1 | 289 | 3933326 | AMERICAN STANDARD, INC. | 4A7A6060E1 | AC | Split System: Air-Cooled Condensing Unit, Coil with Blower | 4A7A6060E1 |  | 4TXCD010CC3 | 12 | 15 | Yes | Yes | 2011-01-21 |  | 0
FALSE | 4A7A7060A1 | 289 | 3933327 | AMERICAN STANDARD, INC. | 4A7A6060E1 | AC | Split System: Air-Cooled Condensing Unit, Coil with Blower | 4A7A6060E1 |  | 4TXCD010CC3 | 12 | 15 | Yes | Yes | 2011-01-21 |  | 0
FALSE | 4A7A7060A1 | 289 | 3933328 | AMERICAN STANDARD, INC. | 4A7A6060E1 | AC | Split System: Air-Cooled Condensing Unit, Coil with Blower | 4A7A6060E1 |  | 4TXCD010CC3 | 12 | 15 | Yes | Yes | 2011-01-21 |  | 0
FALSE | 4A7A7060A1 | 289 | 3933329 | AMERICAN STANDARD, INC. | 4A7A6060E1 | AC | Split System: Air-Cooled Condensing Unit, Coil with Blower | 4A7A6060E1 |  | 4TXCD010CC3 | 12 | 15 | Yes | Yes | 2011-01-21 |  | 0
FALSE | 4A7A7060A1 | 289 | 3933330 | AMERICAN STANDARD, INC. | 4A7A6060E1 | AC | Split System: Air-Cooled Condensing Unit, Coil with Blower | 4A7A6060E1 |  | 4TXCD010CC3 | 12 | 15.5 | Yes | Yes | 2011-01-21 |  | 0
FALSE | 4A7A7060A1 | 289 | 3933331 | AMERICAN STANDARD, INC. | 4A7A6060E1 | AC | Split System: Air-Cooled Condensing Unit, Coil with Blower | 4A7A6060E1 |  | 4TXCD010CC3 | 12 | 15 | Yes | Yes | 2011-01-21 |  | 0
FALSE | 4A7A7060A1 | 289 | 3933336 | AMERICAN STANDARD, INC. | 4A7A6060E1 | AC | Split System: Air-Cooled Condensing Unit, Coil with Blower | 4A7A6060E1 |  | 4TXCD010CC3 | 12 | 15 | Yes | Yes | 2011-01-21 |  | 0
FALSE | 4A7A7060A1 | 289 | 3933338 | AMERICAN STANDARD, INC. | 4A7A6060E1 | AC | Split System: Air-Cooled Condensing Unit, Coil with Blower | 4A7A6060E1 |  | 4TXCD061BC3 | 12 | 15 | Yes | Yes | 2011-01-21 |  | 0
FALSE | 4A7A7060A1 | 289 | 3933339 | AMERICAN STANDARD, INC. | 4A7A6060E1 | AC | Split System: Air-Cooled Condensing Unit, Coil with Blower | 4A7A6060E1 |  | 4TXCD061BC3 | 12 | 15 | Yes | Yes | 2011-01-21 |  | 0
FALSE | 4A7A7060A1 | 289 | 3933340 | AMERICAN STANDARD, INC. | 4A7A6060E1 | AC | Split System: Air-Cooled Condensing Unit, Coil with Blower | 4A7A6060E1 |  | 4TXCD061BC3 | 12 | 15 | Yes | Yes | 2011-01-21 |  | 0
FALSE | 4A7A7060A1 | 289 | 3933342 | AMERICAN STANDARD, INC. | 4A7A6060E1 | AC | Split System: Air-Cooled Condensing Unit, Coil with Blower | 4A7A6060E1 |  | 4TXCD061BC3 | 12 | 15 | Yes | Yes | 2011-01-21 |  | 0
FALSE | 4A7A7060A1 | 289 | 3933343 | AMERICAN STANDARD, INC. | 4A7A6060E1 | AC | Split System: Air-Cooled Condensing Unit, Coil with Blower | 4A7A6060E1 |  | 4TXCD061BC3 | 12 | 15 | Yes | Yes | 2011-01-21 |  | 0
FALSE | 4A7A7060A1 | 289 | 3933344 | AMERICAN STANDARD, INC. | 4A7A6060E1 | AC | Split System: Air-Cooled Condensing Unit, Coil with Blower | 4A7A6060E1 |  | 4TXCD061BC3 | 12 | 15 | Yes | Yes | 2011-01-21 |  | 0
FALSE | 4A7A7060A1 | 289 | 3933351 | AMERICAN STANDARD, INC. | 4A7A6060E1 | AC | Split System: Air-Cooled Condensing Unit, Coil with Blower | 4A7A6060E1 |  | 4TXCD061BC3 | 12 | 15 | Yes | Yes | 2011-01-21 |  | 0
FALSE | 4A7A7060A1 | 289 | 3933357 | AMERICAN STANDARD, INC. | 4A7A6060E1 | AC | Split System: Air-Cooled Condensing Unit, Coil with Blower | 4A7A6060E1 |  | 4TXCD061BC3 | 12 | 15 | Yes | Yes | 2011-01-21 |  | 0
FALSE | 4A7A7060A1 | 289 | 3933360 | AMERICAN STANDARD, INC. | 4A7A6060E1 | AC | Split System: Air-Cooled Condensing Unit, Coil with Blower | 4A7A6060E1 |  | 4TXCD061BC3 | 12 | 15 | Yes | Yes | 2011-01-21 |  | 0
FALSE | 4A7A7060A1 | 289 | 3933362 | AMERICAN STANDARD, INC. | 4A7A6060E1 | AC | Split System: Air-Cooled Condensing Unit, Coil with Blower | 4A7A6060E1 |  | 4TXCD061BC3 | 12 | 15 | Yes | Yes | 2011-01-21 |  | 0
FALSE | 4A7A7060A1 | 289 | 3933363 | AMERICAN STANDARD, INC. | 4A7A6060E1 | AC | Split System: Air-Cooled Condensing Unit, Coil with Blower | 4A7A6060E1 |  | 4TXCD061BC3 | 12 | 15 | Yes | Yes | 2011-01-21 |  | 0
FALSE | 4A7A7060A1 | 289 | 3933365 | AMERICAN STANDARD, INC. | 4A7A6060E1 | AC | Split System: Air-Cooled Condensing Unit, Coil with Blower | 4A7A6060E1 |  | 4TXCD061BC3 | 12 | 15 | Yes | Yes | 2011-01-21 |  | 0
FALSE | 4A7A7060A1 | 289 | 3933369 | AMERICAN STANDARD, INC. | 4A7A6060E1 | AC | Split System: Air-Cooled Condensing Unit, Coil with Blower | 4A7A6060E1 |  | 4TXCD063BC3 | 12.5 | 16 | Yes | Yes | 2011-01-21 |  | 1
FALSE | 4A7A7060A1 | 289 | 3933370 | AMERICAN STANDARD, INC. | 4A7A6060E1 | AC | Split System: Air-Cooled Condensing Unit, Coil with Blower | 4A7A6060E1 |  | 4TXCD063BC3 | 12.5 | 16 | Yes | Yes | 2011-01-21 |  | 1
FALSE | 4A7A7060A1 | 289 | 3933371 | AMERICAN STANDARD, INC. | 4A7A6060E1 | AC | Split System: Air-Cooled Condensing Unit, Coil with Blower | 4A7A6060E1 |  | 4TXCD063BC3 | 13 | 16 | Yes | Yes | 2011-01-21 |  | 2
FALSE | 4A7A7060A1 | 289 | 3933373 | AMERICAN STANDARD, INC. | 4A7A6060E1 | AC | Split System: Air-Cooled Condensing Unit, Coil with Blower | 4A7A6060E1 |  | 4TXCD063BC3 | 13 | 16 | Yes | Yes | 2011-01-21 |  | 2
FALSE | 4A7A7060A1 | 289 | 3933374 | AMERICAN STANDARD, INC. | 4A7A6060E1 | AC | Split System: Air-Cooled Condensing Unit, Coil with Blower | 4A7A6060E1 |  | 4TXCD063BC3 | 13 | 16 | Yes | Yes | 2011-01-21 |  | 2
FALSE | 4A7A7060A1 | 289 | 3933375 | AMERICAN STANDARD, INC. | 4A7A6060E1 | AC | Split System: Air-Cooled Condensing Unit, Coil with Blower | 4A7A6060E1 |  | 4TXCD063BC3 | 12 | 15.5 | Yes | Yes | 2011-01-21 |  | 0
FALSE | 4A7A7060A1 | 289 | 3933376 | AMERICAN STANDARD, INC. | 4A7A6060E1 | AC | Split System: Air-Cooled Condensing Unit, Coil with Blower | 4A7A6060E1 |  | 4TXCD063BC3 | 12 | 15.5 | Yes | Yes | 2011-01-21 |  | 0
FALSE | 4A7A7060A1 | 289 | 3933378 | AMERICAN STANDARD, INC. | 4A7A6060E1 | AC | Split System: Air-Cooled Condensing Unit, Coil with Blower | 4A7A6060E1 |  | 4TXCD063BC3 | 12 | 15.5 | Yes | Yes | 2011-01-21 |  | 0
FALSE | 4A7A7060A1 | 289 | 3933380 | AMERICAN STANDARD, INC. | 4A7A6060E1 | AC | Split System: Air-Cooled Condensing Unit, Coil with Blower | 4A7A6060E1 |  | 4TXCD063BC3 | 12 | 15.5 | Yes | Yes | 2011-01-21 |  | 0
FALSE | 4A7A7060A1 | 289 | 3933382 | AMERICAN STANDARD, INC. | 4A7A6060E1 | AC | Split System: Air-Cooled Condensing Unit, Coil with Blower | 4A7A6060E1 |  | 4TXCD063BC3 | 12.5 | 16 | Yes | Yes | 2011-01-21 |  | 1
FALSE | 4A7A7060A1 | 289 | 3933384 | AMERICAN STANDARD, INC. | 4A7A6060E1 | AC | Split System: Air-Cooled Condensing Unit, Coil with Blower | 4A7A6060E1 |  | 4TXCD063BC3 | 12 | 15.5 | Yes | Yes | 2011-01-21 |  | 0
FALSE | 4A7A7060A1 | 289 | 3933385 | AMERICAN STANDARD, INC. | 4A7A6060E1 | AC | Split System: Air-Cooled Condensing Unit, Coil with Blower | 4A7A6060E1 |  | 4TXCD063BC3 | 12 | 16 | Yes | Yes | 2011-01-21 |  | 0
FALSE | 4A7A7060A1 | 289 | 3933386 | AMERICAN STANDARD, INC. | 4A7A6060E1 | AC | Split System: Air-Cooled Condensing Unit, Coil with Blower | 4A7A6060E1 |  | 4TXCD063BC3 | 12 | 15.5 | Yes | Yes | 2011-01-21 |  | 0
FALSE | 4A7A7060A1 | 289 | 3933387 | AMERICAN STANDARD, INC. | 4A7A6060E1 | AC | Split System: Air-Cooled Condensing Unit, Coil with Blower | 4A7A6060E1 |  | 4TXCD063BC3 | 12 | 16 | Yes | Yes | 2011-01-21 |  | 0
FALSE | 4A7A7060A1 | 289 | 3933391 | AMERICAN STANDARD, INC. | 4A7A6060E1 | AC | Split System: Air-Cooled Condensing Unit, Coil with Blower | 4A7A6060E1 |  | 4TXCD064BC3 | 12 | 15 | Yes | Yes | 2011-01-21 |  | 0
FALSE | 4A7A7060A1 | 289 | 3933395 | AMERICAN STANDARD, INC. | 4A7A6060E1 | AC | Split System: Air-Cooled Condensing Unit, Coil with Blower | 4A7A6060E1 |  | 4TXCD064BC3 | 12 | 15.5 | Yes | Yes | 2011-01-21 |  | 0
FALSE | 4A7A7060A1 | 289 | 3933396 | AMERICAN STANDARD, INC. | 4A7A6060E1 | AC | Split System: Air-Cooled Condensing Unit, Coil with Blower | 4A7A6060E1 |  | 4TXCD064BC3 | 12 | 15.5 | Yes | Yes | 2011-01-21 |  | 0
FALSE | 4A7A7060A1 | 289 | 3933399 | AMERICAN STANDARD, INC. | 4A7A6060E1 | AC | Split System: Air-Cooled Condensing Unit, Coil with Blower | 4A7A6060E1 |  | 4TXCD064BC3 | 12 | 15.5 | Yes | Yes | 2011-01-21 |  | 0
FALSE | 4A7A7060A1 | 289 | 3933402 | AMERICAN STANDARD, INC. | 4A7A6060E1 | AC | Split System: Air-Cooled Condensing Unit, Coil with Blower | 4A7A6060E1 |  | 4TXCD064BC3 | 12 | 15 | Yes | Yes | 2011-01-21 |  | 0
FALSE | 4A7A7060A1 | 289 | 3933404 | AMERICAN STANDARD, INC. | 4A7A6060E1 | AC | Split System: Air-Cooled Condensing Unit, Coil with Blower | 4A7A6060E1 |  | 4TXCD064BC3 | 12 | 15.5 | Yes | Yes | 2011-01-21 |  | 0
FALSE | 4A7A7060A1 | 289 | 3933406 | AMERICAN STANDARD, INC. | 4A7A6060E1 | AC | Split System: Air-Cooled Condensing Unit, Coil with Blower | 4A7A6060E1 |  | 4TXCD064BC3 | 12 | 15 | Yes | Yes | 2011-01-21 |  | 0
FALSE | 4A7A7060A1 | 289 | 3933408 | AMERICAN STANDARD, INC. | 4A7A6060E1 | AC | Split System: Air-Cooled Condensing Unit, Coil with Blower | 4A7A6060E1 |  | 4TXCD064BC3 | 12 | 15 | Yes | Yes | 2011-01-21 |  | 0
FALSE | 4A7A7060A1 | 289 | 3933409 | AMERICAN STANDARD, INC. | 4A7A6060E1 | AC | Split System: Air-Cooled Condensing Unit, Coil with Blower | 4A7A6060E1 |  | 4TXCD064BC3 | 12 | 15.5 | Yes | Yes | 2011-01-21 |  | 0
FALSE | 4A7A7060A1 | 289 | 3933410 | AMERICAN STANDARD, INC. | 4A7A6060E1 | AC | Split System: Air-Cooled Condensing Unit, Coil with Blower | 4A7A6060E1 |  | 4TXCD064BC3 | 12 | 15 | Yes | Yes | 2011-01-21 |  | 0
FALSE | 4A7A7060A1 | 289 | 3933419 | AMERICAN STANDARD, INC. | 4A7A6060E1 | AC | Split System: Air-Cooled Condensing Unit, Coil with Blower | 4A7A6060E1 |  | 4TXFH054CC3 | 12 | 15.5 | Yes | Yes | 2011-01-21 |  | 0
FALSE | 4A7A7060A1 | 289 | 3933420 | AMERICAN STANDARD, INC. | 4A7A6060E1 | AC | Split System: Air-Cooled Condensing Unit, Coil with Blower | 4A7A6060E1 |  | 4TXFH054CC3 | 12 | 15 | Yes | Yes | 2011-01-21 |  | 0
FALSE | 4A7A7060A1 | 289 | 3933422 | AMERICAN STANDARD, INC. | 4A7A6060E1 | AC | Split System: Air-Cooled Condensing Unit, Coil with Blower | 4A7A6060E1 |  | 4TXFH054CC3 | 12 | 15.5 | Yes | Yes | 2011-01-21 |  | 0
FALSE | 4A7A7060A1 | 289 | 3933431 | AMERICAN STANDARD, INC. | 4A7A6060E1 | AC | Split System: Air-Cooled Condensing Unit, Coil with Blower | 4A7A6060E1 |  | 4TXFH054CC3 | 12 | 15.5 | Yes | Yes | 2011-01-21 |  | 0
FALSE | 4A7A7060A1 | 289 | 3933432 | AMERICAN STANDARD, INC. | 4A7A6060E1 | AC | Split System: Air-Cooled Condensing Unit, Coil with Blower | 4A7A6060E1 |  | 4TXFH054CC3 | 12 | 15.5 | Yes | Yes | 2011-01-21 |  | 0
FALSE | 4A7A7060A1 | 289 | 3933439 | AMERICAN STANDARD, INC. | 4A7A6060E1 | AC | Split System: Air-Cooled Condensing Unit, Coil with Blower | 4A7A6060E1 |  | 4TXFH054CC3 | 12 | 15.5 | Yes | Yes | 2011-01-21 |  | 0
FALSE | 4A7A7060A1 | 289 | 3933440 | AMERICAN STANDARD, INC. | 4A7A6060E1 | AC | Split System: Air-Cooled Condensing Unit, Coil with Blower | 4A7A6060E1 |  | 4TXFH054CC3 | 12 | 15 | Yes | Yes | 2011-01-21 |  | 0
FALSE | 4A7A7060A1 | 289 | 3933442 | AMERICAN STANDARD, INC. | 4A7A6060E1 | AC | Split System: Air-Cooled Condensing Unit, Coil with Blower | 4A7A6060E1 |  | 4TXFH054CC3 | 12 | 15 | Yes | Yes | 2011-01-21 |  | 0
FALSE | 4A7A7060A1 | 289 | 3933445 | AMERICAN STANDARD, INC. | 4A7A6060E1 | AC | Split System: Air-Cooled Condensing Unit, Coil with Blower | 4A7A6060E1 |  | 4TXFH054CC3 | 12 | 15 | Yes | Yes | 2011-01-21 |  | 0
FALSE | 4A7A7060A1 | 289 | 3933446 | AMERICAN STANDARD, INC. | 4A7A6060E1 | AC | Split System: Air-Cooled Condensing Unit, Coil with Blower | 4A7A6060E1 |  | 4TXFH054CC3 | 12 | 15.5 | Yes | Yes | 2011-01-21 |  | 0
FALSE | 4A7A7060A1 | 289 | 3933448 | AMERICAN STANDARD, INC. | 4A7A6060E1 | AC | Split System: Air-Cooled Condensing Unit, Coil with Blower | 4A7A6060E1 |  | 4TXFH054CC3 | 12 | 15 | Yes | Yes | 2011-01-21 |  | 0
FALSE | 4A7A7060A1 | 289 | 3933453 | AMERICAN STANDARD, INC. | 4A7A6060E1 | AC | Split System: Air-Cooled Condensing Unit, Coil with Blower | 4A7A6060E1 |  | 4TXFH063CZ3 | 12 | 15.5 | Yes | Yes | 2011-01-21 |  | 0
FALSE | 4A7A7060A1 | 289 | 3933454 | AMERICAN STANDARD, INC. | 4A7A6060E1 | AC | Split System: Air-Cooled Condensing Unit, Coil with Blower | 4A7A6060E1 |  | 4TXFH063CZ3 | 12 | 15.5 | Yes | Yes | 2011-01-21 |  | 0
FALSE | 4A7A7060A1 | 289 | 3933456 | AMERICAN STANDARD, INC. | 4A7A6060E1 | AC | Split System: Air-Cooled Condensing Unit, Coil with Blower | 4A7A6060E1 |  | 4TXFH063CZ3 | 12 | 15.5 | Yes | Yes | 2011-01-21 |  | 0
FALSE | 4A7A7060A1 | 289 | 3933458 | AMERICAN STANDARD, INC. | 4A7A6060E1 | AC | Split System: Air-Cooled Condensing Unit, Coil with Blower | 4A7A6060E1 |  | 4TXFH063CZ3 | 12 | 15.5 | Yes | Yes | 2011-01-21 |  | 0
FALSE | 4A7A7060A1 | 289 | 3933459 | AMERICAN STANDARD, INC. | 4A7A6060E1 | AC | Split System: Air-Cooled Condensing Unit, Coil with Blower | 4A7A6060E1 |  | 4TXFH063CZ3 | 12 | 15.5 | Yes | Yes | 2011-01-21 |  | 0
FALSE | 4A7A7060A1 | 289 | 3933460 | AMERICAN STANDARD, INC. | 4A7A6060E1 | AC | Split System: Air-Cooled Condensing Unit, Coil with Blower | 4A7A6060E1 |  | 4TXFH063CZ3 | 12 | 16 | Yes | Yes | 2011-01-21 |  | 0
FALSE | 4A7A7060A1 | 289 | 3933461 | AMERICAN STANDARD, INC. | 4A7A6060E1 | AC | Split System: Air-Cooled Condensing Unit, Coil with Blower | 4A7A6060E1 |  | 4TXFH063CZ3 | 12.3 | 16 | Yes | Yes | 2011-01-21 |  | 0
FALSE | 4A7A7060A1 | 289 | 3933463 | AMERICAN STANDARD, INC. | 4A7A6060E1 | AC | Split System: Air-Cooled Condensing Unit, Coil with Blower | 4A7A6060E1 |  | 4TXFH063CZ3 | 12.3 | 16 | Yes | Yes | 2011-01-21 |  | 0
FALSE | 4A7A7060A1 | 289 | 3933465 | AMERICAN STANDARD, INC. | 4A7A6060E1 | AC | Split System: Air-Cooled Condensing Unit, Coil with Blower | 4A7A6060E1 |  | 4TXFH063CZ3 | 13 | 16 | Yes | Yes | 2011-01-21 |  | 2
FALSE | 4A7A7060A1 | 289 | 3933469 | AMERICAN STANDARD, INC. | 4A7A6060E1 | AC | Split System: Air-Cooled Condensing Unit, Coil with Blower | 4A7A6060E1 |  | 4TXFH063CZ3 | 12 | 15.5 | Yes | Yes | 2011-01-21 |  | 0
FALSE | 4A7A7060A1 | 289 | 3933470 | AMERICAN STANDARD, INC. | 4A7A6060E1 | AC | Split System: Air-Cooled Condensing Unit, Coil with Blower | 4A7A6060E1 |  | 4TXFH063CZ3 | 12 | 15 | Yes | Yes | 2011-01-21 |  | 0
FALSE | 4A7A7060A1 | 289 | 3933483 | AMERICAN STANDARD, INC. | 4A7A6060E1 | AC | Split System: Air-Cooled Condensing Unit, Coil Alone | 4A7A6060E1 |  | 4TXFH054CC3 | 12 | 14.5 | Yes | Yes | 2011-01-21 |  | 0
FALSE | 4A7A7060A1 | 289 | 3933484 | AMERICAN STANDARD, INC. | 4A7A6060E1 | AC | Split System: Air-Cooled Condensing Unit, Coil Alone | 4A7A6060E1 |  | 4TXFH063CZ3 | 12 | 14.5 | Yes | Yes | 2011-01-21 |  | 0
FALSE | 4A7A7060A1 | 289 | 3933488 | AMERICAN STANDARD, INC. | 4A7A6060E1 | AC | Split System: Air-Cooled Condensing Unit, Coil with Blower | 4A7A6060E1 |  | 4TXCD063BC3 | 12 | 15.5 | Yes | Yes | 2011-01-21 |  | 0
FALSE | 4A7A7060A1 | 289 | 3933489 | AMERICAN STANDARD, INC. | 4A7A6060E1 | AC | Split System: Air-Cooled Condensing Unit, Coil with Blower | 4A7A6060E1 |  | 4TXCD063BC3 | 12 | 15.5 | Yes | Yes | 2011-01-21 |  | 0
FALSE | 4A7A7060A1 | 289 | 3933490 | AMERICAN STANDARD, INC. | 4A7A6060E1 | AC | Split System: Air-Cooled Condensing Unit, Coil with Blower | 4A7A6060E1 |  | 4TXCD063BC3 | 12 | 15.5 | Yes | Yes | 2011-01-21 |  | 0
FALSE | 4A7A7060A1 | 289 | 3933491 | AMERICAN STANDARD, INC. | 4A7A6060E1 | AC | Split System: Air-Cooled Condensing Unit, Coil with Blower | 4A7A6060E1 |  | 4TXCD063BC3 | 12 | 15.5 | Yes | Yes | 2011-01-21 |  | 0
FALSE | 4A7A7060A1 | 289 | 3933499 | AMERICAN STANDARD, INC. | 4A7A6060E1 | AC | Split System: Air-Cooled Condensing Unit, Coil with Blower | 4A7A6060E1 |  | 4TXFH063CZ3 | 12 | 15.5 | Yes | Yes | 2011-01-21 |  | 0
FALSE | 4A7A7060A1 | 289 | 3933500 | AMERICAN STANDARD, INC. | 4A7A6060E1 | AC | Split System: Air-Cooled Condensing Unit, Coil with Blower | 4A7A6060E1 |  | 4TXFH063CZ3 | 12 | 16 | Yes | Yes | 2011-01-21 |  | 0
FALSE | 4A7A7060A1 | 289 | 3933502 | AMERICAN STANDARD, INC. | 4A7A6060E1 | AC | Split System: Air-Cooled Condensing Unit, Coil with Blower | 4A7A6060E1 |  | 4TXFH063CZ3 | 12 | 15.5 | Yes | Yes | 2011-01-21 |  | 0
FALSE | 4A7A7060A1 | 289 | 3933503 | AMERICAN STANDARD, INC. | 4A7A6060E1 | AC | Split System: Air-Cooled Condensing Unit, Coil with Blower | 4A7A6060E1 |  | 4TXFH063CZ3 | 12 | 15.5 | Yes | Yes | 2011-01-21 |  | 0
FALSE | 4A7A7060A1 | 289 | 3933506 | TRANE | 4TTX6060E1 | AC | Split System: Air-Cooled Condensing Unit, Coil with Blower | 4A7A6060E1 |  | 4TEE3C06A1 | 12 | 15 | Yes | Yes | 2011-03-16 |  | 0
FALSE | 4A7A7060A1 | 289 | 3933508 | TRANE | 4TTX6060E1 | AC | Split System: Air-Cooled Condensing Unit, Coil with Blower | 4A7A6060E1 |  | 4TEE3C08A1 | 12 | 15 | Yes | Yes | 2011-03-16 |  | 0
FALSE | 4A7A7060A1 | 289 | 3933510 | TRANE | 4TTX6060E1 | AC | Split System: Air-Cooled Condensing Unit, Coil with Blower | 4A7A6060E1 |  | 4TEE3C09A1 | 12.5 | 16.5 | Yes | Yes | 2011-03-16 |  | 1
FALSE | 4A7A7060A1 | 289 | 3933511 | TRANE | 4TTX6060E1 | AC | Split System: Air-Cooled Condensing Unit, Coil with Blower | 4A7A6060E1 |  | 4TEE3C09A1+18-GJ01D | 12.5 | 16 | Yes | Yes | 2011-03-16 |  | 1
FALSE | 4A7A7060A1 | 289 | 3933512 | TRANE | 4TTX6060E1 | AC | Split System: Air-Cooled Condensing Unit, Coil with Blower | 4A7A6060E1 |  | 4TEE3C10A1 | 12.5 | 16.5 | Yes | Yes | 2011-03-16 |  | 1
FALSE | 4A7A7060A1 | 289 | 3933513 | TRANE | 4TTX6060E1 | AC | Split System: Air-Cooled Condensing Unit, Coil with Blower | 4A7A6060E1 |  | 4TEE3C10A1+18-GJ01D | 12.5 | 16 | Yes | Yes | 2011-03-16 |  | 1
FALSE | 4A7A7060A1 | 289 | 3933514 | TRANE | 4TTX6060E1 | AC | Split System: Air-Cooled Condensing Unit, Coil with Blower | 4A7A6060E1 |  | 4TEE3F48A1 | 12 | 15 | Yes | Yes | 2011-03-16 |  | 0
FALSE | 4A7A7060A1 | 289 | 3933515 | TRANE | 4TTX6060E1 | AC | Split System: Air-Cooled Condensing Unit, Coil with Blower | 4A7A6060E1 |  | 4TEE3F48B1 | 12 | 15.5 | Yes | Yes | 2011-03-16 |  | 0
FALSE | 4A7A7060A1 | 289 | 3933516 | TRANE | 4TTX6060E1 | AC | Split System: Air-Cooled Condensing Unit, Coil with Blower | 4A7A6060E1 |  | 4TEE3F49B1 | 12 | 15.5 | Yes | Yes | 2011-03-16 |  | 0
FALSE | 4A7A7060A1 | 289 | 3933517 | TRANE | 4TTX6060E1 | AC | Split System: Air-Cooled Condensing Unit, Coil with Blower | 4A7A6060E1 |  | 4TEE3F49C1 | 12 | 16 | Yes | Yes | 2011-03-16 |  | 0
FALSE | 4A7A7060A1 | 289 | 3933518 | TRANE | 4TTX6060E1 | AC | Split System: Air-Cooled Condensing Unit, Coil with Blower | 4A7A6060E1 |  | 4TEE3F64A1 | 12 | 15 | Yes | Yes | 2011-03-16 |  | 0
FALSE | 4A7A7060A1 | 289 | 3933521 | TRANE | 4TTX6060E1 | AC | Split System: Air-Cooled Condensing Unit, Coil with Blower | 4A7A6060E1 |  | 4TXCC008CC3 | 12 | 15 | Yes | Yes | 2011-03-16 |  | 0
FALSE | 4A7A7060A1 | 289 | 3933522 | TRANE | 4TTX6060E1 | AC | Split System: Air-Cooled Condensing Unit, Coil with Blower | 4A7A6060E1 |  | 4TXCC008CC3 | 12 | 15.5 | Yes | Yes | 2011-03-16 |  | 0
FALSE | 4A7A7060A1 | 289 | 3933523 | TRANE | 4TTX6060E1 | AC | Split System: Air-Cooled Condensing Unit, Coil with Blower | 4A7A6060E1 |  | 4TXCC008CC3 | 12 | 15 | Yes | Yes | 2011-03-16 |  | 0
FALSE | 4A7A7060A1 | 289 | 3933526 | TRANE | 4TTX6060E1 | AC | Split System: Air-Cooled Condensing Unit, Coil with Blower | 4A7A6060E1 |  | 4TXCC008CC3 | 12 | 15.5 | Yes | Yes | 2011-03-16 |  | 0
FALSE | 4A7A7060A1 | 289 | 3933527 | TRANE | 4TTX6060E1 | AC | Split System: Air-Cooled Condensing Unit, Coil with Blower | 4A7A6060E1 |  | 4TXCC008CC3 | 12 | 15 | Yes | Yes | 2011-03-16 |  | 0
FALSE | 4A7A7060A1 | 289 | 3933529 | TRANE | 4TTX6060E1 | AC | Split System: Air-Cooled Condensing Unit, Coil with Blower | 4A7A6060E1 |  | 4TXCC008CC3 | 12 | 15.5 | Yes | Yes | 2011-03-16 |  | 0
FALSE | 4A7A7060A1 | 289 | 3933533 | TRANE | 4TTX6060E1 | AC | Split System: Air-Cooled Condensing Unit, Coil with Blower | 4A7A6060E1 |  | 4TXCC008CC3 | 12 | 15 | Yes | Yes | 2011-03-16 |  | 0
FALSE | 4A7A7060A1 | 289 | 3933535 | TRANE | 4TTX6060E1 | AC | Split System: Air-Cooled Condensing Unit, Coil with Blower | 4A7A6060E1 |  | 4TXCC060BC3 | 12 | 15 | Yes | Yes | 2011-03-16 |  | 0
FALSE | 4A7A7060A1 | 289 | 3933645 | TRANE | 4TTX6060E1 | AC | Split System: Air-Cooled Condensing Unit, Coil with Blower | 4A7A6060E1 |  | 4TXCD063BC3 | 12 | 15.5 | Yes | Yes | 2011-03-16 |  | 0
FALSE | 4A7A7060A1 | 289 | 3933646 | TRANE | 4TTX6060E1 | AC | Split System: Air-Cooled Condensing Unit, Coil with Blower | 4A7A6060E1 |  | 4TXCD063BC3 | 12 | 15.5 | Yes | Yes | 2011-03-16 |  | 0
FALSE | 4A7A7060A1 | 289 | 3933647 | TRANE | 4TTX6060E1 | AC | Split System: Air-Cooled Condensing Unit, Coil with Blower | 4A7A6060E1 |  | 4TXCD063BC3 | 12 | 15.5 | Yes | Yes | 2011-03-16 |  | 0
FALSE | 4A7A7060A1 | 289 | 3933648 | TRANE | 4TTX6060E1 | AC | Split System: Air-Cooled Condensing Unit, Coil with Blower | 4A7A6060E1 |  | 4TXCD063BC3 | 12 | 15.5 | Yes | Yes | 2011-03-16 |  | 0
FALSE | 4A7A7060A1 | 289 | 3933650 | TRANE | 4TTX6060E1 | AC | Split System: Air-Cooled Condensing Unit, Coil with Blower | 4A7A6060E1 |  | 4TXCD063BC3 | 12 | 15 | Yes | Yes | 2011-03-16 |  | 0
FALSE | 4A7A7060A1 | 289 | 3933653 | TRANE | 4TTX6060E1 | AC | Split System: Air-Cooled Condensing Unit, Coil with Blower | 4A7A6060E1 |  | 4TXCD063BC3 | 12 | 16 | Yes | Yes | 2011-03-16 |  | 0
FALSE | 4A7A7060A1 | 289 | 3933654 | TRANE | 4TTX6060E1 | AC | Split System: Air-Cooled Condensing Unit, Coil with Blower | 4A7A6060E1 |  | 4TXCD063BC3 | 12.3 | 16 | Yes | Yes | 2011-03-16 |  | 0
FALSE | 4A7A7060A1 | 289 | 3933655 | TRANE | 4TTX6060E1 | AC | Split System: Air-Cooled Condensing Unit, Coil with Blower | 4A7A6060E1 |  | 4TXCD064BC3 | 12 | 15 | Yes | Yes | 2011-03-16 |  | 0
FALSE | 4A7A7060A1 | 289 | 3933658 | TRANE | 4TTX6060E1 | AC | Split System: Air-Cooled Condensing Unit, Coil with Blower | 4A7A6060E1 |  | 4TXCD064BC3 | 12 | 15 | Yes | Yes | 2011-03-16 |  | 0
FALSE | 4A7A7060A1 | 289 | 3933659 | TRANE | 4TTX6060E1 | AC | Split System: Air-Cooled Condensing Unit, Coil with Blower | 4A7A6060E1 |  | 4TXCD064BC3 | 12 | 15 | Yes | Yes | 2011-03-16 |  | 0
FALSE | 4A7A7060A1 | 289 | 3933660 | TRANE | 4TTX6060E1 | AC | Split System: Air-Cooled Condensing Unit, Coil with Blower | 4A7A6060E1 |  | 4TXCD064BC3 | 12 | 15 | Yes | Yes | 2011-03-16 |  | 0
FALSE | 4A7A7060A1 | 289 | 3933662 | TRANE | 4TTX6060E1 | AC | Split System: Air-Cooled Condensing Unit, Coil with Blower | 4A7A6060E1 |  | 4TXCD064BC3 | 12 | 15 | Yes | Yes | 2011-03-16 |  | 0
FALSE | 4A7A7060A1 | 289 | 3933663 | TRANE | 4TTX6060E1 | AC | Split System: Air-Cooled Condensing Unit, Coil with Blower | 4A7A6060E1 |  | 4TXCD064BC3 | 12 | 15.5 | Yes | Yes | 2011-03-16 |  | 0
FALSE | 4A7A7060A1 | 289 | 3933664 | TRANE | 4TTX6060E1 | AC | Split System: Air-Cooled Condensing Unit, Coil with Blower | 4A7A6060E1 |  | 4TXCD064BC3 | 12 | 15 | Yes | Yes | 2011-03-16 |  | 0
FALSE | 4A7A7060A1 | 289 | 3933666 | TRANE | 4TTX6060E1 | AC | Split System: Air-Cooled Condensing Unit, Coil with Blower | 4A7A6060E1 |  | 4TXCD064BC3 | 12 | 15 | Yes | Yes | 2011-03-16 |  | 0
FALSE | 4A7A7060A1 | 289 | 3933667 | TRANE | 4TTX6060E1 | AC | Split System: Air-Cooled Condensing Unit, Coil with Blower | 4A7A6060E1 |  | 4TXCD064BC3 | 12 | 15.5 | Yes | Yes | 2011-03-16 |  | 0
FALSE | 4A7A7060A1 | 289 | 3933668 | TRANE | 4TTX6060E1 | AC | Split System: Air-Cooled Condensing Unit, Coil with Blower | 4A7A6060E1 |  | 4TXCD064BC3 | 12 | 15.5 | Yes | Yes | 2011-03-16 |  | 0
FALSE | 4A7A7060A1 | 289 | 3933669 | TRANE | 4TTX6060E1 | AC | Split System: Air-Cooled Condensing Unit, Coil with Blower | 4A7A6060E1 |  | 4TXCD064BC3 | 12 | 15 | Yes | Yes | 2011-03-16 |  | 0
FALSE | 4A7A7060A1 | 289 | 3933673 | TRANE | 4TTX6060E1 | AC | Split System: Air-Cooled Condensing Unit, Coil with Blower | 4A7A6060E1 |  | 4TXCD064BC3 | 12 | 15.5 | Yes | Yes | 2011-03-16 |  | 0
FALSE | 4A7A7060A1 | 289 | 3933674 | TRANE | 4TTX6060E1 | AC | Split System: Air-Cooled Condensing Unit, Coil with Blower | 4A7A6060E1 |  | 4TXCD064BC3 | 12 | 15.5 | Yes | Yes | 2011-03-16 |  | 0
FALSE | 4A7A7048A1 | 288 | 3934794 | AMERICAN STANDARD, INC. | 4A7A6048E1 | AC | Split System: Air-Cooled Condensing Unit, Coil with Blower | 4A7A6048E1 |  | 4TEE3F48B1 | 13 | 16.5 | Yes | Yes | 2011-01-21 |  | 2
FALSE | 4A7A7048A1 | 288 | 3934795 | AMERICAN STANDARD, INC. | 4A7A6048E1 | AC | Split System: Air-Cooled Condensing Unit, Coil with Blower | 4A7A6048E1 |  | 4TEE3F49B1 | 13 | 16.5 | Yes | Yes | 2011-01-21 |  | 2
FALSE | 4A7A7048A1 | 288 | 3934796 | AMERICAN STANDARD, INC. | 4A7A6048E1 | AC | Split System: Air-Cooled Condensing Unit, Coil with Blower | 4A7A6048E1 |  | 4TEE3F65B1 | 13 | 17 | Yes | Yes | 2011-01-21 |  | 2
FALSE | 4A7A7048A1 | 288 | 3934797 | AMERICAN STANDARD, INC. | 4A7A6048E1 | AC | Split System: Air-Cooled Condensing Unit, Coil with Blower | 4A7A6048E1 |  | 4TEE3F66A1 | 13 | 17 | Yes | Yes | 2011-01-21 |  | 2
FALSE | 4A7A7048A1 | 288 | 3934803 | AMERICAN STANDARD, INC. | 4A7A6048E1 | AC | Split System: Air-Cooled Condensing Unit, Coil Alone | 4A7A6048E1 |  | 4TXCB048BC3 | 12 | 14.5 | Yes | Yes | 2011-01-21 |  | 0
FALSE | 4A7A7048A1 | 288 | 3934806 | AMERICAN STANDARD, INC. | 4A7A6048E1 | AC | Split System: Air-Cooled Condensing Unit, Coil with Blower | 4A7A6048E1 |  | 4TXCC008CC3 | 12 | 16 | Yes | Yes | 2011-01-21 |  | 0
FALSE | 4A7A7048A1 | 288 | 3934808 | AMERICAN STANDARD, INC. | 4A7A6048E1 | AC | Split System: Air-Cooled Condensing Unit, Coil with Blower | 4A7A6048E1 |  | 4TXCC008CC3 | 12.5 | 16.5 | Yes | Yes | 2011-01-21 |  | 1
FALSE | 4A7A7048A1 | 288 | 3934809 | AMERICAN STANDARD, INC. | 4A7A6048E1 | AC | Split System: Air-Cooled Condensing Unit, Coil with Blower | 4A7A6048E1 |  | 4TXCC008CC3 | 12 | 15.5 | Yes | Yes | 2011-01-21 |  | 0
FALSE | 4A7A7048A1 | 288 | 3934810 | AMERICAN STANDARD, INC. | 4A7A6048E1 | AC | Split System: Air-Cooled Condensing Unit, Coil with Blower | 4A7A6048E1 |  | 4TXCC008CC3 | 12 | 15.5 | Yes | Yes | 2011-01-21 |  | 0
FALSE | 4A7A7048A1 | 288 | 3934811 | AMERICAN STANDARD, INC. | 4A7A6048E1 | AC | Split System: Air-Cooled Condensing Unit, Coil with Blower | 4A7A6048E1 |  | 4TXCC008CC3 | 12 | 15.5 | Yes | Yes | 2011-01-21 |  | 0
FALSE | 4A7A7048A1 | 288 | 3934812 | AMERICAN STANDARD, INC. | 4A7A6048E1 | AC | Split System: Air-Cooled Condensing Unit, Coil Alone | 4A7A6048E1 |  | 4TXCC008CC3 | 12 | 14.5 | Yes | Yes | 2011-01-21 |  | 0
FALSE | 4A7A7048A1 | 288 | 3934814 | AMERICAN STANDARD, INC. | 4A7A6048E1 | AC | Split System: Air-Cooled Condensing Unit, Coil with Blower | 4A7A6048E1 |  | 4TXCC008CC3 | 12.5 | 16 | Yes | Yes | 2011-01-21 |  | 1
FALSE | 4A7A7048A1 | 288 | 3934816 | AMERICAN STANDARD, INC. | 4A7A6048E1 | AC | Split System: Air-Cooled Condensing Unit, Coil with Blower | 4A7A6048E1 |  | 4TXCC008CC3 | 12 | 16 | Yes | Yes | 2011-01-21 |  | 0
FALSE | 4A7A7048A1 | 288 | 3934817 | AMERICAN STANDARD, INC. | 4A7A6048E1 | AC | Split System: Air-Cooled Condensing Unit, Coil with Blower | 4A7A6048E1 |  | 4TXCC008CC3 | 12 | 16 | Yes | Yes | 2011-01-21 |  | 0
FALSE | 4A7A7048A1 | 288 | 3934819 | AMERICAN STANDARD, INC. | 4A7A6048E1 | AC | Split System: Air-Cooled Condensing Unit, Coil with Blower | 4A7A6048E1 |  | 4TXCC008CC3 | 12 | 16 | Yes | Yes | 2011-01-21 |  | 0
FALSE | 4A7A7048A1 | 288 | 3934820 | AMERICAN STANDARD, INC. | 4A7A6048E1 | AC | Split System: Air-Cooled Condensing Unit, Coil with Blower | 4A7A6048E1 |  | 4TXCC008CC3 | 12 | 16 | Yes | Yes | 2011-01-21 |  | 0
FALSE | 4A7A7048A1 | 288 | 3934821 | AMERICAN STANDARD, INC. | 4A7A6048E1 | AC | Split System: Air-Cooled Condensing Unit, Coil with Blower | 4A7A6048E1 |  | 4TXCC008CC3 | 12.5 | 16 | Yes | Yes | 2011-01-21 |  | 1
FALSE | 4A7A7048A1 | 288 | 3934822 | AMERICAN STANDARD, INC. | 4A7A6048E1 | AC | Split System: Air-Cooled Condensing Unit, Coil with Blower | 4A7A6048E1 |  | 4TXCC043BC3 | 12 | 15 | Yes | Yes | 2011-01-21 |  | 0
FALSE | 4A7A7048A1 | 288 | 3934823 | AMERICAN STANDARD, INC. | 4A7A6048E1 | AC | Split System: Air-Cooled Condensing Unit, Coil with Blower | 4A7A6048E1 |  | 4TXCC043BC3 | 12 | 15 | Yes | Yes | 2011-01-21 |  | 0
FALSE | 4A7A7048A1 | 288 | 3934862 | AMERICAN STANDARD, INC. | 4A7A6048E1 | AC | Split System: Air-Cooled Condensing Unit, Coil with Blower | 4A7A6048E1 |  | 4TXCC049BC3 | 12 | 15.5 | Yes | Yes | 2011-01-21 |  | 0
FALSE | 4A7A7048A1 | 288 | 3934863 | AMERICAN STANDARD, INC. | 4A7A6048E1 | AC | Split System: Air-Cooled Condensing Unit, Coil with Blower | 4A7A6048E1 |  | 4TXCC049BC3 | 12 | 15 | Yes | Yes | 2011-01-21 |  | 0
FALSE | 4A7A7048A1 | 288 | 3934864 | AMERICAN STANDARD, INC. | 4A7A6048E1 | AC | Split System: Air-Cooled Condensing Unit, Coil with Blower | 4A7A6048E1 |  | 4TXCC049BC3 | 12 | 15.5 | Yes | Yes | 2011-01-21 |  | 0
FALSE | 4A7A7048A1 | 288 | 3934865 | AMERICAN STANDARD, INC. | 4A7A6048E1 | AC | Split System: Air-Cooled Condensing Unit, Coil with Blower | 4A7A6048E1 |  | 4TXCC049BC3 | 12 | 16 | Yes | Yes | 2011-01-21 |  | 0
FALSE | 4A7A7048A1 | 288 | 3934866 | AMERICAN STANDARD, INC. | 4A7A6048E1 | AC | Split System: Air-Cooled Condensing Unit, Coil with Blower | 4A7A6048E1 |  | 4TXCC049BC3 | 12 | 15.5 | Yes | Yes | 2011-01-21 |  | 0
FALSE | 4A7A7048A1 | 288 | 3934867 | AMERICAN STANDARD, INC. | 4A7A6048E1 | AC | Split System: Air-Cooled Condensing Unit, Coil Alone | 4A7A6048E1 |  | 4TXCC049BC3 | 12 | 14.5 | Yes | Yes | 2011-01-21 |  | 0
FALSE | 4A7A7048A1 | 288 | 3934870 | AMERICAN STANDARD, INC. | 4A7A6048E1 | AC | Split System: Air-Cooled Condensing Unit, Coil Alone | 4A7A6048E1 |  | 4TXCC060BC3 | 12 | 14.5 | Yes | Yes | 2011-01-21 |  | 0
FALSE | 4A7A7048A1 | 288 | 3934872 | AMERICAN STANDARD, INC. | 4A7A6048E1 | AC | Split System: Air-Cooled Condensing Unit, Coil with Blower | 4A7A6048E1 |  | 4TXCC060BC3 | 12.5 | 16 | Yes | Yes | 2011-01-21 |  | 1
FALSE | 4A7A7048A1 | 288 | 3934873 | AMERICAN STANDARD, INC. | 4A7A6048E1 | AC | Split System: Air-Cooled Condensing Unit, Coil with Blower | 4A7A6048E1 |  | 4TXCC060BC3 | 12 | 16 | Yes | Yes | 2011-01-21 |  | 0
FALSE | 4A7A7048A1 | 288 | 3934874 | AMERICAN STANDARD, INC. | 4A7A6048E1 | AC | Split System: Air-Cooled Condensing Unit, Coil with Blower | 4A7A6048E1 |  | 4TXCC060BC3 | 12 | 15 | Yes | Yes | 2011-01-21 |  | 0
FALSE | 4A7A7048A1 | 288 | 3934875 | AMERICAN STANDARD, INC. | 4A7A6048E1 | AC | Split System: Air-Cooled Condensing Unit, Coil with Blower | 4A7A6048E1 |  | 4TXCC060BC3 | 12 | 15 | Yes | Yes | 2011-01-21 |  | 0
FALSE | 4A7A7048A1 | 288 | 3934876 | AMERICAN STANDARD, INC. | 4A7A6048E1 | AC | Split System: Air-Cooled Condensing Unit, Coil with Blower | 4A7A6048E1 |  | 4TXCC060BC3 | 12 | 15.5 | Yes | Yes | 2011-01-21 |  | 0
FALSE | 4A7A7048A1 | 288 | 3934877 | AMERICAN STANDARD, INC. | 4A7A6048E1 | AC | Split System: Air-Cooled Condensing Unit, Coil with Blower | 4A7A6048E1 |  | 4TXCC060BC3 | 12 | 16 | Yes | Yes | 2011-01-21 |  | 0
FALSE | 4A7A7048A1 | 288 | 3934878 | AMERICAN STANDARD, INC. | 4A7A6048E1 | AC | Split System: Air-Cooled Condensing Unit, Coil with Blower | 4A7A6048E1 |  | 4TXCC060BC3 | 12 | 15 | Yes | Yes | 2011-01-21 |  | 0
FALSE | 4A7A7048A1 | 288 | 3934880 | AMERICAN STANDARD, INC. | 4A7A6048E1 | AC | Split System: Air-Cooled Condensing Unit, Coil with Blower | 4A7A6048E1 |  | 4TXCC060BC3 | 12 | 15 | Yes | Yes | 2011-01-21 |  | 0
FALSE | 4A7A7048A1 | 288 | 3934881 | AMERICAN STANDARD, INC. | 4A7A6048E1 | AC | Split System: Air-Cooled Condensing Unit, Coil with Blower | 4A7A6048E1 |  | 4TXCC060BC3 | 12.5 | 16 | Yes | Yes | 2011-01-21 |  | 1
FALSE | 4A7A7048A1 | 288 | 3934882 | AMERICAN STANDARD, INC. | 4A7A6048E1 | AC | Split System: Air-Cooled Condensing Unit, Coil with Blower | 4A7A6048E1 |  | 4TXCC060BC3 | 12.5 | 16 | Yes | Yes | 2011-01-21 |  | 1
FALSE | 4A7A7048A1 | 288 | 3934884 | AMERICAN STANDARD, INC. | 4A7A6048E1 | AC | Split System: Air-Cooled Condensing Unit, Coil with Blower | 4A7A6048E1 |  | 4TXCC060BC3 | 12 | 15.5 | Yes | Yes | 2011-01-21 |  | 0
FALSE | 4A7A7048A1 | 288 | 3934889 | AMERICAN STANDARD, INC. | 4A7A6048E1 | AC | Split System: Air-Cooled Condensing Unit, Coil with Blower | 4A7A6048E1 |  | 4TXCD009CC3 | 12 | 15.5 | Yes | Yes | 2011-01-21 |  | 0
FALSE | 4A7A7048A1 | 288 | 3934915 | AMERICAN STANDARD, INC. | 4A7A6048E1 | AC | Split System: Air-Cooled Condensing Unit, Coil with Blower | 4A7A6048E1 |  | 4TXCD010CC3 | 12.5 | 16 | Yes | Yes | 2011-01-21 |  | 1
FALSE | 4A7A7048A1 | 288 | 3934916 | AMERICAN STANDARD, INC. | 4A7A6048E1 | AC | Split System: Air-Cooled Condensing Unit, Coil with Blower | 4A7A6048E1 |  | 4TXCD010CC3 | 12 | 16 | Yes | Yes | 2011-01-21 |  | 0
FALSE | 4A7A7048A1 | 288 | 3934917 | AMERICAN STANDARD, INC. | 4A7A6048E1 | AC | Split System: Air-Cooled Condensing Unit, Coil with Blower | 4A7A6048E1 |  | 4TXCD010CC3 | 12 | 16 | Yes | Yes | 2011-01-21 |  | 0
FALSE | 4A7A7048A1 | 288 | 3934918 | AMERICAN STANDARD, INC. | 4A7A6048E1 | AC | Split System: Air-Cooled Condensing Unit, Coil with Blower | 4A7A6048E1 |  | 4TXCD010CC3 | 12.5 | 16 | Yes | Yes | 2011-01-21 |  | 1
FALSE | 4A7A7048A1 | 288 | 3934920 | AMERICAN STANDARD, INC. | 4A7A6048E1 | AC | Split System: Air-Cooled Condensing Unit, Coil with Blower | 4A7A6048E1 |  | 4TXCD010CC3 | 12 | 15.5 | Yes | Yes | 2011-01-21 |  | 0
FALSE | 4A7A7048A1 | 288 | 3934922 | AMERICAN STANDARD, INC. | 4A7A6048E1 | AC | Split System: Air-Cooled Condensing Unit, Coil Alone | 4A7A6048E1 |  | 4TXCD010CC3 | 12 | 14.5 | Yes | Yes | 2011-01-21 |  | 0
FALSE | 4A7A7048A1 | 288 | 3934923 | AMERICAN STANDARD, INC. | 4A7A6048E1 | AC | Split System: Air-Cooled Condensing Unit, Coil with Blower | 4A7A6048E1 |  | 4TXCD010CC3 | 12 | 15 | Yes | Yes | 2011-01-21 |  | 0
FALSE | 4A7A7048A1 | 288 | 3934924 | AMERICAN STANDARD, INC. | 4A7A6048E1 | AC | Split System: Air-Cooled Condensing Unit, Coil with Blower | 4A7A6048E1 |  | 4TXCD010CC3 | 12 | 15 | Yes | Yes | 2011-01-21 |  | 0
FALSE | 4A7A7048A1 | 288 | 3934925 | AMERICAN STANDARD, INC. | 4A7A6048E1 | AC | Split System: Air-Cooled Condensing Unit, Coil with Blower | 4A7A6048E1 |  | 4TXCD010CC3 | 12 | 16 | Yes | Yes | 2011-01-21 |  | 0
FALSE | 4A7A7048A1 | 288 | 3934926 | AMERICAN STANDARD, INC. | 4A7A6048E1 | AC | Split System: Air-Cooled Condensing Unit, Coil with Blower | 4A7A6048E1 |  | 4TXCD010CC3 | 12 | 16 | Yes | Yes | 2011-01-21 |  | 0
FALSE | 4A7A7048A1 | 288 | 3934927 | AMERICAN STANDARD, INC. | 4A7A6048E1 | AC | Split System: Air-Cooled Condensing Unit, Coil with Blower | 4A7A6048E1 |  | 4TXCD010CC3 | 12 | 15.5 | Yes | Yes | 2011-01-21 |  | 0
FALSE | 4A7A7048A1 | 288 | 3934930 | AMERICAN STANDARD, INC. | 4A7A6048E1 | AC | Split System: Air-Cooled Condensing Unit, Coil with Blower | 4A7A6048E1 |  | 4TXCD010CC3 | 12.5 | 16 | Yes | Yes | 2011-01-21 |  | 1
FALSE | 4A7A7048A1 | 288 | 3934932 | AMERICAN STANDARD, INC. | 4A7A6048E1 | AC | Split System: Air-Cooled Condensing Unit, Coil with Blower | 4A7A6048E1 |  | 4TXCD010CC3 | 12 | 15.5 | Yes | Yes | 2011-01-21 |  | 0
FALSE | 4A7A7048A1 | 288 | 3934933 | AMERICAN STANDARD, INC. | 4A7A6048E1 | AC | Split System: Air-Cooled Condensing Unit, Coil with Blower | 4A7A6048E1 |  | 4TXCD010CC3 | 12 | 15.5 | Yes | Yes | 2011-01-21 |  | 0
FALSE | 4A7A7048A1 | 288 | 3934934 | AMERICAN STANDARD, INC. | 4A7A6048E1 | AC | Split System: Air-Cooled Condensing Unit, Coil with Blower | 4A7A6048E1 |  | 4TXCD010CC3 | 12 | 16 | Yes | Yes | 2011-01-21 |  | 0
FALSE | 4A7A7048A1 | 288 | 3934937 | AMERICAN STANDARD, INC. | 4A7A6048E1 | AC | Split System: Air-Cooled Condensing Unit, Coil with Blower | 4A7A6048E1 |  | 4TXCD010CC3 | 12 | 16 | Yes | Yes | 2011-01-21 |  | 0
FALSE | 4A7A7048A1 | 288 | 3934938 | AMERICAN STANDARD, INC. | 4A7A6048E1 | AC | Split System: Air-Cooled Condensing Unit, Coil with Blower | 4A7A6048E1 |  | 4TXCD010CC3 | 12 | 16 | Yes | Yes | 2011-01-21 |  | 0
FALSE | 4A7A7048A1 | 288 | 3934939 | AMERICAN STANDARD, INC. | 4A7A6048E1 | AC | Split System: Air-Cooled Condensing Unit, Coil with Blower | 4A7A6048E1 |  | 4TXCD050BC3 | 12 | 15 | Yes | Yes | 2011-01-21 |  | 0
FALSE | 4A7A7048A1 | 288 | 3934940 | AMERICAN STANDARD, INC. | 4A7A6048E1 | AC | Split System: Air-Cooled Condensing Unit, Coil with Blower | 4A7A6048E1 |  | 4TXCD050BC3 | 12 | 16 | Yes | Yes | 2011-01-21 |  | 0
FALSE | 4A7A7048A1 | 288 | 3934941 | AMERICAN STANDARD, INC. | 4A7A6048E1 | AC | Split System: Air-Cooled Condensing Unit, Coil with Blower | 4A7A6048E1 |  | 4TXCD050BC3 | 12.5 | 16 | Yes | Yes | 2011-01-21 |  | 1
FALSE | 4A7A7048A1 | 288 | 3934942 | AMERICAN STANDARD, INC. | 4A7A6048E1 | AC | Split System: Air-Cooled Condensing Unit, Coil with Blower | 4A7A6048E1 |  | 4TXCD050BC3 | 12.5 | 16 | Yes | Yes | 2011-01-21 |  | 1
FALSE | 4A7A7048A1 | 288 | 3934945 | AMERICAN STANDARD, INC. | 4A7A6048E1 | AC | Split System: Air-Cooled Condensing Unit, Coil with Blower | 4A7A6048E1 |  | 4TXCD050BC3 | 12 | 16 | Yes | Yes | 2011-01-21 |  | 0
FALSE | 4A7A7048A1 | 288 | 3934947 | AMERICAN STANDARD, INC. | 4A7A6048E1 | AC | Split System: Air-Cooled Condensing Unit, Coil with Blower | 4A7A6048E1 |  | 4TXCD050BC3 | 12.5 | 16 | Yes | Yes | 2011-01-21 |  | 1
FALSE | 4A7A7048A1 | 288 | 3934948 | AMERICAN STANDARD, INC. | 4A7A6048E1 | AC | Split System: Air-Cooled Condensing Unit, Coil Alone | 4A7A6048E1 |  | 4TXCD050BC3 | 12 | 14.5 | Yes | Yes | 2011-01-21 |  | 0
FALSE | 4A7A7048A1 | 288 | 3934949 | AMERICAN STANDARD, INC. | 4A7A6048E1 | AC | Split System: Air-Cooled Condensing Unit, Coil with Blower | 4A7A6048E1 |  | 4TXCD050BC3 | 12.5 | 16 | Yes | Yes | 2011-01-21 |  | 1
FALSE | 4A7A7048A1 | 288 | 3934950 | AMERICAN STANDARD, INC. | 4A7A6048E1 | AC | Split System: Air-Cooled Condensing Unit, Coil with Blower | 4A7A6048E1 |  | 4TXCD050BC3 | 12 | 15.5 | Yes | Yes | 2011-01-21 |  | 0
FALSE | 4A7A7048A1 | 288 | 3934951 | AMERICAN STANDARD, INC. | 4A7A6048E1 | AC | Split System: Air-Cooled Condensing Unit, Coil with Blower | 4A7A6048E1 |  | 4TXCD050BC3 | 12 | 15.5 | Yes | Yes | 2011-01-21 |  | 0
FALSE | 4A7A7048A1 | 288 | 3934952 | AMERICAN STANDARD, INC. | 4A7A6048E1 | AC | Split System: Air-Cooled Condensing Unit, Coil with Blower | 4A7A6048E1 |  | 4TXCD050BC3 | 12 | 15 | Yes | Yes | 2011-01-21 |  | 0
FALSE | 4A7A7048A1 | 288 | 3934953 | AMERICAN STANDARD, INC. | 4A7A6048E1 | AC | Split System: Air-Cooled Condensing Unit, Coil with Blower | 4A7A6048E1 |  | 4TXCD050BC3 | 12 | 16 | Yes | Yes | 2011-01-21 |  | 0
FALSE | 4A7A7048A1 | 288 | 3934954 | AMERICAN STANDARD, INC. | 4A7A6048E1 | AC | Split System: Air-Cooled Condensing Unit, Coil with Blower | 4A7A6048E1 |  | 4TXCD050BC3 | 12 | 15 | Yes | Yes | 2011-01-21 |  | 0
FALSE | 4A7A7048A1 | 288 | 3934956 | AMERICAN STANDARD, INC. | 4A7A6048E1 | AC | Split System: Air-Cooled Condensing Unit, Coil with Blower | 4A7A6048E1 |  | 4TXCD050BC3 | 12 | 15.5 | Yes | Yes | 2011-01-21 |  | 0
FALSE | 4A7A7048A1 | 288 | 3934957 | AMERICAN STANDARD, INC. | 4A7A6048E1 | AC | Split System: Air-Cooled Condensing Unit, Coil with Blower | 4A7A6048E1 |  | 4TXCD050BC3 | 12 | 15 | Yes | Yes | 2011-01-21 |  | 0
FALSE | 4A7A7048A1 | 288 | 3934959 | AMERICAN STANDARD, INC. | 4A7A6048E1 | AC | Split System: Air-Cooled Condensing Unit, Coil with Blower | 4A7A6048E1 |  | 4TXCD050BC3 | 12 | 16 | Yes | Yes | 2011-01-21 |  | 0
FALSE | 4A7A7048A1 | 288 | 3934962 | AMERICAN STANDARD, INC. | 4A7A6048E1 | AC | Split System: Air-Cooled Condensing Unit, Coil with Blower | 4A7A6048E1 |  | 4TXCD050BC3 | 12 | 15.5 | Yes | Yes | 2011-01-21 |  | 0
FALSE | 4A7A7048A1 | 288 | 3934963 | AMERICAN STANDARD, INC. | 4A7A6048E1 | AC | Split System: Air-Cooled Condensing Unit, Coil with Blower | 4A7A6048E1 |  | 4TXCD050BC3 | 12 | 15.5 | Yes | Yes | 2011-01-21 |  | 0
FALSE | 4A7A7048A1 | 288 | 3934964 | AMERICAN STANDARD, INC. | 4A7A6048E1 | AC | Split System: Air-Cooled Condensing Unit, Coil with Blower | 4A7A6048E1 |  | 4TXCD050BC3 | 12 | 16 | Yes | Yes | 2011-01-21 |  | 0
FALSE | 4A7A7048A1 | 288 | 3934965 | AMERICAN STANDARD, INC. | 4A7A6048E1 | AC | Split System: Air-Cooled Condensing Unit, Coil with Blower | 4A7A6048E1 |  | 4TXCD050BC3 | 12 | 15 | Yes | Yes | 2011-01-21 |  | 0
FALSE | 4A7A7048A1 | 288 | 3934966 | AMERICAN STANDARD, INC. | 4A7A6048E1 | AC | Split System: Air-Cooled Condensing Unit, Coil with Blower | 4A7A6048E1 |  | 4TXCD061BC3 | 12 | 16 | Yes | Yes | 2011-01-21 |  | 0
FALSE | 4A7A7048A1 | 288 | 3934969 | AMERICAN STANDARD, INC. | 4A7A6048E1 | AC | Split System: Air-Cooled Condensing Unit, Coil with Blower | 4A7A6048E1 |  | 4TXCD061BC3 | 12 | 15.5 | Yes | Yes | 2011-01-21 |  | 0
FALSE | 4A7A7048A1 | 288 | 3934970 | AMERICAN STANDARD, INC. | 4A7A6048E1 | AC | Split System: Air-Cooled Condensing Unit, Coil with Blower | 4A7A6048E1 |  | 4TXCD061BC3 | 12.5 | 16 | Yes | Yes | 2011-01-21 |  | 1
FALSE | 4A7A7048A1 | 288 | 3934971 | AMERICAN STANDARD, INC. | 4A7A6048E1 | AC | Split System: Air-Cooled Condensing Unit, Coil with Blower | 4A7A6048E1 |  | 4TXCD061BC3 | 12 | 16 | Yes | Yes | 2011-01-21 |  | 0
FALSE | 4A7A7048A1 | 288 | 3934972 | AMERICAN STANDARD, INC. | 4A7A6048E1 | AC | Split System: Air-Cooled Condensing Unit, Coil Alone | 4A7A6048E1 |  | 4TXCD061BC3 | 12 | 14.5 | Yes | Yes | 2011-01-21 |  | 0
FALSE | 4A7A7048A1 | 288 | 3934973 | AMERICAN STANDARD, INC. | 4A7A6048E1 | AC | Split System: Air-Cooled Condensing Unit, Coil with Blower | 4A7A6048E1 |  | 4TXCD061BC3 | 12 | 15.5 | Yes | Yes | 2011-01-21 |  | 0
FALSE | 4A7A7048A1 | 288 | 3934974 | AMERICAN STANDARD, INC. | 4A7A6048E1 | AC | Split System: Air-Cooled Condensing Unit, Coil with Blower | 4A7A6048E1 |  | 4TXCD061BC3 | 12.5 | 16 | Yes | Yes | 2011-01-21 |  | 1
FALSE | 4A7A7048A1 | 288 | 3934975 | AMERICAN STANDARD, INC. | 4A7A6048E1 | AC | Split System: Air-Cooled Condensing Unit, Coil with Blower | 4A7A6048E1 |  | 4TXCD061BC3 | 12 | 15.5 | Yes | Yes | 2011-01-21 |  | 0
FALSE | 4A7A7048A1 | 288 | 3934976 | AMERICAN STANDARD, INC. | 4A7A6048E1 | AC | Split System: Air-Cooled Condensing Unit, Coil with Blower | 4A7A6048E1 |  | 4TXCD061BC3 | 12 | 15.5 | Yes | Yes | 2011-01-21 |  | 0
FALSE | 4A7A7048A1 | 288 | 3934977 | AMERICAN STANDARD, INC. | 4A7A6048E1 | AC | Split System: Air-Cooled Condensing Unit, Coil with Blower | 4A7A6048E1 |  | 4TXCD061BC3 | 12 | 15.5 | Yes | Yes | 2011-01-21 |  | 0
FALSE | 4A7A7048A1 | 288 | 3934978 | AMERICAN STANDARD, INC. | 4A7A6048E1 | AC | Split System: Air-Cooled Condensing Unit, Coil with Blower | 4A7A6048E1 |  | 4TXCD061BC3 | 12.5 | 16 | Yes | Yes | 2011-01-21 |  | 1
FALSE | 4A7A7048A1 | 288 | 3934979 | AMERICAN STANDARD, INC. | 4A7A6048E1 | AC | Split System: Air-Cooled Condensing Unit, Coil with Blower | 4A7A6048E1 |  | 4TXCD061BC3 | 12.5 | 16 | Yes | Yes | 2011-01-21 |  | 1
FALSE | 4A7A7048A1 | 288 | 3934980 | AMERICAN STANDARD, INC. | 4A7A6048E1 | AC | Split System: Air-Cooled Condensing Unit, Coil with Blower | 4A7A6048E1 |  | 4TXCD061BC3 | 12.5 | 16 | Yes | Yes | 2011-01-21 |  | 1
FALSE | 4A7A7048A1 | 288 | 3934981 | AMERICAN STANDARD, INC. | 4A7A6048E1 | AC | Split System: Air-Cooled Condensing Unit, Coil with Blower | 4A7A6048E1 |  | 4TXCD061BC3 | 12 | 15 | Yes | Yes | 2011-01-21 |  | 0
FALSE | 4A7A7048A1 | 288 | 3934982 | AMERICAN STANDARD, INC. | 4A7A6048E1 | AC | Split System: Air-Cooled Condensing Unit, Coil with Blower | 4A7A6048E1 |  | 4TXCD061BC3 | 12 | 16 | Yes | Yes | 2011-01-21 |  | 0
FALSE | 4A7A7048A1 | 288 | 3934983 | AMERICAN STANDARD, INC. | 4A7A6048E1 | AC | Split System: Air-Cooled Condensing Unit, Coil with Blower | 4A7A6048E1 |  | 4TXCD061BC3 | 12.5 | 16 | Yes | Yes | 2011-01-21 |  | 1
FALSE | 4A7A7048A1 | 288 | 3934985 | AMERICAN STANDARD, INC. | 4A7A6048E1 | AC | Split System: Air-Cooled Condensing Unit, Coil with Blower | 4A7A6048E1 |  | 4TXCD061BC3 | 13 | 16 | Yes | Yes | 2011-01-21 |  | 2
FALSE | 4A7A7048A1 | 288 | 3934986 | AMERICAN STANDARD, INC. | 4A7A6048E1 | AC | Split System: Air-Cooled Condensing Unit, Coil with Blower | 4A7A6048E1 |  | 4TXCD061BC3 | 13 | 16 | Yes | Yes | 2011-01-21 |  | 2
FALSE | 4A7A7048A1 | 288 | 3934987 | AMERICAN STANDARD, INC. | 4A7A6048E1 | AC | Split System: Air-Cooled Condensing Unit, Coil with Blower | 4A7A6048E1 |  | 4TXCD061BC3 | 13 | 16 | Yes | Yes | 2011-01-21 |  | 2
FALSE | 4A7A7048A1 | 288 | 3934989 | AMERICAN STANDARD, INC. | 4A7A6048E1 | AC | Split System: Air-Cooled Condensing Unit, Coil with Blower | 4A7A6048E1 |  | 4TXCD061BC3 | 12 | 16 | Yes | Yes | 2011-01-21 |  | 0
FALSE | 4A7A7048A1 | 288 | 3934993 | AMERICAN STANDARD, INC. | 4A7A6048E1 | AC | Split System: Air-Cooled Condensing Unit, Coil with Blower | 4A7A6048E1 |  | 4TXCD063BC3 | 12.5 | 16.5 | Yes | Yes | 2011-01-21 |  | 1
FALSE | 4A7A7048A1 | 288 | 3934995 | AMERICAN STANDARD, INC. | 4A7A6048E1 | AC | Split System: Air-Cooled Condensing Unit, Coil with Blower | 4A7A6048E1 |  | 4TXCD063BC3 | 12.5 | 16.5 | Yes | Yes | 2011-01-21 |  | 1
FALSE | 4A7A7048A1 | 288 | 3935001 | AMERICAN STANDARD, INC. | 4A7A6048E1 | AC | Split System: Air-Cooled Condensing Unit, Coil with Blower | 4A7A6048E1 |  | 4TXCD063BC3 | 12.5 | 16.5 | Yes | Yes | 2011-01-21 |  | 1
FALSE | 4A7A7048A1 | 288 | 3935002 | AMERICAN STANDARD, INC. | 4A7A6048E1 | AC | Split System: Air-Cooled Condensing Unit, Coil with Blower | 4A7A6048E1 |  | 4TXCD063BC3 | 12.5 | 16.5 | Yes | Yes | 2011-01-21 |  | 1
FALSE | 4A7A7048A1 | 288 | 3935003 | AMERICAN STANDARD, INC. | 4A7A6048E1 | AC | Split System: Air-Cooled Condensing Unit, Coil with Blower | 4A7A6048E1 |  | 4TXCD063BC3 | 12.5 | 16.5 | Yes | Yes | 2011-01-21 |  | 1
FALSE | 4A7A7048A1 | 288 | 3935004 | AMERICAN STANDARD, INC. | 4A7A6048E1 | AC | Split System: Air-Cooled Condensing Unit, Coil with Blower | 4A7A6048E1 |  | 4TXCD063BC3 | 12.5 | 16 | Yes | Yes | 2011-01-21 |  | 1
FALSE | 4A7A7048A1 | 288 | 3935005 | AMERICAN STANDARD, INC. | 4A7A6048E1 | AC | Split System: Air-Cooled Condensing Unit, Coil with Blower | 4A7A6048E1 |  | 4TXCD063BC3 | 12 | 15.5 | Yes | Yes | 2011-01-21 |  | 0
FALSE | 4A7A7048A1 | 288 | 3935009 | AMERICAN STANDARD, INC. | 4A7A6048E1 | AC | Split System: Air-Cooled Condensing Unit, Coil with Blower | 4A7A6048E1 |  | 4TXCD063BC3 | 13 | 17 | Yes | Yes | 2011-01-21 |  | 2
FALSE | 4A7A7048A1 | 288 | 3935010 | AMERICAN STANDARD, INC. | 4A7A6048E1 | AC | Split System: Air-Cooled Condensing Unit, Coil with Blower | 4A7A6048E1 |  | 4TXCD063BC3 | 13 | 17 | Yes | Yes | 2011-01-21 |  | 2
FALSE | 4A7A7048A1 | 288 | 3935011 | AMERICAN STANDARD, INC. | 4A7A6048E1 | AC | Split System: Air-Cooled Condensing Unit, Coil with Blower | 4A7A6048E1 |  | 4TXCD063BC3 | 13 | 17 | Yes | Yes | 2011-01-21 |  | 2
FALSE | 4A7A7048A1 | 288 | 3935013 | AMERICAN STANDARD, INC. | 4A7A6048E1 | AC | Split System: Air-Cooled Condensing Unit, Coil with Blower | 4A7A6048E1 |  | 4TXCD063BC3 | 13 | 17 | Yes | Yes | 2011-01-21 |  | 2
FALSE | 4A7A7048A1 | 288 | 3935014 | AMERICAN STANDARD, INC. | 4A7A6048E1 | AC | Split System: Air-Cooled Condensing Unit, Coil with Blower | 4A7A6048E1 |  | 4TXCD063BC3 | 13 | 17 | Yes | Yes | 2011-01-21 |  | 2
FALSE | 4A7A7048A1 | 288 | 3935015 | AMERICAN STANDARD, INC. | 4A7A6048E1 | AC | Split System: Air-Cooled Condensing Unit, Coil with Blower | 4A7A6048E1 |  | 4TXCD063BC3 | 12.5 | 16 | Yes | Yes | 2011-01-21 |  | 1
FALSE | 4A7A7048A1 | 288 | 3935016 | AMERICAN STANDARD, INC. | 4A7A6048E1 | AC | Split System: Air-Cooled Condensing Unit, Coil with Blower | 4A7A6048E1 |  | 4TXCD063BC3 | 12.5 | 16 | Yes | Yes | 2011-01-21 |  | 1
FALSE | 4A7A7048A1 | 288 | 3935017 | AMERICAN STANDARD, INC. | 4A7A6048E1 | AC | Split System: Air-Cooled Condensing Unit, Coil with Blower | 4A7A6048E1 |  | 4TXCD063BC3 | 13 | 17 | Yes | Yes | 2011-01-21 |  | 2
FALSE | 4A7A7048A1 | 288 | 3935018 | AMERICAN STANDARD, INC. | 4A7A6048E1 | AC | Split System: Air-Cooled Condensing Unit, Coil with Blower | 4A7A6048E1 |  | 4TXCD063BC3 | 13 | 17 | Yes | Yes | 2011-01-21 |  | 2
FALSE | 4A7A7048A1 | 288 | 3935020 | AMERICAN STANDARD, INC. | 4A7A6048E1 | AC | Split System: Air-Cooled Condensing Unit, Coil with Blower | 4A7A6048E1 |  | 4TXCD063BC3 | 12.5 | 17 | Yes | Yes | 2011-01-21 |  | 1
FALSE | 4A7A7048A1 | 288 | 3935021 | AMERICAN STANDARD, INC. | 4A7A6048E1 | AC | Split System: Air-Cooled Condensing Unit, Coil with Blower | 4A7A6048E1 |  | 4TXCD063BC3 | 13 | 17 | Yes | Yes | 2011-01-21 |  | 2
FALSE | 4A7A7048A1 | 288 | 3935022 | AMERICAN STANDARD, INC. | 4A7A6048E1 | AC | Split System: Air-Cooled Condensing Unit, Coil with Blower | 4A7A6048E1 |  | 4TXCD063BC3 | 12.5 | 16.5 | Yes | Yes | 2011-01-21 |  | 1
FALSE | 4A7A7048A1 | 288 | 3935023 | AMERICAN STANDARD, INC. | 4A7A6048E1 | AC | Split System: Air-Cooled Condensing Unit, Coil with Blower | 4A7A6048E1 |  | 4TXCD064BC3 | 12.5 | 16.5 | Yes | Yes | 2011-01-21 |  | 1
FALSE | 4A7A7048A1 | 288 | 3935024 | AMERICAN STANDARD, INC. | 4A7A6048E1 | AC | Split System: Air-Cooled Condensing Unit, Coil with Blower | 4A7A6048E1 |  | 4TXCD064BC3 | 12.5 | 16 | Yes | Yes | 2011-01-21 |  | 1
FALSE | 4A7A7048A1 | 288 | 3935027 | AMERICAN STANDARD, INC. | 4A7A6048E1 | AC | Split System: Air-Cooled Condensing Unit, Coil with Blower | 4A7A6048E1 |  | 4TXCD064BC3 | 12 | 16 | Yes | Yes | 2011-01-21 |  | 0
FALSE | 4A7A7048A1 | 288 | 3935028 | AMERICAN STANDARD, INC. | 4A7A6048E1 | AC | Split System: Air-Cooled Condensing Unit, Coil with Blower | 4A7A6048E1 |  | 4TXCD064BC3 | 12 | 16 | Yes | Yes | 2011-01-21 |  | 0
FALSE | 4A7A7048A1 | 288 | 3935029 | AMERICAN STANDARD, INC. | 4A7A6048E1 | AC | Split System: Air-Cooled Condensing Unit, Coil with Blower | 4A7A6048E1 |  | 4TXCD064BC3 | 12 | 16 | Yes | Yes | 2011-01-21 |  | 0
FALSE | 4A7A7048A1 | 288 | 3935030 | AMERICAN STANDARD, INC. | 4A7A6048E1 | AC | Split System: Air-Cooled Condensing Unit, Coil with Blower | 4A7A6048E1 |  | 4TXCD064BC3 | 13 | 16.5 | Yes | Yes | 2011-01-21 |  | 2
FALSE | 4A7A7048A1 | 288 | 3935031 | AMERICAN STANDARD, INC. | 4A7A6048E1 | AC | Split System: Air-Cooled Condensing Unit, Coil with Blower | 4A7A6048E1 |  | 4TXCD064BC3 | 12 | 16 | Yes | Yes | 2011-01-21 |  | 0
FALSE | 4A7A7048A1 | 288 | 3935032 | AMERICAN STANDARD, INC. | 4A7A6048E1 | AC | Split System: Air-Cooled Condensing Unit, Coil with Blower | 4A7A6048E1 |  | 4TXCD064BC3 | 12 | 15.5 | Yes | Yes | 2011-01-21 |  | 0
FALSE | 4A7A7048A1 | 288 | 3935034 | AMERICAN STANDARD, INC. | 4A7A6048E1 | AC | Split System: Air-Cooled Condensing Unit, Coil with Blower | 4A7A6048E1 |  | 4TXCD064BC3 | 12.5 | 16.5 | Yes | Yes | 2011-01-21 |  | 1
FALSE | 4A7A7048A1 | 288 | 3935035 | AMERICAN STANDARD, INC. | 4A7A6048E1 | AC | Split System: Air-Cooled Condensing Unit, Coil with Blower | 4A7A6048E1 |  | 4TXCD064BC3 | 12 | 16 | Yes | Yes | 2011-01-21 |  | 0
FALSE | 4A7A7048A1 | 288 | 3935037 | AMERICAN STANDARD, INC. | 4A7A6048E1 | AC | Split System: Air-Cooled Condensing Unit, Coil with Blower | 4A7A6048E1 |  | 4TXCD064BC3 | 12 | 15.5 | Yes | Yes | 2011-01-21 |  | 0
FALSE | 4A7A7048A1 | 288 | 3935038 | AMERICAN STANDARD, INC. | 4A7A6048E1 | AC | Split System: Air-Cooled Condensing Unit, Coil with Blower | 4A7A6048E1 |  | 4TXCD064BC3 | 12 | 15.5 | Yes | Yes | 2011-01-21 |  | 0
FALSE | 4A7A7048A1 | 288 | 3935039 | AMERICAN STANDARD, INC. | 4A7A6048E1 | AC | Split System: Air-Cooled Condensing Unit, Coil with Blower | 4A7A6048E1 |  | 4TXCD064BC3 | 12 | 15 | Yes | Yes | 2011-01-21 |  | 0
FALSE | 4A7A7048A1 | 288 | 3935040 | AMERICAN STANDARD, INC. | 4A7A6048E1 | AC | Split System: Air-Cooled Condensing Unit, Coil with Blower | 4A7A6048E1 |  | 4TXCD064BC3 | 12.5 | 16 | Yes | Yes | 2011-01-21 |  | 1
FALSE | 4A7A7048A1 | 288 | 3935044 | AMERICAN STANDARD, INC. | 4A7A6048E1 | AC | Split System: Air-Cooled Condensing Unit, Coil with Blower | 4A7A6048E1 |  | 4TXCD064BC3 | 12.5 | 16 | Yes | Yes | 2011-01-21 |  | 1
FALSE | 4A7A7048A1 | 288 | 3935045 | AMERICAN STANDARD, INC. | 4A7A6048E1 | AC | Split System: Air-Cooled Condensing Unit, Coil with Blower | 4A7A6048E1 |  | 4TXCD064BC3 | 12 | 16 | Yes | Yes | 2011-01-21 |  | 0
FALSE | 4A7A7048A1 | 288 | 3935046 | AMERICAN STANDARD, INC. | 4A7A6048E1 | AC | Split System: Air-Cooled Condensing Unit, Coil with Blower | 4A7A6048E1 |  | 4TXCD064BC3 | 12.5 | 16 | Yes | Yes | 2011-01-21 |  | 1
FALSE | 4A7A7048A1 | 288 | 3935047 | AMERICAN STANDARD, INC. | 4A7A6048E1 | AC | Split System: Air-Cooled Condensing Unit, Coil with Blower | 4A7A6048E1 |  | 4TXCD064BC3 | 12.5 | 16 | Yes | Yes | 2011-01-21 |  | 1
FALSE | 4A7A7048A1 | 288 | 3935048 | AMERICAN STANDARD, INC. | 4A7A6048E1 | AC | Split System: Air-Cooled Condensing Unit, Coil with Blower | 4A7A6048E1 |  | 4TXCD064BC3 | 12 | 15.5 | Yes | Yes | 2011-01-21 |  | 0
FALSE | 4A7A7048A1 | 288 | 3935049 | AMERICAN STANDARD, INC. | 4A7A6048E1 | AC | Split System: Air-Cooled Condensing Unit, Coil Alone | 4A7A6048E1 |  | 4TXCD064BC3 | 12 | 14.5 | Yes | Yes | 2011-01-21 |  | 0
FALSE | 4A7A7048A1 | 288 | 3935050 | AMERICAN STANDARD, INC. | 4A7A6048E1 | AC | Split System: Air-Cooled Condensing Unit, Coil Alone | 4A7A6048E1 |  | 4TXFH054CC3 | 12 | 15 | Yes | Yes | 2011-01-21 |  | 0
FALSE | 4A7A7048A1 | 288 | 3935051 | AMERICAN STANDARD, INC. | 4A7A6048E1 | AC | Split System: Air-Cooled Condensing Unit, Coil with Blower | 4A7A6048E1 |  | 4TXFH054CC3 | 12.5 | 16.5 | Yes | Yes | 2011-01-21 |  | 1
FALSE | 4A7A7048A1 | 288 | 3935052 | AMERICAN STANDARD, INC. | 4A7A6048E1 | AC | Split System: Air-Cooled Condensing Unit, Coil with Blower | 4A7A6048E1 |  | 4TXFH054CC3 | 12 | 16 | Yes | Yes | 2011-01-21 |  | 0
FALSE | 4A7A7048A1 | 288 | 3935053 | AMERICAN STANDARD, INC. | 4A7A6048E1 | AC | Split System: Air-Cooled Condensing Unit, Coil with Blower | 4A7A6048E1 |  | 4TXFH054CC3 | 12 | 16 | Yes | Yes | 2011-01-21 |  | 0
FALSE | 4A7A7048A1 | 288 | 3935055 | AMERICAN STANDARD, INC. | 4A7A6048E1 | AC | Split System: Air-Cooled Condensing Unit, Coil with Blower | 4A7A6048E1 |  | 4TXFH054CC3 | 12.5 | 16 | Yes | Yes | 2011-01-21 |  | 1
FALSE | 4A7A7048A1 | 288 | 3935056 | AMERICAN STANDARD, INC. | 4A7A6048E1 | AC | Split System: Air-Cooled Condensing Unit, Coil with Blower | 4A7A6048E1 |  | 4TXFH054CC3 | 12 | 15.5 | Yes | Yes | 2011-01-21 |  | 0
FALSE | 4A7A7048A1 | 288 | 3935057 | AMERICAN STANDARD, INC. | 4A7A6048E1 | AC | Split System: Air-Cooled Condensing Unit, Coil with Blower | 4A7A6048E1 |  | 4TXFH054CC3 | 12.5 | 16 | Yes | Yes | 2011-01-21 |  | 1
FALSE | 4A7A7048A1 | 288 | 3935059 | AMERICAN STANDARD, INC. | 4A7A6048E1 | AC | Split System: Air-Cooled Condensing Unit, Coil with Blower | 4A7A6048E1 |  | 4TXFH054CC3 | 12.5 | 16 | Yes | Yes | 2011-01-21 |  | 1
FALSE | 4A7A7048A1 | 288 | 3935060 | AMERICAN STANDARD, INC. | 4A7A6048E1 | AC | Split System: Air-Cooled Condensing Unit, Coil with Blower | 4A7A6048E1 |  | 4TXFH054CC3 | 12 | 15.5 | Yes | Yes | 2011-01-21 |  | 0
FALSE | 4A7A7048A1 | 288 | 3935062 | AMERICAN STANDARD, INC. | 4A7A6048E1 | AC | Split System: Air-Cooled Condensing Unit, Coil with Blower | 4A7A6048E1 |  | 4TXFH054CC3 | 12 | 16 | Yes | Yes | 2011-01-21 |  | 0
FALSE | 4A7A7048A1 | 288 | 3935063 | AMERICAN STANDARD, INC. | 4A7A6048E1 | AC | Split System: Air-Cooled Condensing Unit, Coil with Blower | 4A7A6048E1 |  | 4TXFH054CC3 | 12.5 | 16 | Yes | Yes | 2011-01-21 |  | 1
FALSE | 4A7A7048A1 | 288 | 3935065 | AMERICAN STANDARD, INC. | 4A7A6048E1 | AC | Split System: Air-Cooled Condensing Unit, Coil with Blower | 4A7A6048E1 |  | 4TXFH054CC3 | 12.5 | 16 | Yes | Yes | 2011-01-21 |  | 1
FALSE | 4A7A7048A1 | 288 | 3935068 | AMERICAN STANDARD, INC. | 4A7A6048E1 | AC | Split System: Air-Cooled Condensing Unit, Coil with Blower | 4A7A6048E1 |  | 4TXFH054CC3 | 12 | 15.5 | Yes | Yes | 2011-01-21 |  | 0
FALSE | 4A7A7048A1 | 288 | 3935069 | AMERICAN STANDARD, INC. | 4A7A6048E1 | AC | Split System: Air-Cooled Condensing Unit, Coil with Blower | 4A7A6048E1 |  | 4TXFH054CC3 | 12.5 | 16.5 | Yes | Yes | 2011-01-21 |  | 1
FALSE | 4A7A7048A1 | 288 | 3935070 | AMERICAN STANDARD, INC. | 4A7A6048E1 | AC | Split System: Air-Cooled Condensing Unit, Coil with Blower | 4A7A6048E1 |  | 4TXFH054CC3 | 12.5 | 16.5 | Yes | Yes | 2011-01-21 |  | 1
FALSE | 4A7A7048A1 | 288 | 3935071 | AMERICAN STANDARD, INC. | 4A7A6048E1 | AC | Split System: Air-Cooled Condensing Unit, Coil with Blower | 4A7A6048E1 |  | 4TXFH054CC3 | 12 | 16 | Yes | Yes | 2011-01-21 |  | 0
FALSE | 4A7A7048A1 | 288 | 3935073 | AMERICAN STANDARD, INC. | 4A7A6048E1 | AC | Split System: Air-Cooled Condensing Unit, Coil with Blower | 4A7A6048E1 |  | 4TXFH054CC3 | 12.5 | 16 | Yes | Yes | 2011-01-21 |  | 1
FALSE | 4A7A7048A1 | 288 | 3935074 | AMERICAN STANDARD, INC. | 4A7A6048E1 | AC | Split System: Air-Cooled Condensing Unit, Coil with Blower | 4A7A6048E1 |  | 4TXFH054CC3 | 12 | 15 | Yes | Yes | 2011-01-21 |  | 0
FALSE | 4A7A7048A1 | 288 | 3935075 | AMERICAN STANDARD, INC. | 4A7A6048E1 | AC | Split System: Air-Cooled Condensing Unit, Coil with Blower | 4A7A6048E1 |  | 4TXFH054CC3 | 12 | 15.5 | Yes | Yes | 2011-01-21 |  | 0
FALSE | 4A7A7048A1 | 288 | 3935076 | AMERICAN STANDARD, INC. | 4A7A6048E1 | AC | Split System: Air-Cooled Condensing Unit, Coil with Blower | 4A7A6048E1 |  | 4TXFH054CC3 | 12 | 16 | Yes | Yes | 2011-01-21 |  | 0
FALSE | 4A7A7048A1 | 288 | 3935078 | AMERICAN STANDARD, INC. | 4A7A6048E1 | AC | Split System: Air-Cooled Condensing Unit, Coil with Blower | 4A7A6048E1 |  | 4TXFH063CZ3 | 12.5 | 17 | Yes | Yes | 2011-01-21 |  | 1
FALSE | 4A7A7048A1 | 288 | 3935081 | AMERICAN STANDARD, INC. | 4A7A6048E1 | AC | Split System: Air-Cooled Condensing Unit, Coil with Blower | 4A7A6048E1 |  | 4TXFH063CZ3 | 12.5 | 16.5 | Yes | Yes | 2011-01-21 |  | 1
FALSE | 4A7A7048A1 | 288 | 3935082 | AMERICAN STANDARD, INC. | 4A7A6048E1 | AC | Split System: Air-Cooled Condensing Unit, Coil with Blower | 4A7A6048E1 |  | 4TXFH063CZ3 | 12 | 16 | Yes | Yes | 2011-01-21 |  | 0
FALSE | 4A7A7048A1 | 288 | 3935083 | AMERICAN STANDARD, INC. | 4A7A6048E1 | AC | Split System: Air-Cooled Condensing Unit, Coil with Blower | 4A7A6048E1 |  | 4TXFH063CZ3 | 12 | 16 | Yes | Yes | 2011-01-21 |  | 0
FALSE | 4A7A7048A1 | 288 | 3935084 | AMERICAN STANDARD, INC. | 4A7A6048E1 | AC | Split System: Air-Cooled Condensing Unit, Coil with Blower | 4A7A6048E1 |  | 4TXFH063CZ3 | 12.5 | 16.5 | Yes | Yes | 2011-01-21 |  | 1
FALSE | 4A7A7048A1 | 288 | 3935085 | AMERICAN STANDARD, INC. | 4A7A6048E1 | AC | Split System: Air-Cooled Condensing Unit, Coil with Blower | 4A7A6048E1 |  | 4TXFH063CZ3 | 12.5 | 16.5 | Yes | Yes | 2011-01-21 |  | 1
FALSE | 4A7A7048A1 | 288 | 3935086 | AMERICAN STANDARD, INC. | 4A7A6048E1 | AC | Split System: Air-Cooled Condensing Unit, Coil with Blower | 4A7A6048E1 |  | 4TXFH063CZ3 | 12.5 | 16.5 | Yes | Yes | 2011-01-21 |  | 1
FALSE | 4A7A7048A1 | 288 | 3935087 | AMERICAN STANDARD, INC. | 4A7A6048E1 | AC | Split System: Air-Cooled Condensing Unit, Coil with Blower | 4A7A6048E1 |  | 4TXFH063CZ3 | 12.5 | 16.5 | Yes | Yes | 2011-01-21 |  | 1
FALSE | 4A7A7048A1 | 288 | 3935088 | AMERICAN STANDARD, INC. | 4A7A6048E1 | AC | Split System: Air-Cooled Condensing Unit, Coil with Blower | 4A7A6048E1 |  | 4TXFH063CZ3 | 13 | 16 | Yes | Yes | 2011-01-21 |  | 2
FALSE | 4A7A7048A1 | 288 | 3935089 | AMERICAN STANDARD, INC. | 4A7A6048E1 | AC | Split System: Air-Cooled Condensing Unit, Coil with Blower | 4A7A6048E1 |  | 4TXFH063CZ3 | 13 | 16.5 | Yes | Yes | 2011-01-21 |  | 2
FALSE | 4A7A7048A1 | 288 | 3935090 | AMERICAN STANDARD, INC. | 4A7A6048E1 | AC | Split System: Air-Cooled Condensing Unit, Coil with Blower | 4A7A6048E1 |  | 4TXFH063CZ3 | 12 | 15.5 | Yes | Yes | 2011-01-21 |  | 0
FALSE | 4A7A7048A1 | 288 | 3935091 | AMERICAN STANDARD, INC. | 4A7A6048E1 | AC | Split System: Air-Cooled Condensing Unit, Coil with Blower | 4A7A6048E1 |  | 4TXFH063CZ3 | 13 | 16.5 | Yes | Yes | 2011-01-21 |  | 2
FALSE | 4A7A7048A1 | 288 | 3935093 | AMERICAN STANDARD, INC. | 4A7A6048E1 | AC | Split System: Air-Cooled Condensing Unit, Coil with Blower | 4A7A6048E1 |  | 4TXFH063CZ3 | 12 | 16 | Yes | Yes | 2011-01-21 |  | 0
FALSE | 4A7A7048A1 | 288 | 3935094 | AMERICAN STANDARD, INC. | 4A7A6048E1 | AC | Split System: Air-Cooled Condensing Unit, Coil with Blower | 4A7A6048E1 |  | 4TXFH063CZ3 | 13 | 16.5 | Yes | Yes | 2011-01-21 |  | 2
FALSE | 4A7A7048A1 | 288 | 3935095 | AMERICAN STANDARD, INC. | 4A7A6048E1 | AC | Split System: Air-Cooled Condensing Unit, Coil with Blower | 4A7A6048E1 |  | 4TXFH063CZ3 | 13 | 17 | Yes | Yes | 2011-01-21 |  | 2
FALSE | 4A7A7048A1 | 288 | 3935097 | AMERICAN STANDARD, INC. | 4A7A6048E1 | AC | Split System: Air-Cooled Condensing Unit, Coil with Blower | 4A7A6048E1 |  | 4TXFH063CZ3 | 12.5 | 16.5 | Yes | Yes | 2011-01-21 |  | 1
FALSE | 4A7A7048A1 | 288 | 3935099 | AMERICAN STANDARD, INC. | 4A7A6048E1 | AC | Split System: Air-Cooled Condensing Unit, Coil Alone | 4A7A6048E1 |  | 4TXFH063CZ3 | 12 | 15 | Yes | Yes | 2011-01-21 |  | 0
FALSE | 4A7A7048A1 | 288 | 3935158 | TRANE | 4TTX6048E1 | AC | Split System: Air-Cooled Condensing Unit, Coil with Blower | 4A7A6048E1 |  | 4TXCC044BC3 | 12 | 16 | Yes | Yes | 2011-03-16 |  | 0
FALSE | 4A7A7048A1 | 288 | 3935160 | TRANE | 4TTX6048E1 | AC | Split System: Air-Cooled Condensing Unit, Coil with Blower | 4A7A6048E1 |  | 4TXCC044BC3 | 12 | 16 | Yes | Yes | 2011-03-16 |  | 0
FALSE | 4A7A7048A1 | 288 | 3935161 | TRANE | 4TTX6048E1 | AC | Split System: Air-Cooled Condensing Unit, Coil with Blower | 4A7A6048E1 |  | 4TXCC044BC3 | 12 | 16 | Yes | Yes | 2011-03-16 |  | 0
FALSE | 4A7A7048A1 | 288 | 3935162 | TRANE | 4TTX6048E1 | AC | Split System: Air-Cooled Condensing Unit, Coil with Blower | 4A7A6048E1 |  | 4TXCC044BC3 | 12 | 16 | Yes | Yes | 2011-03-16 |  | 0
FALSE | 4A7A7048A1 | 288 | 3935163 | TRANE | 4TTX6048E1 | AC | Split System: Air-Cooled Condensing Unit, Coil with Blower | 4A7A6048E1 |  | 4TXCC044BC3 | 12 | 16 | Yes | Yes | 2011-03-16 |  | 0
FALSE | 4A7A7048A1 | 288 | 3935166 | TRANE | 4TTX6048E1 | AC | Split System: Air-Cooled Condensing Unit, Coil with Blower | 4A7A6048E1 |  | 4TXCC044BC3 | 12 | 15.5 | Yes | Yes | 2011-03-16 |  | 0
FALSE | 4A7A7048A1 | 288 | 3935167 | TRANE | 4TTX6048E1 | AC | Split System: Air-Cooled Condensing Unit, Coil with Blower | 4A7A6048E1 |  | 4TXCC044BC3 | 12 | 16 | Yes | Yes | 2011-03-16 |  | 0
FALSE | 4A7A7048A1 | 288 | 3935168 | TRANE | 4TTX6048E1 | AC | Split System: Air-Cooled Condensing Unit, Coil with Blower | 4A7A6048E1 |  | 4TXCC044BC3 | 12 | 16 | Yes | Yes | 2011-03-16 |  | 0
FALSE | 4A7A7048A1 | 288 | 3935169 | TRANE | 4TTX6048E1 | AC | Split System: Air-Cooled Condensing Unit, Coil with Blower | 4A7A6048E1 |  | 4TXCC044BC3 | 12 | 16 | Yes | Yes | 2011-03-16 |  | 0
FALSE | 4A7A7048A1 | 288 | 3935170 | TRANE | 4TTX6048E1 | AC | Split System: Air-Cooled Condensing Unit, Coil Alone | 4A7A6048E1 |  | 4TXCC044BC3 | 12 | 14.5 | Yes | Yes | 2011-03-16 |  | 0
FALSE | 4A7A7048A1 | 288 | 3935171 | TRANE | 4TTX6048E1 | AC | Split System: Air-Cooled Condensing Unit, Coil with Blower | 4A7A6048E1 |  | 4TXCC044BC3 | 12 | 16 | Yes | Yes | 2011-03-16 |  | 0
FALSE | 4A7A7048A1 | 288 | 3935172 | TRANE | 4TTX6048E1 | AC | Split System: Air-Cooled Condensing Unit, Coil with Blower | 4A7A6048E1 |  | 4TXCC044BC3 | 12.5 | 16 | Yes | Yes | 2011-03-16 |  | 1
FALSE | 4A7A7048A1 | 288 | 3935173 | TRANE | 4TTX6048E1 | AC | Split System: Air-Cooled Condensing Unit, Coil with Blower | 4A7A6048E1 |  | 4TXCC049BC3 | 12 | 16 | Yes | Yes | 2011-03-16 |  | 0
FALSE | 4A7A7048A1 | 288 | 3935174 | TRANE | 4TTX6048E1 | AC | Split System: Air-Cooled Condensing Unit, Coil with Blower | 4A7A6048E1 |  | 4TXCC049BC3 | 12 | 16 | Yes | Yes | 2011-03-16 |  | 0
FALSE | 4A7A7048A1 | 288 | 3935175 | TRANE | 4TTX6048E1 | AC | Split System: Air-Cooled Condensing Unit, Coil with Blower | 4A7A6048E1 |  | 4TXCC049BC3 | 12 | 16 | Yes | Yes | 2011-03-16 |  | 0
FALSE | 4A7A7048A1 | 288 | 3935176 | TRANE | 4TTX6048E1 | AC | Split System: Air-Cooled Condensing Unit, Coil with Blower | 4A7A6048E1 |  | 4TXCC049BC3 | 12 | 15.5 | Yes | Yes | 2011-03-16 |  | 0
FALSE | 4A7A7048A1 | 288 | 3935177 | TRANE | 4TTX6048E1 | AC | Split System: Air-Cooled Condensing Unit, Coil with Blower | 4A7A6048E1 |  | 4TXCC049BC3 | 12 | 15.5 | Yes | Yes | 2011-03-16 |  | 0
FALSE | 4A7A7048A1 | 288 | 3935178 | TRANE | 4TTX6048E1 | AC | Split System: Air-Cooled Condensing Unit, Coil with Blower | 4A7A6048E1 |  | 4TXCC049BC3 | 12.5 | 16 | Yes | Yes | 2011-03-16 |  | 1
FALSE | 4A7A7048A1 | 288 | 3935180 | TRANE | 4TTX6048E1 | AC | Split System: Air-Cooled Condensing Unit, Coil with Blower | 4A7A6048E1 |  | 4TXCC049BC3 | 12 | 15.5 | Yes | Yes | 2011-03-16 |  | 0
FALSE | 4A7A7048A1 | 288 | 3935181 | TRANE | 4TTX6048E1 | AC | Split System: Air-Cooled Condensing Unit, Coil with Blower | 4A7A6048E1 |  | 4TXCC049BC3 | 12 | 15.5 | Yes | Yes | 2011-03-16 |  | 0
FALSE | 4A7A7048A1 | 288 | 3935262 | TRANE | 4TTX6048E1 | AC | Split System: Air-Cooled Condensing Unit, Coil with Blower | 4A7A6048E1 |  | 4TXCD050BC3 | 12 | 15 | Yes | Yes | 2011-03-16 |  | 0
FALSE | 4A7A7048A1 | 288 | 3935263 | TRANE | 4TTX6048E1 | AC | Split System: Air-Cooled Condensing Unit, Coil with Blower | 4A7A6048E1 |  | 4TXCD050BC3 | 12 | 16 | Yes | Yes | 2011-03-16 |  | 0
FALSE | 4A7A7048A1 | 288 | 3935264 | TRANE | 4TTX6048E1 | AC | Split System: Air-Cooled Condensing Unit, Coil with Blower | 4A7A6048E1 |  | 4TXCD050BC3 | 12 | 16 | Yes | Yes | 2011-03-16 |  | 0
FALSE | 4A7A7048A1 | 288 | 3935265 | TRANE | 4TTX6048E1 | AC | Split System: Air-Cooled Condensing Unit, Coil with Blower | 4A7A6048E1 |  | 4TXCD050BC3 | 12.5 | 16 | Yes | Yes | 2011-03-16 |  | 1
FALSE | 4A7A7048A1 | 288 | 3935266 | TRANE | 4TTX6048E1 | AC | Split System: Air-Cooled Condensing Unit, Coil with Blower | 4A7A6048E1 |  | 4TXCD050BC3 | 12.5 | 16 | Yes | Yes | 2011-03-16 |  | 1
FALSE | 4A7A7048A1 | 288 | 3935267 | TRANE | 4TTX6048E1 | AC | Split System: Air-Cooled Condensing Unit, Coil Alone | 4A7A6048E1 |  | 4TXCD050BC3 | 12 | 14.5 | Yes | Yes | 2011-03-16 |  | 0
FALSE | 4A7A7048A1 | 288 | 3935268 | TRANE | 4TTX6048E1 | AC | Split System: Air-Cooled Condensing Unit, Coil with Blower | 4A7A6048E1 |  | 4TXCD050BC3 | 12.5 | 16 | Yes | Yes | 2011-03-16 |  | 1
FALSE | 4A7A7048A1 | 288 | 3935269 | TRANE | 4TTX6048E1 | AC | Split System: Air-Cooled Condensing Unit, Coil with Blower | 4A7A6048E1 |  | 4TXCD050BC3 | 12 | 15.5 | Yes | Yes | 2011-03-16 |  | 0
FALSE | 4A7A7048A1 | 288 | 3935270 | TRANE | 4TTX6048E1 | AC | Split System: Air-Cooled Condensing Unit, Coil with Blower | 4A7A6048E1 |  | 4TXCD050BC3 | 12 | 15.5 | Yes | Yes | 2011-03-16 |  | 0
FALSE | 4A7A7048A1 | 288 | 3935271 | TRANE | 4TTX6048E1 | AC | Split System: Air-Cooled Condensing Unit, Coil with Blower | 4A7A6048E1 |  | 4TXCD050BC3 | 12 | 15 | Yes | Yes | 2011-03-16 |  | 0
FALSE | 4A7A7048A1 | 288 | 3935272 | TRANE | 4TTX6048E1 | AC | Split System: Air-Cooled Condensing Unit, Coil with Blower | 4A7A6048E1 |  | 4TXCD050BC3 | 12 | 16 | Yes | Yes | 2011-03-16 |  | 0
FALSE | 4A7A7048A1 | 288 | 3935273 | TRANE | 4TTX6048E1 | AC | Split System: Air-Cooled Condensing Unit, Coil with Blower | 4A7A6048E1 |  | 4TXCD050BC3 | 12 | 15 | Yes | Yes | 2011-03-16 |  | 0
FALSE | 4A7A7048A1 | 288 | 3935274 | TRANE | 4TTX6048E1 | AC | Split System: Air-Cooled Condensing Unit, Coil with Blower | 4A7A6048E1 |  | 4TXCD050BC3 | 12 | 16 | Yes | Yes | 2011-03-16 |  | 0
FALSE | 4A7A7048A1 | 288 | 3935275 | TRANE | 4TTX6048E1 | AC | Split System: Air-Cooled Condensing Unit, Coil with Blower | 4A7A6048E1 |  | 4TXCD050BC3 | 12 | 15.5 | Yes | Yes | 2011-03-16 |  | 0
FALSE | 4A7A7048A1 | 288 | 3935276 | TRANE | 4TTX6048E1 | AC | Split System: Air-Cooled Condensing Unit, Coil with Blower | 4A7A6048E1 |  | 4TXCD050BC3 | 12 | 15 | Yes | Yes | 2011-03-16 |  | 0
FALSE | 4A7A7048A1 | 288 | 3935277 | TRANE | 4TTX6048E1 | AC | Split System: Air-Cooled Condensing Unit, Coil with Blower | 4A7A6048E1 |  | 4TXCD050BC3 | 12 | 16 | Yes | Yes | 2011-03-16 |  | 0
FALSE | 4A7A7048A1 | 288 | 3935278 | TRANE | 4TTX6048E1 | AC | Split System: Air-Cooled Condensing Unit, Coil with Blower | 4A7A6048E1 |  | 4TXCD050BC3 | 12 | 16 | Yes | Yes | 2011-03-16 |  | 0
FALSE | 4A7A7048A1 | 288 | 3935279 | TRANE | 4TTX6048E1 | AC | Split System: Air-Cooled Condensing Unit, Coil with Blower | 4A7A6048E1 |  | 4TXCD050BC3 | 12 | 16 | Yes | Yes | 2011-03-16 |  | 0
FALSE | 4A7A7048A1 | 288 | 3935280 | TRANE | 4TTX6048E1 | AC | Split System: Air-Cooled Condensing Unit, Coil with Blower | 4A7A6048E1 |  | 4TXCD050BC3 | 12 | 16 | Yes | Yes | 2011-03-16 |  | 0
FALSE | 4A7A7048A1 | 288 | 3935281 | TRANE | 4TTX6048E1 | AC | Split System: Air-Cooled Condensing Unit, Coil with Blower | 4A7A6048E1 |  | 4TXCD050BC3 | 12 | 15.5 | Yes | Yes | 2011-03-16 |  | 0
FALSE | 4A7A7048A1 | 288 | 3935358 | TRANE | 4TTX6048E1 | AC | Split System: Air-Cooled Condensing Unit, Coil with Blower | 4A7A6048E1 |  | 4TXCD064BC3 | 12 | 15 | Yes | Yes | 2011-03-16 |  | 0
FALSE | 4A7A7048A1 | 288 | 3935359 | TRANE | 4TTX6048E1 | AC | Split System: Air-Cooled Condensing Unit, Coil with Blower | 4A7A6048E1 |  | 4TXCD064BC3 | 12.5 | 16 | Yes | Yes | 2011-03-16 |  | 1
FALSE | 4A7A7048A1 | 288 | 3935360 | TRANE | 4TTX6048E1 | AC | Split System: Air-Cooled Condensing Unit, Coil with Blower | 4A7A6048E1 |  | 4TXCD064BC3 | 12.5 | 16 | Yes | Yes | 2011-03-16 |  | 1
FALSE | 4A7A7048A1 | 288 | 3935361 | TRANE | 4TTX6048E1 | AC | Split System: Air-Cooled Condensing Unit, Coil with Blower | 4A7A6048E1 |  | 4TXCD064BC3 | 12.5 | 16 | Yes | Yes | 2011-03-16 |  | 1
FALSE | 4A7A7048A1 | 288 | 3935362 | TRANE | 4TTX6048E1 | AC | Split System: Air-Cooled Condensing Unit, Coil with Blower | 4A7A6048E1 |  | 4TXCD064BC3 | 12.5 | 16 | Yes | Yes | 2011-03-16 |  | 1
FALSE | 4A7A7048A1 | 288 | 3935363 | TRANE | 4TTX6048E1 | AC | Split System: Air-Cooled Condensing Unit, Coil with Blower | 4A7A6048E1 |  | 4TXCD064BC3 | 12.5 | 16 | Yes | Yes | 2011-03-16 |  | 1
FALSE | 4A7A7048A1 | 288 | 3935364 | TRANE | 4TTX6048E1 | AC | Split System: Air-Cooled Condensing Unit, Coil with Blower | 4A7A6048E1 |  | 4TXCD064BC3 | 12 | 16 | Yes | Yes | 2011-03-16 |  | 0
FALSE | 4A7A7048A1 | 288 | 3935365 | TRANE | 4TTX6048E1 | AC | Split System: Air-Cooled Condensing Unit, Coil with Blower | 4A7A6048E1 |  | 4TXCD064BC3 | 12.5 | 16 | Yes | Yes | 2011-03-16 |  | 1
FALSE | 4A7A7048A1 | 288 | 3935366 | TRANE | 4TTX6048E1 | AC | Split System: Air-Cooled Condensing Unit, Coil with Blower | 4A7A6048E1 |  | 4TXCD064BC3 | 12.5 | 16 | Yes | Yes | 2011-03-16 |  | 1
FALSE | 4A7A7048A1 | 288 | 3935367 | TRANE | 4TTX6048E1 | AC | Split System: Air-Cooled Condensing Unit, Coil with Blower | 4A7A6048E1 |  | 4TXCD064BC3 | 12 | 15.5 | Yes | Yes | 2011-03-16 |  | 0
FALSE | 4A7A7048A1 | 288 | 3935368 | TRANE | 4TTX6048E1 | AC | Split System: Air-Cooled Condensing Unit, Coil Alone | 4A7A6048E1 |  | 4TXCD064BC3 | 12 | 14.5 | Yes | Yes | 2011-03-16 |  | 0
FALSE | 4A7A7048A1 | 288 | 3935369 | TRANE | 4TTX6048E1 | AC | Split System: Air-Cooled Condensing Unit, Coil Alone | 4A7A6048E1 |  | 4TXFH054CC3 | 12 | 15 | Yes | Yes | 2011-03-16 |  | 0
FALSE | 4A7A7048A1 | 288 | 3935370 | TRANE | 4TTX6048E1 | AC | Split System: Air-Cooled Condensing Unit, Coil with Blower | 4A7A6048E1 |  | 4TXFH054CC3 | 12.5 | 16.5 | Yes | Yes | 2011-03-16 |  | 1
FALSE | 4A7A7048A1 | 288 | 3935371 | TRANE | 4TTX6048E1 | AC | Split System: Air-Cooled Condensing Unit, Coil with Blower | 4A7A6048E1 |  | 4TXFH054CC3 | 12 | 16 | Yes | Yes | 2011-03-16 |  | 0
FALSE | 4A7A7048A1 | 288 | 3935372 | TRANE | 4TTX6048E1 | AC | Split System: Air-Cooled Condensing Unit, Coil with Blower | 4A7A6048E1 |  | 4TXFH054CC3 | 12 | 16 | Yes | Yes | 2011-03-16 |  | 0
FALSE | 4A7A7048A1 | 288 | 3935373 | TRANE | 4TTX6048E1 | AC | Split System: Air-Cooled Condensing Unit, Coil with Blower | 4A7A6048E1 |  | 4TXFH054CC3 | 12.5 | 16 | Yes | Yes | 2011-03-16 |  | 1
FALSE | 4A7A7048A1 | 288 | 3935374 | TRANE | 4TTX6048E1 | AC | Split System: Air-Cooled Condensing Unit, Coil with Blower | 4A7A6048E1 |  | 4TXFH054CC3 | 12.5 | 16 | Yes | Yes | 2011-03-16 |  | 1
FALSE | 4A7A7048A1 | 288 | 3935375 | TRANE | 4TTX6048E1 | AC | Split System: Air-Cooled Condensing Unit, Coil with Blower | 4A7A6048E1 |  | 4TXFH054CC3 | 12 | 15.5 | Yes | Yes | 2011-03-16 |  | 0
FALSE | 4A7A7048A1 | 288 | 3935376 | TRANE | 4TTX6048E1 | AC | Split System: Air-Cooled Condensing Unit, Coil with Blower | 4A7A6048E1 |  | 4TXFH054CC3 | 12.5 | 16 | Yes | Yes | 2011-03-16 |  | 1
FALSE | 4A7A7048A1 | 288 | 3935377 | TRANE | 4TTX6048E1 | AC | Split System: Air-Cooled Condensing Unit, Coil with Blower | 4A7A6048E1 |  | 4TXFH054CC3 | 12.5 | 16 | Yes | Yes | 2011-03-16 |  | 1
FALSE | 4TTX6049H1 | 3690 | 3937026 | TRANE | 4TTX5049E1 | AC | Split System: Air-Cooled Condensing Unit, Coil with Blower | 4TTX5049E1 |  | 4TEC3F42C1 | 12 | 14.5 | Yes | Yes | 2011-01-21 |  | 0
FALSE | 4TTX6049H1 | 3690 | 3937027 | TRANE | 4TTX5049E1 | AC | Split System: Air-Cooled Condensing Unit, Coil with Blower | 4TTX5049E1 |  | 4TEC3F48B1 | 12.5 | 14.5 | Yes | Yes | 2011-01-21 |  | 0
FALSE | 4TTX6049H1 | 3690 | 3937028 | TRANE | 4TTX5049E1 | AC | Split System: Air-Cooled Condensing Unit, Coil with Blower | 4TTX5049E1 |  | 4TEC3F55B1 | 12.5 | 15 | Yes | Yes | 2011-01-21 |  | 1
FALSE | 4TTX6049H1 | 3690 | 3937029 | TRANE | 4TTX5049E1 | AC | Split System: Air-Cooled Condensing Unit, Coil with Blower | 4TTX5049E1 |  | 4TEE3C06A1 | 13 | 15.5 | Yes | Yes | 2011-01-21 |  | 1
FALSE | 4TTX6049H1 | 3690 | 3937061 | TRANE | 4TTX5049E1 | AC | Split System: Air-Cooled Condensing Unit, Coil with Blower | 4TTX5049E1 |  | 4TXCC008CC3 | 13 | 15.5 | Yes | Yes | 2011-01-21 |  | 1
FALSE | 4TTX6049H1 | 3690 | 3937062 | TRANE | 4TTX5049E1 | AC | Split System: Air-Cooled Condensing Unit, Coil with Blower | 4TTX5049E1 |  | 4TXCC008CC3 | 13 | 15.5 | Yes | Yes | 2011-01-21 |  | 1
FALSE | 4TTX6049H1 | 3690 | 3937063 | TRANE | 4TTX5049E1 | AC | Split System: Air-Cooled Condensing Unit, Coil with Blower | 4TTX5049E1 |  | 4TXCC008CC3 | 13 | 16 | Yes | Yes | 2011-01-21 |  | 2
FALSE | 4TTX6049H1 | 3690 | 3937064 | TRANE | 4TTX5049E1 | AC | Split System: Air-Cooled Condensing Unit, Coil Alone | 4TTX5049E1 |  | 4TXCC008CC3 | 12.5 | 15 | Yes | Yes | 2011-01-21 |  | 1
FALSE | 4TTX6049H1 | 3690 | 3937065 | TRANE | 4TTX5049E1 | AC | Split System: Air-Cooled Condensing Unit, Coil with Blower | 4TTX5049E1 |  | 4TXCC008CC3 | 12 | 15 | Yes | Yes | 2011-01-21 |  | 0
FALSE | 4TTX6049H1 | 3690 | 3937066 | TRANE | 4TTX5049E1 | AC | Split System: Air-Cooled Condensing Unit, Coil with Blower | 4TTX5049E1 |  | 4TXCC008CC3 | 12.5 | 15 | Yes | Yes | 2011-01-21 |  | 1
FALSE | 4TTX6049H1 | 3690 | 3937067 | TRANE | 4TTX5049E1 | AC | Split System: Air-Cooled Condensing Unit, Coil with Blower | 4TTX5049E1 |  | 4TXCC008CC3 | 12 | 15 | Yes | Yes | 2011-01-21 |  | 0
FALSE | 4TTX6049H1 | 3690 | 3937068 | TRANE | 4TTX5049E1 | AC | Split System: Air-Cooled Condensing Unit, Coil with Blower | 4TTX5049E1 |  | 4TXCC008CC3 | 13 | 16 | Yes | Yes | 2011-01-21 |  | 2
FALSE | 4TTX6049H1 | 3690 | 3937069 | TRANE | 4TTX5049E1 | AC | Split System: Air-Cooled Condensing Unit, Coil with Blower | 4TTX5049E1 |  | 4TXCC008CC3 | 13 | 16 | Yes | Yes | 2011-01-21 |  | 2
FALSE | 4TTX6049H1 | 3690 | 3937071 | TRANE | 4TTX5049E1 | AC | Split System: Air-Cooled Condensing Unit, Coil with Blower | 4TTX5049E1 |  | 4TXCC008CC3 | 12 | 14.5 | Yes | Yes | 2011-01-21 |  | 0
FALSE | 4TTX6049H1 | 3690 | 3937072 | TRANE | 4TTX5049E1 | AC | Split System: Air-Cooled Condensing Unit, Coil with Blower | 4TTX5049E1 |  | 4TXCC008CC3 | 12.5 | 15.5 | Yes | Yes | 2011-01-21 |  | 1
FALSE | 4TTX6049H1 | 3690 | 3937074 | TRANE | 4TTX5049E1 | AC | Split System: Air-Cooled Condensing Unit, Coil with Blower | 4TTX5049E1 |  | 4TXCC008CC3 | 13 | 15.5 | Yes | Yes | 2011-01-21 |  | 1
FALSE | 4TTX6049H1 | 3690 | 3937075 | TRANE | 4TTX5049E1 | AC | Split System: Air-Cooled Condensing Unit, Coil with Blower | 4TTX5049E1 |  | 4TXCC008CC3 | 13 | 15.5 | Yes | Yes | 2011-01-21 |  | 1
FALSE | 4TTX6049H1 | 3690 | 3937076 | TRANE | 4TTX5049E1 | AC | Split System: Air-Cooled Condensing Unit, Coil with Blower | 4TTX5049E1 |  | 4TXCC008CC3 | 12.5 | 15 | Yes | Yes | 2011-01-21 |  | 1
FALSE | 4TTX6049H1 | 3690 | 3937077 | TRANE | 4TTX5049E1 | AC | Split System: Air-Cooled Condensing Unit, Coil with Blower | 4TTX5049E1 |  | 4TXCC008CC3 | 13 | 16 | Yes | Yes | 2011-01-21 |  | 2
FALSE | 4TTX6049H1 | 3690 | 3937078 | TRANE | 4TTX5049E1 | AC | Split System: Air-Cooled Condensing Unit, Coil with Blower | 4TTX5049E1 |  | 4TXCC008CC3 | 12.5 | 15 | Yes | Yes | 2011-01-21 |  | 1
FALSE | 4TTX6049H1 | 3690 | 3937079 | TRANE | 4TTX5049E1 | AC | Split System: Air-Cooled Condensing Unit, Coil with Blower | 4TTX5049E1 |  | 4TXCC008CC3 | 12.5 | 15 | Yes | Yes | 2011-01-21 |  | 1
FALSE | 4TTX6049H1 | 3690 | 3937080 | TRANE | 4TTX5049E1 | AC | Split System: Air-Cooled Condensing Unit, Coil with Blower | 4TTX5049E1 |  | 4TXCC043BC3 | 12 | 14.5 | Yes | Yes | 2011-01-21 |  | 0
FALSE | 4TTX6049H1 | 3690 | 3937081 | TRANE | 4TTX5049E1 | AC | Split System: Air-Cooled Condensing Unit, Coil with Blower | 4TTX5049E1 |  | 4TXCC043BC3 | 12.5 | 15 | Yes | Yes | 2011-01-21 |  | 1
FALSE | 4TTX6049H1 | 3690 | 3937083 | TRANE | 4TTX5049E1 | AC | Split System: Air-Cooled Condensing Unit, Coil with Blower | 4TTX5049E1 |  | 4TXCC043BC3 | 13 | 16 | Yes | Yes | 2011-01-21 |  | 2
FALSE | 4TTX6049H1 | 3690 | 3937112 | TRANE | 4TTX5049E1 | AC | Split System: Air-Cooled Condensing Unit, Coil with Blower | 4TTX5049E1 |  | 4TXCC044BC3 | 12.5 | 15.5 | Yes | Yes | 2011-01-21 |  | 1
FALSE | 4TTX6049H1 | 3690 | 3937113 | TRANE | 4TTX5049E1 | AC | Split System: Air-Cooled Condensing Unit, Coil Alone | 4TTX5049E1 |  | 4TXCC044BC3 | 12 | 14.5 | Yes | Yes | 2011-01-21 |  | 0
FALSE | 4TTX6049H1 | 3690 | 3937114 | TRANE | 4TTX5049E1 | AC | Split System: Air-Cooled Condensing Unit, Coil with Blower | 4TTX5049E1 |  | 4TXCC044BC3 | 13 | 15.5 | Yes | Yes | 2011-01-21 |  | 1
FALSE | 4TTX6049H1 | 3690 | 3937116 | TRANE | 4TTX5049E1 | AC | Split System: Air-Cooled Condensing Unit, Coil with Blower | 4TTX5049E1 |  | 4TXCC044BC3 | 12 | 14.5 | Yes | Yes | 2011-01-21 |  | 0
FALSE | 4TTX6049H1 | 3690 | 3937117 | TRANE | 4TTX5049E1 | AC | Split System: Air-Cooled Condensing Unit, Coil with Blower | 4TTX5049E1 |  | 4TXCC044BC3 | 12.5 | 15.5 | Yes | Yes | 2011-01-21 |  | 1
FALSE | 4TTX6049H1 | 3690 | 3937118 | TRANE | 4TTX5049E1 | AC | Split System: Air-Cooled Condensing Unit, Coil with Blower | 4TTX5049E1 |  | 4TXCC044BC3 | 13 | 15.5 | Yes | Yes | 2011-01-21 |  | 1
FALSE | 4TTX6049H1 | 3690 | 3937119 | TRANE | 4TTX5049E1 | AC | Split System: Air-Cooled Condensing Unit, Coil with Blower | 4TTX5049E1 |  | 4TXCC044BC3 | 12.5 | 15.5 | Yes | Yes | 2011-01-21 |  | 1
FALSE | 4TTX6049H1 | 3690 | 3937120 | TRANE | 4TTX5049E1 | AC | Split System: Air-Cooled Condensing Unit, Coil with Blower | 4TTX5049E1 |  | 4TXCC044BC3 | 12.5 | 15 | Yes | Yes | 2011-01-21 |  | 1
FALSE | 4TTX6049H1 | 3690 | 3937121 | TRANE | 4TTX5049E1 | AC | Split System: Air-Cooled Condensing Unit, Coil with Blower | 4TTX5049E1 |  | 4TXCC044BC3 | 13 | 16 | Yes | Yes | 2011-01-21 |  | 2
FALSE | 4TTX6049H1 | 3690 | 3937122 | TRANE | 4TTX5049E1 | AC | Split System: Air-Cooled Condensing Unit, Coil with Blower | 4TTX5049E1 |  | 4TXCC044BC3 | 13 | 16 | Yes | Yes | 2011-01-21 |  | 2
FALSE | 4TTX6049H1 | 3690 | 3937123 | TRANE | 4TTX5049E1 | AC | Split System: Air-Cooled Condensing Unit, Coil with Blower | 4TTX5049E1 |  | 4TXCC049BC3 | 13 | 16 | Yes | Yes | 2011-01-21 |  | 2
FALSE | 4TTX6049H1 | 3690 | 3937124 | TRANE | 4TTX5049E1 | AC | Split System: Air-Cooled Condensing Unit, Coil with Blower | 4TTX5049E1 |  | 4TXCC049BC3 | 13 | 15.5 | Yes | Yes | 2011-01-21 |  | 1
FALSE | 4TTX6049H1 | 3690 | 3937125 | TRANE | 4TTX5049E1 | AC | Split System: Air-Cooled Condensing Unit, Coil with Blower | 4TTX5049E1 |  | 4TXCC049BC3 | 12 | 14.5 | Yes | Yes | 2011-01-21 |  | 0
FALSE | 4TTX6049H1 | 3690 | 3937126 | TRANE | 4TTX5049E1 | AC | Split System: Air-Cooled Condensing Unit, Coil with Blower | 4TTX5049E1 |  | 4TXCC049BC3 | 13 | 15.5 | Yes | Yes | 2011-01-21 |  | 1
FALSE | 4TTX6049H1 | 3690 | 3937128 | TRANE | 4TTX5049E1 | AC | Split System: Air-Cooled Condensing Unit, Coil with Blower | 4TTX5049E1 |  | 4TXCC049BC3 | 13 | 15.5 | Yes | Yes | 2011-01-21 |  | 1
FALSE | 4TTX6049H1 | 3690 | 3937129 | TRANE | 4TTX5049E1 | AC | Split System: Air-Cooled Condensing Unit, Coil with Blower | 4TTX5049E1 |  | 4TXCC049BC3 | 12.5 | 15.5 | Yes | Yes | 2011-01-21 |  | 1
FALSE | 4TTX6049H1 | 3690 | 3937130 | TRANE | 4TTX5049E1 | AC | Split System: Air-Cooled Condensing Unit, Coil with Blower | 4TTX5049E1 |  | 4TXCC049BC3 | 12.5 | 15 | Yes | Yes | 2011-01-21 |  | 1
FALSE | 4TTX6049H1 | 3690 | 3937131 | TRANE | 4TTX5049E1 | AC | Split System: Air-Cooled Condensing Unit, Coil with Blower | 4TTX5049E1 |  | 4TXCC049BC3 | 13 | 15.5 | Yes | Yes | 2011-01-21 |  | 1
FALSE | 4TTX6049H1 | 3690 | 3937133 | TRANE | 4TTX5049E1 | AC | Split System: Air-Cooled Condensing Unit, Coil with Blower | 4TTX5049E1 |  | 4TXCC049BC3 | 12.5 | 15.5 | Yes | Yes | 2011-01-21 |  | 1
FALSE | 4TTX6049H1 | 3690 | 3937135 | TRANE | 4TTX5049E1 | AC | Split System: Air-Cooled Condensing Unit, Coil with Blower | 4TTX5049E1 |  | 4TXCC049BC3 | 12.5 | 15 | Yes | Yes | 2011-01-21 |  | 1
FALSE | 4TTX6049H1 | 3690 | 3937162 | TRANE | 4TTX5049E1 | AC | Split System: Air-Cooled Condensing Unit, Coil with Blower | 4TTX5049E1 |  | 4TXCC060BC3 | 13 | 15.5 | Yes | Yes | 2011-01-21 |  | 1
FALSE | 4TTX6049H1 | 3690 | 3937163 | TRANE | 4TTX5049E1 | AC | Split System: Air-Cooled Condensing Unit, Coil with Blower | 4TTX5049E1 |  | 4TXCC060BC3 | 12.5 | 15 | Yes | Yes | 2011-01-21 |  | 1
FALSE | 4TTX6049H1 | 3690 | 3937164 | TRANE | 4TTX5049E1 | AC | Split System: Air-Cooled Condensing Unit, Coil with Blower | 4TTX5049E1 |  | 4TXCC060BC3 | 13 | 15.5 | Yes | Yes | 2011-01-21 |  | 1
FALSE | 4TTX6049H1 | 3690 | 3937166 | TRANE | 4TTX5049E1 | AC | Split System: Air-Cooled Condensing Unit, Coil with Blower | 4TTX5049E1 |  | 4TXCC060BC3 | 13 | 16 | Yes | Yes | 2011-01-21 |  | 2
FALSE | 4TTX6049H1 | 3690 | 3937168 | TRANE | 4TTX5049E1 | AC | Split System: Air-Cooled Condensing Unit, Coil with Blower | 4TTX5049E1 |  | 4TXCD009CC3 | 12.5 | 15 | Yes | Yes | 2011-01-21 |  | 1
FALSE | 4TTX6049H1 | 3690 | 3937170 | TRANE | 4TTX5049E1 | AC | Split System: Air-Cooled Condensing Unit, Coil with Blower | 4TTX5049E1 |  | 4TXCD009CC3 | 13 | 15.5 | Yes | Yes | 2011-01-21 |  | 1
FALSE | 4TTX6049H1 | 3690 | 3937172 | TRANE | 4TTX5049E1 | AC | Split System: Air-Cooled Condensing Unit, Coil with Blower | 4TTX5049E1 |  | 4TXCD009CC3 | 13 | 15.5 | Yes | Yes | 2011-01-21 |  | 1
FALSE | 4TTX6049H1 | 3690 | 3937173 | TRANE | 4TTX5049E1 | AC | Split System: Air-Cooled Condensing Unit, Coil Alone | 4TTX5049E1 |  | 4TXCD009CC3 | 12.5 | 15 | Yes | Yes | 2011-01-21 |  | 1
FALSE | 4TTX6049H1 | 3690 | 3937174 | TRANE | 4TTX5049E1 | AC | Split System: Air-Cooled Condensing Unit, Coil with Blower | 4TTX5049E1 |  | 4TXCD009CC3 | 12 | 15 | Yes | Yes | 2011-01-21 |  | 0
FALSE | 4TTX6049H1 | 3690 | 3937175 | TRANE | 4TTX5049E1 | AC | Split System: Air-Cooled Condensing Unit, Coil with Blower | 4TTX5049E1 |  | 4TXCD009CC3 | 12 | 15 | Yes | Yes | 2011-01-21 |  | 0
FALSE | 4TTX6049H1 | 3690 | 3937176 | TRANE | 4TTX5049E1 | AC | Split System: Air-Cooled Condensing Unit, Coil with Blower | 4TTX5049E1 |  | 4TXCD009CC3 | 13 | 15.5 | Yes | Yes | 2011-01-21 |  | 1
FALSE | 4TTX6049H1 | 3690 | 3937177 | TRANE | 4TTX5049E1 | AC | Split System: Air-Cooled Condensing Unit, Coil with Blower | 4TTX5049E1 |  | 4TXCD009CC3 | 13 | 15.5 | Yes | Yes | 2011-01-21 |  | 1
FALSE | 4TTX6049H1 | 3690 | 3937178 | TRANE | 4TTX5049E1 | AC | Split System: Air-Cooled Condensing Unit, Coil with Blower | 4TTX5049E1 |  | 4TXCD009CC3 | 13 | 16 | Yes | Yes | 2011-01-21 |  | 2
FALSE | 4TTX6049H1 | 3690 | 3937180 | TRANE | 4TTX5049E1 | AC | Split System: Air-Cooled Condensing Unit, Coil with Blower | 4TTX5049E1 |  | 4TXCD009CC3 | 12.5 | 15 | Yes | Yes | 2011-01-21 |  | 1
FALSE | 4TTX6049H1 | 3690 | 3937181 | TRANE | 4TTX5049E1 | AC | Split System: Air-Cooled Condensing Unit, Coil with Blower | 4TTX5049E1 |  | 4TXCD009CC3 | 13 | 16 | Yes | Yes | 2011-01-21 |  | 2
FALSE | 4TTX6049H1 | 3690 | 3937182 | TRANE | 4TTX5049E1 | AC | Split System: Air-Cooled Condensing Unit, Coil with Blower | 4TTX5049E1 |  | 4TXCD009CC3 | 13 | 15.5 | Yes | Yes | 2011-01-21 |  | 1
FALSE | 4TTX6049H1 | 3690 | 3937184 | TRANE | 4TTX5049E1 | AC | Split System: Air-Cooled Condensing Unit, Coil with Blower | 4TTX5049E1 |  | 4TXCD009CC3 | 13 | 16 | Yes | Yes | 2011-01-21 |  | 2
FALSE | 4TTX6049H1 | 3690 | 3937185 | TRANE | 4TTX5049E1 | AC | Split System: Air-Cooled Condensing Unit, Coil with Blower | 4TTX5049E1 |  | 4TXCD009CC3 | 13 | 16 | Yes | Yes | 2011-01-21 |  | 2
FALSE | 4TTX6049H1 | 3690 | 3937186 | TRANE | 4TTX5049E1 | AC | Split System: Air-Cooled Condensing Unit, Coil with Blower | 4TTX5049E1 |  | 4TXCD009CC3 | 12.5 | 15.5 | Yes | Yes | 2011-01-21 |  | 1
FALSE | 4TTX6049H1 | 3690 | 3937187 | TRANE | 4TTX5049E1 | AC | Split System: Air-Cooled Condensing Unit, Coil with Blower | 4TTX5049E1 |  | 4TXCD009CC3 | 12 | 14.5 | Yes | Yes | 2011-01-21 |  | 0
FALSE | 4TTX6049H1 | 3690 | 3937215 | TRANE | 4TTX5049E1 | AC | Split System: Air-Cooled Condensing Unit, Coil with Blower | 4TTX5049E1 |  | 4TXCD010CC3 | 13 | 16 | Yes | Yes | 2011-01-21 |  | 2
FALSE | 4TTX6049H1 | 3690 | 3937217 | TRANE | 4TTX5049E1 | AC | Split System: Air-Cooled Condensing Unit, Coil with Blower | 4TTX5049E1 |  | 4TXCD010CC3 | 13 | 15.5 | Yes | Yes | 2011-01-21 |  | 1
FALSE | 4TTX6049H1 | 3690 | 3937218 | TRANE | 4TTX5049E1 | AC | Split System: Air-Cooled Condensing Unit, Coil with Blower | 4TTX5049E1 |  | 4TXCD010CC3 | 13 | 16 | Yes | Yes | 2011-01-21 |  | 2
FALSE | 4TTX6049H1 | 3690 | 3937219 | TRANE | 4TTX5049E1 | AC | Split System: Air-Cooled Condensing Unit, Coil with Blower | 4TTX5049E1 |  | 4TXCD010CC3 | 13 | 15.5 | Yes | Yes | 2011-01-21 |  | 1
FALSE | 4TTX6049H1 | 3690 | 3937220 | TRANE | 4TTX5049E1 | AC | Split System: Air-Cooled Condensing Unit, Coil with Blower | 4TTX5049E1 |  | 4TXCD010CC3 | 12.5 | 15 | Yes | Yes | 2011-01-21 |  | 1
FALSE | 4TTX6049H1 | 3690 | 3937222 | TRANE | 4TTX5049E1 | AC | Split System: Air-Cooled Condensing Unit, Coil with Blower | 4TTX5049E1 |  | 4TXCD010CC3 | 12.5 | 15 | Yes | Yes | 2011-01-21 |  | 1
FALSE | 4TTX6049H1 | 3690 | 3937223 | TRANE | 4TTX5049E1 | AC | Split System: Air-Cooled Condensing Unit, Coil with Blower | 4TTX5049E1 |  | 4TXCD010CC3 | 12 | 14.5 | Yes | Yes | 2011-01-21 |  | 0
FALSE | 4TTX6049H1 | 3690 | 3937224 | TRANE | 4TTX5049E1 | AC | Split System: Air-Cooled Condensing Unit, Coil with Blower | 4TTX5049E1 |  | 4TXCD010CC3 | 12 | 14.5 | Yes | Yes | 2011-01-21 |  | 0
FALSE | 4TTX6049H1 | 3690 | 3937225 | TRANE | 4TTX5049E1 | AC | Split System: Air-Cooled Condensing Unit, Coil with Blower | 4TTX5049E1 |  | 4TXCD010CC3 | 12.5 | 15 | Yes | Yes | 2011-01-21 |  | 1
FALSE | 4TTX6049H1 | 3690 | 3937226 | TRANE | 4TTX5049E1 | AC | Split System: Air-Cooled Condensing Unit, Coil with Blower | 4TTX5049E1 |  | 4TXCD010CC3 | 13 | 16 | Yes | Yes | 2011-01-21 |  | 2
FALSE | 4TTX6049H1 | 3690 | 3937227 | TRANE | 4TTX5049E1 | AC | Split System: Air-Cooled Condensing Unit, Coil with Blower | 4TTX5049E1 |  | 4TXCD010CC3 | 12.5 | 15.5 | Yes | Yes | 2011-01-21 |  | 1
FALSE | 4TTX6049H1 | 3690 | 3937228 | TRANE | 4TTX5049E1 | AC | Split System: Air-Cooled Condensing Unit, Coil with Blower | 4TTX5049E1 |  | 4TXCD010CC3 | 12 | 15 | Yes | Yes | 2011-01-21 |  | 0
FALSE | 4TTX6049H1 | 3690 | 3937229 | TRANE | 4TTX5049E1 | AC | Split System: Air-Cooled Condensing Unit, Coil with Blower | 4TTX5049E1 |  | 4TXCD010CC3 | 12.5 | 15.5 | Yes | Yes | 2011-01-21 |  | 1
FALSE | 4TTX6049H1 | 3690 | 3937230 | TRANE | 4TTX5049E1 | AC | Split System: Air-Cooled Condensing Unit, Coil with Blower | 4TTX5049E1 |  | 4TXCD010CC3 | 12.5 | 15 | Yes | Yes | 2011-01-21 |  | 1
FALSE | 4TTX6049H1 | 3690 | 3937231 | TRANE | 4TTX5049E1 | AC | Split System: Air-Cooled Condensing Unit, Coil with Blower | 4TTX5049E1 |  | 4TXCD010CC3 | 13 | 16 | Yes | Yes | 2011-01-21 |  | 2
FALSE | 4TTX6049H1 | 3690 | 3937234 | TRANE | 4TTX5049E1 | AC | Split System: Air-Cooled Condensing Unit, Coil with Blower | 4TTX5049E1 |  | 4TXCD010CC3 | 13 | 15.5 | Yes | Yes | 2011-01-21 |  | 1
FALSE | 4TTX6049H1 | 3690 | 3937236 | TRANE | 4TTX5049E1 | AC | Split System: Air-Cooled Condensing Unit, Coil with Blower | 4TTX5049E1 |  | 4TXCD010CC3 | 13 | 15.5 | Yes | Yes | 2011-01-21 |  | 1
FALSE | 4TTX6049H1 | 3690 | 3937237 | TRANE | 4TTX5049E1 | AC | Split System: Air-Cooled Condensing Unit, Coil with Blower | 4TTX5049E1 |  | 4TXCD010CC3 | 13 | 16 | Yes | Yes | 2011-01-21 |  | 2
FALSE | 4TTX6049H1 | 3690 | 3937238 | TRANE | 4TTX5049E1 | AC | Split System: Air-Cooled Condensing Unit, Coil with Blower | 4TTX5049E1 |  | 4TXCD010CC3 | 13 | 15.5 | Yes | Yes | 2011-01-21 |  | 1
FALSE | 4TTX6049H1 | 3690 | 3937239 | TRANE | 4TTX5049E1 | AC | Split System: Air-Cooled Condensing Unit, Coil with Blower | 4TTX5049E1 |  | 4TXCD010CC3 | 13 | 15.5 | Yes | Yes | 2011-01-21 |  | 1
FALSE | 4TTX6049H1 | 3690 | 3937269 | TRANE | 4TTX5049E1 | AC | Split System: Air-Cooled Condensing Unit, Coil with Blower | 4TTX5049E1 |  | 4TXCD050BC3 | 12.5 | 15 | Yes | Yes | 2011-01-21 |  | 1
FALSE | 4TTX6049H1 | 3690 | 3937270 | TRANE | 4TTX5049E1 | AC | Split System: Air-Cooled Condensing Unit, Coil with Blower | 4TTX5049E1 |  | 4TXCD050BC3 | 13 | 15.5 | Yes | Yes | 2011-01-21 |  | 1
FALSE | 4TTX6049H1 | 3690 | 3937271 | TRANE | 4TTX5049E1 | AC | Split System: Air-Cooled Condensing Unit, Coil with Blower | 4TTX5049E1 |  | 4TXCD050BC3 | 13 | 15.5 | Yes | Yes | 2011-01-21 |  | 1
FALSE | 4TTX6049H1 | 3690 | 3937273 | TRANE | 4TTX5049E1 | AC | Split System: Air-Cooled Condensing Unit, Coil with Blower | 4TTX5049E1 |  | 4TXCD050BC3 | 13 | 15.5 | Yes | Yes | 2011-01-21 |  | 1
FALSE | 4TTX6049H1 | 3690 | 3937274 | TRANE | 4TTX5049E1 | AC | Split System: Air-Cooled Condensing Unit, Coil with Blower | 4TTX5049E1 |  | 4TXCD050BC3 | 13 | 16 | Yes | Yes | 2011-01-21 |  | 2
FALSE | 4TTX6049H1 | 3690 | 3937275 | TRANE | 4TTX5049E1 | AC | Split System: Air-Cooled Condensing Unit, Coil with Blower | 4TTX5049E1 |  | 4TXCD050BC3 | 13 | 15.5 | Yes | Yes | 2011-01-21 |  | 1
FALSE | 4TTX6049H1 | 3690 | 3937276 | TRANE | 4TTX5049E1 | AC | Split System: Air-Cooled Condensing Unit, Coil with Blower | 4TTX5049E1 |  | 4TXCD050BC3 | 12.5 | 15 | Yes | Yes | 2011-01-21 |  | 1
FALSE | 4TTX6049H1 | 3690 | 3937277 | TRANE | 4TTX5049E1 | AC | Split System: Air-Cooled Condensing Unit, Coil with Blower | 4TTX5049E1 |  | 4TXCD050BC3 | 13 | 15.5 | Yes | Yes | 2011-01-21 |  | 1
FALSE | 4TTX6049H1 | 3690 | 3937279 | TRANE | 4TTX5049E1 | AC | Split System: Air-Cooled Condensing Unit, Coil with Blower | 4TTX5049E1 |  | 4TXCD050BC3 | 13 | 15.5 | Yes | Yes | 2011-01-21 |  | 1
FALSE | 4TTX6049H1 | 3690 | 3937280 | TRANE | 4TTX5049E1 | AC | Split System: Air-Cooled Condensing Unit, Coil with Blower | 4TTX5049E1 |  | 4TXCD061BC3 | 12.5 | 15.5 | Yes | Yes | 2011-01-21 |  | 1
FALSE | 4TTX6049H1 | 3690 | 3937282 | TRANE | 4TTX5049E1 | AC | Split System: Air-Cooled Condensing Unit, Coil Alone | 4TTX5049E1 |  | 4TXCD061BC3 | 12.5 | 15 | Yes | Yes | 2011-01-21 |  | 1
FALSE | 4TTX6049H1 | 3690 | 3937283 | TRANE | 4TTX5049E1 | AC | Split System: Air-Cooled Condensing Unit, Coil with Blower | 4TTX5049E1 |  | 4TXCD061BC3 | 12.5 | 15 | Yes | Yes | 2011-01-21 |  | 1
FALSE | 4TTX6049H1 | 3690 | 3937284 | TRANE | 4TTX5049E1 | AC | Split System: Air-Cooled Condensing Unit, Coil with Blower | 4TTX5049E1 |  | 4TXCD061BC3 | 12.5 | 15.5 | Yes | Yes | 2011-01-21 |  | 1
FALSE | 4TTX6049H1 | 3690 | 3937285 | TRANE | 4TTX5049E1 | AC | Split System: Air-Cooled Condensing Unit, Coil with Blower | 4TTX5049E1 |  | 4TXCD061BC3 | 13 | 16 | Yes | Yes | 2011-01-21 |  | 2
FALSE | 4TTX6049H1 | 3690 | 3937286 | TRANE | 4TTX5049E1 | AC | Split System: Air-Cooled Condensing Unit, Coil with Blower | 4TTX5049E1 |  | 4TXCD061BC3 | 13 | 16 | Yes | Yes | 2011-01-21 |  | 2
FALSE | 4TTX6049H1 | 3690 | 3937287 | TRANE | 4TTX5049E1 | AC | Split System: Air-Cooled Condensing Unit, Coil with Blower | 4TTX5049E1 |  | 4TXCD061BC3 | 13 | 16 | Yes | Yes | 2011-01-21 |  | 2
FALSE | 4TTX6049H1 | 3690 | 3937288 | TRANE | 4TTX5049E1 | AC | Split System: Air-Cooled Condensing Unit, Coil with Blower | 4TTX5049E1 |  | 4TXCD061BC3 | 13 | 16 | Yes | Yes | 2011-01-21 |  | 2
FALSE | 4TTX6049H1 | 3690 | 3937289 | TRANE | 4TTX5049E1 | AC | Split System: Air-Cooled Condensing Unit, Coil with Blower | 4TTX5049E1 |  | 4TXCD061BC3 | 13 | 15.5 | Yes | Yes | 2011-01-21 |  | 1
FALSE | 4TTX6049H1 | 3690 | 3937291 | TRANE | 4TTX5049E1 | AC | Split System: Air-Cooled Condensing Unit, Coil with Blower | 4TTX5049E1 |  | 4TXCD061BC3 | 13 | 15.5 | Yes | Yes | 2011-01-21 |  | 1
FALSE | 4TTX6049H1 | 3690 | 3937292 | TRANE | 4TTX5049E1 | AC | Split System: Air-Cooled Condensing Unit, Coil with Blower | 4TTX5049E1 |  | 4TXCD061BC3 | 13 | 16 | Yes | Yes | 2011-01-21 |  | 2
FALSE | 4TTX6049H1 | 3690 | 3937320 | TRANE | 4TTX5049E1 | AC | Split System: Air-Cooled Condensing Unit, Coil with Blower | 4TTX5049E1 |  | 4TXCD063BC3 | 13 | 16 | Yes | Yes | 2011-01-21 |  | 2
FALSE | 4TTX6049H1 | 3690 | 3937321 | TRANE | 4TTX5049E1 | AC | Split System: Air-Cooled Condensing Unit, Coil with Blower | 4TTX5049E1 |  | 4TXCD063BC3 | 12 | 15 | Yes | Yes | 2011-01-21 |  | 0
FALSE | 4TTX6049H1 | 3690 | 3937322 | TRANE | 4TTX5049E1 | AC | Split System: Air-Cooled Condensing Unit, Coil with Blower | 4TTX5049E1 |  | 4TXCD063BC3 | 13 | 16 | Yes | Yes | 2011-01-21 |  | 2
FALSE | 4TTX6049H1 | 3690 | 3937323 | TRANE | 4TTX5049E1 | AC | Split System: Air-Cooled Condensing Unit, Coil with Blower | 4TTX5049E1 |  | 4TXCD063BC3 | 13 | 15.5 | Yes | Yes | 2011-01-21 |  | 1
FALSE | 4TTX6049H1 | 3690 | 3937324 | TRANE | 4TTX5049E1 | AC | Split System: Air-Cooled Condensing Unit, Coil with Blower | 4TTX5049E1 |  | 4TXCD063BC3 | 13 | 15.5 | Yes | Yes | 2011-01-21 |  | 1
FALSE | 4TTX6049H1 | 3690 | 3937325 | TRANE | 4TTX5049E1 | AC | Split System: Air-Cooled Condensing Unit, Coil with Blower | 4TTX5049E1 |  | 4TXCD063BC3 | 13 | 15.5 | Yes | Yes | 2011-01-21 |  | 1
FALSE | 4TTX6049H1 | 3690 | 3937326 | TRANE | 4TTX5049E1 | AC | Split System: Air-Cooled Condensing Unit, Coil Alone | 4TTX5049E1 |  | 4TXCD063BC3 | 13 | 15.5 | Yes | Yes | 2011-01-21 |  | 1
FALSE | 4TTX6049H1 | 3690 | 3937327 | TRANE | 4TTX5049E1 | AC | Split System: Air-Cooled Condensing Unit, Coil with Blower | 4TTX5049E1 |  | 4TXCD063BC3 | 13 | 16 | Yes | Yes | 2011-01-21 |  | 2
FALSE | 4TTX6049H1 | 3690 | 3937331 | TRANE | 4TTX5049E1 | AC | Split System: Air-Cooled Condensing Unit, Coil with Blower | 4TTX5049E1 |  | 4TXCD063BC3 | 13 | 16 | Yes | Yes | 2011-01-21 |  | 2
FALSE | 4TTX6049H1 | 3690 | 3937332 | TRANE | 4TTX5049E1 | AC | Split System: Air-Cooled Condensing Unit, Coil with Blower | 4TTX5049E1 |  | 4TXCD063BC3 | 13 | 15.5 | Yes | Yes | 2011-01-21 |  | 1
FALSE | 4TTX6049H1 | 3690 | 3937334 | TRANE | 4TTX5049E1 | AC | Split System: Air-Cooled Condensing Unit, Coil with Blower | 4TTX5049E1 |  | 4TXCD063BC3 | 13 | 16 | Yes | Yes | 2011-01-21 |  | 2
FALSE | 4TTX6049H1 | 3690 | 3937335 | TRANE | 4TTX5049E1 | AC | Split System: Air-Cooled Condensing Unit, Coil with Blower | 4TTX5049E1 |  | 4TXCD063BC3 | 13 | 16 | Yes | Yes | 2011-01-21 |  | 2
FALSE | 4TTX6049H1 | 3690 | 3937336 | TRANE | 4TTX5049E1 | AC | Split System: Air-Cooled Condensing Unit, Coil with Blower | 4TTX5049E1 |  | 4TXCD063BC3 | 13 | 16 | Yes | Yes | 2011-01-21 |  | 2
FALSE | 4TTX6049H1 | 3690 | 3937337 | TRANE | 4TTX5049E1 | AC | Split System: Air-Cooled Condensing Unit, Coil with Blower | 4TTX5049E1 |  | 4TXCD063BC3 | 13 | 16 | Yes | Yes | 2011-01-21 |  | 2
FALSE | 4TTX6049H1 | 3690 | 3937338 | TRANE | 4TTX5049E1 | AC | Split System: Air-Cooled Condensing Unit, Coil with Blower | 4TTX5049E1 |  | 4TXCD063BC3 | 13 | 16 | Yes | Yes | 2011-01-21 |  | 2
FALSE | 4TTX6049H1 | 3690 | 3937340 | TRANE | 4TTX5049E1 | AC | Split System: Air-Cooled Condensing Unit, Coil with Blower | 4TTX5049E1 |  | 4TXCD063BC3 | 13 | 16 | Yes | Yes | 2011-01-21 |  | 2
FALSE | 4TTX6049H1 | 3690 | 3937341 | TRANE | 4TTX5049E1 | AC | Split System: Air-Cooled Condensing Unit, Coil with Blower | 4TTX5049E1 |  | 4TXCD063BC3 | 13 | 16 | Yes | Yes | 2011-01-21 |  | 2
FALSE | 4TTX6049H1 | 3690 | 3937342 | TRANE | 4TTX5049E1 | AC | Split System: Air-Cooled Condensing Unit, Coil with Blower | 4TTX5049E1 |  | 4TXCD063BC3 | 13 | 16 | Yes | Yes | 2011-01-21 |  | 2
FALSE | 4TTX6049H1 | 3690 | 3937343 | TRANE | 4TTX5049E1 | AC | Split System: Air-Cooled Condensing Unit, Coil with Blower | 4TTX5049E1 |  | 4TXCD063BC3 | 13 | 16 | Yes | Yes | 2011-01-21 |  | 2
FALSE | 4TTX6049H1 | 3690 | 3937344 | TRANE | 4TTX5049E1 | AC | Split System: Air-Cooled Condensing Unit, Coil with Blower | 4TTX5049E1 |  | 4TXCD063BC3 | 13 | 16 | Yes | Yes | 2011-01-21 |  | 2
FALSE | 4TTX6049H1 | 3690 | 3937371 | TRANE | 4TTX5049E1 | AC | Split System: Air-Cooled Condensing Unit, Coil with Blower | 4TTX5049E1 |  | 4TXCD064BC3 | 13 | 15.5 | Yes | Yes | 2011-01-21 |  | 1
FALSE | 4TTX6049H1 | 3690 | 3937375 | TRANE | 4TTX5049E1 | AC | Split System: Air-Cooled Condensing Unit, Coil with Blower | 4TTX5049E1 |  | 4TXCD064BC3 | 13 | 15.5 | Yes | Yes | 2011-01-21 |  | 1
FALSE | 4TTX6049H1 | 3690 | 3937376 | TRANE | 4TTX5049E1 | AC | Split System: Air-Cooled Condensing Unit, Coil with Blower | 4TTX5049E1 |  | 4TXCD064BC3 | 12.5 | 15 | Yes | Yes | 2011-01-21 |  | 1
FALSE | 4TTX6049H1 | 3690 | 3937378 | TRANE | 4TTX5049E1 | AC | Split System: Air-Cooled Condensing Unit, Coil with Blower | 4TTX5049E1 |  | 4TXCD064BC3 | 13 | 16 | Yes | Yes | 2011-01-21 |  | 2
FALSE | 4TTX6049H1 | 3690 | 3937379 | TRANE | 4TTX5049E1 | AC | Split System: Air-Cooled Condensing Unit, Coil with Blower | 4TTX5049E1 |  | 4TXCD064BC3 | 12 | 14.5 | Yes | Yes | 2011-01-21 |  | 0
FALSE | 4TTX6049H1 | 3690 | 3937380 | TRANE | 4TTX5049E1 | AC | Split System: Air-Cooled Condensing Unit, Coil with Blower | 4TTX5049E1 |  | 4TXCD064BC3 | 12.5 | 15 | Yes | Yes | 2011-01-21 |  | 1
FALSE | 4TTX6049H1 | 3690 | 3937381 | TRANE | 4TTX5049E1 | AC | Split System: Air-Cooled Condensing Unit, Coil with Blower | 4TTX5049E1 |  | 4TXCD064BC3 | 13 | 15.5 | Yes | Yes | 2011-01-21 |  | 1
FALSE | 4TTX6049H1 | 3690 | 3937382 | TRANE | 4TTX5049E1 | AC | Split System: Air-Cooled Condensing Unit, Coil with Blower | 4TTX5049E1 |  | 4TXCD064BC3 | 13 | 15.5 | Yes | Yes | 2011-01-21 |  | 1
FALSE | 4TTX6049H1 | 3690 | 3937384 | TRANE | 4TTX5049E1 | AC | Split System: Air-Cooled Condensing Unit, Coil with Blower | 4TTX5049E1 |  | 4TXCD064BC3 | 13 | 16 | Yes | Yes | 2011-01-21 |  | 2
FALSE | 4TTX6049H1 | 3690 | 3937385 | TRANE | 4TTX5049E1 | AC | Split System: Air-Cooled Condensing Unit, Coil with Blower | 4TTX5049E1 |  | 4TXCD064BC3 | 13 | 15.5 | Yes | Yes | 2011-01-21 |  | 1
FALSE | 4TTX6049H1 | 3690 | 3937386 | TRANE | 4TTX5049E1 | AC | Split System: Air-Cooled Condensing Unit, Coil with Blower | 4TTX5049E1 |  | 4TXCD064BC3 | 13 | 15.5 | Yes | Yes | 2011-01-21 |  | 1
FALSE | 4TTX6049H1 | 3690 | 3937387 | TRANE | 4TTX5049E1 | AC | Split System: Air-Cooled Condensing Unit, Coil with Blower | 4TTX5049E1 |  | 4TXCD064BC3 | 13 | 15.5 | Yes | Yes | 2011-01-21 |  | 1
FALSE | 4TTX6049H1 | 3690 | 3937388 | TRANE | 4TTX5049E1 | AC | Split System: Air-Cooled Condensing Unit, Coil Alone | 4TTX5049E1 |  | 4TXCD064BC3 | 12 | 14.5 | Yes | Yes | 2011-01-21 |  | 0
FALSE | 4TTX6049H1 | 3690 | 3937389 | TRANE | 4TTX5049E1 | AC | Split System: Air-Cooled Condensing Unit, Coil with Blower | 4TTX5049E1 |  | 4TXCD064BC3 | 13 | 16 | Yes | Yes | 2011-01-21 |  | 2
FALSE | 4TTX6049H1 | 3690 | 3937390 | TRANE | 4TTX5049E1 | AC | Split System: Air-Cooled Condensing Unit, Coil with Blower | 4TTX5049E1 |  | 4TXCD064BC3 | 13 | 16 | Yes | Yes | 2011-01-21 |  | 2
FALSE | 4TTX6049H1 | 3690 | 3937392 | TRANE | 4TTX5049E1 | AC | Split System: Air-Cooled Condensing Unit, Coil with Blower | 4TTX5049E1 |  | 4TXFH054CC3 | 12 | 14.5 | Yes | Yes | 2011-01-21 |  | 0
FALSE | 4TTX6049H1 | 3690 | 3937393 | TRANE | 4TTX5049E1 | AC | Split System: Air-Cooled Condensing Unit, Coil with Blower | 4TTX5049E1 |  | 4TXFH054CC3 | 13 | 16 | Yes | Yes | 2011-01-21 |  | 2
FALSE | 4TTX6049H1 | 3690 | 3937394 | TRANE | 4TTX5049E1 | AC | Split System: Air-Cooled Condensing Unit, Coil with Blower | 4TTX5049E1 |  | 4TXFH054CC3 | 12.5 | 15 | Yes | Yes | 2011-01-21 |  | 1
FALSE | 4TTX6049H1 | 3690 | 3937395 | TRANE | 4TTX5049E1 | AC | Split System: Air-Cooled Condensing Unit, Coil with Blower | 4TTX5049E1 |  | 4TXFH054CC3 | 13 | 15.5 | Yes | Yes | 2011-01-21 |  | 1
FALSE | 4TTX6049H1 | 3690 | 3937397 | TRANE | 4TTX5049E1 | AC | Split System: Air-Cooled Condensing Unit, Coil with Blower | 4TTX5049E1 |  | 4TXFH054CC3 | 12.5 | 15 | Yes | Yes | 2011-01-21 |  | 1
FALSE | 4TTX6049H1 | 3690 | 3937426 | TRANE | 4TTX5049E1 | AC | Split System: Air-Cooled Condensing Unit, Coil with Blower | 4TTX5049E1 |  | 4TXFH054CC3 | 13 | 15.5 | Yes | Yes | 2011-01-21 |  | 1
FALSE | 4TTX6049H1 | 3690 | 3937427 | TRANE | 4TTX5049E1 | AC | Split System: Air-Cooled Condensing Unit, Coil with Blower | 4TTX5049E1 |  | 4TXFH054CC3 | 13 | 16 | Yes | Yes | 2011-01-21 |  | 2
FALSE | 4TTX6049H1 | 3690 | 3937428 | TRANE | 4TTX5049E1 | AC | Split System: Air-Cooled Condensing Unit, Coil with Blower | 4TTX5049E1 |  | 4TXFH054CC3 | 13 | 16 | Yes | Yes | 2011-01-21 |  | 2
FALSE | 4TTX6049H1 | 3690 | 3937429 | TRANE | 4TTX5049E1 | AC | Split System: Air-Cooled Condensing Unit, Coil with Blower | 4TTX5049E1 |  | 4TXFH063CZ3 | 13 | 16 | Yes | Yes | 2011-01-21 |  | 2
FALSE | 4TTX6049H1 | 3690 | 3937430 | TRANE | 4TTX5049E1 | AC | Split System: Air-Cooled Condensing Unit, Coil with Blower | 4TTX5049E1 |  | 4TXFH063CZ3 | 13 | 16 | Yes | Yes | 2011-01-21 |  | 2
FALSE | 4TTX6049H1 | 3690 | 3937431 | TRANE | 4TTX5049E1 | AC | Split System: Air-Cooled Condensing Unit, Coil with Blower | 4TTX5049E1 |  | 4TXFH063CZ3 | 13 | 16 | Yes | Yes | 2011-01-21 |  | 2
FALSE | 4TTX6049H1 | 3690 | 3937432 | TRANE | 4TTX5049E1 | AC | Split System: Air-Cooled Condensing Unit, Coil with Blower | 4TTX5049E1 |  | 4TXFH063CZ3 | 13 | 16 | Yes | Yes | 2011-01-21 |  | 2
FALSE | 4TTX6049H1 | 3690 | 3937434 | TRANE | 4TTX5049E1 | AC | Split System: Air-Cooled Condensing Unit, Coil with Blower | 4TTX5049E1 |  | 4TXFH063CZ3 | 12.5 | 15 | Yes | Yes | 2011-01-21 |  | 1
FALSE | 4TTX6049H1 | 3690 | 3937435 | TRANE | 4TTX5049E1 | AC | Split System: Air-Cooled Condensing Unit, Coil with Blower | 4TTX5049E1 |  | 4TXFH063CZ3 | 12.5 | 15 | Yes | Yes | 2011-01-21 |  | 1
FALSE | 4TTX6049H1 | 3690 | 3937436 | TRANE | 4TTX5049E1 | AC | Split System: Air-Cooled Condensing Unit, Coil with Blower | 4TTX5049E1 |  | 4TXFH063CZ3 | 13 | 16 | Yes | Yes | 2011-01-21 |  | 2
FALSE | 4TTX6049H1 | 3690 | 3937437 | TRANE | 4TTX5049E1 | AC | Split System: Air-Cooled Condensing Unit, Coil with Blower | 4TTX5049E1 |  | 4TXFH063CZ3 | 13 | 16 | Yes | Yes | 2011-01-21 |  | 2
FALSE | 4TTX6049H1 | 3690 | 3937438 | TRANE | 4TTX5049E1 | AC | Split System: Air-Cooled Condensing Unit, Coil with Blower | 4TTX5049E1 |  | 4TXFH063CZ3 | 13 | 16 | Yes | Yes | 2011-01-21 |  | 2
FALSE | 4TTX6049H1 | 3690 | 3937440 | TRANE | 4TTX5049E1 | AC | Split System: Air-Cooled Condensing Unit, Coil with Blower | 4TTX5049E1 |  | 4TXFH063CZ3 | 13 | 16 | Yes | Yes | 2011-01-21 |  | 2
FALSE | 4TTX6049H1 | 3690 | 3937441 | TRANE | 4TTX5049E1 | AC | Split System: Air-Cooled Condensing Unit, Coil with Blower | 4TTX5049E1 |  | 4TXFH063CZ3 | 13 | 16 | Yes | Yes | 2011-01-21 |  | 2
FALSE | 4TTX6049H1 | 3690 | 3937442 | TRANE | 4TTX5049E1 | AC | Split System: Air-Cooled Condensing Unit, Coil with Blower | 4TTX5049E1 |  | 4TXFH063CZ3 | 13 | 16 | Yes | Yes | 2011-01-21 |  | 2
FALSE | 4TTX6049H1 | 3690 | 3937443 | TRANE | 4TTX5049E1 | AC | Split System: Air-Cooled Condensing Unit, Coil with Blower | 4TTX5049E1 |  | 4TXFH063CZ3 | 13 | 16 | Yes | Yes | 2011-01-21 |  | 2
FALSE | 4TTX6049H1 | 3690 | 3937444 | TRANE | 4TTX5049E1 | AC | Split System: Air-Cooled Condensing Unit, Coil with Blower | 4TTX5049E1 |  | 4TXFH063CZ3 | 13 | 16 | Yes | Yes | 2011-01-21 |  | 2
FALSE | 4TTX6049H1 | 3690 | 3937445 | TRANE | 4TTX5049E1 | AC | Split System: Air-Cooled Condensing Unit, Coil with Blower | 4TTX5049E1 |  | 4TXFH063CZ3 | 13 | 16 | Yes | Yes | 2011-01-21 |  | 2
FALSE | 4TTX6049H1 | 3690 | 3937446 | TRANE | 4TTX5049E1 | AC | Split System: Air-Cooled Condensing Unit, Coil with Blower | 4TTX5049E1 |  | 4TXFH063CZ3 | 13 | 16 | Yes | Yes | 2011-01-21 |  | 2
FALSE | 4TTX6049H1 | 3690 | 3937447 | TRANE | 4TTX5049E1 | AC | Split System: Air-Cooled Condensing Unit, Coil with Blower | 4TTX5049E1 |  | 4TXFH063CZ3 | 13 | 16 | Yes | Yes | 2011-01-21 |  | 2
FALSE | 4TTR6049B1 | 3692 | 3937475 | TRANE | 4TTR5049E1 | AC | Split System: Air-Cooled Condensing Unit, Coil with Blower | 4TTR5049E1 |  | 4TEE3C09A1 | 13 | 16 | Yes | Yes | 2011-01-21 |  | 2
FALSE | 4TTR6049B1 | 3692 | 3937476 | TRANE | 4TTR5049E1 | AC | Split System: Air-Cooled Condensing Unit, Coil with Blower | 4TTR5049E1 |  | 4TEE3C09A1+18-GJ01D | 13 | 16 | Yes | Yes | 2011-01-21 |  | 2
FALSE | 4TTR6049B1 | 3692 | 3937477 | TRANE | 4TTR5049E1 | AC | Split System: Air-Cooled Condensing Unit, Coil with Blower | 4TTR5049E1 |  | 4TEE3C10A1 | 13 | 16 | Yes | Yes | 2011-01-21 |  | 2
FALSE | 4TTR6049B1 | 3692 | 3937478 | TRANE | 4TTR5049E1 | AC | Split System: Air-Cooled Condensing Unit, Coil with Blower | 4TTR5049E1 |  | 4TEE3C10A1+18-GJ01D | 13 | 16 | Yes | Yes | 2011-01-21 |  | 2
FALSE | 4TTR6049B1 | 3692 | 3937479 | TRANE | 4TTR5049E1 | AC | Split System: Air-Cooled Condensing Unit, Coil with Blower | 4TTR5049E1 |  | 4TEE3F48A1 | 13 | 15.5 | Yes | Yes | 2011-01-21 |  | 1
FALSE | 4TTR6049B1 | 3692 | 3937480 | TRANE | 4TTR5049E1 | AC | Split System: Air-Cooled Condensing Unit, Coil with Blower | 4TTR5049E1 |  | 4TEE3F48B1 | 13 | 16 | Yes | Yes | 2011-01-21 |  | 2
FALSE | 4TTR6049B1 | 3692 | 3937481 | TRANE | 4TTR5049E1 | AC | Split System: Air-Cooled Condensing Unit, Coil with Blower | 4TTR5049E1 |  | 4TEE3F49B1 | 13 | 16 | Yes | Yes | 2011-01-21 |  | 2
FALSE | 4TTR6049B1 | 3692 | 3937482 | TRANE | 4TTR5049E1 | AC | Split System: Air-Cooled Condensing Unit, Coil with Blower | 4TTR5049E1 |  | 4TEE3F49C1 | 13 | 16 | Yes | Yes | 2011-01-21 |  | 2
FALSE | 4TTR6049B1 | 3692 | 3937483 | TRANE | 4TTR5049E1 | AC | Split System: Air-Cooled Condensing Unit, Coil with Blower | 4TTR5049E1 |  | 4TEE3F64A1 | 13 | 15.5 | Yes | Yes | 2011-01-21 |  | 1
FALSE | 4TTR6049B1 | 3692 | 3937484 | TRANE | 4TTR5049E1 | AC | Split System: Air-Cooled Condensing Unit, Coil with Blower | 4TTR5049E1 |  | 4TEE3F65B1 | 13 | 16 | Yes | Yes | 2011-01-21 |  | 2
FALSE | 4TTR6049B1 | 3692 | 3937485 | TRANE | 4TTR5049E1 | AC | Split System: Air-Cooled Condensing Unit, Coil with Blower | 4TTR5049E1 |  | 4TEE3F66A1 | 13 | 16 | Yes | Yes | 2011-01-21 |  | 2
FALSE | 4TTR6049B1 | 3692 | 3937492 | TRANE | 4TTR5049E1 | AC | Split System: Air-Cooled Condensing Unit, Coil Alone | 4TTR5049E1 |  | 4TXCB042BC3 | 12 | 14.5 | Yes | Yes | 2011-01-21 |  | 0
FALSE | 4TTR6049B1 | 3692 | 3937495 | TRANE | 4TTR5049E1 | AC | Split System: Air-Cooled Condensing Unit, Coil Alone | 4TTR5049E1 |  | 4TXCB048BC3 | 12 | 14.5 | Yes | Yes | 2011-01-21 |  | 0
FALSE | 4TTR6049B1 | 3692 | 3937496 | TRANE | 4TTR5049E1 | AC | Split System: Air-Cooled Condensing Unit, Coil with Blower | 4TTR5049E1 |  | 4TXCB048BC3 | 12 | 14.5 | Yes | Yes | 2011-01-21 |  | 0
FALSE | 4TTR6049B1 | 3692 | 3937497 | TRANE | 4TTR5049E1 | AC | Split System: Air-Cooled Condensing Unit, Coil with Blower | 4TTR5049E1 |  | 4TXCB048BC3 | 12 | 14.5 | Yes | Yes | 2011-01-21 |  | 0
FALSE | 4TTR6049B1 | 3692 | 3937498 | TRANE | 4TTR5049E1 | AC | Split System: Air-Cooled Condensing Unit, Coil with Blower | 4TTR5049E1 |  | 4TXCB048BC3 | 12 | 14.5 | Yes | Yes | 2011-01-21 |  | 0
FALSE | 4TTR6049B1 | 3692 | 3937499 | TRANE | 4TTR5049E1 | AC | Split System: Air-Cooled Condensing Unit, Coil with Blower | 4TTR5049E1 |  | 4TXCC008CC3 | 12.5 | 15 | Yes | Yes | 2011-01-21 |  | 1
FALSE | 4TTR6049B1 | 3692 | 3937500 | TRANE | 4TTR5049E1 | AC | Split System: Air-Cooled Condensing Unit, Coil with Blower | 4TTR5049E1 |  | 4TXCC008CC3 | 12 | 14.5 | Yes | Yes | 2011-01-21 |  | 0
FALSE | 4TTR6049B1 | 3692 | 3937501 | TRANE | 4TTR5049E1 | AC | Split System: Air-Cooled Condensing Unit, Coil with Blower | 4TTR5049E1 |  | 4TXCC008CC3 | 12 | 15 | Yes | Yes | 2011-01-21 |  | 0
FALSE | 4TTR6049B1 | 3692 | 3937502 | TRANE | 4TTR5049E1 | AC | Split System: Air-Cooled Condensing Unit, Coil with Blower | 4TTR5049E1 |  | 4TXCC008CC3 | 12.5 | 15.5 | Yes | Yes | 2011-01-21 |  | 1
FALSE | 4TTR6049B1 | 3692 | 3937529 | TRANE | 4TTR5049E1 | AC | Split System: Air-Cooled Condensing Unit, Coil with Blower | 4TTR5049E1 |  | 4TXCC043BC3 | 12.5 | 15 | Yes | Yes | 2011-01-21 |  | 1
FALSE | 4TTR6049B1 | 3692 | 3937531 | TRANE | 4TTR5049E1 | AC | Split System: Air-Cooled Condensing Unit, Coil with Blower | 4TTR5049E1 |  | 4TXCC043BC3 | 13 | 16 | Yes | Yes | 2011-01-21 |  | 2
FALSE | 4TTR6049B1 | 3692 | 3937532 | TRANE | 4TTR5049E1 | AC | Split System: Air-Cooled Condensing Unit, Coil with Blower | 4TTR5049E1 |  | 4TXCC043BC3 | 12.5 | 15 | Yes | Yes | 2011-01-21 |  | 1
FALSE | 4TTR6049B1 | 3692 | 3937533 | TRANE | 4TTR5049E1 | AC | Split System: Air-Cooled Condensing Unit, Coil with Blower | 4TTR5049E1 |  | 4TXCC043BC3 | 13 | 15.5 | Yes | Yes | 2011-01-21 |  | 1
FALSE | 4TTR6049B1 | 3692 | 3937534 | TRANE | 4TTR5049E1 | AC | Split System: Air-Cooled Condensing Unit, Coil Alone | 4TTR5049E1 |  | 4TXCC043BC3 | 12 | 14.5 | Yes | Yes | 2011-01-21 |  | 0
FALSE | 4TTR6049B1 | 3692 | 3937536 | TRANE | 4TTR5049E1 | AC | Split System: Air-Cooled Condensing Unit, Coil with Blower | 4TTR5049E1 |  | 4TXCC043BC3 | 12 | 14.5 | Yes | Yes | 2011-01-21 |  | 0
FALSE | 4TTR6049B1 | 3692 | 3937537 | TRANE | 4TTR5049E1 | AC | Split System: Air-Cooled Condensing Unit, Coil with Blower | 4TTR5049E1 |  | 4TXCC043BC3 | 12 | 14.5 | Yes | Yes | 2011-01-21 |  | 0
FALSE | 4TTR6049B1 | 3692 | 3937539 | TRANE | 4TTR5049E1 | AC | Split System: Air-Cooled Condensing Unit, Coil with Blower | 4TTR5049E1 |  | 4TXCC043BC3 | 12.5 | 15 | Yes | Yes | 2011-01-21 |  | 1
FALSE | 4TTR6049B1 | 3692 | 3937540 | TRANE | 4TTR5049E1 | AC | Split System: Air-Cooled Condensing Unit, Coil with Blower | 4TTR5049E1 |  | 4TXCC044BC3 | 12.5 | 15.5 | Yes | Yes | 2011-01-21 |  | 1
FALSE | 4TTR6049B1 | 3692 | 3937541 | TRANE | 4TTR5049E1 | AC | Split System: Air-Cooled Condensing Unit, Coil with Blower | 4TTR5049E1 |  | 4TXCC044BC3 | 12.5 | 15 | Yes | Yes | 2011-01-21 |  | 1
FALSE | 4TTR6049B1 | 3692 | 3937542 | TRANE | 4TTR5049E1 | AC | Split System: Air-Cooled Condensing Unit, Coil with Blower | 4TTR5049E1 |  | 4TXCC044BC3 | 13 | 16 | Yes | Yes | 2011-01-21 |  | 2
FALSE | 4TTR6049B1 | 3692 | 3937543 | TRANE | 4TTR5049E1 | AC | Split System: Air-Cooled Condensing Unit, Coil with Blower | 4TTR5049E1 |  | 4TXCC044BC3 | 12 | 14.5 | Yes | Yes | 2011-01-21 |  | 0
FALSE | 4TTR6049B1 | 3692 | 3937544 | TRANE | 4TTR5049E1 | AC | Split System: Air-Cooled Condensing Unit, Coil with Blower | 4TTR5049E1 |  | 4TXCC044BC3 | 12 | 14.5 | Yes | Yes | 2011-01-21 |  | 0
FALSE | 4TTR6049B1 | 3692 | 3937545 | TRANE | 4TTR5049E1 | AC | Split System: Air-Cooled Condensing Unit, Coil with Blower | 4TTR5049E1 |  | 4TXCC044BC3 | 12 | 14.5 | Yes | Yes | 2011-01-21 |  | 0
FALSE | 4TTR6049B1 | 3692 | 3937546 | TRANE | 4TTR5049E1 | AC | Split System: Air-Cooled Condensing Unit, Coil with Blower | 4TTR5049E1 |  | 4TXCC044BC3 | 12.5 | 15 | Yes | Yes | 2011-01-21 |  | 1
FALSE | 4TTR6049B1 | 3692 | 3937547 | TRANE | 4TTR5049E1 | AC | Split System: Air-Cooled Condensing Unit, Coil with Blower | 4TTR5049E1 |  | 4TXCC044BC3 | 13 | 16 | Yes | Yes | 2011-01-21 |  | 2
FALSE | 4TTR6049B1 | 3692 | 3937548 | TRANE | 4TTR5049E1 | AC | Split System: Air-Cooled Condensing Unit, Coil with Blower | 4TTR5049E1 |  | 4TXCC044BC3 | 13 | 16 | Yes | Yes | 2011-01-21 |  | 2
FALSE | 4TTR6049B1 | 3692 | 3937549 | TRANE | 4TTR5049E1 | AC | Split System: Air-Cooled Condensing Unit, Coil with Blower | 4TTR5049E1 |  | 4TXCC044BC3 | 12.5 | 15 | Yes | Yes | 2011-01-21 |  | 1
FALSE | 4TTR6049B1 | 3692 | 3937551 | TRANE | 4TTR5049E1 | AC | Split System: Air-Cooled Condensing Unit, Coil with Blower | 4TTR5049E1 |  | 4TXCC044BC3 | 12.5 | 15.5 | Yes | Yes | 2011-01-21 |  | 1
FALSE | 4TTR6049B1 | 3692 | 3937552 | TRANE | 4TTR5049E1 | AC | Split System: Air-Cooled Condensing Unit, Coil with Blower | 4TTR5049E1 |  | 4TXCC044BC3 | 12.5 | 15.5 | Yes | Yes | 2011-01-21 |  | 1
FALSE | 4TTR6049B1 | 3692 | 3937582 | TRANE | 4TTR5049E1 | AC | Split System: Air-Cooled Condensing Unit, Coil with Blower | 4TTR5049E1 |  | 4TXCC049BC3 | 12.5 | 15 | Yes | Yes | 2011-01-21 |  | 1
FALSE | 4TTR6049B1 | 3692 | 3937583 | TRANE | 4TTR5049E1 | AC | Split System: Air-Cooled Condensing Unit, Coil with Blower | 4TTR5049E1 |  | 4TXCC049BC3 | 13 | 15.5 | Yes | Yes | 2011-01-21 |  | 1
FALSE | 4TTR6049B1 | 3692 | 3937584 | TRANE | 4TTR5049E1 | AC | Split System: Air-Cooled Condensing Unit, Coil with Blower | 4TTR5049E1 |  | 4TXCC060BC3 | 13 | 16 | Yes | Yes | 2011-01-21 |  | 2
FALSE | 4TTR6049B1 | 3692 | 3937586 | TRANE | 4TTR5049E1 | AC | Split System: Air-Cooled Condensing Unit, Coil with Blower | 4TTR5049E1 |  | 4TXCC060BC3 | 13 | 15.5 | Yes | Yes | 2011-01-21 |  | 1
FALSE | 4TTR6049B1 | 3692 | 3937587 | TRANE | 4TTR5049E1 | AC | Split System: Air-Cooled Condensing Unit, Coil with Blower | 4TTR5049E1 |  | 4TXCC060BC3 | 12.5 | 15 | Yes | Yes | 2011-01-21 |  | 1
FALSE | 4TTR6049B1 | 3692 | 3937588 | TRANE | 4TTR5049E1 | AC | Split System: Air-Cooled Condensing Unit, Coil with Blower | 4TTR5049E1 |  | 4TXCC060BC3 | 13 | 16 | Yes | Yes | 2011-01-21 |  | 2
FALSE | 4TTR6049B1 | 3692 | 3937589 | TRANE | 4TTR5049E1 | AC | Split System: Air-Cooled Condensing Unit, Coil with Blower | 4TTR5049E1 |  | 4TXCC060BC3 | 12 | 14.5 | Yes | Yes | 2011-01-21 |  | 0
FALSE | 4TTR6049B1 | 3692 | 3937590 | TRANE | 4TTR5049E1 | AC | Split System: Air-Cooled Condensing Unit, Coil with Blower | 4TTR5049E1 |  | 4TXCC060BC3 | 13 | 16 | Yes | Yes | 2011-01-21 |  | 2
FALSE | 4TTR6049B1 | 3692 | 3937591 | TRANE | 4TTR5049E1 | AC | Split System: Air-Cooled Condensing Unit, Coil with Blower | 4TTR5049E1 |  | 4TXCC060BC3 | 12 | 15 | Yes | Yes | 2011-01-21 |  | 0
FALSE | 4TTR6049B1 | 3692 | 3937592 | TRANE | 4TTR5049E1 | AC | Split System: Air-Cooled Condensing Unit, Coil with Blower | 4TTR5049E1 |  | 4TXCC060BC3 | 13 | 16 | Yes | Yes | 2011-01-21 |  | 2
FALSE | 4TTR6049B1 | 3692 | 3937593 | TRANE | 4TTR5049E1 | AC | Split System: Air-Cooled Condensing Unit, Coil with Blower | 4TTR5049E1 |  | 4TXCC060BC3 | 13 | 15.5 | Yes | Yes | 2011-01-21 |  | 1
FALSE | 4TTR6049B1 | 3692 | 3937594 | TRANE | 4TTR5049E1 | AC | Split System: Air-Cooled Condensing Unit, Coil Alone | 4TTR5049E1 |  | 4TXCC060BC3 | 12 | 14.5 | Yes | Yes | 2011-01-21 |  | 0
FALSE | 4TTR6049B1 | 3692 | 3937596 | TRANE | 4TTR5049E1 | AC | Split System: Air-Cooled Condensing Unit, Coil with Blower | 4TTR5049E1 |  | 4TXCC060BC3 | 12.5 | 15 | Yes | Yes | 2011-01-21 |  | 1
FALSE | 4TTR6049B1 | 3692 | 3937597 | TRANE | 4TTR5049E1 | AC | Split System: Air-Cooled Condensing Unit, Coil with Blower | 4TTR5049E1 |  | 4TXCC060BC3 | 12 | 15 | Yes | Yes | 2011-01-21 |  | 0
FALSE | 4TTR6049B1 | 3692 | 3937598 | TRANE | 4TTR5049E1 | AC | Split System: Air-Cooled Condensing Unit, Coil with Blower | 4TTR5049E1 |  | 4TXCC060BC3 | 13 | 15.5 | Yes | Yes | 2011-01-21 |  | 1
FALSE | 4TTR6049B1 | 3692 | 3937599 | TRANE | 4TTR5049E1 | AC | Split System: Air-Cooled Condensing Unit, Coil with Blower | 4TTR5049E1 |  | 4TXCC060BC3 | 13 | 16 | Yes | Yes | 2011-01-21 |  | 2
FALSE | 4TTR6049B1 | 3692 | 3937601 | TRANE | 4TTR5049E1 | AC | Split System: Air-Cooled Condensing Unit, Coil with Blower | 4TTR5049E1 |  | 4TXCC060BC3 | 12.5 | 15 | Yes | Yes | 2011-01-21 |  | 1
FALSE | 4TTR6049B1 | 3692 | 3937602 | TRANE | 4TTR5049E1 | AC | Split System: Air-Cooled Condensing Unit, Coil with Blower | 4TTR5049E1 |  | 4TXCC060BC3 | 13 | 15.5 | Yes | Yes | 2011-01-21 |  | 1
FALSE | 4TTR6049B1 | 3692 | 3937603 | TRANE | 4TTR5049E1 | AC | Split System: Air-Cooled Condensing Unit, Coil with Blower | 4TTR5049E1 |  | 4TXCC060BC3 | 13 | 15.5 | Yes | Yes | 2011-01-21 |  | 1
FALSE | 4TTR6049B1 | 3692 | 3937605 | TRANE | 4TTR5049E1 | AC | Split System: Air-Cooled Condensing Unit, Coil with Blower | 4TTR5049E1 |  | 4TXCC060BC3 | 13 | 15.5 | Yes | Yes | 2011-01-21 |  | 1
FALSE | 4TTR6049B1 | 3692 | 3937634 | TRANE | 4TTR5049E1 | AC | Split System: Air-Cooled Condensing Unit, Coil with Blower | 4TTR5049E1 |  | 4TXCD009CC3 | 13 | 16 | Yes | Yes | 2011-01-21 |  | 2
FALSE | 4TTR6049B1 | 3692 | 3937635 | TRANE | 4TTR5049E1 | AC | Split System: Air-Cooled Condensing Unit, Coil with Blower | 4TTR5049E1 |  | 4TXCD009CC3 | 13 | 16 | Yes | Yes | 2011-01-21 |  | 2
FALSE | 4TTR6049B1 | 3692 | 3937636 | TRANE | 4TTR5049E1 | AC | Split System: Air-Cooled Condensing Unit, Coil with Blower | 4TTR5049E1 |  | 4TXCD009CC3 | 13 | 15.5 | Yes | Yes | 2011-01-21 |  | 1
FALSE | 4TTR6049B1 | 3692 | 3937639 | TRANE | 4TTR5049E1 | AC | Split System: Air-Cooled Condensing Unit, Coil with Blower | 4TTR5049E1 |  | 4TXCD009CC3 | 12.5 | 15 | Yes | Yes | 2011-01-21 |  | 1
FALSE | 4TTR6049B1 | 3692 | 3937640 | TRANE | 4TTR5049E1 | AC | Split System: Air-Cooled Condensing Unit, Coil with Blower | 4TTR5049E1 |  | 4TXCD009CC3 | 13 | 15.5 | Yes | Yes | 2011-01-21 |  | 1
FALSE | 4TTR6049B1 | 3692 | 3937641 | TRANE | 4TTR5049E1 | AC | Split System: Air-Cooled Condensing Unit, Coil with Blower | 4TTR5049E1 |  | 4TXCD009CC3 | 13 | 16 | Yes | Yes | 2011-01-21 |  | 2
FALSE | 4TTR6049B1 | 3692 | 3937642 | TRANE | 4TTR5049E1 | AC | Split System: Air-Cooled Condensing Unit, Coil with Blower | 4TTR5049E1 |  | 4TXCD009CC3 | 13 | 15.5 | Yes | Yes | 2011-01-21 |  | 1
FALSE | 4TTR6049B1 | 3692 | 3937643 | TRANE | 4TTR5049E1 | AC | Split System: Air-Cooled Condensing Unit, Coil with Blower | 4TTR5049E1 |  | 4TXCD010CC3 | 12 | 15 | Yes | Yes | 2011-01-21 |  | 0
FALSE | 4TTR6049B1 | 3692 | 3937644 | TRANE | 4TTR5049E1 | AC | Split System: Air-Cooled Condensing Unit, Coil with Blower | 4TTR5049E1 |  | 4TXCD010CC3 | 12.5 | 15 | Yes | Yes | 2011-01-21 |  | 1
FALSE | 4TTR6049B1 | 3692 | 3937645 | TRANE | 4TTR5049E1 | AC | Split System: Air-Cooled Condensing Unit, Coil with Blower | 4TTR5049E1 |  | 4TXCD010CC3 | 13 | 16 | Yes | Yes | 2011-01-21 |  | 2
FALSE | 4TTR6049B1 | 3692 | 3937647 | TRANE | 4TTR5049E1 | AC | Split System: Air-Cooled Condensing Unit, Coil with Blower | 4TTR5049E1 |  | 4TXCD010CC3 | 13 | 15.5 | Yes | Yes | 2011-01-21 |  | 1
FALSE | 4TTR6049B1 | 3692 | 3937650 | TRANE | 4TTR5049E1 | AC | Split System: Air-Cooled Condensing Unit, Coil with Blower | 4TTR5049E1 |  | 4TXCD010CC3 | 12.5 | 15.5 | Yes | Yes | 2011-01-21 |  | 1
FALSE | 4TTR6049B1 | 3692 | 3937651 | TRANE | 4TTR5049E1 | AC | Split System: Air-Cooled Condensing Unit, Coil with Blower | 4TTR5049E1 |  | 4TXCD010CC3 | 13 | 15.5 | Yes | Yes | 2011-01-21 |  | 1
FALSE | 4TTR6049B1 | 3692 | 3937653 | TRANE | 4TTR5049E1 | AC | Split System: Air-Cooled Condensing Unit, Coil with Blower | 4TTR5049E1 |  | 4TXCD010CC3 | 13 | 16 | Yes | Yes | 2011-01-21 |  | 2
FALSE | 4TTR6049B1 | 3692 | 3937654 | TRANE | 4TTR5049E1 | AC | Split System: Air-Cooled Condensing Unit, Coil with Blower | 4TTR5049E1 |  | 4TXCD010CC3 | 13 | 16 | Yes | Yes | 2011-01-21 |  | 2
FALSE | 4TTR6049B1 | 3692 | 3937655 | TRANE | 4TTR5049E1 | AC | Split System: Air-Cooled Condensing Unit, Coil with Blower | 4TTR5049E1 |  | 4TXCD010CC3 | 12.5 | 15.5 | Yes | Yes | 2011-01-21 |  | 1
FALSE | 4TTR6049B1 | 3692 | 3937657 | TRANE | 4TTR5049E1 | AC | Split System: Air-Cooled Condensing Unit, Coil with Blower | 4TTR5049E1 |  | 4TXCD010CC3 | 12.5 | 15 | Yes | Yes | 2011-01-21 |  | 1
FALSE | 4TTR6049B1 | 3692 | 3937658 | TRANE | 4TTR5049E1 | AC | Split System: Air-Cooled Condensing Unit, Coil with Blower | 4TTR5049E1 |  | 4TXCD010CC3 | 12.5 | 15 | Yes | Yes | 2011-01-21 |  | 1
FALSE | 4TTR6049B1 | 3692 | 3937659 | TRANE | 4TTR5049E1 | AC | Split System: Air-Cooled Condensing Unit, Coil with Blower | 4TTR5049E1 |  | 4TXCD010CC3 | 13 | 15.5 | Yes | Yes | 2011-01-21 |  | 1
FALSE | 4TTR6049B1 | 3692 | 3937660 | TRANE | 4TTR5049E1 | AC | Split System: Air-Cooled Condensing Unit, Coil with Blower | 4TTR5049E1 |  | 4TXCD010CC3 | 13 | 16 | Yes | Yes | 2011-01-21 |  | 2
FALSE | 4TTR6049B1 | 3692 | 3937689 | TRANE | 4TTR5049E1 | AC | Split System: Air-Cooled Condensing Unit, Coil with Blower | 4TTR5049E1 |  | 4TXCD050BC3 | 13 | 15.5 | Yes | Yes | 2011-01-21 |  | 1
FALSE | 4TTR6049B1 | 3692 | 3937690 | TRANE | 4TTR5049E1 | AC | Split System: Air-Cooled Condensing Unit, Coil with Blower | 4TTR5049E1 |  | 4TXCD050BC3 | 12.5 | 15 | Yes | Yes | 2011-01-21 |  | 1
FALSE | 4TTR6049B1 | 3692 | 3937691 | TRANE | 4TTR5049E1 | AC | Split System: Air-Cooled Condensing Unit, Coil with Blower | 4TTR5049E1 |  | 4TXCD050BC3 | 12.5 | 15.5 | Yes | Yes | 2011-01-21 |  | 1
FALSE | 4TTR6049B1 | 3692 | 3937692 | TRANE | 4TTR5049E1 | AC | Split System: Air-Cooled Condensing Unit, Coil with Blower | 4TTR5049E1 |  | 4TXCD050BC3 | 12 | 15 | Yes | Yes | 2011-01-21 |  | 0
FALSE | 4TTR6049B1 | 3692 | 3937693 | TRANE | 4TTR5049E1 | AC | Split System: Air-Cooled Condensing Unit, Coil with Blower | 4TTR5049E1 |  | 4TXCD050BC3 | 13 | 16 | Yes | Yes | 2011-01-21 |  | 2
FALSE | 4TTR6049B1 | 3692 | 3937694 | TRANE | 4TTR5049E1 | AC | Split System: Air-Cooled Condensing Unit, Coil with Blower | 4TTR5049E1 |  | 4TXCD050BC3 | 12 | 14.5 | Yes | Yes | 2011-01-21 |  | 0
FALSE | 4TTR6049B1 | 3692 | 3937695 | TRANE | 4TTR5049E1 | AC | Split System: Air-Cooled Condensing Unit, Coil with Blower | 4TTR5049E1 |  | 4TXCD050BC3 | 13 | 16 | Yes | Yes | 2011-01-21 |  | 2
FALSE | 4TTR6049B1 | 3692 | 3937696 | TRANE | 4TTR5049E1 | AC | Split System: Air-Cooled Condensing Unit, Coil Alone | 4TTR5049E1 |  | 4TXCD050BC3 | 12 | 14.5 | Yes | Yes | 2011-01-21 |  | 0
FALSE | 4TTR6049B1 | 3692 | 3937697 | TRANE | 4TTR5049E1 | AC | Split System: Air-Cooled Condensing Unit, Coil with Blower | 4TTR5049E1 |  | 4TXCD050BC3 | 13 | 16 | Yes | Yes | 2011-01-21 |  | 2
FALSE | 4TTR6049B1 | 3692 | 3937698 | TRANE | 4TTR5049E1 | AC | Split System: Air-Cooled Condensing Unit, Coil with Blower | 4TTR5049E1 |  | 4TXCD050BC3 | 13 | 15.5 | Yes | Yes | 2011-01-21 |  | 1
FALSE | 4TTR6049B1 | 3692 | 3937699 | TRANE | 4TTR5049E1 | AC | Split System: Air-Cooled Condensing Unit, Coil with Blower | 4TTR5049E1 |  | 4TXCD050BC3 | 12.5 | 15 | Yes | Yes | 2011-01-21 |  | 1
FALSE | 4TTR6049B1 | 3692 | 3937700 | TRANE | 4TTR5049E1 | AC | Split System: Air-Cooled Condensing Unit, Coil with Blower | 4TTR5049E1 |  | 4TXCD050BC3 | 12.5 | 15.5 | Yes | Yes | 2011-01-21 |  | 1
FALSE | 4TTR6049B1 | 3692 | 3937702 | TRANE | 4TTR5049E1 | AC | Split System: Air-Cooled Condensing Unit, Coil with Blower | 4TTR5049E1 |  | 4TXCD050BC3 | 13 | 15.5 | Yes | Yes | 2011-01-21 |  | 1
FALSE | 4TTR6049B1 | 3692 | 3937703 | TRANE | 4TTR5049E1 | AC | Split System: Air-Cooled Condensing Unit, Coil with Blower | 4TTR5049E1 |  | 4TXCD050BC3 | 13 | 15.5 | Yes | Yes | 2011-01-21 |  | 1
FALSE | 4TTR6049B1 | 3692 | 3937705 | TRANE | 4TTR5049E1 | AC | Split System: Air-Cooled Condensing Unit, Coil with Blower | 4TTR5049E1 |  | 4TXCD050BC3 | 12.5 | 15 | Yes | Yes | 2011-01-21 |  | 1
FALSE | 4TTR6049B1 | 3692 | 3937706 | TRANE | 4TTR5049E1 | AC | Split System: Air-Cooled Condensing Unit, Coil with Blower | 4TTR5049E1 |  | 4TXCD050BC3 | 13 | 16 | Yes | Yes | 2011-01-21 |  | 2
FALSE | 4TTR6049B1 | 3692 | 3937707 | TRANE | 4TTR5049E1 | AC | Split System: Air-Cooled Condensing Unit, Coil with Blower | 4TTR5049E1 |  | 4TXCD050BC3 | 13 | 15.5 | Yes | Yes | 2011-01-21 |  | 1
FALSE | 4TTR6049B1 | 3692 | 3937708 | TRANE | 4TTR5049E1 | AC | Split System: Air-Cooled Condensing Unit, Coil with Blower | 4TTR5049E1 |  | 4TXCD050BC3 | 13 | 15.5 | Yes | Yes | 2011-01-21 |  | 1
FALSE | 4TTR6049B1 | 3692 | 3937710 | TRANE | 4TTR5049E1 | AC | Split System: Air-Cooled Condensing Unit, Coil with Blower | 4TTR5049E1 |  | 4TXCD050BC3 | 12 | 14.5 | Yes | Yes | 2011-01-21 |  | 0
FALSE | 4TTR6049B1 | 3692 | 3937711 | TRANE | 4TTR5049E1 | AC | Split System: Air-Cooled Condensing Unit, Coil with Blower | 4TTR5049E1 |  | 4TXCD050BC3 | 12 | 14.5 | Yes | Yes | 2011-01-21 |  | 0
FALSE | 4TTR6049B1 | 3692 | 3937740 | TRANE | 4TTR5049E1 | AC | Split System: Air-Cooled Condensing Unit, Coil with Blower | 4TTR5049E1 |  | 4TXCD061BC3 | 12.5 | 15.5 | Yes | Yes | 2011-01-21 |  | 1
FALSE | 4TTR6049B1 | 3692 | 3937741 | TRANE | 4TTR5049E1 | AC | Split System: Air-Cooled Condensing Unit, Coil with Blower | 4TTR5049E1 |  | 4TXCD061BC3 | 13 | 15.5 | Yes | Yes | 2011-01-21 |  | 1
FALSE | 4TTR6049B1 | 3692 | 3937743 | TRANE | 4TTR5049E1 | AC | Split System: Air-Cooled Condensing Unit, Coil with Blower | 4TTR5049E1 |  | 4TXCD061BC3 | 13 | 16 | Yes | Yes | 2011-01-21 |  | 2
FALSE | 4TTR6049B1 | 3692 | 3937744 | TRANE | 4TTR5049E1 | AC | Split System: Air-Cooled Condensing Unit, Coil with Blower | 4TTR5049E1 |  | 4TXCD061BC3 | 13 | 16 | Yes | Yes | 2011-01-21 |  | 2
FALSE | 4TTR6049B1 | 3692 | 3937745 | TRANE | 4TTR5049E1 | AC | Split System: Air-Cooled Condensing Unit, Coil with Blower | 4TTR5049E1 |  | 4TXCD061BC3 | 13 | 16 | Yes | Yes | 2011-01-21 |  | 2
FALSE | 4TTR6049B1 | 3692 | 3937746 | TRANE | 4TTR5049E1 | AC | Split System: Air-Cooled Condensing Unit, Coil with Blower | 4TTR5049E1 |  | 4TXCD061BC3 | 12.5 | 15 | Yes | Yes | 2011-01-21 |  | 1
FALSE | 4TTR6049B1 | 3692 | 3937747 | TRANE | 4TTR5049E1 | AC | Split System: Air-Cooled Condensing Unit, Coil with Blower | 4TTR5049E1 |  | 4TXCD061BC3 | 13 | 15.5 | Yes | Yes | 2011-01-21 |  | 1
FALSE | 4TTR6049B1 | 3692 | 3937748 | TRANE | 4TTR5049E1 | AC | Split System: Air-Cooled Condensing Unit, Coil with Blower | 4TTR5049E1 |  | 4TXCD061BC3 | 13 | 16 | Yes | Yes | 2011-01-21 |  | 2
FALSE | 4TTR6049B1 | 3692 | 3937750 | TRANE | 4TTR5049E1 | AC | Split System: Air-Cooled Condensing Unit, Coil with Blower | 4TTR5049E1 |  | 4TXCD061BC3 | 13 | 15.5 | Yes | Yes | 2011-01-21 |  | 1
FALSE | 4TTR6049B1 | 3692 | 3937751 | TRANE | 4TTR5049E1 | AC | Split System: Air-Cooled Condensing Unit, Coil with Blower | 4TTR5049E1 |  | 4TXCD061BC3 | 12.5 | 15 | Yes | Yes | 2011-01-21 |  | 1
FALSE | 4TTR6049B1 | 3692 | 3937753 | TRANE | 4TTR5049E1 | AC | Split System: Air-Cooled Condensing Unit, Coil with Blower | 4TTR5049E1 |  | 4TXCD061BC3 | 12.5 | 15.5 | Yes | Yes | 2011-01-21 |  | 1
FALSE | 4TTR6049B1 | 3692 | 3937754 | TRANE | 4TTR5049E1 | AC | Split System: Air-Cooled Condensing Unit, Coil with Blower | 4TTR5049E1 |  | 4TXCD063BC3 | 13 | 16 | Yes | Yes | 2011-01-21 |  | 2
FALSE | 4TTR6049B1 | 3692 | 3937755 | TRANE | 4TTR5049E1 | AC | Split System: Air-Cooled Condensing Unit, Coil with Blower | 4TTR5049E1 |  | 4TXCD063BC3 | 13 | 16 | Yes | Yes | 2011-01-21 |  | 2
FALSE | 4TTR6049B1 | 3692 | 3937756 | TRANE | 4TTR5049E1 | AC | Split System: Air-Cooled Condensing Unit, Coil with Blower | 4TTR5049E1 |  | 4TXCD063BC3 | 13 | 16 | Yes | Yes | 2011-01-21 |  | 2
FALSE | 4TTR6049B1 | 3692 | 3937758 | TRANE | 4TTR5049E1 | AC | Split System: Air-Cooled Condensing Unit, Coil with Blower | 4TTR5049E1 |  | 4TXCD063BC3 | 13 | 16 | Yes | Yes | 2011-01-21 |  | 2
FALSE | 4TTR6049B1 | 3692 | 3937759 | TRANE | 4TTR5049E1 | AC | Split System: Air-Cooled Condensing Unit, Coil with Blower | 4TTR5049E1 |  | 4TXCD063BC3 | 13 | 16 | Yes | Yes | 2011-01-21 |  | 2
FALSE | 4TTR6049B1 | 3692 | 3937761 | TRANE | 4TTR5049E1 | AC | Split System: Air-Cooled Condensing Unit, Coil with Blower | 4TTR5049E1 |  | 4TXCD063BC3 | 13 | 16 | Yes | Yes | 2011-01-21 |  | 2
FALSE | 4TTR6049B1 | 3692 | 3937762 | TRANE | 4TTR5049E1 | AC | Split System: Air-Cooled Condensing Unit, Coil with Blower | 4TTR5049E1 |  | 4TXCD063BC3 | 13 | 16 | Yes | Yes | 2011-01-21 |  | 2
FALSE | 4TTR6049B1 | 3692 | 3937763 | TRANE | 4TTR5049E1 | AC | Split System: Air-Cooled Condensing Unit, Coil with Blower | 4TTR5049E1 |  | 4TXCD063BC3 | 13 | 16 | Yes | Yes | 2011-01-21 |  | 2
FALSE | 4TTR6049B1 | 3692 | 3937765 | TRANE | 4TTR5049E1 | AC | Split System: Air-Cooled Condensing Unit, Coil with Blower | 4TTR5049E1 |  | 4TXCD063BC3 | 13 | 16 | Yes | Yes | 2011-01-21 |  | 2
FALSE | 4TTR6049B1 | 3692 | 3937792 | TRANE | 4TTR5049E1 | AC | Split System: Air-Cooled Condensing Unit, Coil with Blower | 4TTR5049E1 |  | 4TXCD064BC3 | 13 | 15.5 | Yes | Yes | 2011-01-21 |  | 1
FALSE | 4TTR6049B1 | 3692 | 3937793 | TRANE | 4TTR5049E1 | AC | Split System: Air-Cooled Condensing Unit, Coil with Blower | 4TTR5049E1 |  | 4TXCD064BC3 | 13 | 15.5 | Yes | Yes | 2011-01-21 |  | 1
FALSE | 4TTR6049B1 | 3692 | 3937795 | TRANE | 4TTR5049E1 | AC | Split System: Air-Cooled Condensing Unit, Coil with Blower | 4TTR5049E1 |  | 4TXCD064BC3 | 12.5 | 15 | Yes | Yes | 2011-01-21 |  | 1
FALSE | 4TTR6049B1 | 3692 | 3937796 | TRANE | 4TTR5049E1 | AC | Split System: Air-Cooled Condensing Unit, Coil with Blower | 4TTR5049E1 |  | 4TXCD064BC3 | 13 | 16 | Yes | Yes | 2011-01-21 |  | 2
FALSE | 4TTR6049B1 | 3692 | 3937797 | TRANE | 4TTR5049E1 | AC | Split System: Air-Cooled Condensing Unit, Coil with Blower | 4TTR5049E1 |  | 4TXCD064BC3 | 13 | 16 | Yes | Yes | 2011-01-21 |  | 2
FALSE | 4TTR6049B1 | 3692 | 3937798 | TRANE | 4TTR5049E1 | AC | Split System: Air-Cooled Condensing Unit, Coil with Blower | 4TTR5049E1 |  | 4TXCD064BC3 | 12 | 15 | Yes | Yes | 2011-01-21 |  | 0
FALSE | 4TTR6049B1 | 3692 | 3937799 | TRANE | 4TTR5049E1 | AC | Split System: Air-Cooled Condensing Unit, Coil with Blower | 4TTR5049E1 |  | 4TXCD064BC3 | 13 | 16 | Yes | Yes | 2011-01-21 |  | 2
FALSE | 4TTR6049B1 | 3692 | 3937800 | TRANE | 4TTR5049E1 | AC | Split System: Air-Cooled Condensing Unit, Coil with Blower | 4TTR5049E1 |  | 4TXCD064BC3 | 13 | 16 | Yes | Yes | 2011-01-21 |  | 2
FALSE | 4TTR6049B1 | 3692 | 3937801 | TRANE | 4TTR5049E1 | AC | Split System: Air-Cooled Condensing Unit, Coil with Blower | 4TTR5049E1 |  | 4TXCD064BC3 | 12.5 | 15.5 | Yes | Yes | 2011-01-21 |  | 1
FALSE | 4TTR6049B1 | 3692 | 3937803 | TRANE | 4TTR5049E1 | AC | Split System: Air-Cooled Condensing Unit, Coil with Blower | 4TTR5049E1 |  | 4TXCD064BC3 | 12 | 15 | Yes | Yes | 2011-01-21 |  | 0
FALSE | 4TTR6049B1 | 3692 | 3937804 | TRANE | 4TTR5049E1 | AC | Split System: Air-Cooled Condensing Unit, Coil with Blower | 4TTR5049E1 |  | 4TXCD064BC3 | 13 | 15.5 | Yes | Yes | 2011-01-21 |  | 1
FALSE | 4TTR6049B1 | 3692 | 3937805 | TRANE | 4TTR5049E1 | AC | Split System: Air-Cooled Condensing Unit, Coil with Blower | 4TTR5049E1 |  | 4TXCD064BC3 | 13 | 16 | Yes | Yes | 2011-01-21 |  | 2
FALSE | 4TTR6049B1 | 3692 | 3937806 | TRANE | 4TTR5049E1 | AC | Split System: Air-Cooled Condensing Unit, Coil with Blower | 4TTR5049E1 |  | 4TXCD064BC3 | 13 | 15.5 | Yes | Yes | 2011-01-21 |  | 1
FALSE | 4TTR6049B1 | 3692 | 3937808 | TRANE | 4TTR5049E1 | AC | Split System: Air-Cooled Condensing Unit, Coil with Blower | 4TTR5049E1 |  | 4TXCD064BC3 | 13 | 16 | Yes | Yes | 2011-01-21 |  | 2
FALSE | 4TTR6049B1 | 3692 | 3937810 | TRANE | 4TTR5049E1 | AC | Split System: Air-Cooled Condensing Unit, Coil with Blower | 4TTR5049E1 |  | 4TXCD064BC3 | 13 | 15.5 | Yes | Yes | 2011-01-21 |  | 1
FALSE | 4TTR6049B1 | 3692 | 3937812 | TRANE | 4TTR5049E1 | AC | Split System: Air-Cooled Condensing Unit, Coil with Blower | 4TTR5049E1 |  | 4TXCD064BC3 | 13 | 15.5 | Yes | Yes | 2011-01-21 |  | 1
FALSE | 4TTR6049B1 | 3692 | 3937813 | TRANE | 4TTR5049E1 | AC | Split System: Air-Cooled Condensing Unit, Coil with Blower | 4TTR5049E1 |  | 4TXCD064BC3 | 13 | 15.5 | Yes | Yes | 2011-01-21 |  | 1
FALSE | 4TTR6049B1 | 3692 | 3937815 | TRANE | 4TTR5049E1 | AC | Split System: Air-Cooled Condensing Unit, Coil with Blower | 4TTR5049E1 |  | 4TXCD064BC3 | 13 | 16 | Yes | Yes | 2011-01-21 |  | 2
FALSE | 4TTR6049B1 | 3692 | 3937816 | TRANE | 4TTR5049E1 | AC | Split System: Air-Cooled Condensing Unit, Coil with Blower | 4TTR5049E1 |  | 4TXCD064BC3 | 13 | 15.5 | Yes | Yes | 2011-01-21 |  | 1
FALSE | 4TTR6049B1 | 3692 | 3937817 | TRANE | 4TTR5049E1 | AC | Split System: Air-Cooled Condensing Unit, Coil with Blower | 4TTR5049E1 |  | 4TXCD064BC3 | 12.5 | 15 | Yes | Yes | 2011-01-21 |  | 1
FALSE | 4TTR6049B1 | 3692 | 3937844 | TRANE | 4TTR5049E1 | AC | Split System: Air-Cooled Condensing Unit, Coil with Blower | 4TTR5049E1 |  | 4TXFH054CC3 | 13 | 16 | Yes | Yes | 2011-01-21 |  | 2
FALSE | 4TTR6049B1 | 3692 | 3937846 | TRANE | 4TTR5049E1 | AC | Split System: Air-Cooled Condensing Unit, Coil with Blower | 4TTR5049E1 |  | 4TXFH054CC3 | 13 | 16 | Yes | Yes | 2011-01-21 |  | 2
FALSE | 4TTR6049B1 | 3692 | 3937848 | TRANE | 4TTR5049E1 | AC | Split System: Air-Cooled Condensing Unit, Coil with Blower | 4TTR5049E1 |  | 4TXFH054CC3 | 13 | 15.5 | Yes | Yes | 2011-01-21 |  | 1
FALSE | 4TTR6049B1 | 3692 | 3937849 | TRANE | 4TTR5049E1 | AC | Split System: Air-Cooled Condensing Unit, Coil with Blower | 4TTR5049E1 |  | 4TXFH054CC3 | 13 | 16 | Yes | Yes | 2011-01-21 |  | 2
FALSE | 4TTR6049B1 | 3692 | 3937850 | TRANE | 4TTR5049E1 | AC | Split System: Air-Cooled Condensing Unit, Coil with Blower | 4TTR5049E1 |  | 4TXFH054CC3 | 13 | 15.5 | Yes | Yes | 2011-01-21 |  | 1
FALSE | 4TTR6049B1 | 3692 | 3937853 | TRANE | 4TTR5049E1 | AC | Split System: Air-Cooled Condensing Unit, Coil with Blower | 4TTR5049E1 |  | 4TXFH054CC3 | 13 | 16 | Yes | Yes | 2011-01-21 |  | 2
FALSE | 4TTR6049B1 | 3692 | 3937854 | TRANE | 4TTR5049E1 | AC | Split System: Air-Cooled Condensing Unit, Coil with Blower | 4TTR5049E1 |  | 4TXFH054CC3 | 13 | 15.5 | Yes | Yes | 2011-01-21 |  | 1
FALSE | 4TTR6049B1 | 3692 | 3937855 | TRANE | 4TTR5049E1 | AC | Split System: Air-Cooled Condensing Unit, Coil with Blower | 4TTR5049E1 |  | 4TXFH054CC3 | 13 | 15.5 | Yes | Yes | 2011-01-21 |  | 1
FALSE | 4TTR6049B1 | 3692 | 3937856 | TRANE | 4TTR5049E1 | AC | Split System: Air-Cooled Condensing Unit, Coil with Blower | 4TTR5049E1 |  | 4TXFH054CC3 | 12.5 | 15 | Yes | Yes | 2011-01-21 |  | 1
FALSE | 4TTR6049B1 | 3692 | 3937857 | TRANE | 4TTR5049E1 | AC | Split System: Air-Cooled Condensing Unit, Coil with Blower | 4TTR5049E1 |  | 4TXFH054CC3 | 12.5 | 15 | Yes | Yes | 2011-01-21 |  | 1
FALSE | 4TTR6049B1 | 3692 | 3937858 | TRANE | 4TTR5049E1 | AC | Split System: Air-Cooled Condensing Unit, Coil with Blower | 4TTR5049E1 |  | 4TXFH054CC3 | 13 | 16 | Yes | Yes | 2011-01-21 |  | 2
FALSE | 4TTR6049B1 | 3692 | 3937860 | TRANE | 4TTR5049E1 | AC | Split System: Air-Cooled Condensing Unit, Coil with Blower | 4TTR5049E1 |  | 4TXFH054CC3 | 13 | 15.5 | Yes | Yes | 2011-01-21 |  | 1
FALSE | 4TTR6049B1 | 3692 | 3937861 | TRANE | 4TTR5049E1 | AC | Split System: Air-Cooled Condensing Unit, Coil with Blower | 4TTR5049E1 |  | 4TXFH054CC3 | 13 | 16 | Yes | Yes | 2011-01-21 |  | 2
FALSE | 4TTR6049B1 | 3692 | 3937862 | TRANE | 4TTR5049E1 | AC | Split System: Air-Cooled Condensing Unit, Coil with Blower | 4TTR5049E1 |  | 4TXFH054CC3 | 13 | 16 | Yes | Yes | 2011-01-21 |  | 2
FALSE | 4TTR6049B1 | 3692 | 3937863 | TRANE | 4TTR5049E1 | AC | Split System: Air-Cooled Condensing Unit, Coil with Blower | 4TTR5049E1 |  | 4TXFH054CC3 | 13 | 16 | Yes | Yes | 2011-01-21 |  | 2
FALSE | 4TTR6049B1 | 3692 | 3937864 | TRANE | 4TTR5049E1 | AC | Split System: Air-Cooled Condensing Unit, Coil with Blower | 4TTR5049E1 |  | 4TXFH063CZ3 | 13 | 16 | Yes | Yes | 2011-01-21 |  | 2
FALSE | 4TTR6049B1 | 3692 | 3937865 | TRANE | 4TTR5049E1 | AC | Split System: Air-Cooled Condensing Unit, Coil with Blower | 4TTR5049E1 |  | 4TXFH063CZ3 | 13 | 16 | Yes | Yes | 2011-01-21 |  | 2
FALSE | 4TTR6049B1 | 3692 | 3937866 | TRANE | 4TTR5049E1 | AC | Split System: Air-Cooled Condensing Unit, Coil with Blower | 4TTR5049E1 |  | 4TXFH063CZ3 | 12.5 | 15 | Yes | Yes | 2011-01-21 |  | 1
FALSE | 4TTR6049B1 | 3692 | 3937867 | TRANE | 4TTR5049E1 | AC | Split System: Air-Cooled Condensing Unit, Coil with Blower | 4TTR5049E1 |  | 4TXFH063CZ3 | 13 | 16 | Yes | Yes | 2011-01-21 |  | 2
FALSE | 4TTR6049B1 | 3692 | 3937868 | TRANE | 4TTR5049E1 | AC | Split System: Air-Cooled Condensing Unit, Coil with Blower | 4TTR5049E1 |  | 4TXFH063CZ3 | 12.5 | 15 | Yes | Yes | 2011-01-21 |  | 1
FALSE | 4TTR6049B1 | 3692 | 3937898 | TRANE | 4TTR5049E1 | AC | Split System: Air-Cooled Condensing Unit, Coil Alone | 4TTR5049E1 |  | 4TXFH063CZ3 | 12.5 | 15 | Yes | Yes | 2011-01-21 |  | 1
FALSE | 4TTR6049B1 | 3692 | 3937899 | TRANE | 4TTR5049E1 | AC | Split System: Air-Cooled Condensing Unit, Coil with Blower | 4TTR5049E1 |  | 4TXFH063CZ3 | 13 | 16 | Yes | Yes | 2011-01-21 |  | 2
FALSE | 4TTR6049B1 | 3692 | 3937900 | TRANE | 4TTR5049E1 | AC | Split System: Air-Cooled Condensing Unit, Coil with Blower | 4TTR5049E1 |  | 4TXFH063CZ3 | 13 | 16 | Yes | Yes | 2011-01-21 |  | 2
FALSE | 4TTR6049B1 | 3692 | 3938194 | TRANE | 4TTR5049E1 | AC | Split System: Air-Cooled Condensing Unit, Coil Alone | 4TTR5049E1 |  | 4TXCC008CC3 | 12.5 | 15 | Yes | Yes | 2011-01-21 |  | 1
FALSE | 4TTR6049B1 | 3692 | 3938195 | TRANE | 4TTR5049E1 | AC | Split System: Air-Cooled Condensing Unit, Coil Alone | 4TTR5049E1 |  | 4TXCD009CC3 | 12.5 | 15 | Yes | Yes | 2011-01-21 |  | 1
FALSE | 4TTR6049B1 | 3692 | 3938196 | TRANE | 4TTR5049E1 | AC | Split System: Air-Cooled Condensing Unit, Coil Alone | 4TTR5049E1 |  | 4TXCD061BC3 | 12.5 | 15 | Yes | Yes | 2011-01-21 |  | 1
FALSE | 4TTR6049B1 | 3692 | 3938197 | TRANE | 4TTR5049E1 | AC | Split System: Air-Cooled Condensing Unit, Coil Alone | 4TTR5049E1 |  | 4TXCD063BC3 | 12.5 | 15 | Yes | Yes | 2011-01-21 |  | 1
FALSE | 4TTR6049B1 | 3692 | 3938198 | TRANE | 4TTR5049E1 | AC | Split System: Air-Cooled Condensing Unit, Coil Alone | 4TTR5049E1 |  | 4TXFH054CC3 | 12.5 | 15 | Yes | Yes | 2011-01-21 |  | 1
FALSE | 4TTR6049B1 | 3692 | 3938639 | AMERICAN STANDARD, INC. | 4A7A5049E1 | AC | Split System: Air-Cooled Condensing Unit, Coil with Blower | 4TTR5049E1 |  | 4TEC3F42C1 | 12 | 14.5 | Yes | Yes | 2011-02-28 |  | 0
FALSE | 4TTR6049B1 | 3692 | 3938640 | AMERICAN STANDARD, INC. | 4A7A5049E1 | AC | Split System: Air-Cooled Condensing Unit, Coil with Blower | 4TTR5049E1 |  | 4TEC3F48B1 | 12.5 | 14.5 | Yes | Yes | 2011-02-28 |  | 0
FALSE | 4TTR6049B1 | 3692 | 3938641 | AMERICAN STANDARD, INC. | 4A7A5049E1 | AC | Split System: Air-Cooled Condensing Unit, Coil with Blower | 4TTR5049E1 |  | 4TEC3F55B1 | 12.5 | 15 | Yes | Yes | 2011-02-28 |  | 1
FALSE | 4TTR6049B1 | 3692 | 3938642 | AMERICAN STANDARD, INC. | 4A7A5049E1 | AC | Split System: Air-Cooled Condensing Unit, Coil with Blower | 4TTR5049E1 |  | 4TEE3C06A1 | 13 | 15.5 | Yes | Yes | 2011-02-28 |  | 1
FALSE | 4TTR6049B1 | 3692 | 3938643 | AMERICAN STANDARD, INC. | 4A7A5049E1 | AC | Split System: Air-Cooled Condensing Unit, Coil with Blower | 4TTR5049E1 |  | 4TEE3C06A1+18-GJ01D | 12.5 | 15 | Yes | Yes | 2011-02-28 |  | 1
FALSE | 4TTR6049B1 | 3692 | 3938644 | AMERICAN STANDARD, INC. | 4A7A5049E1 | AC | Split System: Air-Cooled Condensing Unit, Coil with Blower | 4TTR5049E1 |  | 4TEE3C07A1 | 13 | 16 | Yes | Yes | 2011-02-28 |  | 2
FALSE | 4TTR6049B1 | 3692 | 3938645 | AMERICAN STANDARD, INC. | 4A7A5049E1 | AC | Split System: Air-Cooled Condensing Unit, Coil with Blower | 4TTR5049E1 |  | 4TEE3C07A1+18-GJ01D | 13 | 16 | Yes | Yes | 2011-02-28 |  | 2
FALSE | 4TTR6049B1 | 3692 | 3938646 | AMERICAN STANDARD, INC. | 4A7A5049E1 | AC | Split System: Air-Cooled Condensing Unit, Coil with Blower | 4TTR5049E1 |  | 4TEE3C08A1 | 13 | 15.5 | Yes | Yes | 2011-02-28 |  | 1
FALSE | 4TTR6049B1 | 3692 | 3938647 | AMERICAN STANDARD, INC. | 4A7A5049E1 | AC | Split System: Air-Cooled Condensing Unit, Coil with Blower | 4TTR5049E1 |  | 4TEE3C08A1+18-GJ01D | 12.5 | 15 | Yes | Yes | 2011-02-28 |  | 1
FALSE | 4TTR6049B1 | 3692 | 3938648 | AMERICAN STANDARD, INC. | 4A7A5049E1 | AC | Split System: Air-Cooled Condensing Unit, Coil with Blower | 4TTR5049E1 |  | 4TEE3C09A1 | 13 | 16 | Yes | Yes | 2011-02-28 |  | 2
FALSE | 4TTR6049B1 | 3692 | 3938649 | AMERICAN STANDARD, INC. | 4A7A5049E1 | AC | Split System: Air-Cooled Condensing Unit, Coil with Blower | 4TTR5049E1 |  | 4TEE3C09A1+18-GJ01D | 13 | 16 | Yes | Yes | 2011-02-28 |  | 2
FALSE | 4TTR6049B1 | 3692 | 3938650 | AMERICAN STANDARD, INC. | 4A7A5049E1 | AC | Split System: Air-Cooled Condensing Unit, Coil with Blower | 4TTR5049E1 |  | 4TEE3C10A1 | 13 | 16 | Yes | Yes | 2011-02-28 |  | 2
FALSE | 4TTR6049B1 | 3692 | 3938651 | AMERICAN STANDARD, INC. | 4A7A5049E1 | AC | Split System: Air-Cooled Condensing Unit, Coil with Blower | 4TTR5049E1 |  | 4TEE3C10A1+18-GJ01D | 13 | 16 | Yes | Yes | 2011-02-28 |  | 2
FALSE | 4TTR6049B1 | 3692 | 3938652 | AMERICAN STANDARD, INC. | 4A7A5049E1 | AC | Split System: Air-Cooled Condensing Unit, Coil with Blower | 4TTR5049E1 |  | 4TEE3F48A1 | 13 | 15.5 | Yes | Yes | 2011-02-28 |  | 1
FALSE | 4TTR6049B1 | 3692 | 3938653 | AMERICAN STANDARD, INC. | 4A7A5049E1 | AC | Split System: Air-Cooled Condensing Unit, Coil with Blower | 4TTR5049E1 |  | 4TEE3F48B1 | 13 | 16 | Yes | Yes | 2011-02-28 |  | 2
FALSE | 4TTR6049B1 | 3692 | 3938654 | AMERICAN STANDARD, INC. | 4A7A5049E1 | AC | Split System: Air-Cooled Condensing Unit, Coil with Blower | 4TTR5049E1 |  | 4TEE3F49B1 | 13 | 16 | Yes | Yes | 2011-02-28 |  | 2
FALSE | 4TTR6049B1 | 3692 | 3938655 | AMERICAN STANDARD, INC. | 4A7A5049E1 | AC | Split System: Air-Cooled Condensing Unit, Coil with Blower | 4TTR5049E1 |  | 4TEE3F49C1 | 13 | 16 | Yes | Yes | 2011-02-28 |  | 2
FALSE | 4TTR6049B1 | 3692 | 3938656 | AMERICAN STANDARD, INC. | 4A7A5049E1 | AC | Split System: Air-Cooled Condensing Unit, Coil with Blower | 4TTR5049E1 |  | 4TEE3F64A1 | 13 | 15.5 | Yes | Yes | 2011-02-28 |  | 1
FALSE | 4TTR6049B1 | 3692 | 3938657 | AMERICAN STANDARD, INC. | 4A7A5049E1 | AC | Split System: Air-Cooled Condensing Unit, Coil with Blower | 4TTR5049E1 |  | 4TEE3F65B1 | 13 | 16 | Yes | Yes | 2011-02-28 |  | 2
FALSE | 4TTR6049B1 | 3692 | 3938658 | AMERICAN STANDARD, INC. | 4A7A5049E1 | AC | Split System: Air-Cooled Condensing Unit, Coil with Blower | 4TTR5049E1 |  | 4TEE3F66A1 | 13 | 16 | Yes | Yes | 2011-02-28 |  | 2
FALSE | 4TTR6049B1 | 3692 | 3938665 | AMERICAN STANDARD, INC. | 4A7A5049E1 | AC | Split System: Air-Cooled Condensing Unit, Coil Alone | 4TTR5049E1 |  | 4TXCB042BC3 | 12 | 14.5 | Yes | Yes | 2011-02-28 |  | 0
FALSE | 4TTR6049B1 | 3692 | 3938668 | AMERICAN STANDARD, INC. | 4A7A5049E1 | AC | Split System: Air-Cooled Condensing Unit, Coil Alone | 4TTR5049E1 |  | 4TXCB048BC3 | 12 | 14.5 | Yes | Yes | 2011-02-28 |  | 0
FALSE | 4TTR6049B1 | 3692 | 3938669 | AMERICAN STANDARD, INC. | 4A7A5049E1 | AC | Split System: Air-Cooled Condensing Unit, Coil with Blower | 4TTR5049E1 |  | 4TXCB048BC3 | 12 | 14.5 | Yes | Yes | 2011-02-28 |  | 0
FALSE | 4TTR6049B1 | 3692 | 3938670 | AMERICAN STANDARD, INC. | 4A7A5049E1 | AC | Split System: Air-Cooled Condensing Unit, Coil with Blower | 4TTR5049E1 |  | 4TXCB048BC3 | 12 | 14.5 | Yes | Yes | 2011-02-28 |  | 0
FALSE | 4TTR6049B1 | 3692 | 3938671 | AMERICAN STANDARD, INC. | 4A7A5049E1 | AC | Split System: Air-Cooled Condensing Unit, Coil with Blower | 4TTR5049E1 |  | 4TXCB048BC3 | 12 | 14.5 | Yes | Yes | 2011-02-28 |  | 0
FALSE | 4TTR6049B1 | 3692 | 3938672 | AMERICAN STANDARD, INC. | 4A7A5049E1 | AC | Split System: Air-Cooled Condensing Unit, Coil with Blower | 4TTR5049E1 |  | 4TXCC008CC3 | 13 | 16 | Yes | Yes | 2011-02-28 |  | 2
FALSE | 4TTR6049B1 | 3692 | 3938673 | AMERICAN STANDARD, INC. | 4A7A5049E1 | AC | Split System: Air-Cooled Condensing Unit, Coil with Blower | 4TTR5049E1 |  | 4TXCC008CC3 | 13 | 15.5 | Yes | Yes | 2011-02-28 |  | 1
FALSE | 4TTR6049B1 | 3692 | 3938675 | AMERICAN STANDARD, INC. | 4A7A5049E1 | AC | Split System: Air-Cooled Condensing Unit, Coil with Blower | 4TTR5049E1 |  | 4TXCC008CC3 | 13 | 15.5 | Yes | Yes | 2011-02-28 |  | 1
FALSE | 4TTR6049B1 | 3692 | 3938676 | AMERICAN STANDARD, INC. | 4A7A5049E1 | AC | Split System: Air-Cooled Condensing Unit, Coil with Blower | 4TTR5049E1 |  | 4TXCC008CC3 | 13 | 15.5 | Yes | Yes | 2011-02-28 |  | 1
FALSE | 4TTR6049B1 | 3692 | 3938677 | AMERICAN STANDARD, INC. | 4A7A5049E1 | AC | Split System: Air-Cooled Condensing Unit, Coil with Blower | 4TTR5049E1 |  | 4TXCC008CC3 | 12.5 | 15.5 | Yes | Yes | 2011-02-28 |  | 1
FALSE | 4TTR6049B1 | 3692 | 3938678 | AMERICAN STANDARD, INC. | 4A7A5049E1 | AC | Split System: Air-Cooled Condensing Unit, Coil with Blower | 4TTR5049E1 |  | 4TXCC008CC3 | 12 | 15 | Yes | Yes | 2011-02-28 |  | 0
FALSE | 4TTR6049B1 | 3692 | 3938679 | AMERICAN STANDARD, INC. | 4A7A5049E1 | AC | Split System: Air-Cooled Condensing Unit, Coil with Blower | 4TTR5049E1 |  | 4TXCC008CC3 | 12 | 14.5 | Yes | Yes | 2011-02-28 |  | 0
FALSE | 4TTR6049B1 | 3692 | 3938680 | AMERICAN STANDARD, INC. | 4A7A5049E1 | AC | Split System: Air-Cooled Condensing Unit, Coil with Blower | 4TTR5049E1 |  | 4TXCC008CC3 | 13 | 16 | Yes | Yes | 2011-02-28 |  | 2
FALSE | 4TTR6049B1 | 3692 | 3938681 | AMERICAN STANDARD, INC. | 4A7A5049E1 | AC | Split System: Air-Cooled Condensing Unit, Coil Alone | 4TTR5049E1 |  | 4TXCC008CC3 | 12.5 | 15 | Yes | Yes | 2011-02-28 |  | 1
FALSE | 4TTR6049B1 | 3692 | 3938732 | AMERICAN STANDARD, INC. | 4A7A5049E1 | AC | Split System: Air-Cooled Condensing Unit, Coil with Blower | 4TTR5049E1 |  | 4TXCC044BC3 | 12.5 | 15.5 | Yes | Yes | 2011-02-28 |  | 1
FALSE | 4TTR6049B1 | 3692 | 3938733 | AMERICAN STANDARD, INC. | 4A7A5049E1 | AC | Split System: Air-Cooled Condensing Unit, Coil with Blower | 4TTR5049E1 |  | 4TXCC044BC3 | 12 | 14.5 | Yes | Yes | 2011-02-28 |  | 0
FALSE | 4TTR6049B1 | 3692 | 3938734 | AMERICAN STANDARD, INC. | 4A7A5049E1 | AC | Split System: Air-Cooled Condensing Unit, Coil with Blower | 4TTR5049E1 |  | 4TXCC044BC3 | 13 | 15.5 | Yes | Yes | 2011-02-28 |  | 1
FALSE | 4TTR6049B1 | 3692 | 3938735 | AMERICAN STANDARD, INC. | 4A7A5049E1 | AC | Split System: Air-Cooled Condensing Unit, Coil with Blower | 4TTR5049E1 |  | 4TXCC044BC3 | 12.5 | 15 | Yes | Yes | 2011-02-28 |  | 1
FALSE | 4TTR6049B1 | 3692 | 3938736 | AMERICAN STANDARD, INC. | 4A7A5049E1 | AC | Split System: Air-Cooled Condensing Unit, Coil with Blower | 4TTR5049E1 |  | 4TXCC049BC3 | 12 | 14.5 | Yes | Yes | 2011-02-28 |  | 0
FALSE | 4TTR6049B1 | 3692 | 3938737 | AMERICAN STANDARD, INC. | 4A7A5049E1 | AC | Split System: Air-Cooled Condensing Unit, Coil with Blower | 4TTR5049E1 |  | 4TXCC049BC3 | 12 | 14.5 | Yes | Yes | 2011-02-28 |  | 0
FALSE | 4TTR6049B1 | 3692 | 3938738 | AMERICAN STANDARD, INC. | 4A7A5049E1 | AC | Split System: Air-Cooled Condensing Unit, Coil with Blower | 4TTR5049E1 |  | 4TXCC049BC3 | 12.5 | 15 | Yes | Yes | 2011-02-28 |  | 1
FALSE | 4TTR6049B1 | 3692 | 3938739 | AMERICAN STANDARD, INC. | 4A7A5049E1 | AC | Split System: Air-Cooled Condensing Unit, Coil with Blower | 4TTR5049E1 |  | 4TXCC049BC3 | 12 | 14.5 | Yes | Yes | 2011-02-28 |  | 0
FALSE | 4TTR6049B1 | 3692 | 3938740 | AMERICAN STANDARD, INC. | 4A7A5049E1 | AC | Split System: Air-Cooled Condensing Unit, Coil with Blower | 4TTR5049E1 |  | 4TXCC049BC3 | 13 | 16 | Yes | Yes | 2011-02-28 |  | 2
FALSE | 4TTR6049B1 | 3692 | 3938741 | AMERICAN STANDARD, INC. | 4A7A5049E1 | AC | Split System: Air-Cooled Condensing Unit, Coil with Blower | 4TTR5049E1 |  | 4TXCC049BC3 | 12.5 | 15 | Yes | Yes | 2011-02-28 |  | 1
FALSE | 4TTR6049B1 | 3692 | 3938742 | AMERICAN STANDARD, INC. | 4A7A5049E1 | AC | Split System: Air-Cooled Condensing Unit, Coil Alone | 4TTR5049E1 |  | 4TXCC049BC3 | 12 | 14.5 | Yes | Yes | 2011-02-28 |  | 0
FALSE | 4TTR6049B1 | 3692 | 3938743 | AMERICAN STANDARD, INC. | 4A7A5049E1 | AC | Split System: Air-Cooled Condensing Unit, Coil with Blower | 4TTR5049E1 |  | 4TXCC049BC3 | 13 | 15.5 | Yes | Yes | 2011-02-28 |  | 1
FALSE | 4TTR6049B1 | 3692 | 3938744 | AMERICAN STANDARD, INC. | 4A7A5049E1 | AC | Split System: Air-Cooled Condensing Unit, Coil with Blower | 4TTR5049E1 |  | 4TXCC049BC3 | 13 | 15.5 | Yes | Yes | 2011-02-28 |  | 1
FALSE | 4TTR6049B1 | 3692 | 3938745 | AMERICAN STANDARD, INC. | 4A7A5049E1 | AC | Split System: Air-Cooled Condensing Unit, Coil with Blower | 4TTR5049E1 |  | 4TXCC049BC3 | 13 | 16 | Yes | Yes | 2011-02-28 |  | 2
FALSE | 4TTR6049B1 | 3692 | 3938746 | AMERICAN STANDARD, INC. | 4A7A5049E1 | AC | Split System: Air-Cooled Condensing Unit, Coil with Blower | 4TTR5049E1 |  | 4TXCC049BC3 | 13 | 15.5 | Yes | Yes | 2011-02-28 |  | 1
FALSE | 4TTR6049B1 | 3692 | 3938748 | AMERICAN STANDARD, INC. | 4A7A5049E1 | AC | Split System: Air-Cooled Condensing Unit, Coil with Blower | 4TTR5049E1 |  | 4TXCC049BC3 | 13 | 15.5 | Yes | Yes | 2011-02-28 |  | 1
FALSE | 4TTR6049B1 | 3692 | 3938750 | AMERICAN STANDARD, INC. | 4A7A5049E1 | AC | Split System: Air-Cooled Condensing Unit, Coil with Blower | 4TTR5049E1 |  | 4TXCC049BC3 | 12.5 | 15 | Yes | Yes | 2011-02-28 |  | 1
FALSE | 4TTR6049B1 | 3692 | 3938751 | AMERICAN STANDARD, INC. | 4A7A5049E1 | AC | Split System: Air-Cooled Condensing Unit, Coil with Blower | 4TTR5049E1 |  | 4TXCC049BC3 | 12 | 14.5 | Yes | Yes | 2011-02-28 |  | 0
FALSE | 4TTR6049B1 | 3692 | 3938830 | AMERICAN STANDARD, INC. | 4A7A5049E1 | AC | Split System: Air-Cooled Condensing Unit, Coil with Blower | 4TTR5049E1 |  | 4TXCD010CC3 | 13 | 16 | Yes | Yes | 2011-02-28 |  | 2
FALSE | 4TTR6049B1 | 3692 | 3938832 | AMERICAN STANDARD, INC. | 4A7A5049E1 | AC | Split System: Air-Cooled Condensing Unit, Coil with Blower | 4TTR5049E1 |  | 4TXCD010CC3 | 13 | 15.5 | Yes | Yes | 2011-02-28 |  | 1
FALSE | 4TTR6049B1 | 3692 | 3938835 | AMERICAN STANDARD, INC. | 4A7A5049E1 | AC | Split System: Air-Cooled Condensing Unit, Coil with Blower | 4TTR5049E1 |  | 4TXCD010CC3 | 12.5 | 15.5 | Yes | Yes | 2011-02-28 |  | 1
FALSE | 4TTR6049B1 | 3692 | 3938836 | AMERICAN STANDARD, INC. | 4A7A5049E1 | AC | Split System: Air-Cooled Condensing Unit, Coil with Blower | 4TTR5049E1 |  | 4TXCD010CC3 | 13 | 15.5 | Yes | Yes | 2011-02-28 |  | 1
FALSE | 4TTR6049B1 | 3692 | 3938837 | AMERICAN STANDARD, INC. | 4A7A5049E1 | AC | Split System: Air-Cooled Condensing Unit, Coil with Blower | 4TTR5049E1 |  | 4TXCD010CC3 | 13 | 15.5 | Yes | Yes | 2011-02-28 |  | 1
FALSE | 4TTR6049B1 | 3692 | 3938838 | AMERICAN STANDARD, INC. | 4A7A5049E1 | AC | Split System: Air-Cooled Condensing Unit, Coil with Blower | 4TTR5049E1 |  | 4TXCD010CC3 | 13 | 15.5 | Yes | Yes | 2011-02-28 |  | 1
FALSE | 4TTR6049B1 | 3692 | 3938839 | AMERICAN STANDARD, INC. | 4A7A5049E1 | AC | Split System: Air-Cooled Condensing Unit, Coil with Blower | 4TTR5049E1 |  | 4TXCD010CC3 | 12.5 | 15 | Yes | Yes | 2011-02-28 |  | 1
FALSE | 4TTR6049B1 | 3692 | 3938840 | AMERICAN STANDARD, INC. | 4A7A5049E1 | AC | Split System: Air-Cooled Condensing Unit, Coil with Blower | 4TTR5049E1 |  | 4TXCD010CC3 | 13 | 15.5 | Yes | Yes | 2011-02-28 |  | 1
FALSE | 4TTR6049B1 | 3692 | 3938841 | AMERICAN STANDARD, INC. | 4A7A5049E1 | AC | Split System: Air-Cooled Condensing Unit, Coil with Blower | 4TTR5049E1 |  | 4TXCD010CC3 | 12 | 14.5 | Yes | Yes | 2011-02-28 |  | 0
FALSE | 4TTR6049B1 | 3692 | 3938842 | AMERICAN STANDARD, INC. | 4A7A5049E1 | AC | Split System: Air-Cooled Condensing Unit, Coil with Blower | 4TTR5049E1 |  | 4TXCD010CC3 | 13 | 16 | Yes | Yes | 2011-02-28 |  | 2
FALSE | 4TTR6049B1 | 3692 | 3938843 | AMERICAN STANDARD, INC. | 4A7A5049E1 | AC | Split System: Air-Cooled Condensing Unit, Coil with Blower | 4TTR5049E1 |  | 4TXCD010CC3 | 13 | 16 | Yes | Yes | 2011-02-28 |  | 2
FALSE | 4TTR6049B1 | 3692 | 3938844 | AMERICAN STANDARD, INC. | 4A7A5049E1 | AC | Split System: Air-Cooled Condensing Unit, Coil with Blower | 4TTR5049E1 |  | 4TXCD010CC3 | 12 | 14.5 | Yes | Yes | 2011-02-28 |  | 0
FALSE | 4TTR6049B1 | 3692 | 3938845 | AMERICAN STANDARD, INC. | 4A7A5049E1 | AC | Split System: Air-Cooled Condensing Unit, Coil with Blower | 4TTR5049E1 |  | 4TXCD010CC3 | 12 | 14.5 | Yes | Yes | 2011-02-28 |  | 0
FALSE | 4TTR6049B1 | 3692 | 3938847 | AMERICAN STANDARD, INC. | 4A7A5049E1 | AC | Split System: Air-Cooled Condensing Unit, Coil with Blower | 4TTR5049E1 |  | 4TXCD010CC3 | 12.5 | 15 | Yes | Yes | 2011-02-28 |  | 1
FALSE | 4TTR6049B1 | 3692 | 3938848 | AMERICAN STANDARD, INC. | 4A7A5049E1 | AC | Split System: Air-Cooled Condensing Unit, Coil with Blower | 4TTR5049E1 |  | 4TXCD010CC3 | 12.5 | 15 | Yes | Yes | 2011-02-28 |  | 1
FALSE | 4TTR6049B1 | 3692 | 3938849 | AMERICAN STANDARD, INC. | 4A7A5049E1 | AC | Split System: Air-Cooled Condensing Unit, Coil with Blower | 4TTR5049E1 |  | 4TXCD010CC3 | 12.5 | 15 | Yes | Yes | 2011-02-28 |  | 1
FALSE | 4TTR6049B1 | 3692 | 3938850 | AMERICAN STANDARD, INC. | 4A7A5049E1 | AC | Split System: Air-Cooled Condensing Unit, Coil with Blower | 4TTR5049E1 |  | 4TXCD010CC3 | 13 | 15.5 | Yes | Yes | 2011-02-28 |  | 1
FALSE | 4TTR6049B1 | 3692 | 3938851 | AMERICAN STANDARD, INC. | 4A7A5049E1 | AC | Split System: Air-Cooled Condensing Unit, Coil with Blower | 4TTR5049E1 |  | 4TXCD010CC3 | 13 | 15.5 | Yes | Yes | 2011-02-28 |  | 1
FALSE | 4TTR6049B1 | 3692 | 3938929 | AMERICAN STANDARD, INC. | 4A7A5049E1 | AC | Split System: Air-Cooled Condensing Unit, Coil with Blower | 4TTR5049E1 |  | 4TXCD061BC3 | 13 | 16 | Yes | Yes | 2011-02-28 |  | 2
FALSE | 4TTR6049B1 | 3692 | 3938930 | AMERICAN STANDARD, INC. | 4A7A5049E1 | AC | Split System: Air-Cooled Condensing Unit, Coil with Blower | 4TTR5049E1 |  | 4TXCD063BC3 | 13 | 16 | Yes | Yes | 2011-02-28 |  | 2
FALSE | 4TTR6049B1 | 3692 | 3938931 | AMERICAN STANDARD, INC. | 4A7A5049E1 | AC | Split System: Air-Cooled Condensing Unit, Coil with Blower | 4TTR5049E1 |  | 4TXCD063BC3 | 13 | 16 | Yes | Yes | 2011-02-28 |  | 2
FALSE | 4TTR6049B1 | 3692 | 3938932 | AMERICAN STANDARD, INC. | 4A7A5049E1 | AC | Split System: Air-Cooled Condensing Unit, Coil with Blower | 4TTR5049E1 |  | 4TXCD063BC3 | 13 | 15.5 | Yes | Yes | 2011-02-28 |  | 1
FALSE | 4TTR6049B1 | 3692 | 3938933 | AMERICAN STANDARD, INC. | 4A7A5049E1 | AC | Split System: Air-Cooled Condensing Unit, Coil with Blower | 4TTR5049E1 |  | 4TXCD063BC3 | 13 | 16 | Yes | Yes | 2011-02-28 |  | 2
FALSE | 4TTR6049B1 | 3692 | 3938934 | AMERICAN STANDARD, INC. | 4A7A5049E1 | AC | Split System: Air-Cooled Condensing Unit, Coil with Blower | 4TTR5049E1 |  | 4TXCD063BC3 | 13 | 15.5 | Yes | Yes | 2011-02-28 |  | 1
FALSE | 4TTR6049B1 | 3692 | 3938935 | AMERICAN STANDARD, INC. | 4A7A5049E1 | AC | Split System: Air-Cooled Condensing Unit, Coil with Blower | 4TTR5049E1 |  | 4TXCD063BC3 | 13 | 15.5 | Yes | Yes | 2011-02-28 |  | 1
FALSE | 4TTR6049B1 | 3692 | 3938936 | AMERICAN STANDARD, INC. | 4A7A5049E1 | AC | Split System: Air-Cooled Condensing Unit, Coil with Blower | 4TTR5049E1 |  | 4TXCD063BC3 | 13 | 16 | Yes | Yes | 2011-02-28 |  | 2
FALSE | 4TTR6049B1 | 3692 | 3938937 | AMERICAN STANDARD, INC. | 4A7A5049E1 | AC | Split System: Air-Cooled Condensing Unit, Coil with Blower | 4TTR5049E1 |  | 4TXCD063BC3 | 12 | 15 | Yes | Yes | 2011-02-28 |  | 0
FALSE | 4TTR6049B1 | 3692 | 3938938 | AMERICAN STANDARD, INC. | 4A7A5049E1 | AC | Split System: Air-Cooled Condensing Unit, Coil with Blower | 4TTR5049E1 |  | 4TXCD063BC3 | 13 | 15.5 | Yes | Yes | 2011-02-28 |  | 1
FALSE | 4TTR6049B1 | 3692 | 3938939 | AMERICAN STANDARD, INC. | 4A7A5049E1 | AC | Split System: Air-Cooled Condensing Unit, Coil with Blower | 4TTR5049E1 |  | 4TXCD063BC3 | 13 | 15.5 | Yes | Yes | 2011-02-28 |  | 1
FALSE | 4TTR6049B1 | 3692 | 3938940 | AMERICAN STANDARD, INC. | 4A7A5049E1 | AC | Split System: Air-Cooled Condensing Unit, Coil Alone | 4TTR5049E1 |  | 4TXCD063BC3 | 12.5 | 15 | Yes | Yes | 2011-02-28 |  | 1
FALSE | 4TTR6049B1 | 3692 | 3938941 | AMERICAN STANDARD, INC. | 4A7A5049E1 | AC | Split System: Air-Cooled Condensing Unit, Coil with Blower | 4TTR5049E1 |  | 4TXCD063BC3 | 13 | 15.5 | Yes | Yes | 2011-02-28 |  | 1
FALSE | 4TTR6049B1 | 3692 | 3938942 | AMERICAN STANDARD, INC. | 4A7A5049E1 | AC | Split System: Air-Cooled Condensing Unit, Coil with Blower | 4TTR5049E1 |  | 4TXCD063BC3 | 13 | 16 | Yes | Yes | 2011-02-28 |  | 2
FALSE | 4TTR6049B1 | 3692 | 3938944 | AMERICAN STANDARD, INC. | 4A7A5049E1 | AC | Split System: Air-Cooled Condensing Unit, Coil with Blower | 4TTR5049E1 |  | 4TXCD063BC3 | 13 | 16 | Yes | Yes | 2011-02-28 |  | 2
FALSE | 4TTR6049B1 | 3692 | 3938945 | AMERICAN STANDARD, INC. | 4A7A5049E1 | AC | Split System: Air-Cooled Condensing Unit, Coil with Blower | 4TTR5049E1 |  | 4TXCD063BC3 | 13 | 16 | Yes | Yes | 2011-02-28 |  | 2
FALSE | 4TTR6049B1 | 3692 | 3938947 | AMERICAN STANDARD, INC. | 4A7A5049E1 | AC | Split System: Air-Cooled Condensing Unit, Coil with Blower | 4TTR5049E1 |  | 4TXCD063BC3 | 13 | 16 | Yes | Yes | 2011-02-28 |  | 2
FALSE | 4TTR6049B1 | 3692 | 3938948 | AMERICAN STANDARD, INC. | 4A7A5049E1 | AC | Split System: Air-Cooled Condensing Unit, Coil with Blower | 4TTR5049E1 |  | 4TXCD063BC3 | 13 | 16 | Yes | Yes | 2011-02-28 |  | 2
FALSE | 4TTR6049B1 | 3692 | 3939027 | AMERICAN STANDARD, INC. | 4A7A5049E1 | AC | Split System: Air-Cooled Condensing Unit, Coil with Blower | 4TTR5049E1 |  | 4TXFH054CC3 | 13 | 16 | Yes | Yes | 2011-02-28 |  | 2
FALSE | 4TTR6049B1 | 3692 | 3939028 | AMERICAN STANDARD, INC. | 4A7A5049E1 | AC | Split System: Air-Cooled Condensing Unit, Coil with Blower | 4TTR5049E1 |  | 4TXFH054CC3 | 13 | 15.5 | Yes | Yes | 2011-02-28 |  | 1
FALSE | 4TTR6049B1 | 3692 | 3939031 | AMERICAN STANDARD, INC. | 4A7A5049E1 | AC | Split System: Air-Cooled Condensing Unit, Coil with Blower | 4TTR5049E1 |  | 4TXFH054CC3 | 13 | 16 | Yes | Yes | 2011-02-28 |  | 2
FALSE | 4TTR6049B1 | 3692 | 3939032 | AMERICAN STANDARD, INC. | 4A7A5049E1 | AC | Split System: Air-Cooled Condensing Unit, Coil with Blower | 4TTR5049E1 |  | 4TXFH054CC3 | 13 | 15.5 | Yes | Yes | 2011-02-28 |  | 1
FALSE | 4TTR6049B1 | 3692 | 3939033 | AMERICAN STANDARD, INC. | 4A7A5049E1 | AC | Split System: Air-Cooled Condensing Unit, Coil with Blower | 4TTR5049E1 |  | 4TXFH054CC3 | 13 | 15.5 | Yes | Yes | 2011-02-28 |  | 1
FALSE | 4TTR6049B1 | 3692 | 3939034 | AMERICAN STANDARD, INC. | 4A7A5049E1 | AC | Split System: Air-Cooled Condensing Unit, Coil with Blower | 4TTR5049E1 |  | 4TXFH054CC3 | 12.5 | 15 | Yes | Yes | 2011-02-28 |  | 1
FALSE | 4TTR6049B1 | 3692 | 3939035 | AMERICAN STANDARD, INC. | 4A7A5049E1 | AC | Split System: Air-Cooled Condensing Unit, Coil with Blower | 4TTR5049E1 |  | 4TXFH054CC3 | 12.5 | 15 | Yes | Yes | 2011-02-28 |  | 1
FALSE | 4TTR6049B1 | 3692 | 3939036 | AMERICAN STANDARD, INC. | 4A7A5049E1 | AC | Split System: Air-Cooled Condensing Unit, Coil with Blower | 4TTR5049E1 |  | 4TXFH054CC3 | 13 | 16 | Yes | Yes | 2011-02-28 |  | 2
FALSE | 4TTR6049B1 | 3692 | 3939038 | AMERICAN STANDARD, INC. | 4A7A5049E1 | AC | Split System: Air-Cooled Condensing Unit, Coil with Blower | 4TTR5049E1 |  | 4TXFH054CC3 | 13 | 15.5 | Yes | Yes | 2011-02-28 |  | 1
FALSE | 4TTR6049B1 | 3692 | 3939039 | AMERICAN STANDARD, INC. | 4A7A5049E1 | AC | Split System: Air-Cooled Condensing Unit, Coil with Blower | 4TTR5049E1 |  | 4TXFH054CC3 | 13 | 16 | Yes | Yes | 2011-02-28 |  | 2
FALSE | 4TTR6049B1 | 3692 | 3939040 | AMERICAN STANDARD, INC. | 4A7A5049E1 | AC | Split System: Air-Cooled Condensing Unit, Coil with Blower | 4TTR5049E1 |  | 4TXFH054CC3 | 13 | 16 | Yes | Yes | 2011-02-28 |  | 2
FALSE | 4TTR6049B1 | 3692 | 3939041 | AMERICAN STANDARD, INC. | 4A7A5049E1 | AC | Split System: Air-Cooled Condensing Unit, Coil with Blower | 4TTR5049E1 |  | 4TXFH054CC3 | 13 | 16 | Yes | Yes | 2011-02-28 |  | 2
FALSE | 4TTR6049B1 | 3692 | 3939042 | AMERICAN STANDARD, INC. | 4A7A5049E1 | AC | Split System: Air-Cooled Condensing Unit, Coil with Blower | 4TTR5049E1 |  | 4TXFH063CZ3 | 13 | 16 | Yes | Yes | 2011-02-28 |  | 2
FALSE | 4TTR6049B1 | 3692 | 3939043 | AMERICAN STANDARD, INC. | 4A7A5049E1 | AC | Split System: Air-Cooled Condensing Unit, Coil with Blower | 4TTR5049E1 |  | 4TXFH063CZ3 | 13 | 16 | Yes | Yes | 2011-02-28 |  | 2
FALSE | 4TTR6049B1 | 3692 | 3939044 | AMERICAN STANDARD, INC. | 4A7A5049E1 | AC | Split System: Air-Cooled Condensing Unit, Coil with Blower | 4TTR5049E1 |  | 4TXFH063CZ3 | 12.5 | 15 | Yes | Yes | 2011-02-28 |  | 1
FALSE | 4TTR6049B1 | 3692 | 3939045 | AMERICAN STANDARD, INC. | 4A7A5049E1 | AC | Split System: Air-Cooled Condensing Unit, Coil with Blower | 4TTR5049E1 |  | 4TXFH063CZ3 | 13 | 16 | Yes | Yes | 2011-02-28 |  | 2
FALSE | 4TTR6049B1 | 3692 | 3939046 | AMERICAN STANDARD, INC. | 4A7A5049E1 | AC | Split System: Air-Cooled Condensing Unit, Coil with Blower | 4TTR5049E1 |  | 4TXFH063CZ3 | 12.5 | 15 | Yes | Yes | 2011-02-28 |  | 1
FALSE | 4TTR6049B1 | 3692 | 3939052 | AMERICAN STANDARD, INC. | 4A7A5049E1 | AC | Split System: Air-Cooled Condensing Unit, Coil with Blower | 4TTR5049E1 |  | 4TXFH063CZ3 | 13 | 16 | Yes | Yes | 2011-02-28 |  | 2
FALSE | 4TTR6049B1 | 3692 | 3941132 | TRANE | 4TTR5049E1 | AC | Split System: Air-Cooled Condensing Unit, Coil with Blower | 4TTR5049E1 |  | 4TXAC043BC3 | 12.5 | 15 | Yes | Yes | 2011-01-21 |  | 1
FALSE | 4TTR6049B1 | 3692 | 3941133 | TRANE | 4TTR5049E1 | AC | Split System: Air-Cooled Condensing Unit, Coil with Blower | 4TTR5049E1 |  | 4TXAC043BC3 | 12.5 | 15 | Yes | Yes | 2011-01-21 |  | 1
FALSE | 4TTR6049B1 | 3692 | 3941134 | TRANE | 4TTR5049E1 | AC | Split System: Air-Cooled Condensing Unit, Coil with Blower | 4TTR5049E1 |  | 4TXAC043BC3 | 12.5 | 15 | Yes | Yes | 2011-01-21 |  | 1
FALSE | 4TTR6049B1 | 3692 | 3941135 | TRANE | 4TTR5049E1 | AC | Split System: Air-Cooled Condensing Unit, Coil with Blower | 4TTR5049E1 |  | 4TXAC043BC3 | 12 | 14.5 | Yes | Yes | 2011-01-21 |  | 0
FALSE | 4TTR6049B1 | 3692 | 3941136 | TRANE | 4TTR5049E1 | AC | Split System: Air-Cooled Condensing Unit, Coil with Blower | 4TTR5049E1 |  | 4TXAC043BC3 | 12.5 | 15 | Yes | Yes | 2011-01-21 |  | 1
FALSE | 4TTR6049B1 | 3692 | 3941137 | TRANE | 4TTR5049E1 | AC | Split System: Air-Cooled Condensing Unit, Coil with Blower | 4TTR5049E1 |  | 4TXAC043BC3 | 12.5 | 15.5 | Yes | Yes | 2011-01-21 |  | 1
FALSE | 4TTR6049B1 | 3692 | 3941138 | TRANE | 4TTR5049E1 | AC | Split System: Air-Cooled Condensing Unit, Coil Alone | 4TTR5049E1 |  | 4TXAC043BC3 | 12 | 14.5 | Yes | Yes | 2011-01-21 |  | 0
FALSE | 4TTR6049B1 | 3692 | 3941140 | TRANE | 4TTR5049E1 | AC | Split System: Air-Cooled Condensing Unit, Coil with Blower | 4TTR5049E1 |  | 4TXAC044BC3 | 13 | 16 | Yes | Yes | 2011-01-21 |  | 2
FALSE | 4TTR6049B1 | 3692 | 3941141 | TRANE | 4TTR5049E1 | AC | Split System: Air-Cooled Condensing Unit, Coil with Blower | 4TTR5049E1 |  | 4TXAC044BC3 | 12.5 | 15.5 | Yes | Yes | 2011-01-21 |  | 1
FALSE | 4TTR6049B1 | 3692 | 3941142 | TRANE | 4TTR5049E1 | AC | Split System: Air-Cooled Condensing Unit, Coil with Blower | 4TTR5049E1 |  | 4TXAC044BC3 | 12.5 | 15 | Yes | Yes | 2011-01-21 |  | 1
FALSE | 4TTR6049B1 | 3692 | 3941144 | TRANE | 4TTR5049E1 | AC | Split System: Air-Cooled Condensing Unit, Coil with Blower | 4TTR5049E1 |  | 4TXAC044BC3 | 12 | 14.5 | Yes | Yes | 2011-01-21 |  | 0
FALSE | 4TTR6049B1 | 3692 | 3941145 | TRANE | 4TTR5049E1 | AC | Split System: Air-Cooled Condensing Unit, Coil with Blower | 4TTR5049E1 |  | 4TXAC044BC3 | 13 | 16 | Yes | Yes | 2011-01-21 |  | 2
FALSE | 4TTR6049B1 | 3692 | 3941146 | TRANE | 4TTR5049E1 | AC | Split System: Air-Cooled Condensing Unit, Coil with Blower | 4TTR5049E1 |  | 4TXAC044BC3 | 12 | 14.5 | Yes | Yes | 2011-01-21 |  | 0
FALSE | 4TTR6049B1 | 3692 | 3941147 | TRANE | 4TTR5049E1 | AC | Split System: Air-Cooled Condensing Unit, Coil with Blower | 4TTR5049E1 |  | 4TXAC044BC3 | 12 | 14.5 | Yes | Yes | 2011-01-21 |  | 0
FALSE | 4TTR6049B1 | 3692 | 3941148 | TRANE | 4TTR5049E1 | AC | Split System: Air-Cooled Condensing Unit, Coil with Blower | 4TTR5049E1 |  | 4TXAC044BC3 | 12 | 14.5 | Yes | Yes | 2011-01-21 |  | 0
FALSE | 4TTR6049B1 | 3692 | 3941151 | TRANE | 4TTR5049E1 | AC | Split System: Air-Cooled Condensing Unit, Coil with Blower | 4TTR5049E1 |  | 4TXAC044BC3 | 13 | 16 | Yes | Yes | 2011-01-21 |  | 2
FALSE | 4TTR6049B1 | 3692 | 3941152 | TRANE | 4TTR5049E1 | AC | Split System: Air-Cooled Condensing Unit, Coil with Blower | 4TTR5049E1 |  | 4TXAC044BC3 | 12.5 | 15.5 | Yes | Yes | 2011-01-21 |  | 1
FALSE | 4TTR6049B1 | 3692 | 3941153 | TRANE | 4TTR5049E1 | AC | Split System: Air-Cooled Condensing Unit, Coil with Blower | 4TTR5049E1 |  | 4TXAC044BC3 | 12.5 | 15.5 | Yes | Yes | 2011-01-21 |  | 1
FALSE | 4TTR6049B1 | 3692 | 3941154 | TRANE | 4TTR5049E1 | AC | Split System: Air-Cooled Condensing Unit, Coil with Blower | 4TTR5049E1 |  | 4TXAC044BC3 | 13 | 15.5 | Yes | Yes | 2011-01-21 |  | 1
FALSE | 4TTR6049B1 | 3692 | 3941155 | TRANE | 4TTR5049E1 | AC | Split System: Air-Cooled Condensing Unit, Coil with Blower | 4TTR5049E1 |  | 4TXAC044BC3 | 13 | 15.5 | Yes | Yes | 2011-01-21 |  | 1
FALSE | 4TTR6049B1 | 3692 | 3941182 | TRANE | 4TTR5049E1 | AC | Split System: Air-Cooled Condensing Unit, Coil Alone | 4TTR5049E1 |  | 4TXAC049BC3 | 12 | 14.5 | Yes | Yes | 2011-01-21 |  | 0
FALSE | 4TTR6049B1 | 3692 | 3941184 | TRANE | 4TTR5049E1 | AC | Split System: Air-Cooled Condensing Unit, Coil with Blower | 4TTR5049E1 |  | 4TXAC060BC3 | 13 | 16 | Yes | Yes | 2011-01-21 |  | 2
FALSE | 4TTR6049B1 | 3692 | 3941185 | TRANE | 4TTR5049E1 | AC | Split System: Air-Cooled Condensing Unit, Coil with Blower | 4TTR5049E1 |  | 4TXAC060BC3 | 13 | 15.5 | Yes | Yes | 2011-01-21 |  | 1
FALSE | 4TTR6049B1 | 3692 | 3941186 | TRANE | 4TTR5049E1 | AC | Split System: Air-Cooled Condensing Unit, Coil with Blower | 4TTR5049E1 |  | 4TXAC060BC3 | 12.5 | 15 | Yes | Yes | 2011-01-21 |  | 1
FALSE | 4TTR6049B1 | 3692 | 3941187 | TRANE | 4TTR5049E1 | AC | Split System: Air-Cooled Condensing Unit, Coil with Blower | 4TTR5049E1 |  | 4TXAC060BC3 | 12 | 14.5 | Yes | Yes | 2011-01-21 |  | 0
FALSE | 4TTR6049B1 | 3692 | 3941188 | TRANE | 4TTR5049E1 | AC | Split System: Air-Cooled Condensing Unit, Coil with Blower | 4TTR5049E1 |  | 4TXAC060BC3 | 13 | 16 | Yes | Yes | 2011-01-21 |  | 2
FALSE | 4TTR6049B1 | 3692 | 3941189 | TRANE | 4TTR5049E1 | AC | Split System: Air-Cooled Condensing Unit, Coil with Blower | 4TTR5049E1 |  | 4TXAC060BC3 | 12.5 | 15 | Yes | Yes | 2011-01-21 |  | 1
FALSE | 4TTR6049B1 | 3692 | 3941190 | TRANE | 4TTR5049E1 | AC | Split System: Air-Cooled Condensing Unit, Coil with Blower | 4TTR5049E1 |  | 4TXAC060BC3 | 12 | 15 | Yes | Yes | 2011-01-21 |  | 0
FALSE | 4TTR6049B1 | 3692 | 3941191 | TRANE | 4TTR5049E1 | AC | Split System: Air-Cooled Condensing Unit, Coil with Blower | 4TTR5049E1 |  | 4TXAC060BC3 | 12 | 15 | Yes | Yes | 2011-01-21 |  | 0
FALSE | 4TTR6049B1 | 3692 | 3941194 | TRANE | 4TTR5049E1 | AC | Split System: Air-Cooled Condensing Unit, Coil with Blower | 4TTR5049E1 |  | 4TXAC060BC3 | 13 | 16 | Yes | Yes | 2011-01-21 |  | 2
FALSE | 4TTR6049B1 | 3692 | 3941195 | TRANE | 4TTR5049E1 | AC | Split System: Air-Cooled Condensing Unit, Coil with Blower | 4TTR5049E1 |  | 4TXAC060BC3 | 13 | 15.5 | Yes | Yes | 2011-01-21 |  | 1
FALSE | 4TTR6049B1 | 3692 | 3941196 | TRANE | 4TTR5049E1 | AC | Split System: Air-Cooled Condensing Unit, Coil with Blower | 4TTR5049E1 |  | 4TXAC060BC3 | 13 | 15.5 | Yes | Yes | 2011-01-21 |  | 1
FALSE | 4TTR6049B1 | 3692 | 3941197 | TRANE | 4TTR5049E1 | AC | Split System: Air-Cooled Condensing Unit, Coil with Blower | 4TTR5049E1 |  | 4TXAC060BC3 | 13 | 15.5 | Yes | Yes | 2011-01-21 |  | 1
FALSE | 4TTR6049B1 | 3692 | 3941198 | TRANE | 4TTR5049E1 | AC | Split System: Air-Cooled Condensing Unit, Coil with Blower | 4TTR5049E1 |  | 4TXAC060BC3 | 13 | 16 | Yes | Yes | 2011-01-21 |  | 2
FALSE | 4TTR6049B1 | 3692 | 3941199 | TRANE | 4TTR5049E1 | AC | Split System: Air-Cooled Condensing Unit, Coil with Blower | 4TTR5049E1 |  | 4TXAC060BC3 | 13 | 15.5 | Yes | Yes | 2011-01-21 |  | 1
FALSE | 4TTR6049B1 | 3692 | 3941200 | TRANE | 4TTR5049E1 | AC | Split System: Air-Cooled Condensing Unit, Coil with Blower | 4TTR5049E1 |  | 4TXAC060BC3 | 12.5 | 15 | Yes | Yes | 2011-01-21 |  | 1
FALSE | 4TTR6049B1 | 3692 | 3941202 | TRANE | 4TTR5049E1 | AC | Split System: Air-Cooled Condensing Unit, Coil with Blower | 4TTR5049E1 |  | 4TXAC060BC3 | 13 | 15.5 | Yes | Yes | 2011-01-21 |  | 1
FALSE | 4TTR6049B1 | 3692 | 3941203 | TRANE | 4TTR5049E1 | AC | Split System: Air-Cooled Condensing Unit, Coil with Blower | 4TTR5049E1 |  | 4TXAC060BC3 | 13 | 16 | Yes | Yes | 2011-01-21 |  | 2
FALSE | 4TTR6049B1 | 3692 | 3941204 | TRANE | 4TTR5049E1 | AC | Split System: Air-Cooled Condensing Unit, Coil Alone | 4TTR5049E1 |  | 4TXAC060BC3 | 12 | 14.5 | Yes | Yes | 2011-01-21 |  | 0
FALSE | 4TTR6049B1 | 3692 | 3941207 | TRANE | 4TTR5049E1 | AC | Split System: Air-Cooled Condensing Unit, Coil with Blower | 4TTR5049E1 |  | 4TXAD050BC3 | 13 | 16 | Yes | Yes | 2011-01-21 |  | 2
FALSE | 4TTR6049B1 | 3692 | 3941235 | TRANE | 4TTR5049E1 | AC | Split System: Air-Cooled Condensing Unit, Coil with Blower | 4TTR5049E1 |  | 4TXAD050BC3 | 12.5 | 15 | Yes | Yes | 2011-01-21 |  | 1
FALSE | 4TTR6049B1 | 3692 | 3941236 | TRANE | 4TTR5049E1 | AC | Split System: Air-Cooled Condensing Unit, Coil with Blower | 4TTR5049E1 |  | 4TXAD050BC3 | 12.5 | 15 | Yes | Yes | 2011-01-21 |  | 1
FALSE | 4TTR6049B1 | 3692 | 3941239 | TRANE | 4TTR5049E1 | AC | Split System: Air-Cooled Condensing Unit, Coil with Blower | 4TTR5049E1 |  | 4TXAD050BC3 | 12.5 | 15.5 | Yes | Yes | 2011-01-21 |  | 1
FALSE | 4TTR6049B1 | 3692 | 3941240 | TRANE | 4TTR5049E1 | AC | Split System: Air-Cooled Condensing Unit, Coil with Blower | 4TTR5049E1 |  | 4TXAD050BC3 | 12.5 | 15 | Yes | Yes | 2011-01-21 |  | 1
FALSE | 4TTR6049B1 | 3692 | 3941241 | TRANE | 4TTR5049E1 | AC | Split System: Air-Cooled Condensing Unit, Coil with Blower | 4TTR5049E1 |  | 4TXAD050BC3 | 13 | 16 | Yes | Yes | 2011-01-21 |  | 2
FALSE | 4TTR6049B1 | 3692 | 3941242 | TRANE | 4TTR5049E1 | AC | Split System: Air-Cooled Condensing Unit, Coil with Blower | 4TTR5049E1 |  | 4TXAD050BC3 | 13 | 15.5 | Yes | Yes | 2011-01-21 |  | 1
FALSE | 4TTR6049B1 | 3692 | 3941243 | TRANE | 4TTR5049E1 | AC | Split System: Air-Cooled Condensing Unit, Coil Alone | 4TTR5049E1 |  | 4TXAD050BC3 | 12 | 14.5 | Yes | Yes | 2011-01-21 |  | 0
FALSE | 4TTR6049B1 | 3692 | 3941246 | TRANE | 4TTR5049E1 | AC | Split System: Air-Cooled Condensing Unit, Coil with Blower | 4TTR5049E1 |  | 4TXAD061BC3 | 13 | 16 | Yes | Yes | 2011-01-21 |  | 2
FALSE | 4TTR6049B1 | 3692 | 3941247 | TRANE | 4TTR5049E1 | AC | Split System: Air-Cooled Condensing Unit, Coil with Blower | 4TTR5049E1 |  | 4TXAD061BC3 | 13 | 16 | Yes | Yes | 2011-01-21 |  | 2
FALSE | 4TTR6049B1 | 3692 | 3941248 | TRANE | 4TTR5049E1 | AC | Split System: Air-Cooled Condensing Unit, Coil with Blower | 4TTR5049E1 |  | 4TXAD061BC3 | 13 | 15.5 | Yes | Yes | 2011-01-21 |  | 1
FALSE | 4TTR6049B1 | 3692 | 3941249 | TRANE | 4TTR5049E1 | AC | Split System: Air-Cooled Condensing Unit, Coil with Blower | 4TTR5049E1 |  | 4TXAD061BC3 | 13 | 16 | Yes | Yes | 2011-01-21 |  | 2
FALSE | 4TTR6049B1 | 3692 | 3941250 | TRANE | 4TTR5049E1 | AC | Split System: Air-Cooled Condensing Unit, Coil with Blower | 4TTR5049E1 |  | 4TXAD061BC3 | 12.5 | 15.5 | Yes | Yes | 2011-01-21 |  | 1
FALSE | 4TTR6049B1 | 3692 | 3941251 | TRANE | 4TTR5049E1 | AC | Split System: Air-Cooled Condensing Unit, Coil with Blower | 4TTR5049E1 |  | 4TXAD061BC3 | 13 | 15.5 | Yes | Yes | 2011-01-21 |  | 1
FALSE | 4TTR6049B1 | 3692 | 3941252 | TRANE | 4TTR5049E1 | AC | Split System: Air-Cooled Condensing Unit, Coil with Blower | 4TTR5049E1 |  | 4TXAD061BC3 | 12 | 14.5 | Yes | Yes | 2011-01-21 |  | 0
FALSE | 4TTR6049B1 | 3692 | 3941254 | TRANE | 4TTR5049E1 | AC | Split System: Air-Cooled Condensing Unit, Coil with Blower | 4TTR5049E1 |  | 4TXAD061BC3 | 13 | 16 | Yes | Yes | 2011-01-21 |  | 2
FALSE | 4TTR6049B1 | 3692 | 3941255 | TRANE | 4TTR5049E1 | AC | Split System: Air-Cooled Condensing Unit, Coil with Blower | 4TTR5049E1 |  | 4TXAD061BC3 | 13 | 15.5 | Yes | Yes | 2011-01-21 |  | 1
FALSE | 4TTR6049B1 | 3692 | 3941256 | TRANE | 4TTR5049E1 | AC | Split System: Air-Cooled Condensing Unit, Coil with Blower | 4TTR5049E1 |  | 4TXAD061BC3 | 12.5 | 15 | Yes | Yes | 2011-01-21 |  | 1
FALSE | 4TTR6049B1 | 3692 | 3941257 | TRANE | 4TTR5049E1 | AC | Split System: Air-Cooled Condensing Unit, Coil with Blower | 4TTR5049E1 |  | 4TXAD061BC3 | 12.5 | 15 | Yes | Yes | 2011-01-21 |  | 1
FALSE | 4TTR6049B1 | 3692 | 3941258 | TRANE | 4TTR5049E1 | AC | Split System: Air-Cooled Condensing Unit, Coil with Blower | 4TTR5049E1 |  | 4TXAD061BC3 | 12.5 | 15 | Yes | Yes | 2011-01-21 |  | 1
FALSE | 4TTR6049B1 | 3692 | 3941263 | TRANE | 4TTR5049E1 | AC | Split System: Air-Cooled Condensing Unit, Coil with Blower | 4TTR5049E1 |  | 4TXAD061BC3 | 13 | 16 | Yes | Yes | 2011-01-21 |  | 2
FALSE | 4TTR6049B1 | 3692 | 3941288 | TRANE | 4TTR5049E1 | AC | Split System: Air-Cooled Condensing Unit, Coil with Blower | 4TTR5049E1 |  | 4TXAD064BC3 | 12.5 | 15.5 | Yes | Yes | 2011-01-21 |  | 1
FALSE | 4TTR6049B1 | 3692 | 3941289 | TRANE | 4TTR5049E1 | AC | Split System: Air-Cooled Condensing Unit, Coil with Blower | 4TTR5049E1 |  | 4TXAD064BC3 | 12 | 14.5 | Yes | Yes | 2011-01-21 |  | 0
FALSE | 4TTR6049B1 | 3692 | 3941291 | TRANE | 4TTR5049E1 | AC | Split System: Air-Cooled Condensing Unit, Coil with Blower | 4TTR5049E1 |  | 4TXAD064BC3 | 13 | 16 | Yes | Yes | 2011-01-21 |  | 2
FALSE | 4TTR6049B1 | 3692 | 3941292 | TRANE | 4TTR5049E1 | AC | Split System: Air-Cooled Condensing Unit, Coil with Blower | 4TTR5049E1 |  | 4TXAD064BC3 | 13 | 15.5 | Yes | Yes | 2011-01-21 |  | 1
FALSE | 4TTR6049B1 | 3692 | 3941293 | TRANE | 4TTR5049E1 | AC | Split System: Air-Cooled Condensing Unit, Coil with Blower | 4TTR5049E1 |  | 4TXAD064BC3 | 12 | 15 | Yes | Yes | 2011-01-21 |  | 0
FALSE | 4TTR6049B1 | 3692 | 3941294 | TRANE | 4TTR5049E1 | AC | Split System: Air-Cooled Condensing Unit, Coil with Blower | 4TTR5049E1 |  | 4TXAD064BC3 | 12 | 15 | Yes | Yes | 2011-01-21 |  | 0
FALSE | 4TTR6049B1 | 3692 | 3941295 | TRANE | 4TTR5049E1 | AC | Split System: Air-Cooled Condensing Unit, Coil with Blower | 4TTR5049E1 |  | 4TXAD064BC3 | 12 | 15 | Yes | Yes | 2011-01-21 |  | 0
FALSE | 4TTR6049B1 | 3692 | 3941300 | TRANE | 4TTR5049E1 | AC | Split System: Air-Cooled Condensing Unit, Coil with Blower | 4TTR5049E1 |  | 4TXAD064BC3 | 13 | 16 | Yes | Yes | 2011-01-21 |  | 2
FALSE | 4TTR6049B1 | 3692 | 3941301 | TRANE | 4TTR5049E1 | AC | Split System: Air-Cooled Condensing Unit, Coil with Blower | 4TTR5049E1 |  | 4TXAD064BC3 | 13 | 15.5 | Yes | Yes | 2011-01-21 |  | 1
FALSE | 4TTR6049B1 | 3692 | 3941302 | TRANE | 4TTR5049E1 | AC | Split System: Air-Cooled Condensing Unit, Coil with Blower | 4TTR5049E1 |  | 4TXAD064BC3 | 13 | 16 | Yes | Yes | 2011-01-21 |  | 2
FALSE | 4TTR6049B1 | 3692 | 3941303 | TRANE | 4TTR5049E1 | AC | Split System: Air-Cooled Condensing Unit, Coil with Blower | 4TTR5049E1 |  | 4TXAD064BC3 | 13 | 16 | Yes | Yes | 2011-01-21 |  | 2
FALSE | 4TTR6049B1 | 3692 | 3941304 | TRANE | 4TTR5049E1 | AC | Split System: Air-Cooled Condensing Unit, Coil with Blower | 4TTR5049E1 |  | 4TXAD064BC3 | 13 | 15.5 | Yes | Yes | 2011-01-21 |  | 1
FALSE | 4TTR6049B1 | 3692 | 3941305 | TRANE | 4TTR5049E1 | AC | Split System: Air-Cooled Condensing Unit, Coil with Blower | 4TTR5049E1 |  | 4TXAD064BC3 | 13 | 15.5 | Yes | Yes | 2011-01-21 |  | 1
FALSE | 4TTR6049B1 | 3692 | 3941306 | TRANE | 4TTR5049E1 | AC | Split System: Air-Cooled Condensing Unit, Coil with Blower | 4TTR5049E1 |  | 4TXAD064BC3 | 13 | 16 | Yes | Yes | 2011-01-21 |  | 2
FALSE | 4TTR6049B1 | 3692 | 3941307 | TRANE | 4TTR5049E1 | AC | Split System: Air-Cooled Condensing Unit, Coil with Blower | 4TTR5049E1 |  | 4TXAD064BC3 | 13 | 15.5 | Yes | Yes | 2011-01-21 |  | 1
FALSE | 4TTR6049B1 | 3692 | 3941308 | TRANE | 4TTR5049E1 | AC | Split System: Air-Cooled Condensing Unit, Coil with Blower | 4TTR5049E1 |  | 4TXAD064BC3 | 13 | 15.5 | Yes | Yes | 2011-01-21 |  | 1
FALSE | 4TTR6049B1 | 3692 | 3941309 | TRANE | 4TTR5049E1 | AC | Split System: Air-Cooled Condensing Unit, Coil with Blower | 4TTR5049E1 |  | 4TXAD064BC3 | 13 | 16 | Yes | Yes | 2011-01-21 |  | 2
FALSE | 4TTR6049B1 | 3692 | 3941310 | TRANE | 4TTR5049E1 | AC | Split System: Air-Cooled Condensing Unit, Coil with Blower | 4TTR5049E1 |  | 4TXAD064BC3 | 13 | 15.5 | Yes | Yes | 2011-01-21 |  | 1
FALSE | 4TTR6049B1 | 3692 | 3941311 | TRANE | 4TTR5049E1 | AC | Split System: Air-Cooled Condensing Unit, Coil with Blower | 4TTR5049E1 |  | 4TXAD064BC3 | 12.5 | 15 | Yes | Yes | 2011-01-21 |  | 1
FALSE | 4TTR6049B1 | 3692 | 3941312 | TRANE | 4TTR5049E1 | AC | Split System: Air-Cooled Condensing Unit, Coil with Blower | 4TTR5049E1 |  | 4TXAD064BC3 | 12.5 | 15 | Yes | Yes | 2011-01-21 |  | 1
FALSE | 4TTX6049H1 | 3690 | 3941343 | TRANE | 4TTX5049E1 | AC | Split System: Air-Cooled Condensing Unit, Coil with Blower | 4TTX5049E1 |  | 4TXAC043BC3 | 12.5 | 15 | Yes | Yes | 2011-01-21 |  | 1
FALSE | 4TTX6049H1 | 3690 | 3941344 | TRANE | 4TTX5049E1 | AC | Split System: Air-Cooled Condensing Unit, Coil with Blower | 4TTX5049E1 |  | 4TXAC043BC3 | 12 | 14.5 | Yes | Yes | 2011-01-21 |  | 0
FALSE | 4TTX6049H1 | 3690 | 3941345 | TRANE | 4TTX5049E1 | AC | Split System: Air-Cooled Condensing Unit, Coil with Blower | 4TTX5049E1 |  | 4TXAC043BC3 | 12.5 | 15 | Yes | Yes | 2011-01-21 |  | 1
FALSE | 4TTX6049H1 | 3690 | 3941346 | TRANE | 4TTX5049E1 | AC | Split System: Air-Cooled Condensing Unit, Coil with Blower | 4TTX5049E1 |  | 4TXAC043BC3 | 12.5 | 15.5 | Yes | Yes | 2011-01-21 |  | 1
FALSE | 4TTX6049H1 | 3690 | 3941347 | TRANE | 4TTX5049E1 | AC | Split System: Air-Cooled Condensing Unit, Coil Alone | 4TTX5049E1 |  | 4TXAC043BC3 | 12 | 14.5 | Yes | Yes | 2011-01-21 |  | 0
FALSE | 4TTX6049H1 | 3690 | 3941349 | TRANE | 4TTX5049E1 | AC | Split System: Air-Cooled Condensing Unit, Coil with Blower | 4TTX5049E1 |  | 4TXAC044BC3 | 13 | 16 | Yes | Yes | 2011-01-21 |  | 2
FALSE | 4TTX6049H1 | 3690 | 3941350 | TRANE | 4TTX5049E1 | AC | Split System: Air-Cooled Condensing Unit, Coil with Blower | 4TTX5049E1 |  | 4TXAC044BC3 | 12.5 | 15.5 | Yes | Yes | 2011-01-21 |  | 1
FALSE | 4TTX6049H1 | 3690 | 3941351 | TRANE | 4TTX5049E1 | AC | Split System: Air-Cooled Condensing Unit, Coil with Blower | 4TTX5049E1 |  | 4TXAC044BC3 | 12.5 | 15 | Yes | Yes | 2011-01-21 |  | 1
FALSE | 4TTX6049H1 | 3690 | 3941353 | TRANE | 4TTX5049E1 | AC | Split System: Air-Cooled Condensing Unit, Coil with Blower | 4TTX5049E1 |  | 4TXAC044BC3 | 12 | 14.5 | Yes | Yes | 2011-01-21 |  | 0
FALSE | 4TTX6049H1 | 3690 | 3941354 | TRANE | 4TTX5049E1 | AC | Split System: Air-Cooled Condensing Unit, Coil with Blower | 4TTX5049E1 |  | 4TXAC044BC3 | 13 | 16 | Yes | Yes | 2011-01-21 |  | 2
FALSE | 4TTX6049H1 | 3690 | 3941355 | TRANE | 4TTX5049E1 | AC | Split System: Air-Cooled Condensing Unit, Coil with Blower | 4TTX5049E1 |  | 4TXAC044BC3 | 12 | 14.5 | Yes | Yes | 2011-01-21 |  | 0
FALSE | 4TTX6049H1 | 3690 | 3941356 | TRANE | 4TTX5049E1 | AC | Split System: Air-Cooled Condensing Unit, Coil with Blower | 4TTX5049E1 |  | 4TXAC044BC3 | 12 | 14.5 | Yes | Yes | 2011-01-21 |  | 0
FALSE | 4TTX6049H1 | 3690 | 3941357 | TRANE | 4TTX5049E1 | AC | Split System: Air-Cooled Condensing Unit, Coil with Blower | 4TTX5049E1 |  | 4TXAC044BC3 | 12 | 14.5 | Yes | Yes | 2011-01-21 |  | 0
FALSE | 4TTX6049H1 | 3690 | 3941360 | TRANE | 4TTX5049E1 | AC | Split System: Air-Cooled Condensing Unit, Coil with Blower | 4TTX5049E1 |  | 4TXAC044BC3 | 13 | 16 | Yes | Yes | 2011-01-21 |  | 2
FALSE | 4TTX6049H1 | 3690 | 3941361 | TRANE | 4TTX5049E1 | AC | Split System: Air-Cooled Condensing Unit, Coil with Blower | 4TTX5049E1 |  | 4TXAC044BC3 | 12.5 | 15.5 | Yes | Yes | 2011-01-21 |  | 1
FALSE | 4TTX6049H1 | 3690 | 3941362 | TRANE | 4TTX5049E1 | AC | Split System: Air-Cooled Condensing Unit, Coil with Blower | 4TTX5049E1 |  | 4TXAC044BC3 | 12.5 | 15.5 | Yes | Yes | 2011-01-21 |  | 1
FALSE | 4TTX6049H1 | 3690 | 3941363 | TRANE | 4TTX5049E1 | AC | Split System: Air-Cooled Condensing Unit, Coil with Blower | 4TTX5049E1 |  | 4TXAC044BC3 | 13 | 15.5 | Yes | Yes | 2011-01-21 |  | 1
FALSE | 4TTX6049H1 | 3690 | 3941364 | TRANE | 4TTX5049E1 | AC | Split System: Air-Cooled Condensing Unit, Coil with Blower | 4TTX5049E1 |  | 4TXAC044BC3 | 13 | 15.5 | Yes | Yes | 2011-01-21 |  | 1
FALSE | 4TTX6049H1 | 3690 | 3941365 | TRANE | 4TTX5049E1 | AC | Split System: Air-Cooled Condensing Unit, Coil with Blower | 4TTX5049E1 |  | 4TXAC044BC3 | 12.5 | 15.5 | Yes | Yes | 2011-01-21 |  | 1
FALSE | 4TTX6049H1 | 3690 | 3941366 | TRANE | 4TTX5049E1 | AC | Split System: Air-Cooled Condensing Unit, Coil with Blower | 4TTX5049E1 |  | 4TXAC044BC3 | 12.5 | 15 | Yes | Yes | 2011-01-21 |  | 1
FALSE | 4TTX6049H1 | 3690 | 3941394 | TRANE | 4TTX5049E1 | AC | Split System: Air-Cooled Condensing Unit, Coil with Blower | 4TTX5049E1 |  | 4TXAC060BC3 | 13 | 15.5 | Yes | Yes | 2011-01-21 |  | 1
FALSE | 4TTX6049H1 | 3690 | 3941395 | TRANE | 4TTX5049E1 | AC | Split System: Air-Cooled Condensing Unit, Coil with Blower | 4TTX5049E1 |  | 4TXAC060BC3 | 12.5 | 15 | Yes | Yes | 2011-01-21 |  | 1
FALSE | 4TTX6049H1 | 3690 | 3941396 | TRANE | 4TTX5049E1 | AC | Split System: Air-Cooled Condensing Unit, Coil with Blower | 4TTX5049E1 |  | 4TXAC060BC3 | 12 | 14.5 | Yes | Yes | 2011-01-21 |  | 0
FALSE | 4TTX6049H1 | 3690 | 3941397 | TRANE | 4TTX5049E1 | AC | Split System: Air-Cooled Condensing Unit, Coil with Blower | 4TTX5049E1 |  | 4TXAC060BC3 | 13 | 16 | Yes | Yes | 2011-01-21 |  | 2
FALSE | 4TTX6049H1 | 3690 | 3941398 | TRANE | 4TTX5049E1 | AC | Split System: Air-Cooled Condensing Unit, Coil with Blower | 4TTX5049E1 |  | 4TXAC060BC3 | 12.5 | 15 | Yes | Yes | 2011-01-21 |  | 1
FALSE | 4TTX6049H1 | 3690 | 3941399 | TRANE | 4TTX5049E1 | AC | Split System: Air-Cooled Condensing Unit, Coil with Blower | 4TTX5049E1 |  | 4TXAC060BC3 | 12 | 15 | Yes | Yes | 2011-01-21 |  | 0
FALSE | 4TTX6049H1 | 3690 | 3941400 | TRANE | 4TTX5049E1 | AC | Split System: Air-Cooled Condensing Unit, Coil with Blower | 4TTX5049E1 |  | 4TXAC060BC3 | 12 | 15 | Yes | Yes | 2011-01-21 |  | 0
FALSE | 4TTX6049H1 | 3690 | 3941403 | TRANE | 4TTX5049E1 | AC | Split System: Air-Cooled Condensing Unit, Coil with Blower | 4TTX5049E1 |  | 4TXAC060BC3 | 13 | 16 | Yes | Yes | 2011-01-21 |  | 2
FALSE | 4TTX6049H1 | 3690 | 3941404 | TRANE | 4TTX5049E1 | AC | Split System: Air-Cooled Condensing Unit, Coil with Blower | 4TTX5049E1 |  | 4TXAC060BC3 | 13 | 15.5 | Yes | Yes | 2011-01-21 |  | 1
FALSE | 4TTX6049H1 | 3690 | 3941405 | TRANE | 4TTX5049E1 | AC | Split System: Air-Cooled Condensing Unit, Coil with Blower | 4TTX5049E1 |  | 4TXAC060BC3 | 13 | 15.5 | Yes | Yes | 2011-01-21 |  | 1
FALSE | 4TTX6049H1 | 3690 | 3941406 | TRANE | 4TTX5049E1 | AC | Split System: Air-Cooled Condensing Unit, Coil with Blower | 4TTX5049E1 |  | 4TXAC060BC3 | 13 | 15.75 | Yes | Yes | 2011-01-21 |  | 1
FALSE | 4TTX6049H1 | 3690 | 3941407 | TRANE | 4TTX5049E1 | AC | Split System: Air-Cooled Condensing Unit, Coil with Blower | 4TTX5049E1 |  | 4TXAC060BC3 | 13 | 16 | Yes | Yes | 2011-01-21 |  | 2
FALSE | 4TTX6049H1 | 3690 | 3941408 | TRANE | 4TTX5049E1 | AC | Split System: Air-Cooled Condensing Unit, Coil with Blower | 4TTX5049E1 |  | 4TXAC060BC3 | 13 | 15.75 | Yes | Yes | 2011-01-21 |  | 1
FALSE | 4TTX6049H1 | 3690 | 3941409 | TRANE | 4TTX5049E1 | AC | Split System: Air-Cooled Condensing Unit, Coil with Blower | 4TTX5049E1 |  | 4TXAC060BC3 | 12.5 | 15 | Yes | Yes | 2011-01-21 |  | 1
FALSE | 4TTX6049H1 | 3690 | 3941411 | TRANE | 4TTX5049E1 | AC | Split System: Air-Cooled Condensing Unit, Coil with Blower | 4TTX5049E1 |  | 4TXAC060BC3 | 13 | 15.5 | Yes | Yes | 2011-01-21 |  | 1
FALSE | 4TTX6049H1 | 3690 | 3941412 | TRANE | 4TTX5049E1 | AC | Split System: Air-Cooled Condensing Unit, Coil with Blower | 4TTX5049E1 |  | 4TXAC060BC3 | 13 | 16 | Yes | Yes | 2011-01-21 |  | 2
FALSE | 4TTX6049H1 | 3690 | 3941413 | TRANE | 4TTX5049E1 | AC | Split System: Air-Cooled Condensing Unit, Coil Alone | 4TTX5049E1 |  | 4TXAC060BC3 | 12 | 14.5 | Yes | Yes | 2011-01-21 |  | 0
FALSE | 4TTX6049H1 | 3690 | 3941416 | TRANE | 4TTX5049E1 | AC | Split System: Air-Cooled Condensing Unit, Coil with Blower | 4TTX5049E1 |  | 4TXAD050BC3 | 13 | 16 | Yes | Yes | 2011-01-21 |  | 2
FALSE | 4TTX6049H1 | 3690 | 3941417 | TRANE | 4TTX5049E1 | AC | Split System: Air-Cooled Condensing Unit, Coil with Blower | 4TTX5049E1 |  | 4TXAD050BC3 | 13 | 16 | Yes | Yes | 2011-01-21 |  | 2
FALSE | 4TTX6049H1 | 3690 | 3941418 | TRANE | 4TTX5049E1 | AC | Split System: Air-Cooled Condensing Unit, Coil with Blower | 4TTX5049E1 |  | 4TXAD050BC3 | 13 | 15.5 | Yes | Yes | 2011-01-21 |  | 1
FALSE | 4TTX6049H1 | 3690 | 3941448 | TRANE | 4TTX5049E1 | AC | Split System: Air-Cooled Condensing Unit, Coil with Blower | 4TTX5049E1 |  | 4TXAD050BC3 | 12.5 | 15.5 | Yes | Yes | 2011-01-21 |  | 1
FALSE | 4TTX6049H1 | 3690 | 3941449 | TRANE | 4TTX5049E1 | AC | Split System: Air-Cooled Condensing Unit, Coil with Blower | 4TTX5049E1 |  | 4TXAD050BC3 | 12.5 | 15 | Yes | Yes | 2011-01-21 |  | 1
FALSE | 4TTX6049H1 | 3690 | 3941450 | TRANE | 4TTX5049E1 | AC | Split System: Air-Cooled Condensing Unit, Coil with Blower | 4TTX5049E1 |  | 4TXAD050BC3 | 13 | 16 | Yes | Yes | 2011-01-21 |  | 2
FALSE | 4TTX6049H1 | 3690 | 3941451 | TRANE | 4TTX5049E1 | AC | Split System: Air-Cooled Condensing Unit, Coil with Blower | 4TTX5049E1 |  | 4TXAD050BC3 | 13 | 15.5 | Yes | Yes | 2011-01-21 |  | 1
FALSE | 4TTX6049H1 | 3690 | 3941452 | TRANE | 4TTX5049E1 | AC | Split System: Air-Cooled Condensing Unit, Coil Alone | 4TTX5049E1 |  | 4TXAD050BC3 | 12 | 14.5 | Yes | Yes | 2011-01-21 |  | 0
FALSE | 4TTX6049H1 | 3690 | 3941455 | TRANE | 4TTX5049E1 | AC | Split System: Air-Cooled Condensing Unit, Coil with Blower | 4TTX5049E1 |  | 4TXAD061BC3 | 13 | 16 | Yes | Yes | 2011-01-21 |  | 2
FALSE | 4TTX6049H1 | 3690 | 3941456 | TRANE | 4TTX5049E1 | AC | Split System: Air-Cooled Condensing Unit, Coil with Blower | 4TTX5049E1 |  | 4TXAD061BC3 | 13 | 16 | Yes | Yes | 2011-01-21 |  | 2
FALSE | 4TTX6049H1 | 3690 | 3941457 | TRANE | 4TTX5049E1 | AC | Split System: Air-Cooled Condensing Unit, Coil with Blower | 4TTX5049E1 |  | 4TXAD061BC3 | 13 | 15.5 | Yes | Yes | 2011-01-21 |  | 1
FALSE | 4TTX6049H1 | 3690 | 3941458 | TRANE | 4TTX5049E1 | AC | Split System: Air-Cooled Condensing Unit, Coil with Blower | 4TTX5049E1 |  | 4TXAD061BC3 | 13 | 16 | Yes | Yes | 2011-01-21 |  | 2
FALSE | 4TTX6049H1 | 3690 | 3941459 | TRANE | 4TTX5049E1 | AC | Split System: Air-Cooled Condensing Unit, Coil with Blower | 4TTX5049E1 |  | 4TXAD061BC3 | 12.5 | 15.5 | Yes | Yes | 2011-01-21 |  | 1
FALSE | 4TTX6049H1 | 3690 | 3941460 | TRANE | 4TTX5049E1 | AC | Split System: Air-Cooled Condensing Unit, Coil with Blower | 4TTX5049E1 |  | 4TXAD061BC3 | 13 | 15.5 | Yes | Yes | 2011-01-21 |  | 1
FALSE | 4TTX6049H1 | 3690 | 3941461 | TRANE | 4TTX5049E1 | AC | Split System: Air-Cooled Condensing Unit, Coil with Blower | 4TTX5049E1 |  | 4TXAD061BC3 | 12 | 14.5 | Yes | Yes | 2011-01-21 |  | 0
FALSE | 4TTX6049H1 | 3690 | 3941463 | TRANE | 4TTX5049E1 | AC | Split System: Air-Cooled Condensing Unit, Coil with Blower | 4TTX5049E1 |  | 4TXAD061BC3 | 13 | 16 | Yes | Yes | 2011-01-21 |  | 2
FALSE | 4TTX6049H1 | 3690 | 3941464 | TRANE | 4TTX5049E1 | AC | Split System: Air-Cooled Condensing Unit, Coil with Blower | 4TTX5049E1 |  | 4TXAD061BC3 | 13 | 15.5 | Yes | Yes | 2011-01-21 |  | 1
FALSE | 4TTX6049H1 | 3690 | 3941465 | TRANE | 4TTX5049E1 | AC | Split System: Air-Cooled Condensing Unit, Coil with Blower | 4TTX5049E1 |  | 4TXAD061BC3 | 12.5 | 15 | Yes | Yes | 2011-01-21 |  | 1
FALSE | 4TTX6049H1 | 3690 | 3941466 | TRANE | 4TTX5049E1 | AC | Split System: Air-Cooled Condensing Unit, Coil with Blower | 4TTX5049E1 |  | 4TXAD061BC3 | 12.5 | 15 | Yes | Yes | 2011-01-21 |  | 1
FALSE | 4TTX6049H1 | 3690 | 3941467 | TRANE | 4TTX5049E1 | AC | Split System: Air-Cooled Condensing Unit, Coil with Blower | 4TTX5049E1 |  | 4TXAD061BC3 | 12.5 | 15 | Yes | Yes | 2011-01-21 |  | 1
FALSE | 4TTX6049H1 | 3690 | 3941472 | TRANE | 4TTX5049E1 | AC | Split System: Air-Cooled Condensing Unit, Coil with Blower | 4TTX5049E1 |  | 4TXAD061BC3 | 13 | 16 | Yes | Yes | 2011-01-21 |  | 2
FALSE | 4TTX6049H1 | 3690 | 3941473 | TRANE | 4TTX5049E1 | AC | Split System: Air-Cooled Condensing Unit, Coil with Blower | 4TTX5049E1 |  | 4TXAD061BC3 | 13 | 15.75 | Yes | Yes | 2011-01-21 |  | 1
FALSE | 4TTX6049H1 | 3690 | 3941474 | TRANE | 4TTX5049E1 | AC | Split System: Air-Cooled Condensing Unit, Coil with Blower | 4TTX5049E1 |  | 4TXAD061BC3 | 13 | 16 | Yes | Yes | 2011-01-21 |  | 2
FALSE | 4TTX6049H1 | 3690 | 3941500 | TRANE | 4TTX5049E1 | AC | Split System: Air-Cooled Condensing Unit, Coil with Blower | 4TTX5049E1 |  | 4TXAD064BC3 | 13 | 16 | Yes | Yes | 2011-01-21 |  | 2
FALSE | 4TTX6049H1 | 3690 | 3941501 | TRANE | 4TTX5049E1 | AC | Split System: Air-Cooled Condensing Unit, Coil with Blower | 4TTX5049E1 |  | 4TXAD064BC3 | 13 | 15.5 | Yes | Yes | 2011-01-21 |  | 1
FALSE | 4TTX6049H1 | 3690 | 3941502 | TRANE | 4TTX5049E1 | AC | Split System: Air-Cooled Condensing Unit, Coil with Blower | 4TTX5049E1 |  | 4TXAD064BC3 | 12 | 15 | Yes | Yes | 2011-01-21 |  | 0
FALSE | 4TTX6049H1 | 3690 | 3941503 | TRANE | 4TTX5049E1 | AC | Split System: Air-Cooled Condensing Unit, Coil with Blower | 4TTX5049E1 |  | 4TXAD064BC3 | 12 | 15 | Yes | Yes | 2011-01-21 |  | 0
FALSE | 4TTX6049H1 | 3690 | 3941504 | TRANE | 4TTX5049E1 | AC | Split System: Air-Cooled Condensing Unit, Coil with Blower | 4TTX5049E1 |  | 4TXAD064BC3 | 12 | 15 | Yes | Yes | 2011-01-21 |  | 0
FALSE | 4TTX6049H1 | 3690 | 3941509 | TRANE | 4TTX5049E1 | AC | Split System: Air-Cooled Condensing Unit, Coil with Blower | 4TTX5049E1 |  | 4TXAD064BC3 | 13 | 16 | Yes | Yes | 2011-01-21 |  | 2
FALSE | 4TTX6049H1 | 3690 | 3941510 | TRANE | 4TTX5049E1 | AC | Split System: Air-Cooled Condensing Unit, Coil with Blower | 4TTX5049E1 |  | 4TXAD064BC3 | 13 | 15.5 | Yes | Yes | 2011-01-21 |  | 1
FALSE | 4TTX6049H1 | 3690 | 3941511 | TRANE | 4TTX5049E1 | AC | Split System: Air-Cooled Condensing Unit, Coil with Blower | 4TTX5049E1 |  | 4TXAD064BC3 | 13 | 16 | Yes | Yes | 2011-01-21 |  | 2
FALSE | 4TTX6049H1 | 3690 | 3941512 | TRANE | 4TTX5049E1 | AC | Split System: Air-Cooled Condensing Unit, Coil with Blower | 4TTX5049E1 |  | 4TXAD064BC3 | 13 | 16 | Yes | Yes | 2011-01-21 |  | 2
FALSE | 4TTX6049H1 | 3690 | 3941513 | TRANE | 4TTX5049E1 | AC | Split System: Air-Cooled Condensing Unit, Coil with Blower | 4TTX5049E1 |  | 4TXAD064BC3 | 13 | 15.5 | Yes | Yes | 2011-01-21 |  | 1
FALSE | 4TTX6049H1 | 3690 | 3941514 | TRANE | 4TTX5049E1 | AC | Split System: Air-Cooled Condensing Unit, Coil with Blower | 4TTX5049E1 |  | 4TXAD064BC3 | 13 | 15.5 | Yes | Yes | 2011-01-21 |  | 1
FALSE | 4TTX6049H1 | 3690 | 3941515 | TRANE | 4TTX5049E1 | AC | Split System: Air-Cooled Condensing Unit, Coil with Blower | 4TTX5049E1 |  | 4TXAD064BC3 | 13 | 16 | Yes | Yes | 2011-01-21 |  | 2
FALSE | 4TTX6049H1 | 3690 | 3941516 | TRANE | 4TTX5049E1 | AC | Split System: Air-Cooled Condensing Unit, Coil with Blower | 4TTX5049E1 |  | 4TXAD064BC3 | 13 | 15.5 | Yes | Yes | 2011-01-21 |  | 1
FALSE | 4TTX6049H1 | 3690 | 3941517 | TRANE | 4TTX5049E1 | AC | Split System: Air-Cooled Condensing Unit, Coil with Blower | 4TTX5049E1 |  | 4TXAD064BC3 | 13 | 15.5 | Yes | Yes | 2011-01-21 |  | 1
FALSE | 4TTX6049H1 | 3690 | 3941518 | TRANE | 4TTX5049E1 | AC | Split System: Air-Cooled Condensing Unit, Coil with Blower | 4TTX5049E1 |  | 4TXAD064BC3 | 13 | 16 | Yes | Yes | 2011-01-21 |  | 2
FALSE | 4TTX6049H1 | 3690 | 3941519 | TRANE | 4TTX5049E1 | AC | Split System: Air-Cooled Condensing Unit, Coil with Blower | 4TTX5049E1 |  | 4TXAD064BC3 | 13 | 15.5 | Yes | Yes | 2011-01-21 |  | 1
FALSE | 4TTX6049H1 | 3690 | 3941520 | TRANE | 4TTX5049E1 | AC | Split System: Air-Cooled Condensing Unit, Coil with Blower | 4TTX5049E1 |  | 4TXAD064BC3 | 12.5 | 15 | Yes | Yes | 2011-01-21 |  | 1
FALSE | 4TTX6049H1 | 3690 | 3941521 | TRANE | 4TTX5049E1 | AC | Split System: Air-Cooled Condensing Unit, Coil with Blower | 4TTX5049E1 |  | 4TXAD064BC3 | 12.5 | 15 | Yes | Yes | 2011-01-21 |  | 1
FALSE | 4TTX6049H1 | 3690 | 3941523 | TRANE | 4TTX5049E1 | AC | Split System: Air-Cooled Condensing Unit, Coil with Blower | 4TTX5049E1 |  | 4TXAD064BC3 | 13 | 15.5 | Yes | Yes | 2011-01-21 |  | 1
FALSE | 4TTX6049H1 | 3690 | 3941524 | TRANE | 4TTX5049E1 | AC | Split System: Air-Cooled Condensing Unit, Coil with Blower | 4TTX5049E1 |  | 4TXAD064BC3 | 12.5 | 15 | Yes | Yes | 2011-01-21 |  | 1
FALSE | 4TTX6049H1 | 3690 | 3941525 | TRANE | 4TTX5049E1 | AC | Split System: Air-Cooled Condensing Unit, Coil with Blower | 4TTX5049E1 |  | 4TXAD064BC3 | 13 | 16 | Yes | Yes | 2011-01-21 |  | 2
FALSE | 4A7A7048A1 | 288 | 3941564 | AMERICAN STANDARD, INC. | 4A7A6048E1 | AC | Split System: Air-Cooled Condensing Unit, Coil with Blower | 4A7A6048E1 |  | 4TXAC044BC3 | 12.5 | 16 | Yes | Yes | 2011-01-21 |  | 1
FALSE | 4A7A7048A1 | 288 | 3941568 | AMERICAN STANDARD, INC. | 4A7A6048E1 | AC | Split System: Air-Cooled Condensing Unit, Coil with Blower | 4A7A6048E1 |  | 4TXAC049BC3 | 12 | 15 | Yes | Yes | 2011-01-21 |  | 0
FALSE | 4A7A7048A1 | 288 | 3941571 | AMERICAN STANDARD, INC. | 4A7A6048E1 | AC | Split System: Air-Cooled Condensing Unit, Coil with Blower | 4A7A6048E1 |  | 4TXAC049BC3 | 12 | 15.5 | Yes | Yes | 2011-01-21 |  | 0
FALSE | 4A7A7048A1 | 288 | 3941572 | AMERICAN STANDARD, INC. | 4A7A6048E1 | AC | Split System: Air-Cooled Condensing Unit, Coil with Blower | 4A7A6048E1 |  | 4TXAC049BC3 | 12 | 15.5 | Yes | Yes | 2011-01-21 |  | 0
FALSE | 4A7A7048A1 | 288 | 3941573 | AMERICAN STANDARD, INC. | 4A7A6048E1 | AC | Split System: Air-Cooled Condensing Unit, Coil Alone | 4A7A6048E1 |  | 4TXAC049BC3 | 12 | 14.5 | Yes | Yes | 2011-01-21 |  | 0
FALSE | 4A7A7048A1 | 288 | 3941574 | AMERICAN STANDARD, INC. | 4A7A6048E1 | AC | Split System: Air-Cooled Condensing Unit, Coil with Blower | 4A7A6048E1 |  | 4TXAC049BC3 | 12 | 16 | Yes | Yes | 2011-01-21 |  | 0
FALSE | 4A7A7048A1 | 288 | 3941576 | AMERICAN STANDARD, INC. | 4A7A6048E1 | AC | Split System: Air-Cooled Condensing Unit, Coil with Blower | 4A7A6048E1 |  | 4TXAC049BC3 | 12 | 16 | Yes | Yes | 2011-01-21 |  | 0
FALSE | 4A7A7048A1 | 288 | 3941577 | AMERICAN STANDARD, INC. | 4A7A6048E1 | AC | Split System: Air-Cooled Condensing Unit, Coil with Blower | 4A7A6048E1 |  | 4TXAC049BC3 | 12.5 | 16 | Yes | Yes | 2011-01-21 |  | 1
FALSE | 4A7A7048A1 | 288 | 3941578 | AMERICAN STANDARD, INC. | 4A7A6048E1 | AC | Split System: Air-Cooled Condensing Unit, Coil with Blower | 4A7A6048E1 |  | 4TXAC049BC3 | 12 | 15.5 | Yes | Yes | 2011-01-21 |  | 0
FALSE | 4A7A7048A1 | 288 | 3941580 | AMERICAN STANDARD, INC. | 4A7A6048E1 | AC | Split System: Air-Cooled Condensing Unit, Coil with Blower | 4A7A6048E1 |  | 4TXAC049BC3 | 12 | 16 | Yes | Yes | 2011-01-21 |  | 0
FALSE | 4A7A7048A1 | 288 | 3941582 | AMERICAN STANDARD, INC. | 4A7A6048E1 | AC | Split System: Air-Cooled Condensing Unit, Coil with Blower | 4A7A6048E1 |  | 4TXAC049BC3 | 12 | 16 | Yes | Yes | 2011-01-21 |  | 0
FALSE | 4A7A7048A1 | 288 | 3941585 | AMERICAN STANDARD, INC. | 4A7A6048E1 | AC | Split System: Air-Cooled Condensing Unit, Coil Alone | 4A7A6048E1 |  | 4TXAC060BC3 | 12 | 14.5 | Yes | Yes | 2011-01-21 |  | 0
FALSE | 4A7A7048A1 | 288 | 3941586 | AMERICAN STANDARD, INC. | 4A7A6048E1 | AC | Split System: Air-Cooled Condensing Unit, Coil with Blower | 4A7A6048E1 |  | 4TXAC060BC3 | 12 | 15.5 | Yes | Yes | 2011-01-21 |  | 0
FALSE | 4A7A7048A1 | 288 | 3941587 | AMERICAN STANDARD, INC. | 4A7A6048E1 | AC | Split System: Air-Cooled Condensing Unit, Coil with Blower | 4A7A6048E1 |  | 4TXAC060BC3 | 12 | 16 | Yes | Yes | 2011-01-21 |  | 0
FALSE | 4A7A7048A1 | 288 | 3941588 | AMERICAN STANDARD, INC. | 4A7A6048E1 | AC | Split System: Air-Cooled Condensing Unit, Coil with Blower | 4A7A6048E1 |  | 4TXAC060BC3 | 12.5 | 16 | Yes | Yes | 2011-01-21 |  | 1
FALSE | 4A7A7048A1 | 288 | 3941590 | AMERICAN STANDARD, INC. | 4A7A6048E1 | AC | Split System: Air-Cooled Condensing Unit, Coil with Blower | 4A7A6048E1 |  | 4TXAC060BC3 | 12 | 15 | Yes | Yes | 2011-01-21 |  | 0
FALSE | 4A7A7048A1 | 288 | 3941591 | AMERICAN STANDARD, INC. | 4A7A6048E1 | AC | Split System: Air-Cooled Condensing Unit, Coil with Blower | 4A7A6048E1 |  | 4TXAC060BC3 | 12 | 15 | Yes | Yes | 2011-01-21 |  | 0
FALSE | 4A7A7048A1 | 288 | 3941592 | AMERICAN STANDARD, INC. | 4A7A6048E1 | AC | Split System: Air-Cooled Condensing Unit, Coil with Blower | 4A7A6048E1 |  | 4TXAC060BC3 | 12 | 15 | Yes | Yes | 2011-01-21 |  | 0
FALSE | 4A7A7048A1 | 288 | 3941593 | AMERICAN STANDARD, INC. | 4A7A6048E1 | AC | Split System: Air-Cooled Condensing Unit, Coil with Blower | 4A7A6048E1 |  | 4TXAC060BC3 | 12 | 16 | Yes | Yes | 2011-01-21 |  | 0
FALSE | 4A7A7048A1 | 288 | 3941621 | AMERICAN STANDARD, INC. | 4A7A6048E1 | AC | Split System: Air-Cooled Condensing Unit, Coil with Blower | 4A7A6048E1 |  | 4TXAD050BC3 | 12 | 15 | Yes | Yes | 2011-01-21 |  | 0
FALSE | 4A7A7048A1 | 288 | 3941622 | AMERICAN STANDARD, INC. | 4A7A6048E1 | AC | Split System: Air-Cooled Condensing Unit, Coil with Blower | 4A7A6048E1 |  | 4TXAD050BC3 | 12 | 15 | Yes | Yes | 2011-01-21 |  | 0
FALSE | 4A7A7048A1 | 288 | 3941623 | AMERICAN STANDARD, INC. | 4A7A6048E1 | AC | Split System: Air-Cooled Condensing Unit, Coil with Blower | 4A7A6048E1 |  | 4TXAD050BC3 | 12 | 15 | Yes | Yes | 2011-01-21 |  | 0
FALSE | 4A7A7048A1 | 288 | 3941625 | AMERICAN STANDARD, INC. | 4A7A6048E1 | AC | Split System: Air-Cooled Condensing Unit, Coil with Blower | 4A7A6048E1 |  | 4TXAD050BC3 | 12 | 15 | Yes | Yes | 2011-01-21 |  | 0
FALSE | 4A7A7048A1 | 288 | 3941626 | AMERICAN STANDARD, INC. | 4A7A6048E1 | AC | Split System: Air-Cooled Condensing Unit, Coil with Blower | 4A7A6048E1 |  | 4TXAD061BC3 | 12.5 | 16 | Yes | Yes | 2011-01-21 |  | 1
FALSE | 4A7A7048A1 | 288 | 3941627 | AMERICAN STANDARD, INC. | 4A7A6048E1 | AC | Split System: Air-Cooled Condensing Unit, Coil with Blower | 4A7A6048E1 |  | 4TXAD061BC3 | 12.5 | 16 | Yes | Yes | 2011-01-21 |  | 1
FALSE | 4A7A7048A1 | 288 | 3941628 | AMERICAN STANDARD, INC. | 4A7A6048E1 | AC | Split System: Air-Cooled Condensing Unit, Coil with Blower | 4A7A6048E1 |  | 4TXAD061BC3 | 12 | 16 | Yes | Yes | 2011-01-21 |  | 0
FALSE | 4A7A7048A1 | 288 | 3941629 | AMERICAN STANDARD, INC. | 4A7A6048E1 | AC | Split System: Air-Cooled Condensing Unit, Coil with Blower | 4A7A6048E1 |  | 4TXAD061BC3 | 12.5 | 16 | Yes | Yes | 2011-01-21 |  | 1
FALSE | 4A7A7048A1 | 288 | 3941630 | AMERICAN STANDARD, INC. | 4A7A6048E1 | AC | Split System: Air-Cooled Condensing Unit, Coil with Blower | 4A7A6048E1 |  | 4TXAD061BC3 | 12 | 16 | Yes | Yes | 2011-01-21 |  | 0
FALSE | 4A7A7048A1 | 288 | 3941631 | AMERICAN STANDARD, INC. | 4A7A6048E1 | AC | Split System: Air-Cooled Condensing Unit, Coil with Blower | 4A7A6048E1 |  | 4TXAD061BC3 | 12 | 16 | Yes | Yes | 2011-01-21 |  | 0
FALSE | 4A7A7048A1 | 288 | 3941632 | AMERICAN STANDARD, INC. | 4A7A6048E1 | AC | Split System: Air-Cooled Condensing Unit, Coil Alone | 4A7A6048E1 |  | 4TXAD061BC3 | 12 | 14.5 | Yes | Yes | 2011-01-21 |  | 0
FALSE | 4A7A7048A1 | 288 | 3941633 | AMERICAN STANDARD, INC. | 4A7A6048E1 | AC | Split System: Air-Cooled Condensing Unit, Coil with Blower | 4A7A6048E1 |  | 4TXAD061BC3 | 12 | 15.5 | Yes | Yes | 2011-01-21 |  | 0
FALSE | 4A7A7048A1 | 288 | 3941634 | AMERICAN STANDARD, INC. | 4A7A6048E1 | AC | Split System: Air-Cooled Condensing Unit, Coil with Blower | 4A7A6048E1 |  | 4TXAD061BC3 | 12.5 | 16 | Yes | Yes | 2011-01-21 |  | 1
FALSE | 4A7A7048A1 | 288 | 3941635 | AMERICAN STANDARD, INC. | 4A7A6048E1 | AC | Split System: Air-Cooled Condensing Unit, Coil with Blower | 4A7A6048E1 |  | 4TXAD061BC3 | 12 | 15.5 | Yes | Yes | 2011-01-21 |  | 0
FALSE | 4A7A7048A1 | 288 | 3941636 | AMERICAN STANDARD, INC. | 4A7A6048E1 | AC | Split System: Air-Cooled Condensing Unit, Coil with Blower | 4A7A6048E1 |  | 4TXAD061BC3 | 13 | 16 | Yes | Yes | 2011-01-21 |  | 2
FALSE | 4A7A7048A1 | 288 | 3941637 | AMERICAN STANDARD, INC. | 4A7A6048E1 | AC | Split System: Air-Cooled Condensing Unit, Coil with Blower | 4A7A6048E1 |  | 4TXAD061BC3 | 12.5 | 16 | Yes | Yes | 2011-01-21 |  | 1
FALSE | 4A7A7048A1 | 288 | 3941638 | AMERICAN STANDARD, INC. | 4A7A6048E1 | AC | Split System: Air-Cooled Condensing Unit, Coil with Blower | 4A7A6048E1 |  | 4TXAD061BC3 | 13 | 16 | Yes | Yes | 2011-01-21 |  | 2
FALSE | 4A7A7048A1 | 288 | 3941640 | AMERICAN STANDARD, INC. | 4A7A6048E1 | AC | Split System: Air-Cooled Condensing Unit, Coil with Blower | 4A7A6048E1 |  | 4TXAD061BC3 | 13 | 16 | Yes | Yes | 2011-01-21 |  | 2
FALSE | 4A7A7048A1 | 288 | 3941645 | AMERICAN STANDARD, INC. | 4A7A6048E1 | AC | Split System: Air-Cooled Condensing Unit, Coil with Blower | 4A7A6048E1 |  | 4TXAD061BC3 | 12 | 15.5 | Yes | Yes | 2011-01-21 |  | 0
FALSE | 4A7A7048A1 | 288 | 3941646 | AMERICAN STANDARD, INC. | 4A7A6048E1 | AC | Split System: Air-Cooled Condensing Unit, Coil with Blower | 4A7A6048E1 |  | 4TXAD061BC3 | 12 | 15.5 | Yes | Yes | 2011-01-21 |  | 0
FALSE | 4A7A7048A1 | 288 | 3941647 | AMERICAN STANDARD, INC. | 4A7A6048E1 | AC | Split System: Air-Cooled Condensing Unit, Coil with Blower | 4A7A6048E1 |  | 4TXAD061BC3 | 12 | 15.5 | Yes | Yes | 2011-01-21 |  | 0
FALSE | 4A7A7048A1 | 288 | 3941649 | AMERICAN STANDARD, INC. | 4A7A6048E1 | AC | Split System: Air-Cooled Condensing Unit, Coil with Blower | 4A7A6048E1 |  | 4TXAD061BC3 | 12 | 15 | Yes | Yes | 2011-01-21 |  | 0
FALSE | 4A7A7048A1 | 288 | 3941650 | AMERICAN STANDARD, INC. | 4A7A6048E1 | AC | Split System: Air-Cooled Condensing Unit, Coil with Blower | 4A7A6048E1 |  | 4TXAD061BC3 | 12 | 16 | Yes | Yes | 2011-01-21 |  | 0
FALSE | 4A7A7048A1 | 288 | 3941651 | AMERICAN STANDARD, INC. | 4A7A6048E1 | AC | Split System: Air-Cooled Condensing Unit, Coil with Blower | 4A7A6048E1 |  | 4TXAD061BC3 | 12.5 | 16 | Yes | Yes | 2011-01-21 |  | 1
FALSE | 4A7A7048A1 | 288 | 3941653 | AMERICAN STANDARD, INC. | 4A7A6048E1 | AC | Split System: Air-Cooled Condensing Unit, Coil Alone | 4A7A6048E1 |  | 4TXAD064BC3 | 12 | 14.5 | Yes | Yes | 2011-01-21 |  | 0
FALSE | 4A7A7048A1 | 288 | 3941654 | AMERICAN STANDARD, INC. | 4A7A6048E1 | AC | Split System: Air-Cooled Condensing Unit, Coil with Blower | 4A7A6048E1 |  | 4TXAD064BC3 | 12 | 16 | Yes | Yes | 2011-01-21 |  | 0
FALSE | 4A7A7048A1 | 288 | 3941655 | AMERICAN STANDARD, INC. | 4A7A6048E1 | AC | Split System: Air-Cooled Condensing Unit, Coil with Blower | 4A7A6048E1 |  | 4TXAD064BC3 | 12 | 16 | Yes | Yes | 2011-01-21 |  | 0
FALSE | 4A7A7048A1 | 288 | 3941656 | AMERICAN STANDARD, INC. | 4A7A6048E1 | AC | Split System: Air-Cooled Condensing Unit, Coil with Blower | 4A7A6048E1 |  | 4TXAD064BC3 | 12.5 | 16.5 | Yes | Yes | 2011-01-21 |  | 1
FALSE | 4A7A7048A1 | 288 | 3941657 | AMERICAN STANDARD, INC. | 4A7A6048E1 | AC | Split System: Air-Cooled Condensing Unit, Coil with Blower | 4A7A6048E1 |  | 4TXAD064BC3 | 12 | 16 | Yes | Yes | 2011-01-21 |  | 0
FALSE | 4A7A7048A1 | 288 | 3941658 | AMERICAN STANDARD, INC. | 4A7A6048E1 | AC | Split System: Air-Cooled Condensing Unit, Coil with Blower | 4A7A6048E1 |  | 4TXAD064BC3 | 12 | 15.5 | Yes | Yes | 2011-01-21 |  | 0
FALSE | 4A7A7048A1 | 288 | 3941659 | AMERICAN STANDARD, INC. | 4A7A6048E1 | AC | Split System: Air-Cooled Condensing Unit, Coil with Blower | 4A7A6048E1 |  | 4TXAD064BC3 | 12.5 | 16 | Yes | Yes | 2011-01-21 |  | 1
FALSE | 4A7A7048A1 | 288 | 3941660 | AMERICAN STANDARD, INC. | 4A7A6048E1 | AC | Split System: Air-Cooled Condensing Unit, Coil with Blower | 4A7A6048E1 |  | 4TXAD064BC3 | 12.5 | 16 | Yes | Yes | 2011-01-21 |  | 1
FALSE | 4A7A7048A1 | 288 | 3941661 | AMERICAN STANDARD, INC. | 4A7A6048E1 | AC | Split System: Air-Cooled Condensing Unit, Coil with Blower | 4A7A6048E1 |  | 4TXAD064BC3 | 13 | 16.5 | Yes | Yes | 2011-01-21 |  | 2
FALSE | 4A7A7048A1 | 288 | 3941662 | AMERICAN STANDARD, INC. | 4A7A6048E1 | AC | Split System: Air-Cooled Condensing Unit, Coil with Blower | 4A7A6048E1 |  | 4TXAD064BC3 | 12 | 15.5 | Yes | Yes | 2011-01-21 |  | 0
FALSE | 4A7A7048A1 | 288 | 3941663 | AMERICAN STANDARD, INC. | 4A7A6048E1 | AC | Split System: Air-Cooled Condensing Unit, Coil with Blower | 4A7A6048E1 |  | 4TXAD064BC3 | 12 | 15.5 | Yes | Yes | 2011-01-21 |  | 0
FALSE | 4A7A7048A1 | 288 | 3941667 | AMERICAN STANDARD, INC. | 4A7A6048E1 | AC | Split System: Air-Cooled Condensing Unit, Coil with Blower | 4A7A6048E1 |  | 4TXAD064BC3 | 12.5 | 16 | Yes | Yes | 2011-01-21 |  | 1
FALSE | 4A7A7048A1 | 288 | 3941668 | AMERICAN STANDARD, INC. | 4A7A6048E1 | AC | Split System: Air-Cooled Condensing Unit, Coil with Blower | 4A7A6048E1 |  | 4TXAD064BC3 | 12 | 15 | Yes | Yes | 2011-01-21 |  | 0
FALSE | 4A7A7048A1 | 288 | 3941669 | AMERICAN STANDARD, INC. | 4A7A6048E1 | AC | Split System: Air-Cooled Condensing Unit, Coil with Blower | 4A7A6048E1 |  | 4TXAD064BC3 | 12.5 | 16 | Yes | Yes | 2011-01-21 |  | 1
FALSE | 4A7A7048A1 | 288 | 3941671 | AMERICAN STANDARD, INC. | 4A7A6048E1 | AC | Split System: Air-Cooled Condensing Unit, Coil with Blower | 4A7A6048E1 |  | 4TXAD064BC3 | 12 | 16 | Yes | Yes | 2011-01-21 |  | 0
FALSE | 4A7A7048A1 | 288 | 3941672 | AMERICAN STANDARD, INC. | 4A7A6048E1 | AC | Split System: Air-Cooled Condensing Unit, Coil with Blower | 4A7A6048E1 |  | 4TXAD064BC3 | 12 | 16 | Yes | Yes | 2011-01-21 |  | 0
FALSE | 4A7A7048A1 | 288 | 3941674 | AMERICAN STANDARD, INC. | 4A7A6048E1 | AC | Split System: Air-Cooled Condensing Unit, Coil with Blower | 4A7A6048E1 |  | 4TXAD064BC3 | 12.5 | 16 | Yes | Yes | 2011-01-21 |  | 1
FALSE | 4A7A7048A1 | 288 | 3941675 | AMERICAN STANDARD, INC. | 4A7A6048E1 | AC | Split System: Air-Cooled Condensing Unit, Coil with Blower | 4A7A6048E1 |  | 4TXAD064BC3 | 12 | 16 | Yes | Yes | 2011-01-21 |  | 0
FALSE | 4A7A7048A1 | 288 | 3941678 | AMERICAN STANDARD, INC. | 4A7A6048E1 | AC | Split System: Air-Cooled Condensing Unit, Coil with Blower | 4A7A6048E1 |  | 4TXAD064BC3 | 12 | 15.5 | Yes | Yes | 2011-01-21 |  | 0
FALSE | 4A7A7048A1 | 288 | 3941679 | AMERICAN STANDARD, INC. | 4A7A6048E1 | AC | Split System: Air-Cooled Condensing Unit, Coil with Blower | 4A7A6048E1 |  | 4TXAD064BC3 | 12.5 | 16.5 | Yes | Yes | 2011-01-21 |  | 1
FALSE | 4A7A7060A1 | 289 | 3941680 | AMERICAN STANDARD, INC. | 4A7A6060E1 | AC | Split System: Air-Cooled Condensing Unit, Coil with Blower | 4A7A6060E1 |  | 4TXAC060BC3 | 12 | 15 | Yes | Yes | 2011-01-21 |  | 0
FALSE | 4A7A7060A1 | 289 | 3941682 | AMERICAN STANDARD, INC. | 4A7A6060E1 | AC | Split System: Air-Cooled Condensing Unit, Coil with Blower | 4A7A6060E1 |  | 4TXAC060BC3 | 12 | 15 | Yes | Yes | 2011-01-21 |  | 0
FALSE | 4A7A7060A1 | 289 | 3941685 | AMERICAN STANDARD, INC. | 4A7A6060E1 | AC | Split System: Air-Cooled Condensing Unit, Coil with Blower | 4A7A6060E1 |  | 4TXAC060BC3 | 12 | 15 | Yes | Yes | 2011-01-21 |  | 0
FALSE | 4A7A7060A1 | 289 | 3941691 | AMERICAN STANDARD, INC. | 4A7A6060E1 | AC | Split System: Air-Cooled Condensing Unit, Coil with Blower | 4A7A6060E1 |  | 4TXAC060BC3 | 12 | 14.5 | Yes | Yes | 2011-01-21 |  | 0
FALSE | 4A7A7060A1 | 289 | 3941692 | AMERICAN STANDARD, INC. | 4A7A6060E1 | AC | Split System: Air-Cooled Condensing Unit, Coil with Blower | 4A7A6060E1 |  | 4TXAC060BC3 | 12 | 15 | Yes | Yes | 2011-01-21 |  | 0
FALSE | 4A7A7060A1 | 289 | 3941694 | AMERICAN STANDARD, INC. | 4A7A6060E1 | AC | Split System: Air-Cooled Condensing Unit, Coil with Blower | 4A7A6060E1 |  | 4TXAC060BC3 | 12 | 15 | Yes | Yes | 2011-01-21 |  | 0
FALSE | 4A7A7060A1 | 289 | 3941695 | AMERICAN STANDARD, INC. | 4A7A6060E1 | AC | Split System: Air-Cooled Condensing Unit, Coil with Blower | 4A7A6060E1 |  | 4TXAC060BC3 | 12 | 15 | Yes | Yes | 2011-01-21 |  | 0
FALSE | 4A7A7060A1 | 289 | 3941697 | AMERICAN STANDARD, INC. | 4A7A6060E1 | AC | Split System: Air-Cooled Condensing Unit, Coil with Blower | 4A7A6060E1 |  | 4TXAC060BC3 | 12 | 15 | Yes | Yes | 2011-01-21 |  | 0
FALSE | 4A7A7060A1 | 289 | 3941699 | AMERICAN STANDARD, INC. | 4A7A6060E1 | AC | Split System: Air-Cooled Condensing Unit, Coil with Blower | 4A7A6060E1 |  | 4TXAC060BC3 | 12 | 15 | Yes | Yes | 2011-01-21 |  | 0
FALSE | 4A7A7060A1 | 289 | 3941700 | AMERICAN STANDARD, INC. | 4A7A6060E1 | AC | Split System: Air-Cooled Condensing Unit, Coil with Blower | 4A7A6060E1 |  | 4TXAC060BC3 | 12 | 15 | Yes | Yes | 2011-01-21 |  | 0
FALSE | 4A7A7060A1 | 289 | 3941704 | AMERICAN STANDARD, INC. | 4A7A6060E1 | AC | Split System: Air-Cooled Condensing Unit, Coil with Blower | 4A7A6060E1 |  | 4TXAC060BC3 | 12 | 15 | Yes | Yes | 2011-01-21 |  | 0
FALSE | 4A7A7060A1 | 289 | 3941707 | AMERICAN STANDARD, INC. | 4A7A6060E1 | AC | Split System: Air-Cooled Condensing Unit, Coil with Blower | 4A7A6060E1 |  | 4TXAD061BC3 | 12 | 15 | Yes | Yes | 2011-01-21 |  | 0
FALSE | 4A7A7060A1 | 289 | 3941708 | AMERICAN STANDARD, INC. | 4A7A6060E1 | AC | Split System: Air-Cooled Condensing Unit, Coil with Blower | 4A7A6060E1 |  | 4TXAD061BC3 | 12 | 15 | Yes | Yes | 2011-01-21 |  | 0
FALSE | 4A7A7060A1 | 289 | 3941712 | AMERICAN STANDARD, INC. | 4A7A6060E1 | AC | Split System: Air-Cooled Condensing Unit, Coil with Blower | 4A7A6060E1 |  | 4TXAD061BC3 | 12 | 15 | Yes | Yes | 2011-01-21 |  | 0
FALSE | 4A7A7060A1 | 289 | 3941713 | AMERICAN STANDARD, INC. | 4A7A6060E1 | AC | Split System: Air-Cooled Condensing Unit, Coil with Blower | 4A7A6060E1 |  | 4TXAD061BC3 | 12 | 15 | Yes | Yes | 2011-01-21 |  | 0
FALSE | 4A7A7060A1 | 289 | 3941717 | AMERICAN STANDARD, INC. | 4A7A6060E1 | AC | Split System: Air-Cooled Condensing Unit, Coil with Blower | 4A7A6060E1 |  | 4TXAD061BC3 | 12 | 15 | Yes | Yes | 2011-01-21 |  | 0
FALSE | 4A7A7060A1 | 289 | 3941718 | AMERICAN STANDARD, INC. | 4A7A6060E1 | AC | Split System: Air-Cooled Condensing Unit, Coil with Blower | 4A7A6060E1 |  | 4TXAD061BC3 | 12 | 15 | Yes | Yes | 2011-01-21 |  | 0
FALSE | 4A7A7060A1 | 289 | 3941721 | AMERICAN STANDARD, INC. | 4A7A6060E1 | AC | Split System: Air-Cooled Condensing Unit, Coil with Blower | 4A7A6060E1 |  | 4TXAD061BC3 | 12 | 15 | Yes | Yes | 2011-01-21 |  | 0
FALSE | 4A7A7060A1 | 289 | 3941723 | AMERICAN STANDARD, INC. | 4A7A6060E1 | AC | Split System: Air-Cooled Condensing Unit, Coil with Blower | 4A7A6060E1 |  | 4TXAD061BC3 | 12 | 15 | Yes | Yes | 2011-01-21 |  | 0
FALSE | 4A7A7060A1 | 289 | 3941726 | AMERICAN STANDARD, INC. | 4A7A6060E1 | AC | Split System: Air-Cooled Condensing Unit, Coil with Blower | 4A7A6060E1 |  | 4TXAD061BC3 | 12 | 15 | Yes | Yes | 2011-01-21 |  | 0
FALSE | 4A7A7060A1 | 289 | 3941729 | AMERICAN STANDARD, INC. | 4A7A6060E1 | AC | Split System: Air-Cooled Condensing Unit, Coil with Blower | 4A7A6060E1 |  | 4TXAD061BC3 | 12 | 15 | Yes | Yes | 2011-01-21 |  | 0
FALSE | 4A7A7060A1 | 289 | 3941730 | AMERICAN STANDARD, INC. | 4A7A6060E1 | AC | Split System: Air-Cooled Condensing Unit, Coil with Blower | 4A7A6060E1 |  | 4TXAD061BC3 | 12 | 15 | Yes | Yes | 2011-01-21 |  | 0
FALSE | 4A7A7060A1 | 289 | 3941732 | AMERICAN STANDARD, INC. | 4A7A6060E1 | AC | Split System: Air-Cooled Condensing Unit, Coil with Blower | 4A7A6060E1 |  | 4TXAD061BC3 | 12 | 15 | Yes | Yes | 2011-01-21 |  | 0
FALSE | 4A7A7060A1 | 289 | 3941734 | AMERICAN STANDARD, INC. | 4A7A6060E1 | AC | Split System: Air-Cooled Condensing Unit, Coil with Blower | 4A7A6060E1 |  | 4TXAD064BC3 | 12 | 15.5 | Yes | Yes | 2011-01-21 |  | 0
FALSE | 4A7A7060A1 | 289 | 3941735 | AMERICAN STANDARD, INC. | 4A7A6060E1 | AC | Split System: Air-Cooled Condensing Unit, Coil with Blower | 4A7A6060E1 |  | 4TXAD064BC3 | 12 | 15 | Yes | Yes | 2011-01-21 |  | 0
FALSE | 4A7A7060A1 | 289 | 3941740 | AMERICAN STANDARD, INC. | 4A7A6060E1 | AC | Split System: Air-Cooled Condensing Unit, Coil with Blower | 4A7A6060E1 |  | 4TXAD064BC3 | 12 | 15.5 | Yes | Yes | 2011-01-21 |  | 0
FALSE | 4A7A7060A1 | 289 | 3941744 | AMERICAN STANDARD, INC. | 4A7A6060E1 | AC | Split System: Air-Cooled Condensing Unit, Coil with Blower | 4A7A6060E1 |  | 4TXAD064BC3 | 12 | 15 | Yes | Yes | 2011-01-21 |  | 0
FALSE | 4A7A7060A1 | 289 | 3941745 | AMERICAN STANDARD, INC. | 4A7A6060E1 | AC | Split System: Air-Cooled Condensing Unit, Coil with Blower | 4A7A6060E1 |  | 4TXAD064BC3 | 12 | 15.5 | Yes | Yes | 2011-01-21 |  | 0
FALSE | 4A7A7060A1 | 289 | 3941751 | AMERICAN STANDARD, INC. | 4A7A6060E1 | AC | Split System: Air-Cooled Condensing Unit, Coil with Blower | 4A7A6060E1 |  | 4TXAD064BC3 | 12 | 15 | Yes | Yes | 2011-01-21 |  | 0
FALSE | 4A7A7060A1 | 289 | 3941752 | AMERICAN STANDARD, INC. | 4A7A6060E1 | AC | Split System: Air-Cooled Condensing Unit, Coil with Blower | 4A7A6060E1 |  | 4TXAD064BC3 | 12 | 15.5 | Yes | Yes | 2011-01-21 |  | 0
FALSE | 4A7A7060A1 | 289 | 3941756 | AMERICAN STANDARD, INC. | 4A7A6060E1 | AC | Split System: Air-Cooled Condensing Unit, Coil with Blower | 4A7A6060E1 |  | 4TXAD064BC3 | 12 | 15 | Yes | Yes | 2011-01-21 |  | 0
FALSE | 4A7A7060A1 | 289 | 3941758 | AMERICAN STANDARD, INC. | 4A7A6060E1 | AC | Split System: Air-Cooled Condensing Unit, Coil with Blower | 4A7A6060E1 |  | 4TXAD064BC3 | 12 | 15.5 | Yes | Yes | 2011-01-21 |  | 0
FALSE | 4A7A7060A1 | 289 | 3941760 | AMERICAN STANDARD, INC. | 4A7A6060E1 | AC | Split System: Air-Cooled Condensing Unit, Coil with Blower | 4A7A6060E1 |  | 4TXAD064BC3 | 12 | 15 | Yes | Yes | 2011-01-21 |  | 0
FALSE | 4A7A7048A1 | 288 | 3941766 | TRANE | 4TTX6048E1 | AC | Split System: Air-Cooled Condensing Unit, Coil Alone | 4A7A6048E1 |  | 4TXAB048BC3 | 12 | 14.5 | Yes | Yes | 2011-03-16 |  | 0
FALSE | 4A7A7048A1 | 288 | 3941773 | TRANE | 4TTX6048E1 | AC | Split System: Air-Cooled Condensing Unit, Coil with Blower | 4A7A6048E1 |  | 4TXAC043BC3 | 12 | 15.5 | Yes | Yes | 2011-03-16 |  | 0
FALSE | 4A7A7048A1 | 288 | 3941774 | TRANE | 4TTX6048E1 | AC | Split System: Air-Cooled Condensing Unit, Coil with Blower | 4A7A6048E1 |  | 4TXAC043BC3 | 12 | 15.5 | Yes | Yes | 2011-03-16 |  | 0
FALSE | 4A7A7048A1 | 288 | 3941775 | TRANE | 4TTX6048E1 | AC | Split System: Air-Cooled Condensing Unit, Coil with Blower | 4A7A6048E1 |  | 4TXAC043BC3 | 12 | 15 | Yes | Yes | 2011-03-16 |  | 0
FALSE | 4A7A7048A1 | 288 | 3941777 | TRANE | 4TTX6048E1 | AC | Split System: Air-Cooled Condensing Unit, Coil with Blower | 4A7A6048E1 |  | 4TXAC043BC3 | 12 | 15 | Yes | Yes | 2011-03-16 |  | 0
FALSE | 4A7A7048A1 | 288 | 3941778 | TRANE | 4TTX6048E1 | AC | Split System: Air-Cooled Condensing Unit, Coil with Blower | 4A7A6048E1 |  | 4TXAC043BC3 | 12 | 15.5 | Yes | Yes | 2011-03-16 |  | 0
FALSE | 4A7A7048A1 | 288 | 3941779 | TRANE | 4TTX6048E1 | AC | Split System: Air-Cooled Condensing Unit, Coil with Blower | 4A7A6048E1 |  | 4TXAC043BC3 | 12 | 15 | Yes | Yes | 2011-03-16 |  | 0
FALSE | 4A7A7048A1 | 288 | 3941780 | TRANE | 4TTX6048E1 | AC | Split System: Air-Cooled Condensing Unit, Coil with Blower | 4A7A6048E1 |  | 4TXAC043BC3 | 12 | 15 | Yes | Yes | 2011-03-16 |  | 0
FALSE | 4A7A7048A1 | 288 | 3941781 | TRANE | 4TTX6048E1 | AC | Split System: Air-Cooled Condensing Unit, Coil with Blower | 4A7A6048E1 |  | 4TXAC043BC3 | 12 | 15.5 | Yes | Yes | 2011-03-16 |  | 0
FALSE | 4A7A7048A1 | 288 | 3941782 | TRANE | 4TTX6048E1 | AC | Split System: Air-Cooled Condensing Unit, Coil with Blower | 4A7A6048E1 |  | 4TXAC043BC3 | 12 | 15.5 | Yes | Yes | 2011-03-16 |  | 0
FALSE | 4A7A7048A1 | 288 | 3941783 | TRANE | 4TTX6048E1 | AC | Split System: Air-Cooled Condensing Unit, Coil with Blower | 4A7A6048E1 |  | 4TXAC043BC3 | 12 | 15.5 | Yes | Yes | 2011-03-16 |  | 0
FALSE | 4A7A7048A1 | 288 | 3941784 | TRANE | 4TTX6048E1 | AC | Split System: Air-Cooled Condensing Unit, Coil with Blower | 4A7A6048E1 |  | 4TXAC043BC3 | 12 | 15 | Yes | Yes | 2011-03-16 |  | 0
FALSE | 4A7A7048A1 | 288 | 3941785 | TRANE | 4TTX6048E1 | AC | Split System: Air-Cooled Condensing Unit, Coil Alone | 4A7A6048E1 |  | 4TXAC044BC3 | 12 | 14.5 | Yes | Yes | 2011-03-16 |  | 0
FALSE | 4A7A7048A1 | 288 | 3941786 | TRANE | 4TTX6048E1 | AC | Split System: Air-Cooled Condensing Unit, Coil with Blower | 4A7A6048E1 |  | 4TXAC044BC3 | 12 | 16 | Yes | Yes | 2011-03-16 |  | 0
FALSE | 4A7A7048A1 | 288 | 3941787 | TRANE | 4TTX6048E1 | AC | Split System: Air-Cooled Condensing Unit, Coil with Blower | 4A7A6048E1 |  | 4TXAC044BC3 | 12 | 16 | Yes | Yes | 2011-03-16 |  | 0
FALSE | 4A7A7048A1 | 288 | 3941788 | TRANE | 4TTX6048E1 | AC | Split System: Air-Cooled Condensing Unit, Coil with Blower | 4A7A6048E1 |  | 4TXAC044BC3 | 12 | 15.5 | Yes | Yes | 2011-03-16 |  | 0
FALSE | 4A7A7048A1 | 288 | 3941789 | TRANE | 4TTX6048E1 | AC | Split System: Air-Cooled Condensing Unit, Coil with Blower | 4A7A6048E1 |  | 4TXAC044BC3 | 12 | 16 | Yes | Yes | 2011-03-16 |  | 0
FALSE | 4A7A7048A1 | 288 | 3941790 | TRANE | 4TTX6048E1 | AC | Split System: Air-Cooled Condensing Unit, Coil with Blower | 4A7A6048E1 |  | 4TXAC044BC3 | 12 | 16 | Yes | Yes | 2011-03-16 |  | 0
FALSE | 4A7A7048A1 | 288 | 3941791 | TRANE | 4TTX6048E1 | AC | Split System: Air-Cooled Condensing Unit, Coil with Blower | 4A7A6048E1 |  | 4TXAC044BC3 | 12 | 16 | Yes | Yes | 2011-03-16 |  | 0
FALSE | 4A7A7048A1 | 288 | 3941872 | TRANE | 4TTX6048E1 | AC | Split System: Air-Cooled Condensing Unit, Coil with Blower | 4A7A6048E1 |  | 4TXAD061BC3 | 12.5 | 16 | Yes | Yes | 2011-03-16 |  | 1
FALSE | 4A7A7048A1 | 288 | 3941873 | TRANE | 4TTX6048E1 | AC | Split System: Air-Cooled Condensing Unit, Coil with Blower | 4A7A6048E1 |  | 4TXAD061BC3 | 13 | 16 | Yes | Yes | 2011-03-16 |  | 2
FALSE | 4A7A7048A1 | 288 | 3941874 | TRANE | 4TTX6048E1 | AC | Split System: Air-Cooled Condensing Unit, Coil with Blower | 4A7A6048E1 |  | 4TXAD061BC3 | 13 | 16 | Yes | Yes | 2011-03-16 |  | 2
FALSE | 4A7A7048A1 | 288 | 3941875 | TRANE | 4TTX6048E1 | AC | Split System: Air-Cooled Condensing Unit, Coil with Blower | 4A7A6048E1 |  | 4TXAD061BC3 | 12.5 | 16 | Yes | Yes | 2011-03-16 |  | 1
FALSE | 4A7A7048A1 | 288 | 3941876 | TRANE | 4TTX6048E1 | AC | Split System: Air-Cooled Condensing Unit, Coil with Blower | 4A7A6048E1 |  | 4TXAD061BC3 | 12.5 | 16 | Yes | Yes | 2011-03-16 |  | 1
FALSE | 4A7A7048A1 | 288 | 3941877 | TRANE | 4TTX6048E1 | AC | Split System: Air-Cooled Condensing Unit, Coil with Blower | 4A7A6048E1 |  | 4TXAD061BC3 | 12 | 16 | Yes | Yes | 2011-03-16 |  | 0
FALSE | 4A7A7048A1 | 288 | 3941878 | TRANE | 4TTX6048E1 | AC | Split System: Air-Cooled Condensing Unit, Coil with Blower | 4A7A6048E1 |  | 4TXAD061BC3 | 12 | 15.5 | Yes | Yes | 2011-03-16 |  | 0
FALSE | 4A7A7048A1 | 288 | 3941879 | TRANE | 4TTX6048E1 | AC | Split System: Air-Cooled Condensing Unit, Coil with Blower | 4A7A6048E1 |  | 4TXAD061BC3 | 12 | 15.5 | Yes | Yes | 2011-03-16 |  | 0
FALSE | 4A7A7048A1 | 288 | 3941880 | TRANE | 4TTX6048E1 | AC | Split System: Air-Cooled Condensing Unit, Coil with Blower | 4A7A6048E1 |  | 4TXAD061BC3 | 12 | 15.5 | Yes | Yes | 2011-03-16 |  | 0
FALSE | 4A7A7048A1 | 288 | 3941881 | TRANE | 4TTX6048E1 | AC | Split System: Air-Cooled Condensing Unit, Coil with Blower | 4A7A6048E1 |  | 4TXAD061BC3 | 12 | 15 | Yes | Yes | 2011-03-16 |  | 0
FALSE | 4A7A7048A1 | 288 | 3941882 | TRANE | 4TTX6048E1 | AC | Split System: Air-Cooled Condensing Unit, Coil with Blower | 4A7A6048E1 |  | 4TXAD061BC3 | 12 | 15 | Yes | Yes | 2011-03-16 |  | 0
FALSE | 4A7A7048A1 | 288 | 3941883 | TRANE | 4TTX6048E1 | AC | Split System: Air-Cooled Condensing Unit, Coil with Blower | 4A7A6048E1 |  | 4TXAD061BC3 | 12 | 16 | Yes | Yes | 2011-03-16 |  | 0
FALSE | 4A7A7048A1 | 288 | 3941884 | TRANE | 4TTX6048E1 | AC | Split System: Air-Cooled Condensing Unit, Coil with Blower | 4A7A6048E1 |  | 4TXAD061BC3 | 12.5 | 16 | Yes | Yes | 2011-03-16 |  | 1
FALSE | 4A7A7048A1 | 288 | 3941885 | TRANE | 4TTX6048E1 | AC | Split System: Air-Cooled Condensing Unit, Coil with Blower | 4A7A6048E1 |  | 4TXAD061BC3 | 12.5 | 16 | Yes | Yes | 2011-03-16 |  | 1
FALSE | 4A7A7048A1 | 288 | 3941886 | TRANE | 4TTX6048E1 | AC | Split System: Air-Cooled Condensing Unit, Coil Alone | 4A7A6048E1 |  | 4TXAD064BC3 | 12 | 14.5 | Yes | Yes | 2011-03-16 |  | 0
FALSE | 4A7A7048A1 | 288 | 3941887 | TRANE | 4TTX6048E1 | AC | Split System: Air-Cooled Condensing Unit, Coil with Blower | 4A7A6048E1 |  | 4TXAD064BC3 | 12 | 16 | Yes | Yes | 2011-03-16 |  | 0
FALSE | 4A7A7048A1 | 288 | 3941888 | TRANE | 4TTX6048E1 | AC | Split System: Air-Cooled Condensing Unit, Coil with Blower | 4A7A6048E1 |  | 4TXAD064BC3 | 12 | 16 | Yes | Yes | 2011-03-16 |  | 0
FALSE | 4A7A7048A1 | 288 | 3941889 | TRANE | 4TTX6048E1 | AC | Split System: Air-Cooled Condensing Unit, Coil with Blower | 4A7A6048E1 |  | 4TXAD064BC3 | 12.5 | 16.5 | Yes | Yes | 2011-03-16 |  | 1
FALSE | 4A7A7048A1 | 288 | 3941890 | TRANE | 4TTX6048E1 | AC | Split System: Air-Cooled Condensing Unit, Coil with Blower | 4A7A6048E1 |  | 4TXAD064BC3 | 12 | 16 | Yes | Yes | 2011-03-16 |  | 0
FALSE | 4A7A7048A1 | 288 | 3941891 | TRANE | 4TTX6048E1 | AC | Split System: Air-Cooled Condensing Unit, Coil with Blower | 4A7A6048E1 |  | 4TXAD064BC3 | 12 | 15.5 | Yes | Yes | 2011-03-16 |  | 0
FALSE | 4TTR6049B1 | 3692 | 3942332 | AMERICAN STANDARD, INC. | 4A7A5049E1 | AC | Split System: Air-Cooled Condensing Unit, Coil with Blower | 4TTR5049E1 |  | 4TXAC049BC3 | 12 | 14.5 | Yes | Yes | 2011-02-28 |  | 0
FALSE | 4TTR6049B1 | 3692 | 3942333 | AMERICAN STANDARD, INC. | 4A7A5049E1 | AC | Split System: Air-Cooled Condensing Unit, Coil with Blower | 4TTR5049E1 |  | 4TXAC049BC3 | 12.5 | 15 | Yes | Yes | 2011-02-28 |  | 1
FALSE | 4TTR6049B1 | 3692 | 3942334 | AMERICAN STANDARD, INC. | 4A7A5049E1 | AC | Split System: Air-Cooled Condensing Unit, Coil with Blower | 4TTR5049E1 |  | 4TXAC049BC3 | 12.5 | 15.5 | Yes | Yes | 2011-02-28 |  | 1
FALSE | 4TTR6049B1 | 3692 | 3942335 | AMERICAN STANDARD, INC. | 4A7A5049E1 | AC | Split System: Air-Cooled Condensing Unit, Coil with Blower | 4TTR5049E1 |  | 4TXAC049BC3 | 13 | 15.5 | Yes | Yes | 2011-02-28 |  | 1
FALSE | 4TTR6049B1 | 3692 | 3942336 | AMERICAN STANDARD, INC. | 4A7A5049E1 | AC | Split System: Air-Cooled Condensing Unit, Coil with Blower | 4TTR5049E1 |  | 4TXAC049BC3 | 13 | 15.5 | Yes | Yes | 2011-02-28 |  | 1
FALSE | 4TTR6049B1 | 3692 | 3942337 | AMERICAN STANDARD, INC. | 4A7A5049E1 | AC | Split System: Air-Cooled Condensing Unit, Coil with Blower | 4TTR5049E1 |  | 4TXAC049BC3 | 12 | 14.5 | Yes | Yes | 2011-02-28 |  | 0
FALSE | 4TTR6049B1 | 3692 | 3942338 | AMERICAN STANDARD, INC. | 4A7A5049E1 | AC | Split System: Air-Cooled Condensing Unit, Coil with Blower | 4TTR5049E1 |  | 4TXAC049BC3 | 13 | 16 | Yes | Yes | 2011-02-28 |  | 2
FALSE | 4TTR6049B1 | 3692 | 3942339 | AMERICAN STANDARD, INC. | 4A7A5049E1 | AC | Split System: Air-Cooled Condensing Unit, Coil with Blower | 4TTR5049E1 |  | 4TXAC049BC3 | 12 | 14.5 | Yes | Yes | 2011-02-28 |  | 0
FALSE | 4TTR6049B1 | 3692 | 3942340 | AMERICAN STANDARD, INC. | 4A7A5049E1 | AC | Split System: Air-Cooled Condensing Unit, Coil with Blower | 4TTR5049E1 |  | 4TXAC049BC3 | 12.5 | 15 | Yes | Yes | 2011-02-28 |  | 1
FALSE | 4TTR6049B1 | 3692 | 3942341 | AMERICAN STANDARD, INC. | 4A7A5049E1 | AC | Split System: Air-Cooled Condensing Unit, Coil with Blower | 4TTR5049E1 |  | 4TXAC049BC3 | 13 | 16 | Yes | Yes | 2011-02-28 |  | 2
FALSE | 4TTR6049B1 | 3692 | 3942342 | AMERICAN STANDARD, INC. | 4A7A5049E1 | AC | Split System: Air-Cooled Condensing Unit, Coil with Blower | 4TTR5049E1 |  | 4TXAC049BC3 | 12.5 | 15.5 | Yes | Yes | 2011-02-28 |  | 1
FALSE | 4TTR6049B1 | 3692 | 3942344 | AMERICAN STANDARD, INC. | 4A7A5049E1 | AC | Split System: Air-Cooled Condensing Unit, Coil with Blower | 4TTR5049E1 |  | 4TXAC049BC3 | 13 | 15.5 | Yes | Yes | 2011-02-28 |  | 1
FALSE | 4TTR6049B1 | 3692 | 3942345 | AMERICAN STANDARD, INC. | 4A7A5049E1 | AC | Split System: Air-Cooled Condensing Unit, Coil with Blower | 4TTR5049E1 |  | 4TXAC049BC3 | 12 | 14.5 | Yes | Yes | 2011-02-28 |  | 0
FALSE | 4TTR6049B1 | 3692 | 3942346 | AMERICAN STANDARD, INC. | 4A7A5049E1 | AC | Split System: Air-Cooled Condensing Unit, Coil with Blower | 4TTR5049E1 |  | 4TXAC060BC3 | 13 | 15.5 | Yes | Yes | 2011-02-28 |  | 1
FALSE | 4TTR6049B1 | 3692 | 3942348 | AMERICAN STANDARD, INC. | 4A7A5049E1 | AC | Split System: Air-Cooled Condensing Unit, Coil with Blower | 4TTR5049E1 |  | 4TXAC060BC3 | 13 | 15.5 | Yes | Yes | 2011-02-28 |  | 1
FALSE | 4TTR6049B1 | 3692 | 3942349 | AMERICAN STANDARD, INC. | 4A7A5049E1 | AC | Split System: Air-Cooled Condensing Unit, Coil with Blower | 4TTR5049E1 |  | 4TXAC060BC3 | 12 | 14.5 | Yes | Yes | 2011-02-28 |  | 0
FALSE | 4TTR6049B1 | 3692 | 3942351 | AMERICAN STANDARD, INC. | 4A7A5049E1 | AC | Split System: Air-Cooled Condensing Unit, Coil with Blower | 4TTR5049E1 |  | 4TXAC060BC3 | 12 | 15 | Yes | Yes | 2011-02-28 |  | 0
FALSE | 4TTR6049B1 | 3692 | 3942352 | AMERICAN STANDARD, INC. | 4A7A5049E1 | AC | Split System: Air-Cooled Condensing Unit, Coil with Blower | 4TTR5049E1 |  | 4TXAC060BC3 | 12.5 | 15 | Yes | Yes | 2011-02-28 |  | 1
FALSE | 4TTR6049B1 | 3692 | 3942431 | AMERICAN STANDARD, INC. | 4A7A5049E1 | AC | Split System: Air-Cooled Condensing Unit, Coil with Blower | 4TTR5049E1 |  | 4TXAD061BC3 | 13 | 16 | Yes | Yes | 2011-02-28 |  | 2
FALSE | 4TTR6049B1 | 3692 | 3942433 | AMERICAN STANDARD, INC. | 4A7A5049E1 | AC | Split System: Air-Cooled Condensing Unit, Coil with Blower | 4TTR5049E1 |  | 4TXAD061BC3 | 13 | 16 | Yes | Yes | 2011-02-28 |  | 2
FALSE | 4TTR6049B1 | 3692 | 3942434 | AMERICAN STANDARD, INC. | 4A7A5049E1 | AC | Split System: Air-Cooled Condensing Unit, Coil with Blower | 4TTR5049E1 |  | 4TXAD061BC3 | 13 | 16 | Yes | Yes | 2011-02-28 |  | 2
FALSE | 4TTR6049B1 | 3692 | 3942435 | AMERICAN STANDARD, INC. | 4A7A5049E1 | AC | Split System: Air-Cooled Condensing Unit, Coil with Blower | 4TTR5049E1 |  | 4TXAD061BC3 | 13 | 16 | Yes | Yes | 2011-02-28 |  | 2
FALSE | 4TTR6049B1 | 3692 | 3942436 | AMERICAN STANDARD, INC. | 4A7A5049E1 | AC | Split System: Air-Cooled Condensing Unit, Coil with Blower | 4TTR5049E1 |  | 4TXAD061BC3 | 13 | 16 | Yes | Yes | 2011-02-28 |  | 2
FALSE | 4TTR6049B1 | 3692 | 3942437 | AMERICAN STANDARD, INC. | 4A7A5049E1 | AC | Split System: Air-Cooled Condensing Unit, Coil with Blower | 4TTR5049E1 |  | 4TXAD061BC3 | 12.5 | 15 | Yes | Yes | 2011-02-28 |  | 1
FALSE | 4TTR6049B1 | 3692 | 3942438 | AMERICAN STANDARD, INC. | 4A7A5049E1 | AC | Split System: Air-Cooled Condensing Unit, Coil with Blower | 4TTR5049E1 |  | 4TXAD061BC3 | 13 | 15.5 | Yes | Yes | 2011-02-28 |  | 1
FALSE | 4TTR6049B1 | 3692 | 3942439 | AMERICAN STANDARD, INC. | 4A7A5049E1 | AC | Split System: Air-Cooled Condensing Unit, Coil with Blower | 4TTR5049E1 |  | 4TXAD061BC3 | 12.5 | 15.5 | Yes | Yes | 2011-02-28 |  | 1
FALSE | 4TTR6049B1 | 3692 | 3942440 | AMERICAN STANDARD, INC. | 4A7A5049E1 | AC | Split System: Air-Cooled Condensing Unit, Coil with Blower | 4TTR5049E1 |  | 4TXAD061BC3 | 12.5 | 15.5 | Yes | Yes | 2011-02-28 |  | 1
FALSE | 4TTR6049B1 | 3692 | 3942441 | AMERICAN STANDARD, INC. | 4A7A5049E1 | AC | Split System: Air-Cooled Condensing Unit, Coil with Blower | 4TTR5049E1 |  | 4TXAD061BC3 | 13 | 15.5 | Yes | Yes | 2011-02-28 |  | 1
FALSE | 4TTR6049B1 | 3692 | 3942442 | AMERICAN STANDARD, INC. | 4A7A5049E1 | AC | Split System: Air-Cooled Condensing Unit, Coil with Blower | 4TTR5049E1 |  | 4TXAD061BC3 | 13 | 16 | Yes | Yes | 2011-02-28 |  | 2
FALSE | 4TTR6049B1 | 3692 | 3942443 | AMERICAN STANDARD, INC. | 4A7A5049E1 | AC | Split System: Air-Cooled Condensing Unit, Coil with Blower | 4TTR5049E1 |  | 4TXAD061BC3 | 13 | 16 | Yes | Yes | 2011-02-28 |  | 2
FALSE | 4TTR6049B1 | 3692 | 3942444 | AMERICAN STANDARD, INC. | 4A7A5049E1 | AC | Split System: Air-Cooled Condensing Unit, Coil with Blower | 4TTR5049E1 |  | 4TXAD064BC3 | 12 | 15 | Yes | Yes | 2011-02-28 |  | 0
FALSE | 4TTR6049B1 | 3692 | 3942445 | AMERICAN STANDARD, INC. | 4A7A5049E1 | AC | Split System: Air-Cooled Condensing Unit, Coil with Blower | 4TTR5049E1 |  | 4TXAD064BC3 | 12.5 | 15 | Yes | Yes | 2011-02-28 |  | 1
FALSE | 4TTR6049B1 | 3692 | 3942446 | AMERICAN STANDARD, INC. | 4A7A5049E1 | AC | Split System: Air-Cooled Condensing Unit, Coil with Blower | 4TTR5049E1 |  | 4TXAD064BC3 | 13 | 16 | Yes | Yes | 2011-02-28 |  | 2
FALSE | 4TTR6049B1 | 3692 | 3942448 | AMERICAN STANDARD, INC. | 4A7A5049E1 | AC | Split System: Air-Cooled Condensing Unit, Coil with Blower | 4TTR5049E1 |  | 4TXAD064BC3 | 13 | 16 | Yes | Yes | 2011-02-28 |  | 2
FALSE | 4TTR6049B1 | 3692 | 3942449 | AMERICAN STANDARD, INC. | 4A7A5049E1 | AC | Split System: Air-Cooled Condensing Unit, Coil with Blower | 4TTR5049E1 |  | 4TXAD064BC3 | 13 | 16 | Yes | Yes | 2011-02-28 |  | 2
FALSE | 4TTR6049B1 | 3692 | 3942451 | AMERICAN STANDARD, INC. | 4A7A5049E1 | AC | Split System: Air-Cooled Condensing Unit, Coil with Blower | 4TTR5049E1 |  | 4TXAD064BC3 | 13 | 15.5 | Yes | Yes | 2011-02-28 |  | 1
FALSE | XC21-024-230-10 | 2324 | 3945817 | LENNOX INDUSTRIES, INC. | XC21-024-230-05 | AC | Split System: Air-Cooled Condensing Unit, Coil Alone | XC21-024-230-05 |  | CX34-18/24+TDR | 12.2 | 16 | Yes | Yes | 2011-01-21 |  | 0
FALSE | XC21-024-230-10 | 2324 | 3945818 | LENNOX INDUSTRIES, INC. | XC21-024-230-05 | AC | Split System: Air-Cooled Condensing Unit, Coil Alone | XC21-024-230-05 |  | CX34-25+TDR | 13 | 17 | Yes | Yes | 2011-01-21 |  | 2
FALSE | XC21-024-230-10 | 2324 | 3945819 | LENNOX INDUSTRIES, INC. | XC21-024-230-05 | AC | Split System: Air-Cooled Condensing Unit, Coil Alone | XC21-024-230-05 |  | CX34-30+TDR | 12.5 | 16.2 | Yes | Yes | 2011-01-21 |  | 1
FALSE | XC21-024-230-10 | 2324 | 3945839 | LENNOX INDUSTRIES, INC. | XC21-024-230-05 | AC | Split System: Air-Cooled Condensing Unit, Coil Alone | XC21-024-230-05 |  | CH33-42+TDR+TXV | 13 | 17.2 | Yes | Yes | 2011-01-21 |  | 2
FALSE | XC21-024-230-10 | 2324 | 3945840 | LENNOX INDUSTRIES, INC. | XC21-024-230-05 | AC | Split System: Air-Cooled Condensing Unit, Coil Alone | XC21-024-230-05 |  | CH33-43B+TDR+TXV | 13.2 | 17.5 | Yes | Yes | 2011-01-21 |  | 2
FALSE | XC21-024-230-10 | 2324 | 3945841 | LENNOX INDUSTRIES, INC. | XC21-024-230-05 | AC | Split System: Air-Cooled Condensing Unit, Coil Alone | XC21-024-230-05 |  | CH33-43C+TDR+TXV | 13.2 | 17.5 | Yes | Yes | 2011-01-21 |  | 2
FALSE | XC21-024-230-10 | 2324 | 3945842 | LENNOX INDUSTRIES, INC. | XC21-024-230-05 | AC | Split System: Air-Cooled Condensing Unit, Coil with Blower | XC21-024-230-05 |  | CX34-18/24+TDR | 13.5 | 18.7 | Yes | Yes | 2011-01-21 |  | 3
FALSE | XC21-024-230-10 | 2324 | 3945843 | LENNOX INDUSTRIES, INC. | XC21-024-230-05 | AC | Split System: Air-Cooled Condensing Unit, Coil with Blower | XC21-024-230-05 |  | CX34-18/24+TDR | 13.7 | 19 | Yes | Yes | 2011-01-21 |  | 3
FALSE | XC21-024-230-10 | 2324 | 3945844 | LENNOX INDUSTRIES, INC. | XC21-024-230-05 | AC | Split System: Air-Cooled Condensing Unit, Coil with Blower | XC21-024-230-05 |  | CX34-18/24+TDR | 13.7 | 19 | Yes | Yes | 2011-01-21 |  | 3
FALSE | XC21-024-230-10 | 2324 | 3945845 | LENNOX INDUSTRIES, INC. | XC21-024-230-05 | AC | Split System: Air-Cooled Condensing Unit, Coil with Blower | XC21-024-230-05 |  | CX34-18/24+TDR | 13.7 | 19 | Yes | Yes | 2011-01-21 |  | 3
FALSE | XC21-024-230-10 | 2324 | 3945846 | LENNOX INDUSTRIES, INC. | XC21-024-230-05 | AC | Split System: Air-Cooled Condensing Unit, Coil with Blower | XC21-024-230-05 |  | CX34-18/24+TDR | 13.5 | 18.5 | Yes | Yes | 2011-01-21 |  | 3
FALSE | XC21-024-230-10 | 2324 | 3945847 | LENNOX INDUSTRIES, INC. | XC21-024-230-05 | AC | Split System: Air-Cooled Condensing Unit, Coil with Blower | XC21-024-230-05 |  | CX34-18/24+TDR | 13.5 | 18.5 | Yes | Yes | 2011-01-21 |  | 3
FALSE | XC21-024-230-10 | 2324 | 3945848 | LENNOX INDUSTRIES, INC. | XC21-024-230-05 | AC | Split System: Air-Cooled Condensing Unit, Coil with Blower | XC21-024-230-05 |  | CX34-18/24+TDR | 13.5 | 18.7 | Yes | Yes | 2011-01-21 |  | 3
FALSE | XC21-024-230-10 | 2324 | 3945849 | LENNOX INDUSTRIES, INC. | XC21-024-230-05 | AC | Split System: Air-Cooled Condensing Unit, Coil with Blower | XC21-024-230-05 |  | CX34-18/24+TDR | 13.7 | 18.7 | Yes | Yes | 2011-01-21 |  | 3
FALSE | XC21-024-230-10 | 2324 | 3945850 | LENNOX INDUSTRIES, INC. | XC21-024-230-05 | AC | Split System: Air-Cooled Condensing Unit, Coil with Blower | XC21-024-230-05 |  | CX34-25+TDR | 14.2 | 19.7 | Yes | Yes | 2011-01-21 |  | 3
FALSE | XC21-024-230-10 | 2324 | 3945851 | LENNOX INDUSTRIES, INC. | XC21-024-230-05 | AC | Split System: Air-Cooled Condensing Unit, Coil with Blower | XC21-024-230-05 |  | CX34-25+TDR | 14.5 | 20.2 | Yes | Yes | 2011-01-21 |  | 3
FALSE | XC21-024-230-10 | 2324 | 3945852 | LENNOX INDUSTRIES, INC. | XC21-024-230-05 | AC | Split System: Air-Cooled Condensing Unit, Coil with Blower | XC21-024-230-05 |  | CX34-25+TDR | 14.7 | 20.5 | Yes | Yes | 2011-01-21 |  | 3
FALSE | XC21-024-230-10 | 2324 | 3945853 | LENNOX INDUSTRIES, INC. | XC21-024-230-05 | AC | Split System: Air-Cooled Condensing Unit, Coil with Blower | XC21-024-230-05 |  | CX34-25+TDR | 14.2 | 20 | Yes | Yes | 2011-01-21 |  | 3
FALSE | XC21-024-230-10 | 2324 | 3945854 | LENNOX INDUSTRIES, INC. | XC21-024-230-05 | AC | Split System: Air-Cooled Condensing Unit, Coil with Blower | XC21-024-230-05 |  | CX34-25+TDR | 14.5 | 20 | Yes | Yes | 2011-01-21 |  | 3
FALSE | XC21-024-230-10 | 2324 | 3945855 | LENNOX INDUSTRIES, INC. | XC21-024-230-05 | AC | Split System: Air-Cooled Condensing Unit, Coil with Blower | XC21-024-230-05 |  | CX34-25+TDR | 14.2 | 20.2 | Yes | Yes | 2011-01-21 |  | 3
FALSE | XC21-024-230-10 | 2324 | 3945875 | LENNOX INDUSTRIES, INC. | XC21-024-230-05 | AC | Split System: Air-Cooled Condensing Unit, Coil with Blower | XC21-024-230-05 |  | CX34-36+TDR | 14.2 | 19.7 | Yes | Yes | 2011-01-21 |  | 3
FALSE | XC21-024-230-10 | 2324 | 3945876 | LENNOX INDUSTRIES, INC. | XC21-024-230-05 | AC | Split System: Air-Cooled Condensing Unit, Coil with Blower | XC21-024-230-05 |  | CX34-36+TDR | 14.2 | 20 | Yes | Yes | 2011-01-21 |  | 3
FALSE | XC21-024-230-10 | 2324 | 3945877 | LENNOX INDUSTRIES, INC. | XC21-024-230-05 | AC | Split System: Air-Cooled Condensing Unit, Coil with Blower | XC21-024-230-05 |  | CX34-36+TDR | 14.2 | 20 | Yes | Yes | 2011-01-21 |  | 3
FALSE | XC21-024-230-10 | 2324 | 3945878 | LENNOX INDUSTRIES, INC. | XC21-024-230-05 | AC | Split System: Air-Cooled Condensing Unit, Coil with Blower | XC21-024-230-05 |  | CX34-36+TDR | 14.5 | 20 | Yes | Yes | 2011-01-21 |  | 3
FALSE | XC21-024-230-10 | 2324 | 3945879 | LENNOX INDUSTRIES, INC. | XC21-024-230-05 | AC | Split System: Air-Cooled Condensing Unit, Coil with Blower | XC21-024-230-05 |  | CX34-38+TDR | 14.7 | 20.5 | Yes | Yes | 2011-01-21 |  | 3
FALSE | XC21-024-230-10 | 2324 | 3945880 | LENNOX INDUSTRIES, INC. | XC21-024-230-05 | AC | Split System: Air-Cooled Condensing Unit, Coil with Blower | XC21-024-230-05 |  | CX34-38+TDR | 15 | 20.7 | Yes | Yes | 2011-01-21 |  | 3
FALSE | XC21-024-230-10 | 2324 | 3945881 | LENNOX INDUSTRIES, INC. | XC21-024-230-05 | AC | Split System: Air-Cooled Condensing Unit, Coil with Blower | XC21-024-230-05 |  | CX34-38+TDR | 15 | 20.7 | Yes | Yes | 2011-01-21 |  | 3
FALSE | XC21-024-230-10 | 2324 | 3945882 | LENNOX INDUSTRIES, INC. | XC21-024-230-05 | AC | Split System: Air-Cooled Condensing Unit, Coil with Blower | XC21-024-230-05 |  | CX34-38+TDR | 15 | 20.7 | Yes | Yes | 2011-01-21 |  | 3
FALSE | XC21-024-230-10 | 2324 | 3945883 | LENNOX INDUSTRIES, INC. | XC21-024-230-05 | AC | Split System: Air-Cooled Condensing Unit, Coil with Blower | XC21-024-230-05 |  | CX34-38+TDR | 14.7 | 20.2 | Yes | Yes | 2011-01-21 |  | 3
FALSE | XC21-024-230-10 | 2324 | 3945884 | LENNOX INDUSTRIES, INC. | XC21-024-230-05 | AC | Split System: Air-Cooled Condensing Unit, Coil with Blower | XC21-024-230-05 |  | CX34-38+TDR | 14.7 | 20.5 | Yes | Yes | 2011-01-21 |  | 3
FALSE | XC21-024-230-10 | 2324 | 3945885 | LENNOX INDUSTRIES, INC. | XC21-024-230-05 | AC | Split System: Air-Cooled Condensing Unit, Coil with Blower | XC21-024-230-05 |  | CX34-38+TDR | 14.7 | 20.5 | Yes | Yes | 2011-01-21 |  | 3
FALSE | XC21-024-230-10 | 2324 | 3945886 | LENNOX INDUSTRIES, INC. | XC21-024-230-05 | AC | Split System: Air-Cooled Condensing Unit, Coil with Blower | XC21-024-230-05 |  | CX34-42+TDR | 14.5 | 20.2 | Yes | Yes | 2011-01-21 |  | 3
FALSE | XC21-024-230-10 | 2324 | 3945887 | LENNOX INDUSTRIES, INC. | XC21-024-230-05 | AC | Split System: Air-Cooled Condensing Unit, Coil with Blower | XC21-024-230-05 |  | CX34-42+TDR | 14.7 | 20.2 | Yes | Yes | 2011-01-21 |  | 3
FALSE | XC21-024-230-10 | 2324 | 3945888 | LENNOX INDUSTRIES, INC. | XC21-024-230-05 | AC | Split System: Air-Cooled Condensing Unit, Coil with Blower | XC21-024-230-05 |  | CX34-42+TDR | 14.2 | 19.7 | Yes | Yes | 2011-01-21 |  | 3
FALSE | XC21-024-230-10 | 2324 | 3945889 | LENNOX INDUSTRIES, INC. | XC21-024-230-05 | AC | Split System: Air-Cooled Condensing Unit, Coil with Blower | XC21-024-230-05 |  | CX34-42+TDR | 14.2 | 20 | Yes | Yes | 2011-01-21 |  | 3
FALSE | XC21-024-230-10 | 2324 | 3945890 | LENNOX INDUSTRIES, INC. | XC21-024-230-05 | AC | Split System: Air-Cooled Condensing Unit, Coil with Blower | XC21-024-230-05 |  | CX34-42+TDR | 14.2 | 20 | Yes | Yes | 2011-01-21 |  | 3
FALSE | XC21-024-230-10 | 2324 | 3945891 | LENNOX INDUSTRIES, INC. | XC21-024-230-05 | AC | Split System: Air-Cooled Condensing Unit, Coil with Blower | XC21-024-230-05 |  | CR33-24+TDR+TXV | 13.5 | 18.7 | Yes | Yes | 2011-01-21 |  | 3
FALSE | XC21-024-230-10 | 2324 | 3945892 | LENNOX INDUSTRIES, INC. | XC21-024-230-05 | AC | Split System: Air-Cooled Condensing Unit, Coil with Blower | XC21-024-230-05 |  | CR33-24+TDR+TXV | 13.5 | 18.7 | Yes | Yes | 2011-01-21 |  | 3
FALSE | XC21-024-230-10 | 2324 | 3945893 | LENNOX INDUSTRIES, INC. | XC21-024-230-05 | AC | Split System: Air-Cooled Condensing Unit, Coil with Blower | XC21-024-230-05 |  | CR33-24+TDR+TXV | 13.7 | 18.7 | Yes | Yes | 2011-01-21 |  | 3
FALSE | XC21-024-230-10 | 2324 | 3945894 | LENNOX INDUSTRIES, INC. | XC21-024-230-05 | AC | Split System: Air-Cooled Condensing Unit, Coil with Blower | XC21-024-230-05 |  | CR33-24+TDR+TXV | 13.5 | 18.7 | Yes | Yes | 2011-01-21 |  | 3
FALSE | XC21-024-230-10 | 2324 | 3945895 | LENNOX INDUSTRIES, INC. | XC21-024-230-05 | AC | Split System: Air-Cooled Condensing Unit, Coil with Blower | XC21-024-230-05 |  | CR33-30/36+TDR+TXV | 14.5 | 20.2 | Yes | Yes | 2011-01-21 |  | 3
FALSE | XC21-024-230-10 | 2324 | 3945896 | LENNOX INDUSTRIES, INC. | XC21-024-230-05 | AC | Split System: Air-Cooled Condensing Unit, Coil with Blower | XC21-024-230-05 |  | CR33-30/36+TDR+TXV | 14.5 | 20.5 | Yes | Yes | 2011-01-21 |  | 3
FALSE | XC21-024-230-10 | 2324 | 3945897 | LENNOX INDUSTRIES, INC. | XC21-024-230-05 | AC | Split System: Air-Cooled Condensing Unit, Coil with Blower | XC21-024-230-05 |  | CR33-30/36+TDR+TXV | 14.2 | 20.2 | Yes | Yes | 2011-01-21 |  | 3
FALSE | XC21-024-230-10 | 2324 | 3945898 | LENNOX INDUSTRIES, INC. | XC21-024-230-05 | AC | Split System: Air-Cooled Condensing Unit, Coil with Blower | XC21-024-230-05 |  | CR33-30/36+TDR+TXV | 14.5 | 20.2 | Yes | Yes | 2011-01-21 |  | 3
FALSE | XC21-024-230-10 | 2324 | 3945899 | LENNOX INDUSTRIES, INC. | XC21-024-230-05 | AC | Split System: Air-Cooled Condensing Unit, Coil with Blower | XC21-024-230-05 |  | CR33-30/36+TDR+TXV | 14.7 | 20.5 | Yes | Yes | 2011-01-21 |  | 3
FALSE | XC21-024-230-10 | 2324 | 3945900 | LENNOX INDUSTRIES, INC. | XC21-024-230-05 | AC | Split System: Air-Cooled Condensing Unit, Coil with Blower | XC21-024-230-05 |  | CR33-30/36+TDR+TXV | 14.7 | 20.5 | Yes | Yes | 2011-01-21 |  | 3
FALSE | XC21-024-230-10 | 2324 | 3945901 | LENNOX INDUSTRIES, INC. | XC21-024-230-05 | AC | Split System: Air-Cooled Condensing Unit, Coil with Blower | XC21-024-230-05 |  | CR33-30/36+TDR+TXV | 14.5 | 20.2 | Yes | Yes | 2011-01-21 |  | 3
FALSE | XC21-024-230-10 | 2324 | 3945902 | LENNOX INDUSTRIES, INC. | XC21-024-230-05 | AC | Split System: Air-Cooled Condensing Unit, Coil with Blower | XC21-024-230-05 |  | CR33-30/36+TDR+TXV | 14.7 | 20.5 | Yes | Yes | 2011-01-21 |  | 3
FALSE | XC21-024-230-10 | 2324 | 3945903 | LENNOX INDUSTRIES, INC. | XC21-024-230-05 | AC | Split System: Air-Cooled Condensing Unit, Coil with Blower | XC21-024-230-05 |  | CH23-21+TDR+TXV | 13.5 | 18.5 | Yes | Yes | 2011-01-21 |  | 3
FALSE | XC21-024-230-10 | 2324 | 3945904 | LENNOX INDUSTRIES, INC. | XC21-024-230-05 | AC | Split System: Air-Cooled Condensing Unit, Coil with Blower | XC21-024-230-05 |  | CH23-21+TDR+TXV | 13.5 | 18.7 | Yes | Yes | 2011-01-21 |  | 3
FALSE | XC21-024-230-10 | 2324 | 3945905 | LENNOX INDUSTRIES, INC. | XC21-024-230-05 | AC | Split System: Air-Cooled Condensing Unit, Coil with Blower | XC21-024-230-05 |  | CH23-21+TDR+TXV | 13.7 | 18.7 | Yes | Yes | 2011-01-21 |  | 3
FALSE | XC21-024-230-10 | 2324 | 3945906 | LENNOX INDUSTRIES, INC. | XC21-024-230-05 | AC | Split System: Air-Cooled Condensing Unit, Coil with Blower | XC21-024-230-05 |  | CH23-21+TDR+TXV | 13.5 | 18.2 | Yes | Yes | 2011-01-21 |  | 3
FALSE | XC21-024-230-10 | 2324 | 3945907 | LENNOX INDUSTRIES, INC. | XC21-024-230-05 | AC | Split System: Air-Cooled Condensing Unit, Coil with Blower | XC21-024-230-05 |  | CH23-21+TDR+TXV | 13.5 | 18.5 | Yes | Yes | 2011-01-21 |  | 3
FALSE | XC21-024-230-10 | 2324 | 3945908 | LENNOX INDUSTRIES, INC. | XC21-024-230-05 | AC | Split System: Air-Cooled Condensing Unit, Coil with Blower | XC21-024-230-05 |  | CH23-21+TDR+TXV | 13.5 | 18.5 | Yes | Yes | 2011-01-21 |  | 3
FALSE | XC21-024-230-10 | 2324 | 3945909 | LENNOX INDUSTRIES, INC. | XC21-024-230-05 | AC | Split System: Air-Cooled Condensing Unit, Coil with Blower | XC21-024-230-05 |  | CH23-31+TDR+TXV | 13.7 | 19 | Yes | Yes | 2011-01-21 |  | 3
FALSE | XC21-024-230-10 | 2324 | 3945910 | LENNOX INDUSTRIES, INC. | XC21-024-230-05 | AC | Split System: Air-Cooled Condensing Unit, Coil with Blower | XC21-024-230-05 |  | CH23-31+TDR+TXV | 14 | 19.2 | Yes | Yes | 2011-01-21 |  | 3
FALSE | XC21-024-230-10 | 2324 | 3945911 | LENNOX INDUSTRIES, INC. | XC21-024-230-05 | AC | Split System: Air-Cooled Condensing Unit, Coil with Blower | XC21-024-230-05 |  | CH23-31+TDR+TXV | 14 | 19.2 | Yes | Yes | 2011-01-21 |  | 3
FALSE | XC21-024-230-10 | 2324 | 3945912 | LENNOX INDUSTRIES, INC. | XC21-024-230-05 | AC | Split System: Air-Cooled Condensing Unit, Coil with Blower | XC21-024-230-05 |  | CH23-31+TDR+TXV | 13.7 | 18.7 | Yes | Yes | 2011-01-21 |  | 3
FALSE | XC21-024-230-10 | 2324 | 3945913 | LENNOX INDUSTRIES, INC. | XC21-024-230-05 | AC | Split System: Air-Cooled Condensing Unit, Coil with Blower | XC21-024-230-05 |  | CH23-31+TDR+TXV | 13.7 | 19 | Yes | Yes | 2011-01-21 |  | 3
FALSE | XC21-024-230-10 | 2324 | 3945914 | LENNOX INDUSTRIES, INC. | XC21-024-230-05 | AC | Split System: Air-Cooled Condensing Unit, Coil with Blower | XC21-024-230-05 |  | CH23-31+TDR+TXV | 13.7 | 19 | Yes | Yes | 2011-01-21 |  | 3
FALSE | XC21-024-230-10 | 2324 | 3945915 | LENNOX INDUSTRIES, INC. | XC21-024-230-05 | AC | Split System: Air-Cooled Condensing Unit, Coil with Blower | XC21-024-230-05 |  | CH23-31+TDR+TXV | 14 | 19 | Yes | Yes | 2011-01-21 |  | 3
FALSE | XC21-024-230-10 | 2324 | 3945916 | LENNOX INDUSTRIES, INC. | XC21-024-230-05 | AC | Split System: Air-Cooled Condensing Unit, Coil with Blower | XC21-024-230-05 |  | CH23-41+TDR+TXV | 14.2 | 20 | Yes | Yes | 2011-01-21 |  | 3
FALSE | XC21-024-230-10 | 2324 | 3945917 | LENNOX INDUSTRIES, INC. | XC21-024-230-05 | AC | Split System: Air-Cooled Condensing Unit, Coil with Blower | XC21-024-230-05 |  | CH23-41+TDR+TXV | 14.5 | 20.2 | Yes | Yes | 2011-01-21 |  | 3
FALSE | XC21-024-230-10 | 2324 | 3945918 | LENNOX INDUSTRIES, INC. | XC21-024-230-05 | AC | Split System: Air-Cooled Condensing Unit, Coil with Blower | XC21-024-230-05 |  | CH23-41+TDR+TXV | 14.5 | 20.2 | Yes | Yes | 2011-01-21 |  | 3
FALSE | XC21-024-230-10 | 2324 | 3945919 | LENNOX INDUSTRIES, INC. | XC21-024-230-05 | AC | Split System: Air-Cooled Condensing Unit, Coil with Blower | XC21-024-230-05 |  | CH23-41+TDR+TXV | 14.7 | 20.2 | Yes | Yes | 2011-01-21 |  | 3
FALSE | XC21-024-230-10 | 2324 | 3945920 | LENNOX INDUSTRIES, INC. | XC21-024-230-05 | AC | Split System: Air-Cooled Condensing Unit, Coil with Blower | XC21-024-230-05 |  | CH23-41+TDR+TXV | 14.2 | 19.7 | Yes | Yes | 2011-01-21 |  | 3
FALSE | XC21-024-230-10 | 2324 | 3945921 | LENNOX INDUSTRIES, INC. | XC21-024-230-05 | AC | Split System: Air-Cooled Condensing Unit, Coil with Blower | XC21-024-230-05 |  | CH23-41+TDR+TXV | 14.5 | 19.7 | Yes | Yes | 2011-01-21 |  | 3
FALSE | XC21-024-230-10 | 2324 | 3945922 | LENNOX INDUSTRIES, INC. | XC21-024-230-05 | AC | Split System: Air-Cooled Condensing Unit, Coil with Blower | XC21-024-230-05 |  | CH23-41+TDR+TXV | 14.2 | 20 | Yes | Yes | 2011-01-21 |  | 3
FALSE | XC21-024-230-10 | 2324 | 3945923 | LENNOX INDUSTRIES, INC. | XC21-024-230-05 | AC | Split System: Air-Cooled Condensing Unit, Coil with Blower | XC21-024-230-05 |  | CH23-41+TDR+TXV | 14.5 | 20 | Yes | Yes | 2011-01-21 |  | 3
FALSE | XC21-024-230-10 | 2324 | 3945924 | LENNOX INDUSTRIES, INC. | XC21-024-230-05 | AC | Split System: Air-Cooled Condensing Unit, Coil with Blower | XC21-024-230-05 |  | CH23-51+TDR+TXV | 14.5 | 20 | Yes | Yes | 2011-01-21 |  | 3
FALSE | XC21-024-230-10 | 2324 | 3945925 | LENNOX INDUSTRIES, INC. | XC21-024-230-05 | AC | Split System: Air-Cooled Condensing Unit, Coil with Blower | XC21-024-230-05 |  | CH23-51+TDR+TXV | 14.5 | 20.2 | Yes | Yes | 2011-01-21 |  | 3
FALSE | XC21-024-230-10 | 2324 | 3945926 | LENNOX INDUSTRIES, INC. | XC21-024-230-05 | AC | Split System: Air-Cooled Condensing Unit, Coil with Blower | XC21-024-230-05 |  | CH23-51+TDR+TXV | 14.5 | 20 | Yes | Yes | 2011-01-21 |  | 3
FALSE | XC21-024-230-10 | 2324 | 3945945 | LENNOX INDUSTRIES, INC. | XC21-024-230-05 | AC | Split System: Air-Cooled Condensing Unit, Coil with Blower | XC21-024-230-05 |  | CH33-31+TDR+TXV | 15 | 20.5 | Yes | Yes | 2011-01-21 |  | 3
FALSE | XC21-024-230-10 | 2324 | 3945946 | LENNOX INDUSTRIES, INC. | XC21-024-230-05 | AC | Split System: Air-Cooled Condensing Unit, Coil with Blower | XC21-024-230-05 |  | CH33-31+TDR+TXV | 15 | 20.5 | Yes | Yes | 2011-01-21 |  | 3
FALSE | XC21-024-230-10 | 2324 | 3945947 | LENNOX INDUSTRIES, INC. | XC21-024-230-05 | AC | Split System: Air-Cooled Condensing Unit, Coil with Blower | XC21-024-230-05 |  | CH33-31+TDR+TXV | 14.7 | 20.2 | Yes | Yes | 2011-01-21 |  | 3
FALSE | XC21-024-230-10 | 2324 | 3945948 | LENNOX INDUSTRIES, INC. | XC21-024-230-05 | AC | Split System: Air-Cooled Condensing Unit, Coil with Blower | XC21-024-230-05 |  | CH33-31+TDR+TXV | 14.7 | 20.5 | Yes | Yes | 2011-01-21 |  | 3
FALSE | XC21-024-230-10 | 2324 | 3945949 | LENNOX INDUSTRIES, INC. | XC21-024-230-05 | AC | Split System: Air-Cooled Condensing Unit, Coil with Blower | XC21-024-230-05 |  | CH33-31+TDR+TXV | 14.7 | 20.5 | Yes | Yes | 2011-01-21 |  | 3
FALSE | XC21-024-230-10 | 2324 | 3945950 | LENNOX INDUSTRIES, INC. | XC21-024-230-05 | AC | Split System: Air-Cooled Condensing Unit, Coil with Blower | XC21-024-230-05 |  | CH33-36+TDR+TXV | 14.2 | 19.7 | Yes | Yes | 2011-01-21 |  | 3
FALSE | XC21-024-230-10 | 2324 | 3945951 | LENNOX INDUSTRIES, INC. | XC21-024-230-05 | AC | Split System: Air-Cooled Condensing Unit, Coil with Blower | XC21-024-230-05 |  | CH33-36+TDR+TXV | 14.2 | 20 | Yes | Yes | 2011-01-21 |  | 3
FALSE | XC21-024-230-10 | 2324 | 3945952 | LENNOX INDUSTRIES, INC. | XC21-024-230-05 | AC | Split System: Air-Cooled Condensing Unit, Coil with Blower | XC21-024-230-05 |  | CH33-36+TDR+TXV | 14.5 | 20 | Yes | Yes | 2011-01-21 |  | 3
FALSE | XC21-024-230-10 | 2324 | 3945953 | LENNOX INDUSTRIES, INC. | XC21-024-230-05 | AC | Split System: Air-Cooled Condensing Unit, Coil with Blower | XC21-024-230-05 |  | CH33-36+TDR+TXV | 14.5 | 20 | Yes | Yes | 2011-01-21 |  | 3
FALSE | XC21-024-230-10 | 2324 | 3945954 | LENNOX INDUSTRIES, INC. | XC21-024-230-05 | AC | Split System: Air-Cooled Condensing Unit, Coil with Blower | XC21-024-230-05 |  | CH33-36+TDR+TXV | 14.2 | 19.7 | Yes | Yes | 2011-01-21 |  | 3
FALSE | XC21-024-230-10 | 2324 | 3945955 | LENNOX INDUSTRIES, INC. | XC21-024-230-05 | AC | Split System: Air-Cooled Condensing Unit, Coil with Blower | XC21-024-230-05 |  | CH33-36+TDR+TXV | 14.2 | 19.7 | Yes | Yes | 2011-01-21 |  | 3
FALSE | XC21-024-230-10 | 2324 | 3945956 | LENNOX INDUSTRIES, INC. | XC21-024-230-05 | AC | Split System: Air-Cooled Condensing Unit, Coil with Blower | XC21-024-230-05 |  | CH33-36+TDR+TXV | 14.2 | 20 | Yes | Yes | 2011-01-21 |  | 3
FALSE | XC21-024-230-10 | 2324 | 3945957 | LENNOX INDUSTRIES, INC. | XC21-024-230-05 | AC | Split System: Air-Cooled Condensing Unit, Coil with Blower | XC21-024-230-05 |  | CH33-36+TDR+TXV | 14.5 | 20.2 | Yes | Yes | 2011-01-21 |  | 3
FALSE | XC21-024-230-10 | 2324 | 3945958 | LENNOX INDUSTRIES, INC. | XC21-024-230-05 | AC | Split System: Air-Cooled Condensing Unit, Coil with Blower | XC21-024-230-05 |  | CH33-42+TDR+TXV | 14.7 | 20.2 | Yes | Yes | 2011-01-21 |  | 3
FALSE | XC21-024-230-10 | 2324 | 3945959 | LENNOX INDUSTRIES, INC. | XC21-024-230-05 | AC | Split System: Air-Cooled Condensing Unit, Coil with Blower | XC21-024-230-05 |  | CH33-42+TDR+TXV | 15 | 20.2 | Yes | Yes | 2011-01-21 |  | 3
FALSE | XC21-024-230-10 | 2324 | 3945960 | LENNOX INDUSTRIES, INC. | XC21-024-230-05 | AC | Split System: Air-Cooled Condensing Unit, Coil with Blower | XC21-024-230-05 |  | CH33-42+TDR+TXV | 14.5 | 20.2 | Yes | Yes | 2011-01-21 |  | 3
FALSE | XC21-024-230-10 | 2324 | 3945961 | LENNOX INDUSTRIES, INC. | XC21-024-230-05 | AC | Split System: Air-Cooled Condensing Unit, Coil with Blower | XC21-024-230-05 |  | CH33-42+TDR+TXV | 14.7 | 20.2 | Yes | Yes | 2011-01-21 |  | 3
FALSE | XC21-024-230-10 | 2324 | 3945980 | LENNOX INDUSTRIES, INC. | XC21-024-230-05 | AC | Split System: Air-Cooled Condensing Unit, Coil with Blower | XC21-024-230-05 |  | CX34-19+TDR | 13.5 | 19.5 | Yes | Yes | 2011-01-21 |  | 3
FALSE | XC21-024-230-10 | 2324 | 3945981 | LENNOX INDUSTRIES, INC. | XC21-024-230-05 | AC | Split System: Air-Cooled Condensing Unit, Coil with Blower | XC21-024-230-05 |  | CX34-25+TDR | 13.7 | 20 | Yes | Yes | 2011-01-21 |  | 3
FALSE | XC21-024-230-10 | 2324 | 3945982 | LENNOX INDUSTRIES, INC. | XC21-024-230-05 | AC | Split System: Air-Cooled Condensing Unit, Coil with Blower | XC21-024-230-05 |  | CX34-30+TDR | 13.2 | 18.7 | Yes | Yes | 2011-01-21 |  | 3
FALSE | XC21-024-230-10 | 2324 | 3945983 | LENNOX INDUSTRIES, INC. | XC21-024-230-05 | AC | Split System: Air-Cooled Condensing Unit, Coil with Blower | XC21-024-230-05 |  | CX34-31+TDR | 14.2 | 20.2 | Yes | Yes | 2011-01-21 |  | 3
FALSE | XC21-024-230-10 | 2324 | 3945984 | LENNOX INDUSTRIES, INC. | XC21-024-230-05 | AC | Split System: Air-Cooled Condensing Unit, Coil with Blower | XC21-024-230-05 |  | CX34-36+TDR | 13.7 | 19.7 | Yes | Yes | 2011-01-21 |  | 3
FALSE | XC21-024-230-10 | 2324 | 3945985 | LENNOX INDUSTRIES, INC. | XC21-024-230-05 | AC | Split System: Air-Cooled Condensing Unit, Coil with Blower | XC21-024-230-05 |  | CX34-38+TDR | 14.2 | 20.2 | Yes | Yes | 2011-01-21 |  | 3
FALSE | XC21-024-230-10 | 2324 | 3945986 | LENNOX INDUSTRIES, INC. | XC21-024-230-05 | AC | Split System: Air-Cooled Condensing Unit, Coil with Blower | XC21-024-230-05 |  | CX34-42+TDR | 13.7 | 19.7 | Yes | Yes | 2011-01-21 |  | 3
FALSE | XC21-024-230-10 | 2324 | 3945987 | LENNOX INDUSTRIES, INC. | XC21-024-230-05 | AC | Split System: Air-Cooled Condensing Unit, Coil with Blower | XC21-024-230-05 |  | CX34-25+TDR | 14.2 | 20 | Yes | Yes | 2011-01-21 |  | 3
FALSE | XC17-024-230* | 2237 | 3946677 | LENNOX INDUSTRIES, INC. | XC17-024-230* | AC | Split System: Air-Cooled Condensing Unit, Coil with Blower | XC17-024-230* |  | CH33-31B+TDR+TXV | 14 | 17 | Yes | Yes | 2011-01-21 |  | 2
FALSE | XC17-024-230* | 2237 | 3946678 | LENNOX INDUSTRIES, INC. | XC17-024-230* | AC | Split System: Air-Cooled Condensing Unit, Coil with Blower | XC17-024-230* |  | CH33-36A+TDR+TXV | 14 | 16 | Yes | Yes | 2011-01-21 |  | 2
FALSE | XC17-024-230* | 2237 | 3946679 | LENNOX INDUSTRIES, INC. | XC17-024-230* | AC | Split System: Air-Cooled Condensing Unit, Coil with Blower | XC17-024-230* |  | CH33-36B+TDR+TXV | 14 | 17 | Yes | Yes | 2011-01-21 |  | 2
FALSE | XC17-036-230-** | 2261 | 3946878 | LENNOX INDUSTRIES, INC. | XC17-036-230* | AC | Split System: Air-Cooled Condensing Unit, Coil with Blower | XC17-036-230* |  | CX34-42+TDR | 13.5 | 16 | Yes | Yes | 2011-01-21 |  | 2
FALSE | XC17-036-230-** | 2261 | 3946879 | LENNOX INDUSTRIES, INC. | XC17-036-230* | AC | Split System: Air-Cooled Condensing Unit, Coil with Blower | XC17-036-230* |  | CX34-43+TDR | 13.7 | 16.5 | Yes | Yes | 2011-01-21 |  | 2
FALSE | XC17-036-230-** | 2261 | 3946880 | LENNOX INDUSTRIES, INC. | XC17-036-230* | AC | Split System: Air-Cooled Condensing Unit, Coil with Blower | XC17-036-230* |  | CX34-43+TDR | 14 | 16.5 | Yes | Yes | 2011-01-21 |  | 2
FALSE | XC17-036-230-** | 2261 | 3946881 | LENNOX INDUSTRIES, INC. | XC17-036-230* | AC | Split System: Air-Cooled Condensing Unit, Coil with Blower | XC17-036-230* |  | CX34-44/48+TDR | 14 | 16.5 | Yes | Yes | 2011-01-21 |  | 2
FALSE | XC17-036-230-** | 2261 | 3946882 | LENNOX INDUSTRIES, INC. | XC17-036-230* | AC | Split System: Air-Cooled Condensing Unit, Coil with Blower | XC17-036-230* |  | CX34-44/48+TDR | 13.7 | 16.5 | Yes | Yes | 2011-01-21 |  | 2
FALSE | XC17-036-230-** | 2261 | 3946883 | LENNOX INDUSTRIES, INC. | XC17-036-230* | AC | Split System: Air-Cooled Condensing Unit, Coil with Blower | XC17-036-230* |  | CX34-44/48+TDR | 14 | 16.5 | Yes | Yes | 2011-01-21 |  | 2
FALSE | XC17-036-230-** | 2261 | 3946884 | LENNOX INDUSTRIES, INC. | XC17-036-230* | AC | Split System: Air-Cooled Condensing Unit, Coil with Blower | XC17-036-230* |  | CX34-44/48+TDR | 13.7 | 16.2 | Yes | Yes | 2011-01-21 |  | 2
FALSE | XC17-036-230-** | 2261 | 3946885 | LENNOX INDUSTRIES, INC. | XC17-036-230* | AC | Split System: Air-Cooled Condensing Unit, Coil with Blower | XC17-036-230* |  | CX34-49+TDR | 14.2 | 16.7 | Yes | Yes | 2011-01-21 |  | 2
FALSE | XC17-036-230-** | 2261 | 3946886 | LENNOX INDUSTRIES, INC. | XC17-036-230* | AC | Split System: Air-Cooled Condensing Unit, Coil with Blower | XC17-036-230* |  | CX34-49+TDR | 14 | 16.5 | Yes | Yes | 2011-01-21 |  | 2
FALSE | XC17-036-230-** | 2261 | 3946887 | LENNOX INDUSTRIES, INC. | XC17-036-230* | AC | Split System: Air-Cooled Condensing Unit, Coil with Blower | XC17-036-230* |  | CX34-50/60C+TDR | 14 | 16.7 | Yes | Yes | 2011-01-21 |  | 2
FALSE | XC17-036-230-** | 2261 | 3946888 | LENNOX INDUSTRIES, INC. | XC17-036-230* | AC | Split System: Air-Cooled Condensing Unit, Coil with Blower | XC17-036-230* |  | CX34-50/60C+TDR | 14 | 16.5 | Yes | Yes | 2011-01-21 |  | 2
FALSE | XC17-036-230-** | 2261 | 3946889 | LENNOX INDUSTRIES, INC. | XC17-036-230* | AC | Split System: Air-Cooled Condensing Unit, Coil with Blower | XC17-036-230* |  | CX34-62C+TDR | 14.5 | 17.2 | Yes | Yes | 2011-01-21 |  | 2
FALSE | XC17-036-230-** | 2261 | 3946890 | LENNOX INDUSTRIES, INC. | XC17-036-230* | AC | Split System: Air-Cooled Condensing Unit, Coil with Blower | XC17-036-230* |  | CX34-62C+TDR | 14.2 | 17 | Yes | Yes | 2011-01-21 |  | 2
FALSE | XC17-036-230-** | 2261 | 3946891 | LENNOX INDUSTRIES, INC. | XC17-036-230* | AC | Split System: Air-Cooled Condensing Unit, Coil with Blower | XC17-036-230* |  | CR33-30/36+TDR+TXV | 13.2 | 15.7 | Yes | Yes | 2011-01-21 |  | 1
FALSE | XC17-036-230-** | 2261 | 3946892 | LENNOX INDUSTRIES, INC. | XC17-036-230* | AC | Split System: Air-Cooled Condensing Unit, Coil with Blower | XC17-036-230* |  | CR33-30/36+TDR+TXV | 13.7 | 16.2 | Yes | Yes | 2011-01-21 |  | 2
FALSE | XC17-036-230-** | 2261 | 3946893 | LENNOX INDUSTRIES, INC. | XC17-036-230* | AC | Split System: Air-Cooled Condensing Unit, Coil with Blower | XC17-036-230* |  | CR33-30/36+TDR+TXV | 13.7 | 16.2 | Yes | Yes | 2011-01-21 |  | 2
FALSE | XC17-036-230-** | 2261 | 3946894 | LENNOX INDUSTRIES, INC. | XC17-036-230* | AC | Split System: Air-Cooled Condensing Unit, Coil with Blower | XC17-036-230* |  | CR33-48+TDR+TXV | 13.5 | 16 | Yes | Yes | 2011-01-21 |  | 2
FALSE | XC17-036-230-** | 2261 | 3946895 | LENNOX INDUSTRIES, INC. | XC17-036-230* | AC | Split System: Air-Cooled Condensing Unit, Coil with Blower | XC17-036-230* |  | CR33-48+TDR+TXV | 13.7 | 16.5 | Yes | Yes | 2011-01-21 |  | 2
FALSE | XC17-048-230-** | 2300 | 3946961 | LENNOX INDUSTRIES, INC. | XC17-048-230* | AC | Split System: Air-Cooled Condensing Unit, Coil with Blower | XC17-048-230* |  | CX34-44/48+TDR | 12.5 | 15 | Yes | Yes | 2011-01-21 |  | 1
FALSE | XC17-048-230-** | 2300 | 3946962 | LENNOX INDUSTRIES, INC. | XC17-048-230* | AC | Split System: Air-Cooled Condensing Unit, Coil with Blower | XC17-048-230* |  | CX34-44/48+TDR | 12.5 | 15 | Yes | Yes | 2011-01-21 |  | 1
FALSE | XC17-048-230-** | 2300 | 3946963 | LENNOX INDUSTRIES, INC. | XC17-048-230* | AC | Split System: Air-Cooled Condensing Unit, Coil with Blower | XC17-048-230* |  | CX34-49+TDR | 13 | 15.5 | Yes | Yes | 2011-01-21 |  | 1
FALSE | XC17-048-230-** | 2300 | 3946964 | LENNOX INDUSTRIES, INC. | XC17-048-230* | AC | Split System: Air-Cooled Condensing Unit, Coil with Blower | XC17-048-230* |  | CX34-49+TDR | 12.7 | 15.5 | Yes | Yes | 2011-01-21 |  | 1
FALSE | XC17-048-230-** | 2300 | 3946965 | LENNOX INDUSTRIES, INC. | XC17-048-230* | AC | Split System: Air-Cooled Condensing Unit, Coil with Blower | XC17-048-230* |  | CX34-50/60C+TDR | 12.5 | 15.2 | Yes | Yes | 2011-01-21 |  | 1
FALSE | XC17-048-230-** | 2300 | 3946966 | LENNOX INDUSTRIES, INC. | XC17-048-230* | AC | Split System: Air-Cooled Condensing Unit, Coil with Blower | XC17-048-230* |  | CX34-50/60C+TDR | 12.5 | 15 | Yes | Yes | 2011-01-21 |  | 1
FALSE | XC17-048-230-** | 2300 | 3946967 | LENNOX INDUSTRIES, INC. | XC17-048-230* | AC | Split System: Air-Cooled Condensing Unit, Coil with Blower | XC17-048-230* |  | CX34-60D+TDR | 12.7 | 15.5 | Yes | Yes | 2011-01-21 |  | 1
FALSE | XC17-048-230-** | 2300 | 3946968 | LENNOX INDUSTRIES, INC. | XC17-048-230* | AC | Split System: Air-Cooled Condensing Unit, Coil with Blower | XC17-048-230* |  | CX34-62C+TDR | 13.2 | 16 | Yes | Yes | 2011-01-21 |  | 2
FALSE | XC17-048-230-** | 2300 | 3946969 | LENNOX INDUSTRIES, INC. | XC17-048-230* | AC | Split System: Air-Cooled Condensing Unit, Coil with Blower | XC17-048-230* |  | CX34-62C+TDR | 13.2 | 16 | Yes | Yes | 2011-01-21 |  | 2
FALSE | XC17-048-230-** | 2300 | 3946989 | LENNOX INDUSTRIES, INC. | XC17-048-230* | AC | Split System: Air-Cooled Condensing Unit, Coil with Blower | XC17-048-230* |  | CH33-60D+TDR+TXV | 12.7 | 15.5 | Yes | Yes | 2011-01-21 |  | 1
FALSE | XC17-048-230-** | 2300 | 3946990 | LENNOX INDUSTRIES, INC. | XC17-048-230* | AC | Split System: Air-Cooled Condensing Unit, Coil with Blower | XC17-048-230* |  | CH33-62D+TDR+TXV | 13 | 15.5 | Yes | Yes | 2011-01-21 |  | 1
FALSE | XC17-048-230-** | 2300 | 3947122 | LENNOX INDUSTRIES, INC. | XC15-048-230* | AC | Split System: Air-Cooled Condensing Unit, Coil with Blower | XC15-048-230* |  | CX34-49+TDR | 12.5 | 15.2 | Yes | Yes | 2011-01-21 |  | 1
FALSE | XC17-048-230-** | 2300 | 3947123 | LENNOX INDUSTRIES, INC. | XC15-048-230* | AC | Split System: Air-Cooled Condensing Unit, Coil with Blower | XC15-048-230* |  | CX34-49+TDR | 12.5 | 15.2 | Yes | Yes | 2011-01-21 |  | 1
FALSE | XC17-048-230-** | 2300 | 3947124 | LENNOX INDUSTRIES, INC. | XC15-048-230* | AC | Split System: Air-Cooled Condensing Unit, Coil with Blower | XC15-048-230* |  | CX34-50/60C+TDR | 12 | 14.7 | Yes | Yes | 2011-01-21 |  | 0
FALSE | XC17-048-230-** | 2300 | 3947125 | LENNOX INDUSTRIES, INC. | XC15-048-230* | AC | Split System: Air-Cooled Condensing Unit, Coil with Blower | XC15-048-230* |  | CX34-50/60C+TDR | 12.2 | 14.7 | Yes | Yes | 2011-01-21 |  | 0
FALSE | XC17-048-230-** | 2300 | 3947126 | LENNOX INDUSTRIES, INC. | XC15-048-230* | AC | Split System: Air-Cooled Condensing Unit, Coil with Blower | XC15-048-230* |  | CX34-60D+TDR | 12.5 | 15.5 | Yes | Yes | 2011-01-21 |  | 1
FALSE | XC17-048-230-** | 2300 | 3947127 | LENNOX INDUSTRIES, INC. | XC15-048-230* | AC | Split System: Air-Cooled Condensing Unit, Coil with Blower | XC15-048-230* |  | CX34-62C+TDR | 12.7 | 15.5 | Yes | Yes | 2011-01-21 |  | 1
FALSE | XC17-048-230-** | 2300 | 3947128 | LENNOX INDUSTRIES, INC. | XC15-048-230* | AC | Split System: Air-Cooled Condensing Unit, Coil with Blower | XC15-048-230* |  | CX34-62C+TDR | 12.7 | 15.7 | Yes | Yes | 2011-01-21 |  | 1
FALSE | XC17-048-230-** | 2300 | 3947129 | LENNOX INDUSTRIES, INC. | XC15-048-230* | AC | Split System: Air-Cooled Condensing Unit, Coil with Blower | XC15-048-230* |  | CX34-62D+TDR | 12.7 | 15.5 | Yes | Yes | 2011-01-21 |  | 1
FALSE | XC17-048-230-** | 2300 | 3947130 | LENNOX INDUSTRIES, INC. | XC15-048-230* | AC | Split System: Air-Cooled Condensing Unit, Coil with Blower | XC15-048-230* |  | CH23-51+TDR+TXV | 12 | 14.5 | Yes | Yes | 2011-01-21 |  | 0
FALSE | XC17-048-230-** | 2300 | 3947131 | LENNOX INDUSTRIES, INC. | XC15-048-230* | AC | Split System: Air-Cooled Condensing Unit, Coil with Blower | XC15-048-230* |  | CH23-51+TDR+TXV | 12 | 14.5 | Yes | Yes | 2011-01-21 |  | 0
FALSE | XC17-048-230-** | 2300 | 3947132 | LENNOX INDUSTRIES, INC. | XC15-048-230* | AC | Split System: Air-Cooled Condensing Unit, Coil with Blower | XC15-048-230* |  | CH23-51+TDR+TXV | 12 | 14.7 | Yes | Yes | 2011-01-21 |  | 0
FALSE | XC17-048-230-** | 2300 | 3947133 | LENNOX INDUSTRIES, INC. | XC15-048-230* | AC | Split System: Air-Cooled Condensing Unit, Coil with Blower | XC15-048-230* |  | CH23-65+TDR+TXV | 12.2 | 15 | Yes | Yes | 2011-01-21 |  | 0
FALSE | XC17-048-230-** | 2300 | 3947134 | LENNOX INDUSTRIES, INC. | XC15-048-230* | AC | Split System: Air-Cooled Condensing Unit, Coil with Blower | XC15-048-230* |  | CH23-65+TDR+TXV | 12.2 | 15 | Yes | Yes | 2011-01-21 |  | 0
FALSE | XC17-048-230-** | 2300 | 3947135 | LENNOX INDUSTRIES, INC. | XC15-048-230* | AC | Split System: Air-Cooled Condensing Unit, Coil with Blower | XC15-048-230* |  | CH23-65+TDR+TXV | 12.5 | 15 | Yes | Yes | 2011-01-21 |  | 1
FALSE | XC17-048-230-** | 2300 | 3947136 | LENNOX INDUSTRIES, INC. | XC15-048-230* | AC | Split System: Air-Cooled Condensing Unit, Coil with Blower | XC15-048-230* |  | CH33-48+TDR+TXV | 12 | 14.7 | Yes | Yes | 2011-01-21 |  | 0
FALSE | XC17-048-230-** | 2300 | 3947137 | LENNOX INDUSTRIES, INC. | XC15-048-230* | AC | Split System: Air-Cooled Condensing Unit, Coil with Blower | XC15-048-230* |  | CH33-48+TDR+TXV | 12.2 | 14.7 | Yes | Yes | 2011-01-21 |  | 0
FALSE | XC17-048-230-** | 2300 | 3947138 | LENNOX INDUSTRIES, INC. | XC15-048-230* | AC | Split System: Air-Cooled Condensing Unit, Coil with Blower | XC15-048-230* |  | CH33-50/60C+TDR+TXV | 12.2 | 15 | Yes | Yes | 2011-01-21 |  | 0
FALSE | XC17-048-230-** | 2300 | 3947139 | LENNOX INDUSTRIES, INC. | XC15-048-230* | AC | Split System: Air-Cooled Condensing Unit, Coil with Blower | XC15-048-230* |  | CH33-50/60C+TDR+TXV | 12.2 | 15 | Yes | Yes | 2011-01-21 |  | 0
FALSE | CZF04213 | 3880 | 3948035 | YORK BY JOHNSON CONTROLS | CZF04213 | AC | Split System: Air-Cooled Condensing Unit, Coil with Blower | CZF04213 |  | AHP/SHP60+TXV | 13 | 15.5 | Yes | Yes | 2011-01-21 |  | 1
FALSE | CZF04213 | 3880 | 3948041 | YORK BY JOHNSON CONTROLS | CZF04213 | AC | Split System: Air-Cooled Condensing Unit, Coil with Blower | CZF04213 |  | AHP48+TXV | 12.25 | 14.5 | Yes | Yes | 2011-01-21 |  | 0
FALSE | CZF03013 | 3874 | 3948043 | YORK BY JOHNSON CONTROLS | CZF03013 | AC | Split System: Air-Cooled Condensing Unit, Coil with Blower | CZF03013 |  | AHX30+TXV | 12.75 | 15.25 | Yes | Yes | 2011-01-21 |  | 1
FALSE | CZF03013 | 3874 | 3948044 | YORK BY JOHNSON CONTROLS | CZF03013 | AC | Split System: Air-Cooled Condensing Unit, Coil with Blower | CZF03013 |  | AHX36+TXV | 13.5 | 16.75 | Yes | Yes | 2011-01-21 |  | 2
FALSE | CZF04213 | 3880 | 3948047 | YORK BY JOHNSON CONTROLS | CZF04213 | AC | Split System: Air-Cooled Condensing Unit, Coil with Blower | CZF04213 |  | AHX42+TXV | 13.25 | 15.75 | Yes | Yes | 2011-01-21 |  | 1
FALSE | CZF03013 | 3874 | 3948071 | YORK BY JOHNSON CONTROLS | CZF03013 | AC | Split System: Air-Cooled Condensing Unit, Coil with Blower | CZF03013 |  | F6FP048+TXV | 13 | 16.5 | Yes | Yes | 2011-01-21 |  | 2
FALSE | CZF04213 | 3880 | 3948073 | YORK BY JOHNSON CONTROLS | CZF04213 | AC | Split System: Air-Cooled Condensing Unit, Coil with Blower | CZF04213 |  | F6FP048+TXV | 13 | 15.25 | Yes | Yes | 2011-01-21 |  | 1
FALSE | CZF04213 | 3880 | 3948076 | YORK BY JOHNSON CONTROLS | CZF04213 | AC | Split System: Air-Cooled Condensing Unit, Coil with Blower | CZF04213 |  | F6FP060+TXV | 13.25 | 15.75 | Yes | Yes | 2011-01-21 |  | 1
FALSE | CZF06013 | 3886 | 3948078 | YORK BY JOHNSON CONTROLS | CZF06013 | AC | Split System: Air-Cooled Condensing Unit, Coil with Blower | CZF06013 |  | F6FP060+TXV | 13 | 15.4 | Yes | Yes | 2011-01-21 |  | 1
TRUE | CZF06013 | 3886 | 3948117 | YORK BY JOHNSON CONTROLS | CZF06013 | AC | Split System: Air-Cooled Condensing Unit, Coil Alone | CZF06013 |  | FC64+TXV | 12.5 | 14.5 | Yes | Yes | 2011-01-21 |  | 0
FALSE | CZF04213 | 3880 | 3951203 | COLEMAN BY JOHNSON CONTROLS | AC6B042F3 | AC | Split System: Air-Cooled Condensing Unit, Coil with Blower | CZF04213 |  | AHX60+TXV | 13.25 | 16 | Yes | Yes | 2011-02-28 |  | 2
FALSE | CZF04213 | 3880 | 3951208 | COLEMAN BY JOHNSON CONTROLS | AC6B042F3 | AC | Split System: Air-Cooled Condensing Unit, Coil with Blower | CZF04213 |  | AHP48+TXV | 12.25 | 14.5 | Yes | Yes | 2011-02-28 |  | 0
FALSE | CZF04213 | 3880 | 3951209 | COLEMAN BY JOHNSON CONTROLS | AC6B042F3 | AC | Split System: Air-Cooled Condensing Unit, Coil with Blower | CZF04213 |  | F*FV060+TXV | 13 | 15.5 | Yes | Yes | 2011-02-28 |  | 1
FALSE | CZF04213 | 3880 | 3951211 | COLEMAN BY JOHNSON CONTROLS | AC6B042F3 | AC | Split System: Air-Cooled Condensing Unit, Coil with Blower | CZF04213 |  | F6FP048+TXV | 13 | 15.25 | Yes | Yes | 2011-02-28 |  | 1
FALSE | CZF04213 | 3880 | 3951216 | COLEMAN BY JOHNSON CONTROLS | AC6B042F3 | AC | Split System: Air-Cooled Condensing Unit, Coil with Blower | CZF04213 |  | AHX42+TXV | 13.25 | 15.75 | Yes | Yes | 2011-02-28 |  | 1
FALSE | CZF04213 | 3880 | 3951217 | COLEMAN BY JOHNSON CONTROLS | AC6B042F3 | AC | Split System: Air-Cooled Condensing Unit, Coil with Blower | CZF04213 |  | F6FP060+TXV | 13.25 | 15.75 | Yes | Yes | 2011-02-28 |  | 1
FALSE | CZF04213 | 3880 | 3951219 | COLEMAN BY JOHNSON CONTROLS | AC6B042F3 | AC | Split System: Air-Cooled Condensing Unit, Coil with Blower | CZF04213 |  | AHP/SHP60+TXV | 13 | 15.5 | Yes | Yes | 2011-02-28 |  | 1
FALSE | CZF04213 | 3880 | 3951220 | COLEMAN BY JOHNSON CONTROLS | AC6B042F3 | AC | Split System: Air-Cooled Condensing Unit, Coil with Blower | CZF04213 |  | AHX48+TXV | 13.5 | 16 | Yes | Yes | 2011-02-28 |  | 2
FALSE | CZF04213 | 3880 | 3951222 | COLEMAN BY JOHNSON CONTROLS | AC6B042F3 | AC | Split System: Air-Cooled Condensing Unit, Coil with Blower | CZF04213 |  | F6FP042+TXV | 13 | 15.25 | Yes | Yes | 2011-02-28 |  | 1
TRUE | CZF04213 | 3880 | 3951223 | COLEMAN BY JOHNSON CONTROLS | AC6B042F3 | AC | Split System: Air-Cooled Condensing Unit, Coil Alone | CZF04213 |  | FC/MC62+TXV | 12.25 | 14.5 | Yes | Yes | 2011-02-28 |  | 0
FALSE | XC17-024-230* | 2237 | 3951996 | LENNOX INDUSTRIES, INC. | XC15-024-230-05 | AC | Split System: Air-Cooled Condensing Unit, Coil with Blower | XC15-024-230-05 |  | CH23-31+TDR+TXV | 13 | 15.7 | Yes | Yes | 2011-01-21 |  | 1
FALSE | XC17-024-230* | 2237 | 3951997 | LENNOX INDUSTRIES, INC. | XC15-024-230-05 | AC | Split System: Air-Cooled Condensing Unit, Coil with Blower | XC15-024-230-05 |  | CH23-31+TDR+TXV | 13 | 15.7 | Yes | Yes | 2011-01-21 |  | 1
FALSE | XC17-024-230* | 2237 | 3951998 | LENNOX INDUSTRIES, INC. | XC15-024-230-05 | AC | Split System: Air-Cooled Condensing Unit, Coil with Blower | XC15-024-230-05 |  | CH23-41+TDR+TXV | 13.5 | 16.2 | Yes | Yes | 2011-01-21 |  | 2
FALSE | XC17-024-230* | 2237 | 3951999 | LENNOX INDUSTRIES, INC. | XC15-024-230-05 | AC | Split System: Air-Cooled Condensing Unit, Coil with Blower | XC15-024-230-05 |  | CH23-41+TDR+TXV | 13.5 | 16.2 | Yes | Yes | 2011-01-21 |  | 2
FALSE | XC17-024-230* | 2237 | 3952000 | LENNOX INDUSTRIES, INC. | XC15-024-230-05 | AC | Split System: Air-Cooled Condensing Unit, Coil with Blower | XC15-024-230-05 |  | CH33-19+TDR+TXV | 13.2 | 16 | Yes | Yes | 2011-01-21 |  | 2
FALSE | XC17-024-230* | 2237 | 3952001 | LENNOX INDUSTRIES, INC. | XC15-024-230-05 | AC | Split System: Air-Cooled Condensing Unit, Coil with Blower | XC15-024-230-05 |  | CH33-24/30+TDR+TXV | 13 | 15.7 | Yes | Yes | 2011-01-21 |  | 1
FALSE | XC17-024-230* | 2237 | 3952002 | LENNOX INDUSTRIES, INC. | XC15-024-230-05 | AC | Split System: Air-Cooled Condensing Unit, Coil with Blower | XC15-024-230-05 |  | CH33-25+TDR+TXV | 13.5 | 16.2 | Yes | Yes | 2011-01-21 |  | 2
FALSE | XC17-024-230* | 2237 | 3952003 | LENNOX INDUSTRIES, INC. | XC15-024-230-05 | AC | Split System: Air-Cooled Condensing Unit, Coil with Blower | XC15-024-230-05 |  | CH33-25+TDR+TXV | 13.5 | 16.2 | Yes | Yes | 2011-01-21 |  | 2
FALSE | XC17-024-230* | 2237 | 3952004 | LENNOX INDUSTRIES, INC. | XC15-024-230-05 | AC | Split System: Air-Cooled Condensing Unit, Coil with Blower | XC15-024-230-05 |  | CH33-31+TDR+TXV | 13.7 | 16.5 | Yes | Yes | 2011-01-21 |  | 2
FALSE | XC17-024-230* | 2237 | 3952005 | LENNOX INDUSTRIES, INC. | XC15-024-230-05 | AC | Split System: Air-Cooled Condensing Unit, Coil with Blower | XC15-024-230-05 |  | CH33-31+TDR+TXV | 14 | 16.7 | Yes | Yes | 2011-01-21 |  | 2
FALSE | XC17-024-230* | 2237 | 3952006 | LENNOX INDUSTRIES, INC. | XC15-024-230-05 | AC | Split System: Air-Cooled Condensing Unit, Coil with Blower | XC15-024-230-05 |  | CH33-36+TDR+TXV | 13.2 | 16 | Yes | Yes | 2011-01-21 |  | 2
FALSE | XC17-024-230* | 2237 | 3952007 | LENNOX INDUSTRIES, INC. | XC15-024-230-05 | AC | Split System: Air-Cooled Condensing Unit, Coil with Blower | XC15-024-230-05 |  | CH33-36+TDR+TXV | 13.5 | 16.2 | Yes | Yes | 2011-01-21 |  | 2
FALSE | 4TTR6036B1 | 3674 | 3952014 | TRANE | 4TTR5036E1 | AC | Split System: Air-Cooled Condensing Unit, Coil with Blower | 4TTR5036E1 |  | 4TXFH063CZ3 | 13 | 15.75 | Yes | Yes | 2011-01-21 |  | 1
FALSE | 4TTX6036H1 | 3598 | 3952015 | TRANE | 4TTX5036A1 | AC | Split System: Air-Cooled Condensing Unit, Coil with Blower | 4TTX5036A1 |  | 4TXCD050BC3 | 12.5 | 15 | Yes | Yes | 2011-01-21 |  | 1
FALSE | 4TTR6036B1 | 3674 | 3952016 | AMERICAN STANDARD, INC. | 4A7A5036E1 | AC | Split System: Air-Cooled Condensing Unit, Coil with Blower | 4TTR5036E1 |  | 4TXFH063CZ3 | 13 | 15.75 | Yes | Yes | 2011-02-28 |  | 1
FALSE | 14ACX-036-230-15 | 2264 | 3987291 | LENNOX INDUSTRIES, INC. | 14ACX-036-230-11 | AC | Split System: Air-Cooled Condensing Unit, Coil with Blower | 14ACX-036-230-11 |  | CH33-48+TDR+TXV | 13 | 16 | Yes | Yes | 2011-01-21 |  | 2
FALSE | 14AJM49 | 4536 | 3987292 | RHEEM SALES COMPANY, INC. | 14AJM49 | AC | Split System: Air-Cooled Condensing Unit, Coil with Blower | 14AJM49 |  | RCFN-H*4824 | 13 | 16 | Yes | Yes | 2011-01-21 |  | 2
FALSE | 14AJM49 | 4536 | 3987293 | RUUD AIR CONDITIONING DIVISION | 14AJM49 | AC | Split System: Air-Cooled Condensing Unit, Coil with Blower | 14AJM49 |  | RCFN-H*4824 | 13 | 16 | Yes | Yes | 2011-03-08 |  | 2
FALSE | 14AJM49 | 4536 | 3987294 | RHEEM SALES COMPANY, INC. | 14AJM49 | AC | Split System: Air-Cooled Condensing Unit, Coil with Blower | 14AJM49 |  | RCFN-H*4824 | 13 | 16 | Yes | Yes | 2011-03-08 |  | 2
FALSE | RASL-039JEC | 4503 | 3987393 | RHEEM SALES COMPANY, INC. | UASL-039JEC | AC | Split System: Air-Cooled Condensing Unit, Coil with Blower | RASL-039JEC |  | RCFL-H*3621 | 12 | 17.5 | Yes | Yes | 2011-03-08 |  | 0
FALSE | RASL-039JEC | 4503 | 3987394 | RHEEM SALES COMPANY, INC. | UASL-039JEC | AC | Split System: Air-Cooled Condensing Unit, Coil with Blower | RASL-039JEC |  | RCFL-H*3621 | 12 | 17.5 | Yes | Yes | 2011-03-08 |  | 0
FALSE | RASL-039JEC | 4503 | 3987395 | RHEEM SALES COMPANY, INC. | UASL-039JEC | AC | Split System: Air-Cooled Condensing Unit, Coil with Blower | RASL-039JEC |  | RCFN-H*3624 | 13 | 18.5 | Yes | Yes | 2011-03-08 |  | 3
FALSE | RASL-039JEC | 4503 | 3987396 | RHEEM SALES COMPANY, INC. | UASL-039JEC | AC | Split System: Air-Cooled Condensing Unit, Coil with Blower | RASL-039JEC |  | RCFN-H*3624 | 13 | 18.5 | Yes | Yes | 2011-03-08 |  | 3
FALSE | RASL-039JEC | 4503 | 3987397 | RHEEM SALES COMPANY, INC. | UASL-039JEC | AC | Split System: Air-Cooled Condensing Unit, Coil with Blower | RASL-039JEC |  | RCFN-H*3624 | 13 | 19 | Yes | Yes | 2011-03-08 |  | 3
FALSE | RASL-039JEC | 4503 | 3987398 | RHEEM SALES COMPANY, INC. | UASL-039JEC | AC | Split System: Air-Cooled Condensing Unit, Coil with Blower | RASL-039JEC |  | RCFN-H*3624 | 13 | 19 | Yes | Yes | 2011-03-08 |  | 3
FALSE | RASL-039JEC | 4503 | 3987403 | RHEEM SALES COMPANY, INC. | UASL-039JEC | AC | Split System: Air-Cooled Condensing Unit, Coil with Blower | RASL-039JEC |  | RCFL-H*3621 | 12 | 17 | Yes | Yes | 2011-03-08 |  | 0
FALSE | RASL-039JEC | 4503 | 3987404 | RHEEM SALES COMPANY, INC. | UASL-039JEC | AC | Split System: Air-Cooled Condensing Unit, Coil with Blower | RASL-039JEC |  | RCFL-H*3621 | 12 | 17 | Yes | Yes | 2011-03-08 |  | 0
FALSE | RASL-039JEC | 4503 | 3987405 | RHEEM SALES COMPANY, INC. | UASL-039JEC | AC | Split System: Air-Cooled Condensing Unit, Coil with Blower | RASL-039JEC |  | RCFL-H*3621 | 12 | 17 | Yes | Yes | 2011-03-08 |  | 0
FALSE | RASL-039JEC | 4503 | 3987406 | RHEEM SALES COMPANY, INC. | UASL-039JEC | AC | Split System: Air-Cooled Condensing Unit, Coil with Blower | RASL-039JEC |  | RCFL-H*3621 | 12 | 17 | Yes | Yes | 2011-03-08 |  | 0
FALSE | 4TTR6048B1 | 3695 | 3998292 | TRANE | 4TTR5048E1 | AC | Split System: Air-Cooled Condensing Unit, Coil with Blower | 4TTR5048E1 |  | 4TEC3F60B1 | 12 | 14.75 | Yes | Yes | 2011-01-21 |  | 0
FALSE | 4TTR6048B1 | 3695 | 3998332 | AMERICAN STANDARD, INC. | 4A7A5048E1 | AC | Split System: Air-Cooled Condensing Unit, Coil with Blower | 4TTR5048E1 |  | 4TEC3F60B1 | 12 | 14.75 | Yes | Yes | 2011-02-28 |  | 0
FALSE | 14AJM49 | 4536 | 3998371 | RHEEM SALES COMPANY, INC. | DAHM-049JA | AC | Split System: Air-Cooled Condensing Unit, Coil Alone | 14AJM49 |  | RCFL-H*4821 | 12 | 14.5 | Yes | Yes | 2011-03-08 |  | 0
FALSE | 14AJM49 | 4536 | 3998372 | AAF - MCQUAY INC DBA DAIKIN MCQUAY | MAHM-049JA | AC | Split System: Air-Cooled Condensing Unit, Coil Alone | 14AJM49 |  | RCFL-H*4821 | 12 | 14.5 | Yes | Yes | 2011-03-08 |  | 0
FALSE | 14AJM49 | 4536 | 3998373 | RICHMOND | RCU14410A49J | AC | Split System: Air-Cooled Condensing Unit, Coil Alone | 14AJM49 |  | RCFL-H*4821 | 12 | 14.5 | Yes | Yes | 2011-03-08 |  | 0
FALSE | 14AJM49 | 4536 | 3998374 | RHEEM SALES COMPANY, INC. | RCU14410A49J | AC | Split System: Air-Cooled Condensing Unit, Coil Alone | 14AJM49 |  | RCFL-H*4821 | 12 | 14.5 | Yes | Yes | 2011-03-08 |  | 0
FALSE | 4TTX6036H1 | 3598 | 4000022 | TRANE | 4TTX5036A1 | AC | Split System: Air-Cooled Condensing Unit, Coil with Blower | 4TTX5036A1 |  | 4TEE3C05A1 | 13 | 16 | Yes | Yes | 2011-01-21 |  | 2
FALSE | 4TTR6036B1 | 3674 | 4007894 | TRANE | 4TTR5036E1 | AC | Split System: Air-Cooled Condensing Unit, Coil with Blower | 4TTR5036E1 |  | 4TEE3C07A1 | 13 | 16 | Yes | Yes | 2011-01-21 |  | 2
FALSE | 4TTR6036B1 | 3674 | 4007895 | AMERICAN STANDARD, INC. | 4A7A5036E1 | AC | Split System: Air-Cooled Condensing Unit, Coil with Blower | 4TTR5036E1 |  | 4TEE3C07A1 | 13 | 16 | Yes | Yes | 2011-02-28 |  | 2
FALSE | XC17-048-230-** | 2300 | 4016668 | LENNOX INDUSTRIES, INC. | XC17-048-230* | AC | Split System: Air-Cooled Condensing Unit, Coil with Blower | XC17-048-230* |  | CX34-43+TDR | 12.5 | 15 | Yes | Yes | 2011-01-21 |  | 1
FALSE | TSA036S4N*G | 2270 | 4018913 | LENNOX INDUSTRIES, INC. | 13ACX-036-230-12 | AC | Split System: Air-Cooled Condensing Unit, Coil with Blower | 13ACX-036-230-12 |  | CX34-43+TDR | 12 | 14.5 | Yes | Yes | 2011-01-21 |  | 0
FALSE | TSA036S4N*G | 2270 | 4018914 | LENNOX INDUSTRIES, INC. | 13ACX-036-230-12 | AC | Split System: Air-Cooled Condensing Unit, Coil with Blower | 13ACX-036-230-12 |  | CX34-43+TDR | 12 | 14.5 | Yes | Yes | 2011-01-21 |  | 0
FALSE | TSA036S4N*G | 2270 | 4018916 | LENNOX INDUSTRIES, INC. | 13ACX-036-230-12 | AC | Split System: Air-Cooled Condensing Unit, Coil with Blower | 13ACX-036-230-12 |  | CX34-50/60C+TDR | 12 | 14.5 | Yes | Yes | 2011-01-21 |  | 0
FALSE | TSA036S4N*G | 2270 | 4018917 | LENNOX INDUSTRIES, INC. | 13ACX-036-230-12 | AC | Split System: Air-Cooled Condensing Unit, Coil with Blower | 13ACX-036-230-12 |  | CX34-50/60C+TDR | 12 | 14.5 | Yes | Yes | 2011-01-21 |  | 0
FALSE | TSA048S4N*G | 2299 | 4019071 | LENNOX INDUSTRIES, INC. | 13ACX-048-230-12 | AC | Split System: Air-Cooled Condensing Unit, Coil with Blower | 13ACX-048-230-12 |  | CH23-68+TDR+TXV | 12 | 14.5 | Yes | Yes | 2011-01-21 |  | 0
FALSE | TSA036S4N*G | 2270 | 4019297 | LENNOX INDUSTRIES, INC. | XC13-036-230-03 | AC | Split System: Air-Cooled Condensing Unit, Coil with Blower | XC13-036-230-03 |  | C33-43+TDR+TXV | 12 | 14.5 | Yes | Yes | 2011-01-21 |  | 0
FALSE | TSA036S4N*G | 2270 | 4019298 | LENNOX INDUSTRIES, INC. | XC13-036-230-03 | AC | Split System: Air-Cooled Condensing Unit, Coil with Blower | XC13-036-230-03 |  | C33-43+TDR+TXV | 12 | 14.5 | Yes | Yes | 2011-01-21 |  | 0
FALSE | TSA036S4N*G | 2270 | 4019299 | LENNOX INDUSTRIES, INC. | XC13-036-230-03 | AC | Split System: Air-Cooled Condensing Unit, Coil with Blower | XC13-036-230-03 |  | C33-43+TDR+TXV | 12 | 14.5 | Yes | Yes | 2011-01-21 |  | 0
FALSE | TSA036S4N*G | 2270 | 4019301 | LENNOX INDUSTRIES, INC. | XC13-036-230-03 | AC | Split System: Air-Cooled Condensing Unit, Coil with Blower | XC13-036-230-03 |  | CH33-43+TDR+TXV | 12 | 14.5 | Yes | Yes | 2011-01-21 |  | 0
FALSE | TSA036S4N*G | 2270 | 4019302 | LENNOX INDUSTRIES, INC. | XC13-036-230-03 | AC | Split System: Air-Cooled Condensing Unit, Coil with Blower | XC13-036-230-03 |  | CH33-43+TDR+TXV | 12 | 14.5 | Yes | Yes | 2011-01-21 |  | 0
FALSE | TSA036S4N*G | 2270 | 4019303 | LENNOX INDUSTRIES, INC. | XC13-036-230-03 | AC | Split System: Air-Cooled Condensing Unit, Coil with Blower | XC13-036-230-03 |  | CH33-43+TDR+TXV | 12 | 14.5 | Yes | Yes | 2011-01-21 |  | 0
FALSE | TSA036S4N*G | 2270 | 4019306 | LENNOX INDUSTRIES, INC. | XC13-036-230-03 | AC | Split System: Air-Cooled Condensing Unit, Coil with Blower | XC13-036-230-03 |  | CH33-48+TDR+TXV | 12 | 14.5 | Yes | Yes | 2011-01-21 |  | 0
FALSE | TSA036S4N*G | 2270 | 4019307 | LENNOX INDUSTRIES, INC. | XC13-036-230-03 | AC | Split System: Air-Cooled Condensing Unit, Coil with Blower | XC13-036-230-03 |  | CH33-48+TDR+TXV | 12 | 14.5 | Yes | Yes | 2011-01-21 |  | 0
FALSE | TSA036S4N*G | 2270 | 4019311 | LENNOX INDUSTRIES, INC. | XC13-036-230-03 | AC | Split System: Air-Cooled Condensing Unit, Coil with Blower | XC13-036-230-03 |  | CX34-43+TDR | 12 | 14.5 | Yes | Yes | 2011-01-21 |  | 0
FALSE | TSA036S4N*G | 2270 | 4019312 | LENNOX INDUSTRIES, INC. | XC13-036-230-03 | AC | Split System: Air-Cooled Condensing Unit, Coil with Blower | XC13-036-230-03 |  | CX34-43+TDR | 12 | 14.5 | Yes | Yes | 2011-01-21 |  | 0
FALSE | TSA036S4N*G | 2270 | 4019313 | LENNOX INDUSTRIES, INC. | XC13-036-230-03 | AC | Split System: Air-Cooled Condensing Unit, Coil with Blower | XC13-036-230-03 |  | CX34-43+TDR | 12 | 14.5 | Yes | Yes | 2011-01-21 |  | 0
FALSE | XC13N042-230-** | 2288 | 4019386 | LENNOX INDUSTRIES, INC. | XC13-042-230-03 | AC | Split System: Air-Cooled Condensing Unit, Coil with Blower | XC13-042-230-03 |  | CH33-48+TDR+TXV | 12 | 14.5 | Yes | Yes | 2011-01-21 |  | 0
FALSE | XC13N042-230-** | 2288 | 4019387 | LENNOX INDUSTRIES, INC. | XC13-042-230-03 | AC | Split System: Air-Cooled Condensing Unit, Coil with Blower | XC13-042-230-03 |  | CH33-49+TDR+TXV | 12 | 14.5 | Yes | Yes | 2011-01-21 |  | 0
FALSE | XC13N042-230-** | 2288 | 4019388 | LENNOX INDUSTRIES, INC. | XC13-042-230-03 | AC | Split System: Air-Cooled Condensing Unit, Coil with Blower | XC13-042-230-03 |  | CH33-49+TDR+TXV | 12 | 14.5 | Yes | Yes | 2011-01-21 |  | 0
FALSE | XC13N042-230-** | 2288 | 4019389 | LENNOX INDUSTRIES, INC. | XC13-042-230-03 | AC | Split System: Air-Cooled Condensing Unit, Coil with Blower | XC13-042-230-03 |  | CH33-49+TDR+TXV | 12 | 14.5 | Yes | Yes | 2011-01-21 |  | 0
FALSE | XC13N042-230-** | 2288 | 4019390 | LENNOX INDUSTRIES, INC. | XC13-042-230-03 | AC | Split System: Air-Cooled Condensing Unit, Coil with Blower | XC13-042-230-03 |  | CH33-49+TDR+TXV | 12 | 14.5 | Yes | Yes | 2011-01-21 |  | 0
FALSE | XC13N042-230-** | 2288 | 4019391 | LENNOX INDUSTRIES, INC. | XC13-042-230-03 | AC | Split System: Air-Cooled Condensing Unit, Coil with Blower | XC13-042-230-03 |  | CH33-50/60C+TDR+TXV | 12 | 14.5 | Yes | Yes | 2011-01-21 |  | 0
FALSE | XC13N042-230-** | 2288 | 4019392 | LENNOX INDUSTRIES, INC. | XC13-042-230-03 | AC | Split System: Air-Cooled Condensing Unit, Coil with Blower | XC13-042-230-03 |  | CH33-50/60C+TDR+TXV | 12 | 14.5 | Yes | Yes | 2011-01-21 |  | 0
FALSE | XC13N042-230-** | 2288 | 4019393 | LENNOX INDUSTRIES, INC. | XC13-042-230-03 | AC | Split System: Air-Cooled Condensing Unit, Coil with Blower | XC13-042-230-03 |  | CH33-50/60C+TDR+TXV | 12 | 14.5 | Yes | Yes | 2011-01-21 |  | 0
FALSE | XC13N042-230-** | 2288 | 4019394 | LENNOX INDUSTRIES, INC. | XC13-042-230-03 | AC | Split System: Air-Cooled Condensing Unit, Coil with Blower | XC13-042-230-03 |  | CH33-50/60C+TDR+TXV | 12 | 14.5 | Yes | Yes | 2011-01-21 |  | 0
FALSE | XC13N042-230-** | 2288 | 4019404 | LENNOX INDUSTRIES, INC. | XC13-042-230-03 | AC | Split System: Air-Cooled Condensing Unit, Coil with Blower | XC13-042-230-03 |  | CX34-43+TDR | 12 | 14.5 | Yes | Yes | 2011-01-21 |  | 0
FALSE | XC13N042-230-** | 2288 | 4019405 | LENNOX INDUSTRIES, INC. | XC13-042-230-03 | AC | Split System: Air-Cooled Condensing Unit, Coil with Blower | XC13-042-230-03 |  | CX34-43+TDR | 12 | 14.5 | Yes | Yes | 2011-01-21 |  | 0
FALSE | XC13N042-230-** | 2288 | 4019406 | LENNOX INDUSTRIES, INC. | XC13-042-230-03 | AC | Split System: Air-Cooled Condensing Unit, Coil with Blower | XC13-042-230-03 |  | CX34-43+TDR | 12 | 14.5 | Yes | Yes | 2011-01-21 |  | 0
FALSE | XC13N042-230-** | 2288 | 4019407 | LENNOX INDUSTRIES, INC. | XC13-042-230-03 | AC | Split System: Air-Cooled Condensing Unit, Coil with Blower | XC13-042-230-03 |  | CX34-43+TDR | 12.5 | 14.5 | Yes | Yes | 2011-01-21 |  | 0
FALSE | XC13N042-230-** | 2288 | 4019408 | LENNOX INDUSTRIES, INC. | XC13-042-230-03 | AC | Split System: Air-Cooled Condensing Unit, Coil with Blower | XC13-042-230-03 |  | CX34-49+TDR | 12 | 14.5 | Yes | Yes | 2011-01-21 |  | 0
FALSE | XC13N042-230-** | 2288 | 4019409 | LENNOX INDUSTRIES, INC. | XC13-042-230-03 | AC | Split System: Air-Cooled Condensing Unit, Coil with Blower | XC13-042-230-03 |  | CX34-49+TDR | 12 | 14.5 | Yes | Yes | 2011-01-21 |  | 0
FALSE | XC13N042-230-** | 2288 | 4019410 | LENNOX INDUSTRIES, INC. | XC13-042-230-03 | AC | Split System: Air-Cooled Condensing Unit, Coil with Blower | XC13-042-230-03 |  | CX34-49+TDR | 12 | 14.5 | Yes | Yes | 2011-01-21 |  | 0
FALSE | XC13N042-230-** | 2288 | 4019411 | LENNOX INDUSTRIES, INC. | XC13-042-230-03 | AC | Split System: Air-Cooled Condensing Unit, Coil with Blower | XC13-042-230-03 |  | CX34-49+TDR | 12.5 | 14.5 | Yes | Yes | 2011-01-21 |  | 0
FALSE | 14ACX-030-230-17 | 2250 | 4019853 | LENNOX INDUSTRIES, INC. | 14ACX-030-230-10 | AC | Split System: Air-Cooled Condensing Unit, Coil with Blower | 14ACX-030-230-10 |  | C33-30+TDR+TXV | 12.5 | 14.5 | Yes | Yes | 2011-01-21 |  | 0
FALSE | 14ACX-030-230-17 | 2250 | 4019854 | LENNOX INDUSTRIES, INC. | 14ACX-030-230-10 | AC | Split System: Air-Cooled Condensing Unit, Coil with Blower | 14ACX-030-230-10 |  | C33-31+TDR+TXV | 13 | 15.5 | Yes | Yes | 2011-01-21 |  | 1
FALSE | 14ACX-030-230-17 | 2250 | 4019855 | LENNOX INDUSTRIES, INC. | 14ACX-030-230-10 | AC | Split System: Air-Cooled Condensing Unit, Coil with Blower | 14ACX-030-230-10 |  | C33-36+TDR+TXV | 12.5 | 15 | Yes | Yes | 2011-01-21 |  | 1
FALSE | 14ACX-030-230-17 | 2250 | 4019856 | LENNOX INDUSTRIES, INC. | 14ACX-030-230-10 | AC | Split System: Air-Cooled Condensing Unit, Coil with Blower | 14ACX-030-230-10 |  | C33-36+TDR+TXV | 13 | 15.5 | Yes | Yes | 2011-01-21 |  | 1
FALSE | 14ACX-030-230-17 | 2250 | 4019857 | LENNOX INDUSTRIES, INC. | 14ACX-030-230-10 | AC | Split System: Air-Cooled Condensing Unit, Coil with Blower | 14ACX-030-230-10 |  | C33-38+TDR+TXV | 13 | 15.5 | Yes | Yes | 2011-01-21 |  | 1
FALSE | 14ACX-030-230-17 | 2250 | 4019858 | LENNOX INDUSTRIES, INC. | 14ACX-030-230-10 | AC | Split System: Air-Cooled Condensing Unit, Coil with Blower | 14ACX-030-230-10 |  | C33-42+TDR+TXV | 12.5 | 15 | Yes | Yes | 2011-01-21 |  | 1
FALSE | 14ACX-030-230-17 | 2250 | 4019859 | LENNOX INDUSTRIES, INC. | 14ACX-030-230-10 | AC | Split System: Air-Cooled Condensing Unit, Coil with Blower | 14ACX-030-230-10 |  | C33-43+TDR+TXV | 13 | 15.5 | Yes | Yes | 2011-01-21 |  | 1
FALSE | 14ACX-030-230-17 | 2250 | 4019860 | LENNOX INDUSTRIES, INC. | 14ACX-030-230-10 | AC | Split System: Air-Cooled Condensing Unit, Coil with Blower | 14ACX-030-230-10 |  | C33-43+TDR+TXV | 13 | 16 | Yes | Yes | 2011-01-21 |  | 2
FALSE | 14ACX-030-230-17 | 2250 | 4019861 | LENNOX INDUSTRIES, INC. | 14ACX-030-230-10 | AC | Split System: Air-Cooled Condensing Unit, Coil with Blower | 14ACX-030-230-10 |  | CX34-25+TDR | 12.5 | 15 | Yes | Yes | 2011-01-21 |  | 1
FALSE | 14ACX-030-230-17 | 2250 | 4019862 | LENNOX INDUSTRIES, INC. | 14ACX-030-230-10 | AC | Split System: Air-Cooled Condensing Unit, Coil with Blower | 14ACX-030-230-10 |  | CX34-30+TDR | 12.5 | 14.5 | Yes | Yes | 2011-01-21 |  | 0
FALSE | 14ACX-030-230-17 | 2250 | 4019863 | LENNOX INDUSTRIES, INC. | 14ACX-030-230-10 | AC | Split System: Air-Cooled Condensing Unit, Coil with Blower | 14ACX-030-230-10 |  | CX34-31+TDR | 13 | 15.5 | Yes | Yes | 2011-01-21 |  | 1
FALSE | 14ACX-030-230-17 | 2250 | 4019864 | LENNOX INDUSTRIES, INC. | 14ACX-030-230-10 | AC | Split System: Air-Cooled Condensing Unit, Coil with Blower | 14ACX-030-230-10 |  | CX34-36+TDR | 12.5 | 15 | Yes | Yes | 2011-01-21 |  | 1
FALSE | 14ACX-030-230-17 | 2250 | 4019865 | LENNOX INDUSTRIES, INC. | 14ACX-030-230-10 | AC | Split System: Air-Cooled Condensing Unit, Coil with Blower | 14ACX-030-230-10 |  | CX34-36+TDR | 13 | 15.5 | Yes | Yes | 2011-01-21 |  | 1
FALSE | 14ACX-030-230-17 | 2250 | 4019866 | LENNOX INDUSTRIES, INC. | 14ACX-030-230-10 | AC | Split System: Air-Cooled Condensing Unit, Coil with Blower | 14ACX-030-230-10 |  | CX34-38+TDR | 13 | 15.5 | Yes | Yes | 2011-01-21 |  | 1
FALSE | 14ACX-030-230-17 | 2250 | 4019867 | LENNOX INDUSTRIES, INC. | 14ACX-030-230-10 | AC | Split System: Air-Cooled Condensing Unit, Coil with Blower | 14ACX-030-230-10 |  | CX34-42+TDR | 12.5 | 15 | Yes | Yes | 2011-01-21 |  | 1
FALSE | 14ACX-030-230-17 | 2250 | 4019868 | LENNOX INDUSTRIES, INC. | 14ACX-030-230-10 | AC | Split System: Air-Cooled Condensing Unit, Coil with Blower | 14ACX-030-230-10 |  | CX34-43+TDR | 13 | 15.5 | Yes | Yes | 2011-01-21 |  | 1
FALSE | 14ACX-030-230-17 | 2250 | 4019869 | LENNOX INDUSTRIES, INC. | 14ACX-030-230-10 | AC | Split System: Air-Cooled Condensing Unit, Coil with Blower | 14ACX-030-230-10 |  | CX34-43+TDR | 13 | 16 | Yes | Yes | 2011-01-21 |  | 2
FALSE | 14ACX-030-230-17 | 2250 | 4019889 | LENNOX INDUSTRIES, INC. | 14ACX-030-230-11 | AC | Split System: Air-Cooled Condensing Unit, Coil with Blower | 14ACX-030-230-11 |  | CX34-25+TDR | 12.5 | 15 | Yes | Yes | 2011-01-21 |  | 1
FALSE | 14ACX-030-230-17 | 2250 | 4019890 | LENNOX INDUSTRIES, INC. | 14ACX-030-230-11 | AC | Split System: Air-Cooled Condensing Unit, Coil with Blower | 14ACX-030-230-11 |  | CX34-30+TDR | 12.5 | 14.5 | Yes | Yes | 2011-01-21 |  | 0
FALSE | 14ACX-030-230-17 | 2250 | 4019891 | LENNOX INDUSTRIES, INC. | 14ACX-030-230-11 | AC | Split System: Air-Cooled Condensing Unit, Coil with Blower | 14ACX-030-230-11 |  | CX34-31+TDR | 13 | 15.5 | Yes | Yes | 2011-01-21 |  | 1
FALSE | 14ACX-030-230-17 | 2250 | 4019892 | LENNOX INDUSTRIES, INC. | 14ACX-030-230-11 | AC | Split System: Air-Cooled Condensing Unit, Coil with Blower | 14ACX-030-230-11 |  | CX34-36+TDR | 12.5 | 15 | Yes | Yes | 2011-01-21 |  | 1
FALSE | 14ACX-030-230-17 | 2250 | 4019893 | LENNOX INDUSTRIES, INC. | 14ACX-030-230-11 | AC | Split System: Air-Cooled Condensing Unit, Coil with Blower | 14ACX-030-230-11 |  | CX34-36+TDR | 13 | 15.5 | Yes | Yes | 2011-01-21 |  | 1
FALSE | 14ACX-030-230-17 | 2250 | 4019894 | LENNOX INDUSTRIES, INC. | 14ACX-030-230-11 | AC | Split System: Air-Cooled Condensing Unit, Coil with Blower | 14ACX-030-230-11 |  | CX34-38+TDR | 13 | 15.5 | Yes | Yes | 2011-01-21 |  | 1
FALSE | 14ACX-030-230-17 | 2250 | 4019895 | LENNOX INDUSTRIES, INC. | 14ACX-030-230-11 | AC | Split System: Air-Cooled Condensing Unit, Coil with Blower | 14ACX-030-230-11 |  | CX34-42+TDR | 12.5 | 15 | Yes | Yes | 2011-01-21 |  | 1
FALSE | 14ACX-030-230-17 | 2250 | 4019896 | LENNOX INDUSTRIES, INC. | 14ACX-030-230-11 | AC | Split System: Air-Cooled Condensing Unit, Coil with Blower | 14ACX-030-230-11 |  | CX34-43+TDR | 13 | 15.5 | Yes | Yes | 2011-01-21 |  | 1
FALSE | 14ACX-030-230-17 | 2250 | 4019897 | LENNOX INDUSTRIES, INC. | 14ACX-030-230-11 | AC | Split System: Air-Cooled Condensing Unit, Coil with Blower | 14ACX-030-230-11 |  | CX34-43+TDR | 13 | 16 | Yes | Yes | 2011-01-21 |  | 2
FALSE | 14ACX-030-230-17 | 2250 | 4019898 | LENNOX INDUSTRIES, INC. | 14ACX-030-230-11 | AC | Split System: Air-Cooled Condensing Unit, Coil with Blower | 14ACX-030-230-11 |  | CH33-25+TDR+TXV | 13 | 15 | Yes | Yes | 2011-01-21 |  | 1
FALSE | 14ACX-030-230-17 | 2250 | 4019899 | LENNOX INDUSTRIES, INC. | 14ACX-030-230-11 | AC | Split System: Air-Cooled Condensing Unit, Coil with Blower | 14ACX-030-230-11 |  | CH33-31+TDR+TXV | 13 | 15.5 | Yes | Yes | 2011-01-21 |  | 1
FALSE | 14ACX-030-230-17 | 2250 | 4019900 | LENNOX INDUSTRIES, INC. | 14ACX-030-230-11 | AC | Split System: Air-Cooled Condensing Unit, Coil with Blower | 14ACX-030-230-11 |  | CH33-36+TDR+TXV | 12.5 | 15 | Yes | Yes | 2011-01-21 |  | 1
FALSE | 14ACX-030-230-17 | 2250 | 4019901 | LENNOX INDUSTRIES, INC. | 14ACX-030-230-11 | AC | Split System: Air-Cooled Condensing Unit, Coil with Blower | 14ACX-030-230-11 |  | CH33-36+TDR+TXV | 13 | 15.5 | Yes | Yes | 2011-01-21 |  | 1
FALSE | 14ACX-030-230-17 | 2250 | 4019902 | LENNOX INDUSTRIES, INC. | 14ACX-030-230-11 | AC | Split System: Air-Cooled Condensing Unit, Coil with Blower | 14ACX-030-230-11 |  | CH33-42+TDR+TXV | 13 | 15.5 | Yes | Yes | 2011-01-21 |  | 1
FALSE | 14ACX-030-230-17 | 2250 | 4019903 | LENNOX INDUSTRIES, INC. | 14ACX-030-230-11 | AC | Split System: Air-Cooled Condensing Unit, Coil with Blower | 14ACX-030-230-11 |  | CH33-43+TDR+TXV | 13 | 16 | Yes | Yes | 2011-01-21 |  | 2
FALSE | 14ACX-030-230-17 | 2250 | 4019904 | LENNOX INDUSTRIES, INC. | 14ACX-030-230-11 | AC | Split System: Air-Cooled Condensing Unit, Coil with Blower | 14ACX-030-230-11 |  | CH33-43+TDR+TXV | 13 | 16 | Yes | Yes | 2011-01-21 |  | 2
FALSE | 14ACX-030-230-17 | 2250 | 4019906 | LENNOX INDUSTRIES, INC. | 14ACX-030-230-11 | AC | Split System: Air-Cooled Condensing Unit, Coil with Blower | 14ACX-030-230-11 |  | CR33-30/36+TDR+TXV | 13 | 15.5 | Yes | Yes | 2011-01-21 |  | 1
FALSE | 14ACX-036-230-15 | 2264 | 4019925 | LENNOX INDUSTRIES, INC. | 14ACX-036-230-10 | AC | Split System: Air-Cooled Condensing Unit, Coil with Blower | 14ACX-036-230-10 |  | CH33-31+TDR+TXV | 12.5 | 15 | Yes | Yes | 2011-01-21 |  | 1
FALSE | 14ACX-036-230-15 | 2264 | 4019926 | LENNOX INDUSTRIES, INC. | 14ACX-036-230-10 | AC | Split System: Air-Cooled Condensing Unit, Coil with Blower | 14ACX-036-230-10 |  | CH33-36+TDR+TXV | 12.5 | 15 | Yes | Yes | 2011-01-21 |  | 1
FALSE | 14ACX-036-230-15 | 2264 | 4019927 | LENNOX INDUSTRIES, INC. | 14ACX-036-230-10 | AC | Split System: Air-Cooled Condensing Unit, Coil with Blower | 14ACX-036-230-10 |  | CH33-36+TDR+TXV | 12.5 | 15 | Yes | Yes | 2011-01-21 |  | 1
FALSE | 14ACX-036-230-15 | 2264 | 4019928 | LENNOX INDUSTRIES, INC. | 14ACX-036-230-10 | AC | Split System: Air-Cooled Condensing Unit, Coil with Blower | 14ACX-036-230-10 |  | CH33-36+TDR+TXV | 12.5 | 15.5 | Yes | Yes | 2011-01-21 |  | 1
FALSE | 14ACX-036-230-15 | 2264 | 4019929 | LENNOX INDUSTRIES, INC. | 14ACX-036-230-10 | AC | Split System: Air-Cooled Condensing Unit, Coil with Blower | 14ACX-036-230-10 |  | CH33-42+TDR+TXV | 12.5 | 15 | Yes | Yes | 2011-01-21 |  | 1
FALSE | 14ACX-036-230-15 | 2264 | 4019930 | LENNOX INDUSTRIES, INC. | 14ACX-036-230-10 | AC | Split System: Air-Cooled Condensing Unit, Coil with Blower | 14ACX-036-230-10 |  | CH33-43+TDR+TXV | 13 | 15.5 | Yes | Yes | 2011-01-21 |  | 1
FALSE | 14ACX-036-230-15 | 2264 | 4019931 | LENNOX INDUSTRIES, INC. | 14ACX-036-230-10 | AC | Split System: Air-Cooled Condensing Unit, Coil with Blower | 14ACX-036-230-10 |  | CH33-43+TDR+TXV | 13 | 15.5 | Yes | Yes | 2011-01-21 |  | 1
FALSE | 14ACX-036-230-15 | 2264 | 4019932 | LENNOX INDUSTRIES, INC. | 14ACX-036-230-10 | AC | Split System: Air-Cooled Condensing Unit, Coil with Blower | 14ACX-036-230-10 |  | CH33-43+TDR+TXV | 13 | 16 | Yes | Yes | 2011-01-21 |  | 2
FALSE | 14ACX-036-230-15 | 2264 | 4019933 | LENNOX INDUSTRIES, INC. | 14ACX-036-230-10 | AC | Split System: Air-Cooled Condensing Unit, Coil with Blower | 14ACX-036-230-10 |  | CH33-44/48+TDR+TXV | 12.5 | 15.5 | Yes | Yes | 2011-01-21 |  | 1
FALSE | 14ACX-036-230-15 | 2264 | 4019934 | LENNOX INDUSTRIES, INC. | 14ACX-036-230-10 | AC | Split System: Air-Cooled Condensing Unit, Coil with Blower | 14ACX-036-230-10 |  | CH33-48+TDR+TXV | 13 | 15.5 | Yes | Yes | 2011-01-21 |  | 1
FALSE | 14ACX-036-230-15 | 2264 | 4019935 | LENNOX INDUSTRIES, INC. | 14ACX-036-230-10 | AC | Split System: Air-Cooled Condensing Unit, Coil with Blower | 14ACX-036-230-10 |  | CH33-48+TDR+TXV | 13 | 15.5 | Yes | Yes | 2011-01-21 |  | 1
FALSE | 14ACX-036-230-15 | 2264 | 4019936 | LENNOX INDUSTRIES, INC. | 14ACX-036-230-10 | AC | Split System: Air-Cooled Condensing Unit, Coil with Blower | 14ACX-036-230-10 |  | CH33-49+TDR+TXV | 13 | 16 | Yes | Yes | 2011-01-21 |  | 2
FALSE | 14ACX-036-230-15 | 2264 | 4019937 | LENNOX INDUSTRIES, INC. | 14ACX-036-230-10 | AC | Split System: Air-Cooled Condensing Unit, Coil with Blower | 14ACX-036-230-10 |  | CH33-49+TDR+TXV | 13 | 16 | Yes | Yes | 2011-01-21 |  | 2
FALSE | 14ACX-036-230-15 | 2264 | 4019938 | LENNOX INDUSTRIES, INC. | 14ACX-036-230-10 | AC | Split System: Air-Cooled Condensing Unit, Coil with Blower | 14ACX-036-230-10 |  | CH33-50/60C+TDR+TXV | 13 | 16 | Yes | Yes | 2011-01-21 |  | 2
FALSE | 14ACX-036-230-15 | 2264 | 4019939 | LENNOX INDUSTRIES, INC. | 14ACX-036-230-10 | AC | Split System: Air-Cooled Condensing Unit, Coil with Blower | 14ACX-036-230-10 |  | CH33-50/60C+TDR+TXV | 13 | 16 | Yes | Yes | 2011-01-21 |  | 2
FALSE | 14ACX-036-230-15 | 2264 | 4019940 | LENNOX INDUSTRIES, INC. | 14ACX-036-230-10 | AC | Split System: Air-Cooled Condensing Unit, Coil with Blower | 14ACX-036-230-10 |  | CX34-31+TDR | 12.5 | 15 | Yes | Yes | 2011-01-21 |  | 1
FALSE | 14ACX-036-230-15 | 2264 | 4019941 | LENNOX INDUSTRIES, INC. | 14ACX-036-230-10 | AC | Split System: Air-Cooled Condensing Unit, Coil with Blower | 14ACX-036-230-10 |  | CX34-36+TDR | 12.5 | 15 | Yes | Yes | 2011-01-21 |  | 1
FALSE | 14ACX-036-230-15 | 2264 | 4019960 | LENNOX INDUSTRIES, INC. | 14ACX-036-230-10 | AC | Split System: Air-Cooled Condensing Unit, Coil with Blower | 14ACX-036-230-10 |  | CR33-48+TDR+TXV | 12.5 | 15 | Yes | Yes | 2011-01-21 |  | 1
FALSE | 14ACX-036-230-15 | 2264 | 4019961 | LENNOX INDUSTRIES, INC. | 14ACX-036-230-10 | AC | Split System: Air-Cooled Condensing Unit, Coil with Blower | 14ACX-036-230-10 |  | CR33-48+TDR+TXV | 12.5 | 15 | Yes | Yes | 2011-01-21 |  | 1
FALSE | 14ACX-036-230-15 | 2264 | 4019962 | LENNOX INDUSTRIES, INC. | 14ACX-036-230-10 | AC | Split System: Air-Cooled Condensing Unit, Coil with Blower | 14ACX-036-230-10 |  | CR33-48+TDR+TXV | 12.5 | 15 | Yes | Yes | 2011-01-21 |  | 1
FALSE | 14ACX-036-230-15 | 2264 | 4019963 | LENNOX INDUSTRIES, INC. | 14ACX-036-230-10 | AC | Split System: Air-Cooled Condensing Unit, Coil with Blower | 14ACX-036-230-10 |  | CR33-48+TDR+TXV | 12.5 | 15 | Yes | Yes | 2011-01-21 |  | 1
FALSE | 14ACX-036-230-15 | 2264 | 4019964 | LENNOX INDUSTRIES, INC. | 14ACX-036-230-10 | AC | Split System: Air-Cooled Condensing Unit, Coil with Blower | 14ACX-036-230-10 |  | CR33-48+TDR+TXV | 12.5 | 15 | Yes | Yes | 2011-01-21 |  | 1
FALSE | 14ACX-036-230-15 | 2264 | 4019965 | LENNOX INDUSTRIES, INC. | 14ACX-036-230-11 | AC | Split System: Air-Cooled Condensing Unit, Coil with Blower | 14ACX-036-230-11 |  | C33-31+TDR+TXV | 12.5 | 15 | Yes | Yes | 2011-01-21 |  | 1
FALSE | 14ACX-036-230-15 | 2264 | 4019966 | LENNOX INDUSTRIES, INC. | 14ACX-036-230-11 | AC | Split System: Air-Cooled Condensing Unit, Coil with Blower | 14ACX-036-230-11 |  | C33-36+TDR+TXV | 12.5 | 15 | Yes | Yes | 2011-01-21 |  | 1
FALSE | 14ACX-036-230-15 | 2264 | 4019967 | LENNOX INDUSTRIES, INC. | 14ACX-036-230-11 | AC | Split System: Air-Cooled Condensing Unit, Coil with Blower | 14ACX-036-230-11 |  | C33-36+TDR+TXV | 12.5 | 15 | Yes | Yes | 2011-01-21 |  | 1
FALSE | 14ACX-036-230-15 | 2264 | 4019968 | LENNOX INDUSTRIES, INC. | 14ACX-036-230-11 | AC | Split System: Air-Cooled Condensing Unit, Coil with Blower | 14ACX-036-230-11 |  | C33-38+TDR+TXV | 13 | 15.5 | Yes | Yes | 2011-01-21 |  | 1
FALSE | 14ACX-036-230-15 | 2264 | 4019969 | LENNOX INDUSTRIES, INC. | 14ACX-036-230-11 | AC | Split System: Air-Cooled Condensing Unit, Coil with Blower | 14ACX-036-230-11 |  | C33-42+TDR+TXV | 12.5 | 15 | Yes | Yes | 2011-01-21 |  | 1
FALSE | 14ACX-036-230-15 | 2264 | 4019970 | LENNOX INDUSTRIES, INC. | 14ACX-036-230-11 | AC | Split System: Air-Cooled Condensing Unit, Coil with Blower | 14ACX-036-230-11 |  | C33-43+TDR+TXV | 13 | 15.5 | Yes | Yes | 2011-01-21 |  | 1
FALSE | 14ACX-036-230-15 | 2264 | 4019971 | LENNOX INDUSTRIES, INC. | 14ACX-036-230-11 | AC | Split System: Air-Cooled Condensing Unit, Coil with Blower | 14ACX-036-230-11 |  | C33-43+TDR+TXV | 13 | 15.5 | Yes | Yes | 2011-01-21 |  | 1
FALSE | 14ACX-036-230-15 | 2264 | 4019972 | LENNOX INDUSTRIES, INC. | 14ACX-036-230-11 | AC | Split System: Air-Cooled Condensing Unit, Coil with Blower | 14ACX-036-230-11 |  | C33-43+TDR+TXV | 13 | 16 | Yes | Yes | 2011-01-21 |  | 2
FALSE | 14ACX-036-230-15 | 2264 | 4019973 | LENNOX INDUSTRIES, INC. | 14ACX-036-230-11 | AC | Split System: Air-Cooled Condensing Unit, Coil with Blower | 14ACX-036-230-11 |  | C33-44C+TDR+TXV | 13 | 15.5 | Yes | Yes | 2011-01-21 |  | 1
FALSE | 14ACX-036-230-15 | 2264 | 4019974 | LENNOX INDUSTRIES, INC. | 14ACX-036-230-11 | AC | Split System: Air-Cooled Condensing Unit, Coil with Blower | 14ACX-036-230-11 |  | C33-44C+TDR+TXV | 13 | 15.5 | Yes | Yes | 2011-01-21 |  | 1
FALSE | 14ACX-036-230-15 | 2264 | 4019975 | LENNOX INDUSTRIES, INC. | 14ACX-036-230-11 | AC | Split System: Air-Cooled Condensing Unit, Coil with Blower | 14ACX-036-230-11 |  | C33-48+TDR+TXV | 12.5 | 15.5 | Yes | Yes | 2011-01-21 |  | 1
FALSE | 14ACX-036-230-15 | 2264 | 4019976 | LENNOX INDUSTRIES, INC. | 14ACX-036-230-11 | AC | Split System: Air-Cooled Condensing Unit, Coil with Blower | 14ACX-036-230-11 |  | C33-48+TDR+TXV | 13 | 15.5 | Yes | Yes | 2011-01-21 |  | 1
FALSE | 14ACX-036-230-15 | 2264 | 4019995 | LENNOX INDUSTRIES, INC. | 14ACX-036-230-11 | AC | Split System: Air-Cooled Condensing Unit, Coil with Blower | 14ACX-036-230-11 |  | CH33-50/60C+TDR+TXV | 13 | 16 | Yes | Yes | 2011-01-21 |  | 2
FALSE | 14ACX-036-230-15 | 2264 | 4019996 | LENNOX INDUSTRIES, INC. | 14ACX-036-230-11 | AC | Split System: Air-Cooled Condensing Unit, Coil with Blower | 14ACX-036-230-11 |  | CH33-50/60C+TDR+TXV | 13 | 16 | Yes | Yes | 2011-01-21 |  | 2
FALSE | 14ACX-036-230-15 | 2264 | 4019997 | LENNOX INDUSTRIES, INC. | 14ACX-036-230-11 | AC | Split System: Air-Cooled Condensing Unit, Coil with Blower | 14ACX-036-230-11 |  | CX34-31+TDR | 12.5 | 15 | Yes | Yes | 2011-01-21 |  | 1
FALSE | 14ACX-036-230-15 | 2264 | 4019998 | LENNOX INDUSTRIES, INC. | 14ACX-036-230-11 | AC | Split System: Air-Cooled Condensing Unit, Coil with Blower | 14ACX-036-230-11 |  | CX34-36+TDR | 12.5 | 15 | Yes | Yes | 2011-01-21 |  | 1
FALSE | 14ACX-036-230-15 | 2264 | 4019999 | LENNOX INDUSTRIES, INC. | 14ACX-036-230-11 | AC | Split System: Air-Cooled Condensing Unit, Coil with Blower | 14ACX-036-230-11 |  | CX34-36+TDR | 12.5 | 15 | Yes | Yes | 2011-01-21 |  | 1
FALSE | 14ACX-036-230-15 | 2264 | 4020000 | LENNOX INDUSTRIES, INC. | 14ACX-036-230-11 | AC | Split System: Air-Cooled Condensing Unit, Coil with Blower | 14ACX-036-230-11 |  | CX34-38+TDR | 13 | 15.5 | Yes | Yes | 2011-01-21 |  | 1
FALSE | 14ACX-036-230-15 | 2264 | 4020001 | LENNOX INDUSTRIES, INC. | 14ACX-036-230-11 | AC | Split System: Air-Cooled Condensing Unit, Coil with Blower | 14ACX-036-230-11 |  | CX34-42+TDR | 12.5 | 15 | Yes | Yes | 2011-01-21 |  | 1
FALSE | 14ACX-036-230-15 | 2264 | 4020002 | LENNOX INDUSTRIES, INC. | 14ACX-036-230-11 | AC | Split System: Air-Cooled Condensing Unit, Coil with Blower | 14ACX-036-230-11 |  | CX34-43+TDR | 13 | 15.5 | Yes | Yes | 2011-01-21 |  | 1
FALSE | 14ACX-036-230-15 | 2264 | 4020003 | LENNOX INDUSTRIES, INC. | 14ACX-036-230-11 | AC | Split System: Air-Cooled Condensing Unit, Coil with Blower | 14ACX-036-230-11 |  | CX34-43+TDR | 13 | 15.5 | Yes | Yes | 2011-01-21 |  | 1
FALSE | 14ACX-036-230-15 | 2264 | 4020004 | LENNOX INDUSTRIES, INC. | 14ACX-036-230-11 | AC | Split System: Air-Cooled Condensing Unit, Coil with Blower | 14ACX-036-230-11 |  | CX34-43+TDR | 13 | 16 | Yes | Yes | 2011-01-21 |  | 2
FALSE | 14ACX-036-230-15 | 2264 | 4020005 | LENNOX INDUSTRIES, INC. | 14ACX-036-230-11 | AC | Split System: Air-Cooled Condensing Unit, Coil with Blower | 14ACX-036-230-11 |  | CX34-44/48+TDR | 12.5 | 15.5 | Yes | Yes | 2011-01-21 |  | 1
FALSE | 14ACX-036-230-15 | 2264 | 4020006 | LENNOX INDUSTRIES, INC. | 14ACX-036-230-11 | AC | Split System: Air-Cooled Condensing Unit, Coil with Blower | 14ACX-036-230-11 |  | CX34-44/48+TDR | 13 | 15.5 | Yes | Yes | 2011-01-21 |  | 1
FALSE | 14ACX-036-230-15 | 2264 | 4020007 | LENNOX INDUSTRIES, INC. | 14ACX-036-230-11 | AC | Split System: Air-Cooled Condensing Unit, Coil with Blower | 14ACX-036-230-11 |  | CX34-44/48+TDR | 13 | 15.5 | Yes | Yes | 2011-01-21 |  | 1
FALSE | 14ACX-036-230-15 | 2264 | 4020008 | LENNOX INDUSTRIES, INC. | 14ACX-036-230-11 | AC | Split System: Air-Cooled Condensing Unit, Coil with Blower | 14ACX-036-230-11 |  | CX34-49+TDR | 13 | 16 | Yes | Yes | 2011-01-21 |  | 2
FALSE | 14ACX-036-230-15 | 2264 | 4020009 | LENNOX INDUSTRIES, INC. | 14ACX-036-230-11 | AC | Split System: Air-Cooled Condensing Unit, Coil with Blower | 14ACX-036-230-11 |  | CX34-49+TDR | 13 | 16 | Yes | Yes | 2011-01-21 |  | 2
FALSE | 14ACX-036-230-15 | 2264 | 4020010 | LENNOX INDUSTRIES, INC. | 14ACX-036-230-11 | AC | Split System: Air-Cooled Condensing Unit, Coil with Blower | 14ACX-036-230-11 |  | CX34-50/60C+TDR | 13 | 15.5 | Yes | Yes | 2011-01-21 |  | 1
FALSE | 14ACX-036-230-15 | 2264 | 4020011 | LENNOX INDUSTRIES, INC. | 14ACX-036-230-11 | AC | Split System: Air-Cooled Condensing Unit, Coil with Blower | 14ACX-036-230-11 |  | CX34-50/60C+TDR | 13 | 15.5 | Yes | Yes | 2011-01-21 |  | 1
FALSE | TSA042H4N4*Y | 2280 | 4020068 | LENNOX INDUSTRIES, INC. | 14ACX-042-230-10 | AC | Split System: Air-Cooled Condensing Unit, Coil with Blower | 14ACX-042-230-10 |  | C33-49+TDR+TXV | 12.7 | 15 | Yes | Yes | 2011-01-21 |  | 1
FALSE | TSA042H4N4*Y | 2280 | 4020069 | LENNOX INDUSTRIES, INC. | 14ACX-042-230-10 | AC | Split System: Air-Cooled Condensing Unit, Coil with Blower | 14ACX-042-230-10 |  | C33-49+TDR+TXV | 12.7 | 15.2 | Yes | Yes | 2011-01-21 |  | 1
FALSE | TSA042H4N4*Y | 2280 | 4020070 | LENNOX INDUSTRIES, INC. | 14ACX-042-230-10 | AC | Split System: Air-Cooled Condensing Unit, Coil with Blower | 14ACX-042-230-10 |  | C33-50/60C+TDR+TXV | 12.2 | 14.5 | Yes | Yes | 2011-01-21 |  | 0
FALSE | TSA042H4N4*Y | 2280 | 4020071 | LENNOX INDUSTRIES, INC. | 14ACX-042-230-10 | AC | Split System: Air-Cooled Condensing Unit, Coil with Blower | 14ACX-042-230-10 |  | C33-50/60C+TDR+TXV | 12.5 | 14.5 | Yes | Yes | 2011-01-21 |  | 0
FALSE | TSA042H4N4*Y | 2280 | 4020072 | LENNOX INDUSTRIES, INC. | 14ACX-042-230-10 | AC | Split System: Air-Cooled Condensing Unit, Coil with Blower | 14ACX-042-230-10 |  | C33-50/60C+TDR+TXV | 12.5 | 14.5 | Yes | Yes | 2011-01-21 |  | 0
FALSE | TSA042H4N4*Y | 2280 | 4020073 | LENNOX INDUSTRIES, INC. | 14ACX-042-230-10 | AC | Split System: Air-Cooled Condensing Unit, Coil with Blower | 14ACX-042-230-10 |  | C33-50/60C+TDR+TXV | 12.5 | 14.7 | Yes | Yes | 2011-01-21 |  | 0
FALSE | TSA042H4N4*Y | 2280 | 4020074 | LENNOX INDUSTRIES, INC. | 14ACX-042-230-10 | AC | Split System: Air-Cooled Condensing Unit, Coil with Blower | 14ACX-042-230-10 |  | C33-62C+TDR+TXV | 13 | 15 | Yes | Yes | 2011-01-21 |  | 1
FALSE | TSA042H4N4*Y | 2280 | 4020075 | LENNOX INDUSTRIES, INC. | 14ACX-042-230-10 | AC | Split System: Air-Cooled Condensing Unit, Coil with Blower | 14ACX-042-230-10 |  | C33-62C+TDR+TXV | 13 | 15.2 | Yes | Yes | 2011-01-21 |  | 1
FALSE | TSA042H4N4*Y | 2280 | 4020076 | LENNOX INDUSTRIES, INC. | 14ACX-042-230-10 | AC | Split System: Air-Cooled Condensing Unit, Coil with Blower | 14ACX-042-230-10 |  | C33-62C+TDR+TXV | 13 | 15.2 | Yes | Yes | 2011-01-21 |  | 1
FALSE | TSA042H4N4*Y | 2280 | 4020077 | LENNOX INDUSTRIES, INC. | 14ACX-042-230-10 | AC | Split System: Air-Cooled Condensing Unit, Coil with Blower | 14ACX-042-230-10 |  | C33-62C+TDR+TXV | 13 | 15.2 | Yes | Yes | 2011-01-21 |  | 1
FALSE | TSA042H4N4*Y | 2280 | 4020080 | LENNOX INDUSTRIES, INC. | 14ACX-042-230-10 | AC | Split System: Air-Cooled Condensing Unit, Coil with Blower | 14ACX-042-230-10 |  | CH33-43+TDR+TXV | 12.5 | 14.7 | Yes | Yes | 2011-01-21 |  | 0
FALSE | TSA042H4N4*Y | 2280 | 4020081 | LENNOX INDUSTRIES, INC. | 14ACX-042-230-10 | AC | Split System: Air-Cooled Condensing Unit, Coil with Blower | 14ACX-042-230-10 |  | CH33-43+TDR+TXV | 12.7 | 14.7 | Yes | Yes | 2011-01-21 |  | 0
FALSE | TSA042H4N4*Y | 2280 | 4020082 | LENNOX INDUSTRIES, INC. | 14ACX-042-230-10 | AC | Split System: Air-Cooled Condensing Unit, Coil with Blower | 14ACX-042-230-10 |  | CH33-43+TDR+TXV | 12.7 | 14.7 | Yes | Yes | 2011-01-21 |  | 0
FALSE | TSA042H4N4*Y | 2280 | 4020083 | LENNOX INDUSTRIES, INC. | 14ACX-042-230-10 | AC | Split System: Air-Cooled Condensing Unit, Coil with Blower | 14ACX-042-230-10 |  | CH33-43+TDR+TXV | 12.7 | 15 | Yes | Yes | 2011-01-21 |  | 1
FALSE | TSA042H4N4*Y | 2280 | 4020084 | LENNOX INDUSTRIES, INC. | 14ACX-042-230-10 | AC | Split System: Air-Cooled Condensing Unit, Coil with Blower | 14ACX-042-230-10 |  | CH33-48+TDR+TXV | 12.2 | 14.5 | Yes | Yes | 2011-01-21 |  | 0
FALSE | TSA042H4N4*Y | 2280 | 4020085 | LENNOX INDUSTRIES, INC. | 14ACX-042-230-10 | AC | Split System: Air-Cooled Condensing Unit, Coil with Blower | 14ACX-042-230-10 |  | CH33-48+TDR+TXV | 12.5 | 14.7 | Yes | Yes | 2011-01-21 |  | 0
FALSE | TSA042H4N4*Y | 2280 | 4020086 | LENNOX INDUSTRIES, INC. | 14ACX-042-230-10 | AC | Split System: Air-Cooled Condensing Unit, Coil with Blower | 14ACX-042-230-10 |  | CH33-48+TDR+TXV | 12.5 | 14.5 | Yes | Yes | 2011-01-21 |  | 0
FALSE | TSA042H4N4*Y | 2280 | 4020116 | LENNOX INDUSTRIES, INC. | 14ACX-042-230-10 | AC | Split System: Air-Cooled Condensing Unit, Coil with Blower | 14ACX-042-230-10 |  | CX34-50/60C+TDR | 12.5 | 14.7 | Yes | Yes | 2011-01-21 |  | 0
FALSE | TSA042H4N4*Y | 2280 | 4020117 | LENNOX INDUSTRIES, INC. | 14ACX-042-230-10 | AC | Split System: Air-Cooled Condensing Unit, Coil with Blower | 14ACX-042-230-10 |  | CX34-62C+TDR | 13 | 15 | Yes | Yes | 2011-01-21 |  | 1
FALSE | TSA042H4N4*Y | 2280 | 4020118 | LENNOX INDUSTRIES, INC. | 14ACX-042-230-10 | AC | Split System: Air-Cooled Condensing Unit, Coil with Blower | 14ACX-042-230-10 |  | CX34-62C+TDR | 13 | 15.2 | Yes | Yes | 2011-01-21 |  | 1
FALSE | TSA042H4N4*Y | 2280 | 4020119 | LENNOX INDUSTRIES, INC. | 14ACX-042-230-10 | AC | Split System: Air-Cooled Condensing Unit, Coil with Blower | 14ACX-042-230-10 |  | CX34-62C+TDR | 13 | 15.2 | Yes | Yes | 2011-01-21 |  | 1
FALSE | TSA042H4N4*Y | 2280 | 4020120 | LENNOX INDUSTRIES, INC. | 14ACX-042-230-10 | AC | Split System: Air-Cooled Condensing Unit, Coil with Blower | 14ACX-042-230-10 |  | CX34-62C+TDR | 13 | 15.2 | Yes | Yes | 2011-01-21 |  | 1
FALSE | TSA042H4N4*Y | 2280 | 4020121 | LENNOX INDUSTRIES, INC. | 14ACX-042-230-10 | AC | Split System: Air-Cooled Condensing Unit, Coil with Blower | 14ACX-042-230-10 |  | CR33-50/60+TDR+TXV | 12.5 | 14.5 | Yes | Yes | 2011-01-21 |  | 0
FALSE | TSA042H4N4*Y | 2280 | 4020122 | LENNOX INDUSTRIES, INC. | 14ACX-042-230-10 | AC | Split System: Air-Cooled Condensing Unit, Coil with Blower | 14ACX-042-230-10 |  | CR33-50/60+TDR+TXV | 12.5 | 14.5 | Yes | Yes | 2011-01-21 |  | 0
FALSE | TSA042H4N4*Y | 2280 | 4020123 | LENNOX INDUSTRIES, INC. | 14ACX-042-230-10 | AC | Split System: Air-Cooled Condensing Unit, Coil with Blower | 14ACX-042-230-10 |  | CR33-50/60+TDR+TXV | 12.2 | 14.5 | Yes | Yes | 2011-01-21 |  | 0
FALSE | TSA042H4N4*Y | 2280 | 4020124 | LENNOX INDUSTRIES, INC. | 14ACX-042-230-10 | AC | Split System: Air-Cooled Condensing Unit, Coil with Blower | 14ACX-042-230-10 |  | CR33-50/60+TDR+TXV | 12.5 | 14.7 | Yes | Yes | 2011-01-21 |  | 0
FALSE | TSA042H4N4*Y | 2280 | 4020133 | LENNOX INDUSTRIES, INC. | 14ACX-042-230-11 | AC | Split System: Air-Cooled Condensing Unit, Coil with Blower | 14ACX-042-230-11 |  | C33-43+TDR+TXV | 12.5 | 14.7 | Yes | Yes | 2011-01-21 |  | 0
FALSE | TSA042H4N4*Y | 2280 | 4020134 | LENNOX INDUSTRIES, INC. | 14ACX-042-230-11 | AC | Split System: Air-Cooled Condensing Unit, Coil with Blower | 14ACX-042-230-11 |  | C33-43+TDR+TXV | 12.5 | 14.7 | Yes | Yes | 2011-01-21 |  | 0
FALSE | TSA042H4N4*Y | 2280 | 4020135 | LENNOX INDUSTRIES, INC. | 14ACX-042-230-11 | AC | Split System: Air-Cooled Condensing Unit, Coil with Blower | 14ACX-042-230-11 |  | C33-43+TDR+TXV | 12.5 | 14.7 | Yes | Yes | 2011-01-21 |  | 0
FALSE | TSA042H4N4*Y | 2280 | 4020136 | LENNOX INDUSTRIES, INC. | 14ACX-042-230-11 | AC | Split System: Air-Cooled Condensing Unit, Coil with Blower | 14ACX-042-230-11 |  | C33-43+TDR+TXV | 12.7 | 15 | Yes | Yes | 2011-01-21 |  | 1
FALSE | TSA042H4N4*Y | 2280 | 4020139 | LENNOX INDUSTRIES, INC. | 14ACX-042-230-11 | AC | Split System: Air-Cooled Condensing Unit, Coil with Blower | 14ACX-042-230-11 |  | C33-48+TDR+TXV | 12.2 | 14.5 | Yes | Yes | 2011-01-21 |  | 0
FALSE | TSA042H4N4*Y | 2280 | 4020141 | LENNOX INDUSTRIES, INC. | 14ACX-042-230-11 | AC | Split System: Air-Cooled Condensing Unit, Coil with Blower | 14ACX-042-230-11 |  | C33-48+TDR+TXV | 12.2 | 14.5 | Yes | Yes | 2011-01-21 |  | 0
FALSE | TSA042H4N4*Y | 2280 | 4020142 | LENNOX INDUSTRIES, INC. | 14ACX-042-230-11 | AC | Split System: Air-Cooled Condensing Unit, Coil with Blower | 14ACX-042-230-11 |  | C33-49+TDR+TXV | 12.7 | 15 | Yes | Yes | 2011-01-21 |  | 1
FALSE | TSA042H4N4*Y | 2280 | 4020143 | LENNOX INDUSTRIES, INC. | 14ACX-042-230-11 | AC | Split System: Air-Cooled Condensing Unit, Coil with Blower | 14ACX-042-230-11 |  | C33-49+TDR+TXV | 12.7 | 15 | Yes | Yes | 2011-01-21 |  | 1
FALSE | TSA042H4N4*Y | 2280 | 4020164 | LENNOX INDUSTRIES, INC. | 14ACX-042-230-11 | AC | Split System: Air-Cooled Condensing Unit, Coil with Blower | 14ACX-042-230-11 |  | CH33-49+TDR+TXV | 12.5 | 14.7 | Yes | Yes | 2011-01-21 |  | 0
FALSE | TSA042H4N4*Y | 2280 | 4020165 | LENNOX INDUSTRIES, INC. | 14ACX-042-230-11 | AC | Split System: Air-Cooled Condensing Unit, Coil with Blower | 14ACX-042-230-11 |  | CH33-49+TDR+TXV | 12.5 | 15 | Yes | Yes | 2011-01-21 |  | 1
FALSE | TSA042H4N4*Y | 2280 | 4020166 | LENNOX INDUSTRIES, INC. | 14ACX-042-230-11 | AC | Split System: Air-Cooled Condensing Unit, Coil with Blower | 14ACX-042-230-11 |  | CH33-49+TDR+TXV | 12.5 | 14.7 | Yes | Yes | 2011-01-21 |  | 0
FALSE | TSA042H4N4*Y | 2280 | 4020167 | LENNOX INDUSTRIES, INC. | 14ACX-042-230-11 | AC | Split System: Air-Cooled Condensing Unit, Coil with Blower | 14ACX-042-230-11 |  | CH33-49+TDR+TXV | 12.7 | 15 | Yes | Yes | 2011-01-21 |  | 1
FALSE | TSA042H4N4*Y | 2280 | 4020176 | LENNOX INDUSTRIES, INC. | 14ACX-042-230-11 | AC | Split System: Air-Cooled Condensing Unit, Coil with Blower | 14ACX-042-230-11 |  | CX34-43+TDR | 12.5 | 14.7 | Yes | Yes | 2011-01-21 |  | 0
FALSE | TSA042H4N4*Y | 2280 | 4020177 | LENNOX INDUSTRIES, INC. | 14ACX-042-230-11 | AC | Split System: Air-Cooled Condensing Unit, Coil with Blower | 14ACX-042-230-11 |  | CX34-43+TDR | 12.5 | 14.7 | Yes | Yes | 2011-01-21 |  | 0
FALSE | TSA042H4N4*Y | 2280 | 4020178 | LENNOX INDUSTRIES, INC. | 14ACX-042-230-11 | AC | Split System: Air-Cooled Condensing Unit, Coil with Blower | 14ACX-042-230-11 |  | CX34-43+TDR | 12.5 | 14.7 | Yes | Yes | 2011-01-21 |  | 0
FALSE | TSA042H4N4*Y | 2280 | 4020179 | LENNOX INDUSTRIES, INC. | 14ACX-042-230-11 | AC | Split System: Air-Cooled Condensing Unit, Coil with Blower | 14ACX-042-230-11 |  | CX34-43+TDR | 12.7 | 15 | Yes | Yes | 2011-01-21 |  | 1
FALSE | TSA042H4N4*Y | 2280 | 4020182 | LENNOX INDUSTRIES, INC. | 14ACX-042-230-11 | AC | Split System: Air-Cooled Condensing Unit, Coil with Blower | 14ACX-042-230-11 |  | CX34-44/48+TDR | 12.2 | 14.5 | Yes | Yes | 2011-01-21 |  | 0
FALSE | TSA042H4N4*Y | 2280 | 4020184 | LENNOX INDUSTRIES, INC. | 14ACX-042-230-11 | AC | Split System: Air-Cooled Condensing Unit, Coil with Blower | 14ACX-042-230-11 |  | CX34-44/48+TDR | 12.2 | 14.5 | Yes | Yes | 2011-01-21 |  | 0
FALSE | TSA042H4N4*Y | 2280 | 4020185 | LENNOX INDUSTRIES, INC. | 14ACX-042-230-11 | AC | Split System: Air-Cooled Condensing Unit, Coil with Blower | 14ACX-042-230-11 |  | CX34-49+TDR | 12.7 | 15 | Yes | Yes | 2011-01-21 |  | 1
FALSE | TSA042H4N4*Y | 2280 | 4020186 | LENNOX INDUSTRIES, INC. | 14ACX-042-230-11 | AC | Split System: Air-Cooled Condensing Unit, Coil with Blower | 14ACX-042-230-11 |  | CX34-49+TDR | 12.7 | 15 | Yes | Yes | 2011-01-21 |  | 1
FALSE | TSA042H4N4*Y | 2280 | 4020187 | LENNOX INDUSTRIES, INC. | 14ACX-042-230-11 | AC | Split System: Air-Cooled Condensing Unit, Coil with Blower | 14ACX-042-230-11 |  | CX34-49+TDR | 12.7 | 15 | Yes | Yes | 2011-01-21 |  | 1
FALSE | TSA042H4N4*Y | 2280 | 4020188 | LENNOX INDUSTRIES, INC. | 14ACX-042-230-11 | AC | Split System: Air-Cooled Condensing Unit, Coil with Blower | 14ACX-042-230-11 |  | CX34-49+TDR | 12.7 | 15.2 | Yes | Yes | 2011-01-21 |  | 1
FALSE | TSA042H4N4*Y | 2280 | 4020189 | LENNOX INDUSTRIES, INC. | 14ACX-042-230-11 | AC | Split System: Air-Cooled Condensing Unit, Coil with Blower | 14ACX-042-230-11 |  | CX34-50/60C+TDR | 12.2 | 14.5 | Yes | Yes | 2011-01-21 |  | 0
FALSE | TSA042H4N4*Y | 2280 | 4020190 | LENNOX INDUSTRIES, INC. | 14ACX-042-230-11 | AC | Split System: Air-Cooled Condensing Unit, Coil with Blower | 14ACX-042-230-11 |  | CX34-50/60C+TDR | 12.5 | 14.5 | Yes | Yes | 2011-01-21 |  | 0
FALSE | TSA042H4N4*Y | 2280 | 4020191 | LENNOX INDUSTRIES, INC. | 14ACX-042-230-11 | AC | Split System: Air-Cooled Condensing Unit, Coil with Blower | 14ACX-042-230-11 |  | CX34-50/60C+TDR | 12.5 | 14.5 | Yes | Yes | 2011-01-21 |  | 0
FALSE | XC14-048-230-08 | 2298 | 4020225 | LENNOX INDUSTRIES, INC. | 14ACX-048-230-10 | AC | Split System: Air-Cooled Condensing Unit, Coil with Blower | 14ACX-048-230-10 |  | CH33-49+TDR+TXV | 12 | 14.5 | Yes | Yes | 2011-01-21 |  | 0
FALSE | XC14-048-230-08 | 2298 | 4020226 | LENNOX INDUSTRIES, INC. | 14ACX-048-230-10 | AC | Split System: Air-Cooled Condensing Unit, Coil with Blower | 14ACX-048-230-10 |  | CH33-49+TDR+TXV | 12 | 14.5 | Yes | Yes | 2011-01-21 |  | 0
FALSE | XC14-048-230-08 | 2298 | 4020230 | LENNOX INDUSTRIES, INC. | 14ACX-048-230-10 | AC | Split System: Air-Cooled Condensing Unit, Coil with Blower | 14ACX-048-230-10 |  | CH33-60D+TDR+TXV | 12.2 | 14.7 | Yes | Yes | 2011-01-21 |  | 0
FALSE | XC14-048-230-08 | 2298 | 4020231 | LENNOX INDUSTRIES, INC. | 14ACX-048-230-10 | AC | Split System: Air-Cooled Condensing Unit, Coil with Blower | 14ACX-048-230-10 |  | CH33-62D+TDR+TXV | 12.2 | 14.7 | Yes | Yes | 2011-01-21 |  | 0
FALSE | XC14-048-230-08 | 2298 | 4020238 | LENNOX INDUSTRIES, INC. | 14ACX-048-230-10 | AC | Split System: Air-Cooled Condensing Unit, Coil with Blower | 14ACX-048-230-10 |  | CX34-49+TDR | 12.2 | 14.5 | Yes | Yes | 2011-01-21 |  | 0
FALSE | XC14-048-230-08 | 2298 | 4020239 | LENNOX INDUSTRIES, INC. | 14ACX-048-230-10 | AC | Split System: Air-Cooled Condensing Unit, Coil with Blower | 14ACX-048-230-10 |  | CX34-49+TDR | 12.2 | 14.5 | Yes | Yes | 2011-01-21 |  | 0
FALSE | XC14-048-230-08 | 2298 | 4020240 | LENNOX INDUSTRIES, INC. | 14ACX-048-230-10 | AC | Split System: Air-Cooled Condensing Unit, Coil with Blower | 14ACX-048-230-10 |  | CX34-49+TDR | 12.2 | 14.5 | Yes | Yes | 2011-01-21 |  | 0
FALSE | XC14-048-230-08 | 2298 | 4020244 | LENNOX INDUSTRIES, INC. | 14ACX-048-230-10 | AC | Split System: Air-Cooled Condensing Unit, Coil with Blower | 14ACX-048-230-10 |  | CX34-60D+TDR | 12.2 | 14.7 | Yes | Yes | 2011-01-21 |  | 0
FALSE | XC14-048-230-08 | 2298 | 4020245 | LENNOX INDUSTRIES, INC. | 14ACX-048-230-10 | AC | Split System: Air-Cooled Condensing Unit, Coil with Blower | 14ACX-048-230-10 |  | CX34-62C+TDR | 12.5 | 14.7 | Yes | Yes | 2011-01-21 |  | 0
FALSE | XC14-048-230-08 | 2298 | 4020246 | LENNOX INDUSTRIES, INC. | 14ACX-048-230-10 | AC | Split System: Air-Cooled Condensing Unit, Coil with Blower | 14ACX-048-230-10 |  | CX34-62C+TDR | 12.5 | 14.7 | Yes | Yes | 2011-01-21 |  | 0
FALSE | XC14-048-230-08 | 2298 | 4020247 | LENNOX INDUSTRIES, INC. | 14ACX-048-230-10 | AC | Split System: Air-Cooled Condensing Unit, Coil with Blower | 14ACX-048-230-10 |  | CX34-62C+TDR | 12.2 | 14.7 | Yes | Yes | 2011-01-21 |  | 0
FALSE | XC14-048-230-08 | 2298 | 4020248 | LENNOX INDUSTRIES, INC. | 14ACX-048-230-10 | AC | Split System: Air-Cooled Condensing Unit, Coil with Blower | 14ACX-048-230-10 |  | CX34-62D+TDR | 12.5 | 15 | Yes | Yes | 2011-01-21 |  | 1
FALSE | XC14-048-230-08 | 2298 | 4020261 | LENNOX INDUSTRIES, INC. | 14ACX-048-230-11 | AC | Split System: Air-Cooled Condensing Unit, Coil with Blower | 14ACX-048-230-11 |  | C33-49+TDR+TXV | 12.2 | 14.5 | Yes | Yes | 2011-01-21 |  | 0
FALSE | XC14-048-230-08 | 2298 | 4020262 | LENNOX INDUSTRIES, INC. | 14ACX-048-230-11 | AC | Split System: Air-Cooled Condensing Unit, Coil with Blower | 14ACX-048-230-11 |  | C33-49+TDR+TXV | 12.2 | 14.5 | Yes | Yes | 2011-01-21 |  | 0
FALSE | XC14-048-230-08 | 2298 | 4020263 | LENNOX INDUSTRIES, INC. | 14ACX-048-230-11 | AC | Split System: Air-Cooled Condensing Unit, Coil with Blower | 14ACX-048-230-11 |  | C33-49+TDR+TXV | 12.2 | 14.5 | Yes | Yes | 2011-01-21 |  | 0
FALSE | XC14-048-230-08 | 2298 | 4020267 | LENNOX INDUSTRIES, INC. | 14ACX-048-230-11 | AC | Split System: Air-Cooled Condensing Unit, Coil with Blower | 14ACX-048-230-11 |  | C33-60D+TDR+TXV | 12.2 | 14.7 | Yes | Yes | 2011-01-21 |  | 0
FALSE | XC14-048-230-08 | 2298 | 4020268 | LENNOX INDUSTRIES, INC. | 14ACX-048-230-11 | AC | Split System: Air-Cooled Condensing Unit, Coil with Blower | 14ACX-048-230-11 |  | C33-62C+TDR+TXV | 12.5 | 14.7 | Yes | Yes | 2011-01-21 |  | 0
FALSE | XC14-060-230-** | 2308 | 4020317 | LENNOX INDUSTRIES, INC. | 14ACX-060-230-10 | AC | Split System: Air-Cooled Condensing Unit, Coil with Blower | 14ACX-060-230-10 |  | CH33-49+TDR+TXV | 12 | 14.5 | Yes | Yes | 2011-01-21 |  | 0
FALSE | XC14-060-230-** | 2308 | 4020319 | LENNOX INDUSTRIES, INC. | 14ACX-060-230-10 | AC | Split System: Air-Cooled Condensing Unit, Coil with Blower | 14ACX-060-230-10 |  | CH33-62D+TDR+TXV | 12 | 14.5 | Yes | Yes | 2011-01-21 |  | 0
FALSE | XC14-060-230-** | 2308 | 4020324 | LENNOX INDUSTRIES, INC. | 14ACX-060-230-10 | AC | Split System: Air-Cooled Condensing Unit, Coil with Blower | 14ACX-060-230-10 |  | CX34-60D+TDR | 12 | 14.5 | Yes | Yes | 2011-01-21 |  | 0
FALSE | XC14-060-230-** | 2308 | 4020326 | LENNOX INDUSTRIES, INC. | 14ACX-060-230-10 | AC | Split System: Air-Cooled Condensing Unit, Coil with Blower | 14ACX-060-230-10 |  | CX34-62C+TDR | 12.2 | 14.5 | Yes | Yes | 2011-01-21 |  | 0
FALSE | XC14-060-230-** | 2308 | 4020333 | LENNOX INDUSTRIES, INC. | 14ACX-060-230-11 | AC | Split System: Air-Cooled Condensing Unit, Coil with Blower | 14ACX-060-230-11 |  | C33-60D+TDR+TXV | 12 | 14.5 | Yes | Yes | 2011-01-21 |  | 0
FALSE | XC14-060-230-** | 2308 | 4020335 | LENNOX INDUSTRIES, INC. | 14ACX-060-230-11 | AC | Split System: Air-Cooled Condensing Unit, Coil with Blower | 14ACX-060-230-11 |  | C33-62C+TDR+TXV | 12.2 | 14.5 | Yes | Yes | 2011-01-21 |  | 0
FALSE | XC14-060-230-** | 2308 | 4020337 | LENNOX INDUSTRIES, INC. | 14ACX-060-230-11 | AC | Split System: Air-Cooled Condensing Unit, Coil with Blower | 14ACX-060-230-11 |  | CH33-49+TDR+TXV | 12 | 14.5 | Yes | Yes | 2011-01-21 |  | 0
FALSE | XC14-060-230-** | 2308 | 4020339 | LENNOX INDUSTRIES, INC. | 14ACX-060-230-11 | AC | Split System: Air-Cooled Condensing Unit, Coil with Blower | 14ACX-060-230-11 |  | CH33-62D+TDR+TXV | 12 | 14.5 | Yes | Yes | 2011-01-21 |  | 0
FALSE | XC14-060-230-** | 2308 | 4020344 | LENNOX INDUSTRIES, INC. | 14ACX-060-230-11 | AC | Split System: Air-Cooled Condensing Unit, Coil with Blower | 14ACX-060-230-11 |  | CX34-60D+TDR | 12 | 14.5 | Yes | Yes | 2011-01-21 |  | 0
FALSE | XC14-060-230-** | 2308 | 4020346 | LENNOX INDUSTRIES, INC. | 14ACX-060-230-11 | AC | Split System: Air-Cooled Condensing Unit, Coil with Blower | 14ACX-060-230-11 |  | CX34-62C+TDR | 12.2 | 14.5 | Yes | Yes | 2011-01-21 |  | 0
FALSE | 14ACX-036-230-15 | 2264 | 4020414 | LENNOX INDUSTRIES, INC. | XC14-036-230-03 | AC | Split System: Air-Cooled Condensing Unit, Coil with Blower | XC14-036-230-03 |  | C33-50/60C+TDR+TXV | 13 | 15.7 | Yes | Yes | 2011-01-21 |  | 1
FALSE | 14ACX-036-230-15 | 2264 | 4020415 | LENNOX INDUSTRIES, INC. | XC14-036-230-03 | AC | Split System: Air-Cooled Condensing Unit, Coil with Blower | XC14-036-230-03 |  | C33-50/60C+TDR+TXV | 13 | 15.7 | Yes | Yes | 2011-01-21 |  | 1
FALSE | 14ACX-036-230-15 | 2264 | 4020416 | LENNOX INDUSTRIES, INC. | XC14-036-230-03 | AC | Split System: Air-Cooled Condensing Unit, Coil with Blower | XC14-036-230-03 |  | CH33-31+TDR+TXV | 12.7 | 15.2 | Yes | Yes | 2011-01-21 |  | 1
FALSE | 14ACX-036-230-15 | 2264 | 4020417 | LENNOX INDUSTRIES, INC. | XC14-036-230-03 | AC | Split System: Air-Cooled Condensing Unit, Coil with Blower | XC14-036-230-03 |  | CH33-36+TDR+TXV | 12.5 | 15 | Yes | Yes | 2011-01-21 |  | 1
FALSE | 14ACX-036-230-15 | 2264 | 4020418 | LENNOX INDUSTRIES, INC. | XC14-036-230-03 | AC | Split System: Air-Cooled Condensing Unit, Coil with Blower | XC14-036-230-03 |  | CH33-36+TDR+TXV | 12.7 | 15.2 | Yes | Yes | 2011-01-21 |  | 1
FALSE | 14ACX-036-230-15 | 2264 | 4020419 | LENNOX INDUSTRIES, INC. | XC14-036-230-03 | AC | Split System: Air-Cooled Condensing Unit, Coil with Blower | XC14-036-230-03 |  | CH33-36+TDR+TXV | 12.7 | 15.5 | Yes | Yes | 2011-01-21 |  | 1
FALSE | 14ACX-036-230-15 | 2264 | 4020420 | LENNOX INDUSTRIES, INC. | XC14-036-230-03 | AC | Split System: Air-Cooled Condensing Unit, Coil with Blower | XC14-036-230-03 |  | CH33-42+TDR+TXV | 12.5 | 15.2 | Yes | Yes | 2011-01-21 |  | 1
FALSE | 14ACX-036-230-15 | 2264 | 4020421 | LENNOX INDUSTRIES, INC. | XC14-036-230-03 | AC | Split System: Air-Cooled Condensing Unit, Coil with Blower | XC14-036-230-03 |  | CH33-43+TDR+TXV | 13 | 15.7 | Yes | Yes | 2011-01-21 |  | 1
FALSE | 14ACX-036-230-15 | 2264 | 4020422 | LENNOX INDUSTRIES, INC. | XC14-036-230-03 | AC | Split System: Air-Cooled Condensing Unit, Coil with Blower | XC14-036-230-03 |  | CH33-43+TDR+TXV | 13.2 | 15.7 | Yes | Yes | 2011-01-21 |  | 1
FALSE | 14ACX-036-230-15 | 2264 | 4020423 | LENNOX INDUSTRIES, INC. | XC14-036-230-03 | AC | Split System: Air-Cooled Condensing Unit, Coil with Blower | XC14-036-230-03 |  | CH33-43+TDR+TXV | 13.2 | 16 | Yes | Yes | 2011-01-21 |  | 2
FALSE | 14ACX-036-230-15 | 2264 | 4020424 | LENNOX INDUSTRIES, INC. | XC14-036-230-03 | AC | Split System: Air-Cooled Condensing Unit, Coil with Blower | XC14-036-230-03 |  | CH33-44/48+TDR+TXV | 12.7 | 15.5 | Yes | Yes | 2011-01-21 |  | 1
FALSE | 14ACX-036-230-15 | 2264 | 4020425 | LENNOX INDUSTRIES, INC. | XC14-036-230-03 | AC | Split System: Air-Cooled Condensing Unit, Coil with Blower | XC14-036-230-03 |  | CH33-48+TDR+TXV | 13 | 15.7 | Yes | Yes | 2011-01-21 |  | 1
FALSE | 14ACX-036-230-15 | 2264 | 4020426 | LENNOX INDUSTRIES, INC. | XC14-036-230-03 | AC | Split System: Air-Cooled Condensing Unit, Coil with Blower | XC14-036-230-03 |  | CH33-48+TDR+TXV | 13.2 | 15.7 | Yes | Yes | 2011-01-21 |  | 1
FALSE | 14ACX-036-230-15 | 2264 | 4020427 | LENNOX INDUSTRIES, INC. | XC14-036-230-03 | AC | Split System: Air-Cooled Condensing Unit, Coil with Blower | XC14-036-230-03 |  | CH33-49+TDR+TXV | 13.2 | 16 | Yes | Yes | 2011-01-21 |  | 2
FALSE | 14ACX-036-230-15 | 2264 | 4020428 | LENNOX INDUSTRIES, INC. | XC14-036-230-03 | AC | Split System: Air-Cooled Condensing Unit, Coil with Blower | XC14-036-230-03 |  | CH33-49+TDR+TXV | 13.2 | 16 | Yes | Yes | 2011-01-21 |  | 2
FALSE | 14ACX-036-230-15 | 2264 | 4020429 | LENNOX INDUSTRIES, INC. | XC14-036-230-03 | AC | Split System: Air-Cooled Condensing Unit, Coil with Blower | XC14-036-230-03 |  | CH33-50/60C+TDR+TXV | 13.2 | 16 | Yes | Yes | 2011-01-21 |  | 2
FALSE | 14ACX-036-230-15 | 2264 | 4020430 | LENNOX INDUSTRIES, INC. | XC14-036-230-03 | AC | Split System: Air-Cooled Condensing Unit, Coil with Blower | XC14-036-230-03 |  | CH33-50/60C+TDR+TXV | 13.2 | 16 | Yes | Yes | 2011-01-21 |  | 2
FALSE | 14ACX-036-230-15 | 2264 | 4020449 | LENNOX INDUSTRIES, INC. | XC14-036-230-03 | AC | Split System: Air-Cooled Condensing Unit, Coil with Blower | XC14-036-230-03 |  | CR33-30/36+TDR+TXV | 12.5 | 15 | Yes | Yes | 2011-01-21 |  | 1
FALSE | 14ACX-036-230-15 | 2264 | 4020450 | LENNOX INDUSTRIES, INC. | XC14-036-230-03 | AC | Split System: Air-Cooled Condensing Unit, Coil with Blower | XC14-036-230-03 |  | CR33-30/36+TDR+TXV | 12.5 | 15 | Yes | Yes | 2011-01-21 |  | 1
FALSE | 14ACX-036-230-15 | 2264 | 4020451 | LENNOX INDUSTRIES, INC. | XC14-036-230-03 | AC | Split System: Air-Cooled Condensing Unit, Coil with Blower | XC14-036-230-03 |  | CR33-48+TDR+TXV | 12.5 | 15 | Yes | Yes | 2011-01-21 |  | 1
FALSE | 14ACX-036-230-15 | 2264 | 4020452 | LENNOX INDUSTRIES, INC. | XC14-036-230-03 | AC | Split System: Air-Cooled Condensing Unit, Coil with Blower | XC14-036-230-03 |  | CR33-48+TDR+TXV | 12.7 | 15.2 | Yes | Yes | 2011-01-21 |  | 1
FALSE | 14ACX-036-230-15 | 2264 | 4020453 | LENNOX INDUSTRIES, INC. | XC14-036-230-03 | AC | Split System: Air-Cooled Condensing Unit, Coil with Blower | XC14-036-230-03 |  | CR33-48+TDR+TXV | 12.7 | 15.2 | Yes | Yes | 2011-01-21 |  | 1
FALSE | 14ACX-036-230-15 | 2264 | 4020454 | LENNOX INDUSTRIES, INC. | XC14-036-230-03 | AC | Split System: Air-Cooled Condensing Unit, Coil with Blower | XC14-036-230-03 |  | CR33-48+TDR+TXV | 12.7 | 15.2 | Yes | Yes | 2011-01-21 |  | 1
FALSE | 14ACX-036-230-15 | 2264 | 4020455 | LENNOX INDUSTRIES, INC. | XC14-036-230-03 | AC | Split System: Air-Cooled Condensing Unit, Coil with Blower | XC14-036-230-03 |  | CR33-48+TDR+TXV | 12.7 | 15.2 | Yes | Yes | 2011-01-21 |  | 1
FALSE | TSA042H4N4*Y | 2280 | 4020464 | LENNOX INDUSTRIES, INC. | XC14-042-230* | AC | Split System: Air-Cooled Condensing Unit, Coil with Blower | XC14-042-230* |  | C33-43+TDR+TXV | 12.5 | 14.7 | Yes | Yes | 2011-01-21 |  | 0
FALSE | TSA042H4N4*Y | 2280 | 4020465 | LENNOX INDUSTRIES, INC. | XC14-042-230* | AC | Split System: Air-Cooled Condensing Unit, Coil with Blower | XC14-042-230* |  | C33-43+TDR+TXV | 12.5 | 14.7 | Yes | Yes | 2011-01-21 |  | 0
FALSE | TSA042H4N4*Y | 2280 | 4020466 | LENNOX INDUSTRIES, INC. | XC14-042-230* | AC | Split System: Air-Cooled Condensing Unit, Coil with Blower | XC14-042-230* |  | C33-43+TDR+TXV | 12.5 | 14.7 | Yes | Yes | 2011-01-21 |  | 0
FALSE | TSA042H4N4*Y | 2280 | 4020467 | LENNOX INDUSTRIES, INC. | XC14-042-230* | AC | Split System: Air-Cooled Condensing Unit, Coil with Blower | XC14-042-230* |  | C33-43+TDR+TXV | 12.7 | 15 | Yes | Yes | 2011-01-21 |  | 1
FALSE | TSA042H4N4*Y | 2280 | 4020470 | LENNOX INDUSTRIES, INC. | XC14-042-230* | AC | Split System: Air-Cooled Condensing Unit, Coil with Blower | XC14-042-230* |  | C33-48+TDR+TXV | 12.2 | 14.5 | Yes | Yes | 2011-01-21 |  | 0
FALSE | TSA042H4N4*Y | 2280 | 4020472 | LENNOX INDUSTRIES, INC. | XC14-042-230* | AC | Split System: Air-Cooled Condensing Unit, Coil with Blower | XC14-042-230* |  | C33-48+TDR+TXV | 12.2 | 14.5 | Yes | Yes | 2011-01-21 |  | 0
FALSE | TSA042H4N4*Y | 2280 | 4020473 | LENNOX INDUSTRIES, INC. | XC14-042-230* | AC | Split System: Air-Cooled Condensing Unit, Coil with Blower | XC14-042-230* |  | C33-49+TDR+TXV | 12.7 | 15 | Yes | Yes | 2011-01-21 |  | 1
FALSE | TSA042H4N4*Y | 2280 | 4020474 | LENNOX INDUSTRIES, INC. | XC14-042-230* | AC | Split System: Air-Cooled Condensing Unit, Coil with Blower | XC14-042-230* |  | C33-49+TDR+TXV | 12.7 | 15 | Yes | Yes | 2011-01-21 |  | 1
FALSE | TSA042H4N4*Y | 2280 | 4020475 | LENNOX INDUSTRIES, INC. | XC14-042-230* | AC | Split System: Air-Cooled Condensing Unit, Coil with Blower | XC14-042-230* |  | C33-49+TDR+TXV | 12.7 | 15 | Yes | Yes | 2011-01-21 |  | 1
FALSE | TSA042H4N4*Y | 2280 | 4020476 | LENNOX INDUSTRIES, INC. | XC14-042-230* | AC | Split System: Air-Cooled Condensing Unit, Coil with Blower | XC14-042-230* |  | C33-49+TDR+TXV | 12.7 | 15.2 | Yes | Yes | 2011-01-21 |  | 1
FALSE | TSA042H4N4*Y | 2280 | 4020498 | LENNOX INDUSTRIES, INC. | XC14-042-230* | AC | Split System: Air-Cooled Condensing Unit, Coil with Blower | XC14-042-230* |  | CH33-49+TDR+TXV | 12.7 | 15 | Yes | Yes | 2011-01-21 |  | 1
FALSE | TSA042H4N4*Y | 2280 | 4020507 | LENNOX INDUSTRIES, INC. | XC14-042-230* | AC | Split System: Air-Cooled Condensing Unit, Coil with Blower | XC14-042-230* |  | CX34-43+TDR | 12.5 | 14.7 | Yes | Yes | 2011-01-21 |  | 0
FALSE | TSA042H4N4*Y | 2280 | 4020508 | LENNOX INDUSTRIES, INC. | XC14-042-230* | AC | Split System: Air-Cooled Condensing Unit, Coil with Blower | XC14-042-230* |  | CX34-43+TDR | 12.5 | 14.7 | Yes | Yes | 2011-01-21 |  | 0
FALSE | TSA042H4N4*Y | 2280 | 4020509 | LENNOX INDUSTRIES, INC. | XC14-042-230* | AC | Split System: Air-Cooled Condensing Unit, Coil with Blower | XC14-042-230* |  | CX34-43+TDR | 12.5 | 14.7 | Yes | Yes | 2011-01-21 |  | 0
FALSE | TSA042H4N4*Y | 2280 | 4020510 | LENNOX INDUSTRIES, INC. | XC14-042-230* | AC | Split System: Air-Cooled Condensing Unit, Coil with Blower | XC14-042-230* |  | CX34-43+TDR | 12.7 | 15 | Yes | Yes | 2011-01-21 |  | 1
FALSE | TSA042H4N4*Y | 2280 | 4020513 | LENNOX INDUSTRIES, INC. | XC14-042-230* | AC | Split System: Air-Cooled Condensing Unit, Coil with Blower | XC14-042-230* |  | CX34-44/48+TDR | 12.2 | 14.5 | Yes | Yes | 2011-01-21 |  | 0
FALSE | TSA042H4N4*Y | 2280 | 4020515 | LENNOX INDUSTRIES, INC. | XC14-042-230* | AC | Split System: Air-Cooled Condensing Unit, Coil with Blower | XC14-042-230* |  | CX34-44/48+TDR | 12.2 | 14.5 | Yes | Yes | 2011-01-21 |  | 0
FALSE | TSA042H4N4*Y | 2280 | 4020516 | LENNOX INDUSTRIES, INC. | XC14-042-230* | AC | Split System: Air-Cooled Condensing Unit, Coil with Blower | XC14-042-230* |  | CX34-49+TDR | 12.7 | 15 | Yes | Yes | 2011-01-21 |  | 1
FALSE | TSA042H4N4*Y | 2280 | 4020517 | LENNOX INDUSTRIES, INC. | XC14-042-230* | AC | Split System: Air-Cooled Condensing Unit, Coil with Blower | XC14-042-230* |  | CX34-49+TDR | 12.7 | 15 | Yes | Yes | 2011-01-21 |  | 1
FALSE | TSA042H4N4*Y | 2280 | 4020518 | LENNOX INDUSTRIES, INC. | XC14-042-230* | AC | Split System: Air-Cooled Condensing Unit, Coil with Blower | XC14-042-230* |  | CX34-49+TDR | 12.7 | 15 | Yes | Yes | 2011-01-21 |  | 1
FALSE | TSA042H4N4*Y | 2280 | 4020519 | LENNOX INDUSTRIES, INC. | XC14-042-230* | AC | Split System: Air-Cooled Condensing Unit, Coil with Blower | XC14-042-230* |  | CX34-49+TDR | 12.7 | 15.2 | Yes | Yes | 2011-01-21 |  | 1
FALSE | TSA042H4N4*Y | 2280 | 4020520 | LENNOX INDUSTRIES, INC. | XC14-042-230* | AC | Split System: Air-Cooled Condensing Unit, Coil with Blower | XC14-042-230* |  | CX34-50/60C+TDR | 12.2 | 14.5 | Yes | Yes | 2011-01-21 |  | 0
FALSE | TSA042H4N4*Y | 2280 | 4020521 | LENNOX INDUSTRIES, INC. | XC14-042-230* | AC | Split System: Air-Cooled Condensing Unit, Coil with Blower | XC14-042-230* |  | CX34-50/60C+TDR | 12.5 | 14.5 | Yes | Yes | 2011-01-21 |  | 0
FALSE | TSA042H4N4*Y | 2280 | 4020522 | LENNOX INDUSTRIES, INC. | XC14-042-230* | AC | Split System: Air-Cooled Condensing Unit, Coil with Blower | XC14-042-230* |  | CX34-50/60C+TDR | 12.5 | 14.5 | Yes | Yes | 2011-01-21 |  | 0
FALSE | TSA042H4N4*Y | 2280 | 4020523 | LENNOX INDUSTRIES, INC. | XC14-042-230* | AC | Split System: Air-Cooled Condensing Unit, Coil with Blower | XC14-042-230* |  | CX34-50/60C+TDR | 12.5 | 14.7 | Yes | Yes | 2011-01-21 |  | 0
FALSE | TSA042H4N4*Y | 2280 | 4020524 | LENNOX INDUSTRIES, INC. | XC14-042-230* | AC | Split System: Air-Cooled Condensing Unit, Coil with Blower | XC14-042-230* |  | CX34-62C+TDR | 13 | 15 | Yes | Yes | 2011-01-21 |  | 1
FALSE | TSA042H4N4*Y | 2280 | 4020525 | LENNOX INDUSTRIES, INC. | XC14-042-230* | AC | Split System: Air-Cooled Condensing Unit, Coil with Blower | XC14-042-230* |  | CX34-62C+TDR | 13 | 15.2 | Yes | Yes | 2011-01-21 |  | 1
FALSE | TSA042H4N4*Y | 2280 | 4020526 | LENNOX INDUSTRIES, INC. | XC14-042-230* | AC | Split System: Air-Cooled Condensing Unit, Coil with Blower | XC14-042-230* |  | CX34-62C+TDR | 13 | 15.2 | Yes | Yes | 2011-01-21 |  | 1
FALSE | XC14-048-230-08 | 2298 | 4020569 | LENNOX INDUSTRIES, INC. | XC14-048-230* | AC | Split System: Air-Cooled Condensing Unit, Coil with Blower | XC14-048-230* |  | CX34-49+TDR | 12.2 | 14.5 | Yes | Yes | 2011-01-21 |  | 0
FALSE | XC14-048-230-08 | 2298 | 4020570 | LENNOX INDUSTRIES, INC. | XC14-048-230* | AC | Split System: Air-Cooled Condensing Unit, Coil with Blower | XC14-048-230* |  | CX34-49+TDR | 12.2 | 14.5 | Yes | Yes | 2011-01-21 |  | 0
FALSE | XC14-048-230-08 | 2298 | 4020571 | LENNOX INDUSTRIES, INC. | XC14-048-230* | AC | Split System: Air-Cooled Condensing Unit, Coil with Blower | XC14-048-230* |  | CX34-49+TDR | 12.2 | 14.5 | Yes | Yes | 2011-01-21 |  | 0
FALSE | XC14-048-230-08 | 2298 | 4020575 | LENNOX INDUSTRIES, INC. | XC14-048-230* | AC | Split System: Air-Cooled Condensing Unit, Coil with Blower | XC14-048-230* |  | CX34-60D+TDR | 12.2 | 14.7 | Yes | Yes | 2011-01-21 |  | 0
FALSE | XC14-048-230-08 | 2298 | 4020576 | LENNOX INDUSTRIES, INC. | XC14-048-230* | AC | Split System: Air-Cooled Condensing Unit, Coil with Blower | XC14-048-230* |  | CX34-62C+TDR | 12.5 | 14.7 | Yes | Yes | 2011-01-21 |  | 0
FALSE | XC14-048-230-08 | 2298 | 4020577 | LENNOX INDUSTRIES, INC. | XC14-048-230* | AC | Split System: Air-Cooled Condensing Unit, Coil with Blower | XC14-048-230* |  | CX34-62C+TDR | 12.5 | 14.7 | Yes | Yes | 2011-01-21 |  | 0
FALSE | XC14-048-230-08 | 2298 | 4020578 | LENNOX INDUSTRIES, INC. | XC14-048-230* | AC | Split System: Air-Cooled Condensing Unit, Coil with Blower | XC14-048-230* |  | CX34-62C+TDR | 12.2 | 14.7 | Yes | Yes | 2011-01-21 |  | 0
FALSE | XC14-048-230-08 | 2298 | 4020579 | LENNOX INDUSTRIES, INC. | XC14-048-230* | AC | Split System: Air-Cooled Condensing Unit, Coil with Blower | XC14-048-230* |  | CX34-62D+TDR | 12.5 | 15 | Yes | Yes | 2011-01-21 |  | 1
FALSE | XC14-060-230-** | 2308 | 4020590 | LENNOX INDUSTRIES, INC. | XC14-060-230* | AC | Split System: Air-Cooled Condensing Unit, Coil with Blower | XC14-060-230* |  | C33-60D+TDR+TXV | 12 | 14.5 | Yes | Yes | 2011-01-21 |  | 0
FALSE | XC14-060-230-** | 2308 | 4020592 | LENNOX INDUSTRIES, INC. | XC14-060-230* | AC | Split System: Air-Cooled Condensing Unit, Coil with Blower | XC14-060-230* |  | C33-62C+TDR+TXV | 12.2 | 14.5 | Yes | Yes | 2011-01-21 |  | 0
FALSE | XC14-060-230-** | 2308 | 4020594 | LENNOX INDUSTRIES, INC. | XC14-060-230* | AC | Split System: Air-Cooled Condensing Unit, Coil with Blower | XC14-060-230* |  | CH33-49+TDR+TXV | 12 | 14.5 | Yes | Yes | 2011-01-21 |  | 0
FALSE | XC14-060-230-** | 2308 | 4020596 | LENNOX INDUSTRIES, INC. | XC14-060-230* | AC | Split System: Air-Cooled Condensing Unit, Coil with Blower | XC14-060-230* |  | CH33-62D+TDR+TXV | 12 | 14.5 | Yes | Yes | 2011-01-21 |  | 0
FALSE | XC14-060-230-** | 2308 | 4020601 | LENNOX INDUSTRIES, INC. | XC14-060-230* | AC | Split System: Air-Cooled Condensing Unit, Coil with Blower | XC14-060-230* |  | CX34-60D+TDR | 12 | 14.5 | Yes | Yes | 2011-01-21 |  | 0
FALSE | XC14-060-230-** | 2308 | 4020603 | LENNOX INDUSTRIES, INC. | XC14-060-230* | AC | Split System: Air-Cooled Condensing Unit, Coil with Blower | XC14-060-230* |  | CX34-62C+TDR | 12.2 | 14.5 | Yes | Yes | 2011-01-21 |  | 0
FALSE | XC17-024-230* | 2237 | 4020750 | LENNOX INDUSTRIES, INC. | XC17-024-230* | AC | Split System: Air-Cooled Condensing Unit, Coil with Blower | XC17-024-230* |  | CX34-18/24+TDR | 13.5 | 16.2 | Yes | Yes | 2011-01-21 |  | 2
FALSE | XC17-036-230-** | 2261 | 4020783 | LENNOX INDUSTRIES, INC. | XC17-036-230* | AC | Split System: Air-Cooled Condensing Unit, Coil with Blower | XC17-036-230* |  | CX34-31+TDR | 13.2 | 15.7 | Yes | Yes | 2011-01-21 |  | 1
FALSE | XC17-036-230-** | 2261 | 4020784 | LENNOX INDUSTRIES, INC. | XC17-036-230* | AC | Split System: Air-Cooled Condensing Unit, Coil with Blower | XC17-036-230* |  | CX34-36+TDR | 13 | 15.5 | Yes | Yes | 2011-01-21 |  | 1
FALSE | XC17-036-230-** | 2261 | 4020785 | LENNOX INDUSTRIES, INC. | XC17-036-230* | AC | Split System: Air-Cooled Condensing Unit, Coil with Blower | XC17-036-230* |  | CX34-36+TDR | 13.5 | 16 | Yes | Yes | 2011-01-21 |  | 2
FALSE | XC17-036-230-** | 2261 | 4020786 | LENNOX INDUSTRIES, INC. | XC17-036-230* | AC | Split System: Air-Cooled Condensing Unit, Coil with Blower | XC17-036-230* |  | CX34-36+TDR | 13.5 | 16 | Yes | Yes | 2011-01-21 |  | 2
FALSE | XC17-036-230-** | 2261 | 4020787 | LENNOX INDUSTRIES, INC. | XC17-036-230* | AC | Split System: Air-Cooled Condensing Unit, Coil with Blower | XC17-036-230* |  | CX34-38+TDR | 13.5 | 16 | Yes | Yes | 2011-01-21 |  | 2
FALSE | XC17-036-230-** | 2261 | 4020788 | LENNOX INDUSTRIES, INC. | XC17-036-230* | AC | Split System: Air-Cooled Condensing Unit, Coil with Blower | XC17-036-230* |  | CX34-42+TDR | 13 | 15.5 | Yes | Yes | 2011-01-21 |  | 1
FALSE | XC17-036-230-** | 2261 | 4020808 | LENNOX INDUSTRIES, INC. | XC17-036-230* | AC | Split System: Air-Cooled Condensing Unit, Coil with Blower | XC17-036-230* |  | CH23-51+TDR+TXV | 13.5 | 15.7 | Yes | Yes | 2011-01-21 |  | 1
FALSE | XC17-036-230-** | 2261 | 4020809 | LENNOX INDUSTRIES, INC. | XC17-036-230* | AC | Split System: Air-Cooled Condensing Unit, Coil with Blower | XC17-036-230* |  | CH23-51+TDR+TXV | 13.7 | 16.5 | Yes | Yes | 2011-01-21 |  | 2
FALSE | XC17-036-230-** | 2261 | 4020810 | LENNOX INDUSTRIES, INC. | XC17-036-230* | AC | Split System: Air-Cooled Condensing Unit, Coil with Blower | XC17-036-230* |  | CH23-51+TDR+TXV | 13.7 | 16.2 | Yes | Yes | 2011-01-21 |  | 2
FALSE | XC17-036-230-** | 2261 | 4020811 | LENNOX INDUSTRIES, INC. | XC17-036-230* | AC | Split System: Air-Cooled Condensing Unit, Coil with Blower | XC17-036-230* |  | CH33-36+TDR+TXV | 13 | 15.5 | Yes | Yes | 2011-01-21 |  | 1
FALSE | XC17-036-230-** | 2261 | 4020812 | LENNOX INDUSTRIES, INC. | XC17-036-230* | AC | Split System: Air-Cooled Condensing Unit, Coil with Blower | XC17-036-230* |  | CH33-36+TDR+TXV | 13.5 | 16 | Yes | Yes | 2011-01-21 |  | 2
FALSE | XC17-036-230-** | 2261 | 4020813 | LENNOX INDUSTRIES, INC. | XC17-036-230* | AC | Split System: Air-Cooled Condensing Unit, Coil with Blower | XC17-036-230* |  | CH33-36+TDR+TXV | 13.7 | 16.2 | Yes | Yes | 2011-01-21 |  | 2
FALSE | XC17-036-230-** | 2261 | 4020814 | LENNOX INDUSTRIES, INC. | XC17-036-230* | AC | Split System: Air-Cooled Condensing Unit, Coil with Blower | XC17-036-230* |  | CH33-42+TDR+TXV | 13.2 | 15.7 | Yes | Yes | 2011-01-21 |  | 1
FALSE | XC17-036-230-** | 2261 | 4020815 | LENNOX INDUSTRIES, INC. | XC17-036-230* | AC | Split System: Air-Cooled Condensing Unit, Coil with Blower | XC17-036-230* |  | CH33-43+TDR+TXV | 13.7 | 16.2 | Yes | Yes | 2011-01-21 |  | 2
FALSE | XC17-036-230-** | 2261 | 4020816 | LENNOX INDUSTRIES, INC. | XC17-036-230* | AC | Split System: Air-Cooled Condensing Unit, Coil with Blower | XC17-036-230* |  | CH33-43+TDR+TXV | 14 | 16.7 | Yes | Yes | 2011-01-21 |  | 2
FALSE | XC17-036-230-** | 2261 | 4020817 | LENNOX INDUSTRIES, INC. | XC17-036-230* | AC | Split System: Air-Cooled Condensing Unit, Coil with Blower | XC17-036-230* |  | CH33-44/48+TDR+TXV | 13.5 | 15.7 | Yes | Yes | 2011-01-21 |  | 1
FALSE | XC17-036-230-** | 2261 | 4020818 | LENNOX INDUSTRIES, INC. | XC17-036-230* | AC | Split System: Air-Cooled Condensing Unit, Coil with Blower | XC17-036-230* |  | CH33-49+TDR+TXV | 14.2 | 16.7 | Yes | Yes | 2011-01-21 |  | 2
FALSE | XC17-036-230-** | 2261 | 4020819 | LENNOX INDUSTRIES, INC. | XC17-036-230* | AC | Split System: Air-Cooled Condensing Unit, Coil with Blower | XC17-036-230* |  | CH33-50/60C+TDR+TXV | 14.2 | 16.7 | Yes | Yes | 2011-01-21 |  | 2
FALSE | XC17-036-230-** | 2261 | 4020820 | LENNOX INDUSTRIES, INC. | XC17-036-230* | AC | Split System: Air-Cooled Condensing Unit, Coil with Blower | XC17-036-230* |  | CH33-50/60C+TDR+TXV | 14.2 | 16.7 | Yes | Yes | 2011-01-21 |  | 2
FALSE | XC17-048-230-** | 2300 | 4020885 | LENNOX INDUSTRIES, INC. | XC17-048-230* | AC | Split System: Air-Cooled Condensing Unit, Coil with Blower | XC17-048-230* |  | CX34-49+TDR | 12.7 | 15.2 | Yes | Yes | 2011-01-21 |  | 1
FALSE | XC17-048-230-** | 2300 | 4020886 | LENNOX INDUSTRIES, INC. | XC17-048-230* | AC | Split System: Air-Cooled Condensing Unit, Coil with Blower | XC17-048-230* |  | CX34-49+TDR | 12.7 | 15.2 | Yes | Yes | 2011-01-21 |  | 1
FALSE | XC17-048-230-** | 2300 | 4020887 | LENNOX INDUSTRIES, INC. | XC17-048-230* | AC | Split System: Air-Cooled Condensing Unit, Coil with Blower | XC17-048-230* |  | CX34-50/60C+TDR | 12.2 | 15 | Yes | Yes | 2011-01-21 |  | 0
FALSE | XC17-048-230-** | 2300 | 4020888 | LENNOX INDUSTRIES, INC. | XC17-048-230* | AC | Split System: Air-Cooled Condensing Unit, Coil with Blower | XC17-048-230* |  | CX34-50/60C+TDR | 12.2 | 14.7 | Yes | Yes | 2011-01-21 |  | 0
FALSE | XC17-048-230-** | 2300 | 4020889 | LENNOX INDUSTRIES, INC. | XC17-048-230* | AC | Split System: Air-Cooled Condensing Unit, Coil with Blower | XC17-048-230* |  | CX34-50/60C+TDR | 12.5 | 15 | Yes | Yes | 2011-01-21 |  | 1
FALSE | XC17-048-230-** | 2300 | 4020890 | LENNOX INDUSTRIES, INC. | XC17-048-230* | AC | Split System: Air-Cooled Condensing Unit, Coil with Blower | XC17-048-230* |  | CX34-60D+TDR | 12.7 | 15.5 | Yes | Yes | 2011-01-21 |  | 1
FALSE | XC17-048-230-** | 2300 | 4020891 | LENNOX INDUSTRIES, INC. | XC17-048-230* | AC | Split System: Air-Cooled Condensing Unit, Coil with Blower | XC17-048-230* |  | CX34-62C+TDR | 13 | 15.7 | Yes | Yes | 2011-01-21 |  | 1
FALSE | XC17-048-230-** | 2300 | 4020892 | LENNOX INDUSTRIES, INC. | XC17-048-230* | AC | Split System: Air-Cooled Condensing Unit, Coil with Blower | XC17-048-230* |  | CX34-62C+TDR | 13 | 15.7 | Yes | Yes | 2011-01-21 |  | 1
FALSE | XC17-048-230-** | 2300 | 4020893 | LENNOX INDUSTRIES, INC. | XC17-048-230* | AC | Split System: Air-Cooled Condensing Unit, Coil with Blower | XC17-048-230* |  | CX34-62C+TDR | 13 | 15.7 | Yes | Yes | 2011-01-21 |  | 1
FALSE | XC17-048-230-** | 2300 | 4020894 | LENNOX INDUSTRIES, INC. | XC17-048-230* | AC | Split System: Air-Cooled Condensing Unit, Coil with Blower | XC17-048-230* |  | CX34-62D+TDR | 13 | 15.7 | Yes | Yes | 2011-01-21 |  | 1
FALSE | XC17-048-230-** | 2300 | 4020895 | LENNOX INDUSTRIES, INC. | XC17-048-230* | AC | Split System: Air-Cooled Condensing Unit, Coil with Blower | XC17-048-230* |  | CH23-51+TDR+TXV | 12.2 | 14.7 | Yes | Yes | 2011-01-21 |  | 0
FALSE | XC17-048-230-** | 2300 | 4020896 | LENNOX INDUSTRIES, INC. | XC17-048-230* | AC | Split System: Air-Cooled Condensing Unit, Coil with Blower | XC17-048-230* |  | CH23-51+TDR+TXV | 12.2 | 14.7 | Yes | Yes | 2011-01-21 |  | 0
FALSE | XC17-048-230-** | 2300 | 4020897 | LENNOX INDUSTRIES, INC. | XC17-048-230* | AC | Split System: Air-Cooled Condensing Unit, Coil with Blower | XC17-048-230* |  | CH23-51+TDR+TXV | 12.2 | 14.7 | Yes | Yes | 2011-01-21 |  | 0
FALSE | XC17-048-230-** | 2300 | 4020898 | LENNOX INDUSTRIES, INC. | XC17-048-230* | AC | Split System: Air-Cooled Condensing Unit, Coil with Blower | XC17-048-230* |  | CH23-51+TDR+TXV | 12.5 | 15 | Yes | Yes | 2011-01-21 |  | 1
FALSE | XC17-048-230-** | 2300 | 4020899 | LENNOX INDUSTRIES, INC. | XC17-048-230* | AC | Split System: Air-Cooled Condensing Unit, Coil with Blower | XC17-048-230* |  | CH23-65+TDR+TXV | 12.5 | 15.2 | Yes | Yes | 2011-01-21 |  | 1
FALSE | XC17-048-230-** | 2300 | 4020900 | LENNOX INDUSTRIES, INC. | XC17-048-230* | AC | Split System: Air-Cooled Condensing Unit, Coil with Blower | XC17-048-230* |  | CH23-65+TDR+TXV | 12.5 | 15 | Yes | Yes | 2011-01-21 |  | 1
FALSE | XC17-048-230-** | 2300 | 4020901 | LENNOX INDUSTRIES, INC. | XC17-048-230* | AC | Split System: Air-Cooled Condensing Unit, Coil with Blower | XC17-048-230* |  | CH23-65+TDR+TXV | 12.5 | 15.2 | Yes | Yes | 2011-01-21 |  | 1
FALSE | XC17-048-230-** | 2300 | 4020902 | LENNOX INDUSTRIES, INC. | XC17-048-230* | AC | Split System: Air-Cooled Condensing Unit, Coil with Blower | XC17-048-230* |  | CH23-65+TDR+TXV | 12.7 | 15.5 | Yes | Yes | 2011-01-21 |  | 1
FALSE | XC21-024-230-10 | 2324 | 4020927 | LENNOX INDUSTRIES, INC. | XC21-024-230-05 | AC | Split System: Air-Cooled Condensing Unit, Coil with Blower | XC21-024-230-05 |  | CX34-18/24+TDR | 13.7 | 18.7 | Yes | Yes | 2011-01-21 |  | 3
FALSE | XC21-024-230-10 | 2324 | 4020928 | LENNOX INDUSTRIES, INC. | XC21-024-230-05 | AC | Split System: Air-Cooled Condensing Unit, Coil with Blower | XC21-024-230-05 |  | CX34-18/24+TDR | 13.7 | 18.7 | Yes | Yes | 2011-01-21 |  | 3
FALSE | XC21-024-230-10 | 2324 | 4020929 | LENNOX INDUSTRIES, INC. | XC21-024-230-05 | AC | Split System: Air-Cooled Condensing Unit, Coil with Blower | XC21-024-230-05 |  | CX34-25+TDR | 14.7 | 20.2 | Yes | Yes | 2011-01-21 |  | 3
FALSE | XC21-024-230-10 | 2324 | 4020930 | LENNOX INDUSTRIES, INC. | XC21-024-230-05 | AC | Split System: Air-Cooled Condensing Unit, Coil with Blower | XC21-024-230-05 |  | CX34-30+TDR | 13.7 | 19 | Yes | Yes | 2011-01-21 |  | 3
FALSE | XC21-024-230-10 | 2324 | 4020931 | LENNOX INDUSTRIES, INC. | XC21-024-230-05 | AC | Split System: Air-Cooled Condensing Unit, Coil with Blower | XC21-024-230-05 |  | CX34-30+TDR | 14 | 19.2 | Yes | Yes | 2011-01-21 |  | 3
FALSE | XC21-024-230-10 | 2324 | 4020932 | LENNOX INDUSTRIES, INC. | XC21-024-230-05 | AC | Split System: Air-Cooled Condensing Unit, Coil with Blower | XC21-024-230-05 |  | CX34-31+TDR | 14.7 | 20.5 | Yes | Yes | 2011-01-21 |  | 3
FALSE | XC21-024-230-10 | 2324 | 4020933 | LENNOX INDUSTRIES, INC. | XC21-024-230-05 | AC | Split System: Air-Cooled Condensing Unit, Coil with Blower | XC21-024-230-05 |  | CX34-36+TDR | 14.5 | 20 | Yes | Yes | 2011-01-21 |  | 3
FALSE | XC21-024-230-10 | 2324 | 4020934 | LENNOX INDUSTRIES, INC. | XC21-024-230-05 | AC | Split System: Air-Cooled Condensing Unit, Coil with Blower | XC21-024-230-05 |  | CX34-36+TDR | 14.5 | 20.2 | Yes | Yes | 2011-01-21 |  | 3
FALSE | XC21-024-230-10 | 2324 | 4020935 | LENNOX INDUSTRIES, INC. | XC21-024-230-05 | AC | Split System: Air-Cooled Condensing Unit, Coil with Blower | XC21-024-230-05 |  | CX34-38+TDR | 15 | 20.5 | Yes | Yes | 2011-01-21 |  | 3
FALSE | XC21-024-230-10 | 2324 | 4020936 | LENNOX INDUSTRIES, INC. | XC21-024-230-05 | AC | Split System: Air-Cooled Condensing Unit, Coil with Blower | XC21-024-230-05 |  | CX34-42+TDR | 14.5 | 20 | Yes | Yes | 2011-01-21 |  | 3
FALSE | XC21-024-230-10 | 2324 | 4020937 | LENNOX INDUSTRIES, INC. | XC21-024-230-05 | AC | Split System: Air-Cooled Condensing Unit, Coil with Blower | XC21-024-230-05 |  | CH23-21+TDR+TXV | 13.5 | 18.5 | Yes | Yes | 2011-01-21 |  | 3
FALSE | XC21-024-230-10 | 2324 | 4020938 | LENNOX INDUSTRIES, INC. | XC21-024-230-05 | AC | Split System: Air-Cooled Condensing Unit, Coil with Blower | XC21-024-230-05 |  | CH23-31+TDR+TXV | 14 | 19 | Yes | Yes | 2011-01-21 |  | 3
FALSE | 4TTR6024B1 | 3503 | 4022662 | TRANE | 4TTR5024E1 | AC | Split System: Air-Cooled Condensing Unit, Coil Alone | 4TTR5024E1 |  | 4TXFH036CZ3 | 12 | 14.5 | Yes | Yes | 2011-01-21 |  | 0
FALSE | 4TTR6024B1 | 3503 | 4022665 | TRANE | 4TTR5024E1 | AC | Split System: Air-Cooled Condensing Unit, Coil with Blower | 4TTR5024E1 |  | 4TXFH041CC3 | 13.5 | 16 | Yes | Yes | 2011-01-21 |  | 2
FALSE | XC17-024-230* | 2237 | 4029665 | LENNOX INDUSTRIES, INC. | XC17-024-230* | AC | Split System: Air-Cooled Condensing Unit, Coil with Blower | XC17-024-230* |  | C33-38+TDR+TXV | 14.5 | 17 | Yes | Yes | 2011-01-21 |  | 2
FALSE | XC17-024-230* | 2237 | 4029666 | LENNOX INDUSTRIES, INC. | XC17-024-230* | AC | Split System: Air-Cooled Condensing Unit, Coil with Blower | XC17-024-230* |  | C33-38+TDR+TXV | 14 | 18 | Yes | Yes | 2011-01-21 |  | 3
FALSE | XC17-024-230* | 2237 | 4029673 | LENNOX INDUSTRIES, INC. | XC17-024-230* | AC | Split System: Air-Cooled Condensing Unit, Coil with Blower | XC17-024-230* |  | C33-24+TDR+TXV | 13 | 16 | Yes | Yes | 2011-01-21 |  | 2
FALSE | XC17-024-230* | 2237 | 4029674 | LENNOX INDUSTRIES, INC. | XC17-024-230* | AC | Split System: Air-Cooled Condensing Unit, Coil with Blower | XC17-024-230* |  | C33-24+TDR+TXV | 13 | 16 | Yes | Yes | 2011-01-21 |  | 2
FALSE | 4TTR6024B1 | 3503 | 4029715 | TRANE | 4TTR5024E1 | AC | Split System: Air-Cooled Condensing Unit, Coil with Blower | 4TTR5024E1 |  | 4TXFH041CC3 | 13.5 | 16 | Yes | Yes | 2011-01-21 |  | 2
FALSE | 4TTR6024B1 | 3503 | 4029716 | TRANE | 4TTR5024E1 | AC | Split System: Air-Cooled Condensing Unit, Coil with Blower | 4TTR5024E1 |  | 4TXFH041CC3 | 13.5 | 16 | Yes | Yes | 2011-01-21 |  | 2
FALSE | 4TTR6024B1 | 3503 | 4029717 | TRANE | 4TTR5024E1 | AC | Split System: Air-Cooled Condensing Unit, Coil with Blower | 4TTR5024E1 |  | 4TXFH041CC3 | 13.5 | 16 | Yes | Yes | 2011-01-21 |  | 2
FALSE | 4TTR6030B1 | 3522 | 4029718 | TRANE | 4TTR5030E1 | AC | Split System: Air-Cooled Condensing Unit, Coil with Blower | 4TTR5030E1 |  | 4TXFH036CZ3 | 13.5 | 16.25 | Yes | Yes | 2011-01-21 |  | 2
FALSE | 4TTR6030B1 | 3522 | 4029719 | TRANE | 4TTR5030E1 | AC | Split System: Air-Cooled Condensing Unit, Coil with Blower | 4TTR5030E1 |  | 4TXFH036CZ3 | 13 | 16 | Yes | Yes | 2011-01-21 |  | 2
FALSE | 4TTR6030B1 | 3522 | 4029720 | TRANE | 4TTR5030E1 | AC | Split System: Air-Cooled Condensing Unit, Coil with Blower | 4TTR5030E1 |  | 4TXFH036CZ3 | 13 | 16 | Yes | Yes | 2011-01-21 |  | 2
FALSE | 4TTR6030B1 | 3522 | 4029721 | TRANE | 4TTR5030E1 | AC | Split System: Air-Cooled Condensing Unit, Coil with Blower | 4TTR5030E1 |  | 4TXFH036CZ3 | 13.5 | 16 | Yes | Yes | 2011-01-21 |  | 2
FALSE | 4TTR6030B1 | 3522 | 4029722 | TRANE | 4TTR5030E1 | AC | Split System: Air-Cooled Condensing Unit, Coil with Blower | 4TTR5030E1 |  | 4TXFH036CZ3 | 13.5 | 16 | Yes | Yes | 2011-01-21 |  | 2
FALSE | 4TTR6036B1 | 3674 | 4029723 | TRANE | 4TTR5036E1 | AC | Split System: Air-Cooled Condensing Unit, Coil with Blower | 4TTR5036E1 |  | 4TXFH036CZ3 | 13 | 16 | Yes | Yes | 2011-01-21 |  | 2
FALSE | 4TTR6042B1 | 3680 | 4029724 | TRANE | 4TTR5042E1 | AC | Split System: Air-Cooled Condensing Unit, Coil with Blower | 4TTR5042E1 |  | 4TXFH054CC3 | 13 | 16 | Yes | Yes | 2011-01-21 |  | 2
TRUE | S4BF-048KA | 2748 | 4033357 | BROAN | ES4BF-048KA | AC | Split System: Air-Cooled Condensing Unit, Coil with Blower | S4BF-048KA |  | C6B(A,H)-X48(C,U)-C | 12.5 | 16 | Yes | Yes | 2011-02-08 |  | 1
FALSE | 14ACX-030-230-17 | 2250 | 4034408 | LENNOX INDUSTRIES, INC. | 14ACX-030-230-11 | AC | Split System: Air-Cooled Condensing Unit, Coil with Blower | 14ACX-030-230-11 |  | C33-38+TDR+TXV | 13 | 15.5 | Yes | Yes | 2011-01-21 |  | 1
FALSE | 14ACX-030-230-17 | 2250 | 4034409 | LENNOX INDUSTRIES, INC. | 14ACX-030-230-11 | AC | Split System: Air-Cooled Condensing Unit, Coil with Blower | 14ACX-030-230-11 |  | C33-38+TDR+TXV | 13.5 | 16 | Yes | Yes | 2011-01-21 |  | 2
FALSE | 14ACX-030-230-17 | 2250 | 4034410 | LENNOX INDUSTRIES, INC. | 14ACX-030-230-11 | AC | Split System: Air-Cooled Condensing Unit, Coil with Blower | 14ACX-030-230-11 |  | C33-42+TDR+TXV | 13 | 15.5 | Yes | Yes | 2011-01-21 |  | 1
FALSE | 14ACX-030-230-17 | 2250 | 4034411 | LENNOX INDUSTRIES, INC. | 14ACX-030-230-11 | AC | Split System: Air-Cooled Condensing Unit, Coil with Blower | 14ACX-030-230-11 |  | C33-43+TDR+TXV | 13.5 | 16 | Yes | Yes | 2011-01-21 |  | 2
FALSE | 14ACX-030-230-17 | 2250 | 4034412 | LENNOX INDUSTRIES, INC. | 14ACX-030-230-11 | AC | Split System: Air-Cooled Condensing Unit, Coil with Blower | 14ACX-030-230-11 |  | C33-25+TDR+TXV | 12.5 | 15 | Yes | Yes | 2011-01-21 |  | 1
FALSE | 14ACX-030-230-17 | 2250 | 4034413 | LENNOX INDUSTRIES, INC. | 14ACX-030-230-11 | AC | Split System: Air-Cooled Condensing Unit, Coil with Blower | 14ACX-030-230-11 |  | C33-25+TDR+TXV | 13 | 15.5 | Yes | Yes | 2011-01-21 |  | 1
FALSE | 14ACX-036-230-15 | 2264 | 4034414 | LENNOX INDUSTRIES, INC. | 14ACX-036-230-11 | AC | Split System: Air-Cooled Condensing Unit, Coil with Blower | 14ACX-036-230-11 |  | C33-31+TDR+TXV | 12.5 | 15 | Yes | Yes | 2011-01-21 |  | 1
FALSE | 14ACX-036-230-15 | 2264 | 4034415 | LENNOX INDUSTRIES, INC. | 14ACX-036-230-11 | AC | Split System: Air-Cooled Condensing Unit, Coil with Blower | 14ACX-036-230-11 |  | C33-31+TDR+TXV | 13 | 15.5 | Yes | Yes | 2011-01-21 |  | 1
FALSE | 14ACX-036-230-15 | 2264 | 4034416 | LENNOX INDUSTRIES, INC. | 14ACX-036-230-11 | AC | Split System: Air-Cooled Condensing Unit, Coil with Blower | 14ACX-036-230-11 |  | C33-31+TDR+TXV | 12.5 | 15 | Yes | Yes | 2011-01-21 |  | 1
FALSE | 14ACX-036-230-15 | 2264 | 4034417 | LENNOX INDUSTRIES, INC. | 14ACX-036-230-11 | AC | Split System: Air-Cooled Condensing Unit, Coil with Blower | 14ACX-036-230-11 |  | C33-36+TDR+TXV | 12.5 | 15 | Yes | Yes | 2011-01-21 |  | 1
FALSE | 14ACX-036-230-15 | 2264 | 4034418 | LENNOX INDUSTRIES, INC. | 14ACX-036-230-11 | AC | Split System: Air-Cooled Condensing Unit, Coil with Blower | 14ACX-036-230-11 |  | C33-36+TDR+TXV | 12.5 | 15 | Yes | Yes | 2011-01-21 |  | 1
FALSE | 14ACX-036-230-15 | 2264 | 4034419 | LENNOX INDUSTRIES, INC. | 14ACX-036-230-11 | AC | Split System: Air-Cooled Condensing Unit, Coil with Blower | 14ACX-036-230-11 |  | C33-36+TDR+TXV | 12.5 | 15 | Yes | Yes | 2011-01-21 |  | 1
FALSE | 14ACX-036-230-15 | 2264 | 4034420 | LENNOX INDUSTRIES, INC. | 14ACX-036-230-11 | AC | Split System: Air-Cooled Condensing Unit, Coil with Blower | 14ACX-036-230-11 |  | C33-38+TDR+TXV | 12.5 | 15.5 | Yes | Yes | 2011-01-21 |  | 1
FALSE | 14ACX-036-230-15 | 2264 | 4034421 | LENNOX INDUSTRIES, INC. | 14ACX-036-230-11 | AC | Split System: Air-Cooled Condensing Unit, Coil with Blower | 14ACX-036-230-11 |  | C33-38+TDR+TXV | 13 | 15.7 | Yes | Yes | 2011-01-21 |  | 1
FALSE | 14ACX-036-230-15 | 2264 | 4034422 | LENNOX INDUSTRIES, INC. | 14ACX-036-230-11 | AC | Split System: Air-Cooled Condensing Unit, Coil with Blower | 14ACX-036-230-11 |  | C33-38+TDR+TXV | 13 | 15.5 | Yes | Yes | 2011-01-21 |  | 1
FALSE | 14ACX-036-230-15 | 2264 | 4034423 | LENNOX INDUSTRIES, INC. | 14ACX-036-230-11 | AC | Split System: Air-Cooled Condensing Unit, Coil with Blower | 14ACX-036-230-11 |  | C33-42+TDR+TXV | 12.5 | 15 | Yes | Yes | 2011-01-21 |  | 1
FALSE | 14ACX-036-230-15 | 2264 | 4034424 | LENNOX INDUSTRIES, INC. | 14ACX-036-230-11 | AC | Split System: Air-Cooled Condensing Unit, Coil with Blower | 14ACX-036-230-11 |  | C33-42+TDR+TXV | 12.5 | 15 | Yes | Yes | 2011-01-21 |  | 1
FALSE | TSA042H4N4*Y | 2280 | 4034449 | LENNOX INDUSTRIES, INC. | 14ACX-042-230-11 | AC | Split System: Air-Cooled Condensing Unit, Coil with Blower | 14ACX-042-230-11 |  | C33-60D+TDR+TXV | 13 | 15 | Yes | Yes | 2011-01-21 |  | 1
FALSE | TSA042H4N4*Y | 2280 | 4034450 | LENNOX INDUSTRIES, INC. | 14ACX-042-230-11 | AC | Split System: Air-Cooled Condensing Unit, Coil with Blower | 14ACX-042-230-11 |  | C33-62C+TDR+TXV | 13 | 15.5 | Yes | Yes | 2011-01-21 |  | 1
FALSE | TSA042H4N4*Y | 2280 | 4034451 | LENNOX INDUSTRIES, INC. | 14ACX-042-230-11 | AC | Split System: Air-Cooled Condensing Unit, Coil with Blower | 14ACX-042-230-11 |  | C33-62C+TDR+TXV | 13 | 15.5 | Yes | Yes | 2011-01-21 |  | 1
FALSE | TSA042H4N4*Y | 2280 | 4034452 | LENNOX INDUSTRIES, INC. | 14ACX-042-230-11 | AC | Split System: Air-Cooled Condensing Unit, Coil with Blower | 14ACX-042-230-11 |  | C33-62D+TDR+TXV | 13 | 15.5 | Yes | Yes | 2011-01-21 |  | 1
FALSE | XC14-048-230-08 | 2298 | 4034454 | LENNOX INDUSTRIES, INC. | 14ACX-048-230-11 | AC | Split System: Air-Cooled Condensing Unit, Coil with Blower | 14ACX-048-230-11 |  | C33-43+TDR+TXV | 12 | 14.5 | Yes | Yes | 2011-01-21 |  | 0
FALSE | XC14-048-230-08 | 2298 | 4034455 | LENNOX INDUSTRIES, INC. | 14ACX-048-230-11 | AC | Split System: Air-Cooled Condensing Unit, Coil with Blower | 14ACX-048-230-11 |  | C33-43+TDR+TXV | 12 | 14.5 | Yes | Yes | 2011-01-21 |  | 0
FALSE | XC14-048-230-08 | 2298 | 4034456 | LENNOX INDUSTRIES, INC. | 14ACX-048-230-11 | AC | Split System: Air-Cooled Condensing Unit, Coil with Blower | 14ACX-048-230-11 |  | C33-49+TDR+TXV | 12 | 14.5 | Yes | Yes | 2011-01-21 |  | 0
FALSE | XC14-048-230-08 | 2298 | 4034457 | LENNOX INDUSTRIES, INC. | 14ACX-048-230-11 | AC | Split System: Air-Cooled Condensing Unit, Coil with Blower | 14ACX-048-230-11 |  | C33-49+TDR+TXV | 12 | 14.5 | Yes | Yes | 2011-01-21 |  | 0
FALSE | XC14-048-230-08 | 2298 | 4034460 | LENNOX INDUSTRIES, INC. | 14ACX-048-230-11 | AC | Split System: Air-Cooled Condensing Unit, Coil with Blower | 14ACX-048-230-11 |  | C33-60D+TDR+TXV | 12.5 | 15 | Yes | Yes | 2011-01-21 |  | 1
FALSE | XC14-048-230-08 | 2298 | 4034461 | LENNOX INDUSTRIES, INC. | 14ACX-048-230-11 | AC | Split System: Air-Cooled Condensing Unit, Coil with Blower | 14ACX-048-230-11 |  | C33-62C+TDR+TXV | 12.5 | 15 | Yes | Yes | 2011-01-21 |  | 1
FALSE | XC14-048-230-08 | 2298 | 4034462 | LENNOX INDUSTRIES, INC. | 14ACX-048-230-11 | AC | Split System: Air-Cooled Condensing Unit, Coil with Blower | 14ACX-048-230-11 |  | C33-62C+TDR+TXV | 12.5 | 15 | Yes | Yes | 2011-01-21 |  | 1
FALSE | XC14-048-230-08 | 2298 | 4034463 | LENNOX INDUSTRIES, INC. | 14ACX-048-230-11 | AC | Split System: Air-Cooled Condensing Unit, Coil with Blower | 14ACX-048-230-11 |  | C33-62D+TDR+TXV | 12.5 | 15 | Yes | Yes | 2011-01-21 |  | 1
FALSE | XC14-060-230-** | 2308 | 4034468 | LENNOX INDUSTRIES, INC. | 14ACX-060-230-11 | AC | Split System: Air-Cooled Condensing Unit, Coil with Blower | 14ACX-060-230-11 |  | C33-60D+TDR+TXV | 12 | 14.5 | Yes | Yes | 2011-01-21 |  | 0
FALSE | XC14-060-230-** | 2308 | 4034469 | LENNOX INDUSTRIES, INC. | 14ACX-060-230-11 | AC | Split System: Air-Cooled Condensing Unit, Coil with Blower | 14ACX-060-230-11 |  | C33-62C+TDR+TXV | 12 | 14.5 | Yes | Yes | 2011-01-21 |  | 0
FALSE | XC14-060-230-** | 2308 | 4034470 | LENNOX INDUSTRIES, INC. | 14ACX-060-230-11 | AC | Split System: Air-Cooled Condensing Unit, Coil with Blower | 14ACX-060-230-11 |  | C33-62C+TDR+TXV | 12 | 14.5 | Yes | Yes | 2011-01-21 |  | 0
FALSE | XC14-060-230-** | 2308 | 4034471 | LENNOX INDUSTRIES, INC. | 14ACX-060-230-11 | AC | Split System: Air-Cooled Condensing Unit, Coil with Blower | 14ACX-060-230-11 |  | C33-62D+TDR+TXV | 12.5 | 15 | Yes | Yes | 2011-01-21 |  | 1
FALSE | 14ACX-036-230-15 | 2264 | 4035282 | LENNOX INDUSTRIES, INC. | XC14-036-230-03 | AC | Split System: Air-Cooled Condensing Unit, Coil with Blower | XC14-036-230-03 |  | C33-38+TDR+TXV | 13.2 | 15.7 | Yes | Yes | 2011-01-21 |  | 1
FALSE | 14ACX-036-230-15 | 2264 | 4035283 | LENNOX INDUSTRIES, INC. | XC14-036-230-03 | AC | Split System: Air-Cooled Condensing Unit, Coil with Blower | XC14-036-230-03 |  | C33-38+TDR+TXV | 13.2 | 15.7 | Yes | Yes | 2011-01-21 |  | 1
FALSE | 14ACX-036-230-15 | 2264 | 4035284 | LENNOX INDUSTRIES, INC. | XC14-036-230-03 | AC | Split System: Air-Cooled Condensing Unit, Coil with Blower | XC14-036-230-03 |  | C33-42+TDR+TXV | 12.7 | 15.2 | Yes | Yes | 2011-01-21 |  | 1
FALSE | 14ACX-036-230-15 | 2264 | 4035285 | LENNOX INDUSTRIES, INC. | XC14-036-230-03 | AC | Split System: Air-Cooled Condensing Unit, Coil with Blower | XC14-036-230-03 |  | C33-42+TDR+TXV | 12.7 | 15.2 | Yes | Yes | 2011-01-21 |  | 1
FALSE | 14ACX-036-230-15 | 2264 | 4035286 | LENNOX INDUSTRIES, INC. | XC14-036-230-03 | AC | Split System: Air-Cooled Condensing Unit, Coil with Blower | XC14-036-230-03 |  | C33-43+TDR+TXV | 13.2 | 16 | Yes | Yes | 2011-01-21 |  | 2
FALSE | 14ACX-036-230-15 | 2264 | 4035287 | LENNOX INDUSTRIES, INC. | XC14-036-230-03 | AC | Split System: Air-Cooled Condensing Unit, Coil with Blower | XC14-036-230-03 |  | C33-43+TDR+TXV | 13.2 | 16 | Yes | Yes | 2011-01-21 |  | 2
FALSE | 14ACX-036-230-15 | 2264 | 4035288 | LENNOX INDUSTRIES, INC. | XC14-036-230-03 | AC | Split System: Air-Cooled Condensing Unit, Coil with Blower | XC14-036-230-03 |  | C33-43+TDR+TXV | 13.2 | 16 | Yes | Yes | 2011-01-21 |  | 2
FALSE | 14ACX-036-230-15 | 2264 | 4035289 | LENNOX INDUSTRIES, INC. | XC14-036-230-03 | AC | Split System: Air-Cooled Condensing Unit, Coil with Blower | XC14-036-230-03 |  | C33-43+TDR+TXV | 13 | 15.7 | Yes | Yes | 2011-01-21 |  | 1
FALSE | 14ACX-036-230-15 | 2264 | 4035290 | LENNOX INDUSTRIES, INC. | XC14-036-230-03 | AC | Split System: Air-Cooled Condensing Unit, Coil with Blower | XC14-036-230-03 |  | C33-48+TDR+TXV | 13 | 15.7 | Yes | Yes | 2011-01-21 |  | 1
FALSE | TSA042H4N4*Y | 2280 | 4035292 | LENNOX INDUSTRIES, INC. | XC14-042-230* | AC | Split System: Air-Cooled Condensing Unit, Coil with Blower | XC14-042-230* |  | C33-48+TDR+TXV | 12.2 | 14.5 | Yes | Yes | 2011-01-21 |  | 0
FALSE | TSA042H4N4*Y | 2280 | 4035293 | LENNOX INDUSTRIES, INC. | XC14-042-230* | AC | Split System: Air-Cooled Condensing Unit, Coil with Blower | XC14-042-230* |  | C33-48+TDR+TXV | 12.5 | 14.5 | Yes | Yes | 2011-01-21 |  | 0
FALSE | TSA042H4N4*Y | 2280 | 4035294 | LENNOX INDUSTRIES, INC. | XC14-042-230* | AC | Split System: Air-Cooled Condensing Unit, Coil with Blower | XC14-042-230* |  | C33-48+TDR+TXV | 12.2 | 14.5 | Yes | Yes | 2011-01-21 |  | 0
FALSE | TSA042H4N4*Y | 2280 | 4035295 | LENNOX INDUSTRIES, INC. | XC14-042-230* | AC | Split System: Air-Cooled Condensing Unit, Coil with Blower | XC14-042-230* |  | C33-49+TDR+TXV | 13 | 15.2 | Yes | Yes | 2011-01-21 |  | 1
FALSE | TSA042H4N4*Y | 2280 | 4035296 | LENNOX INDUSTRIES, INC. | XC14-042-230* | AC | Split System: Air-Cooled Condensing Unit, Coil with Blower | XC14-042-230* |  | C33-49+TDR+TXV | 13 | 15.2 | Yes | Yes | 2011-01-21 |  | 1
FALSE | TSA042H4N4*Y | 2280 | 4035297 | LENNOX INDUSTRIES, INC. | XC14-042-230* | AC | Split System: Air-Cooled Condensing Unit, Coil with Blower | XC14-042-230* |  | C33-50/60C+TDR+TXV | 12.5 | 14.7 | Yes | Yes | 2011-01-21 |  | 0
FALSE | TSA042H4N4*Y | 2280 | 4035298 | LENNOX INDUSTRIES, INC. | XC14-042-230* | AC | Split System: Air-Cooled Condensing Unit, Coil with Blower | XC14-042-230* |  | C33-50/60C+TDR+TXV | 12.5 | 14.7 | Yes | Yes | 2011-01-21 |  | 0
FALSE | TSA042H4N4*Y | 2280 | 4035299 | LENNOX INDUSTRIES, INC. | XC14-042-230* | AC | Split System: Air-Cooled Condensing Unit, Coil with Blower | XC14-042-230* |  | C33-60D+TDR+TXV | 13 | 15.2 | Yes | Yes | 2011-01-21 |  | 1
FALSE | XC14-060-230-** | 2308 | 4035334 | LENNOX INDUSTRIES, INC. | XC14-060-230* | AC | Split System: Air-Cooled Condensing Unit, Coil with Blower | XC14-060-230* |  | C33-62C+TDR+TXV | 12.2 | 14.5 | Yes | Yes | 2011-01-21 |  | 0
FALSE | XC14-060-230-** | 2308 | 4035335 | LENNOX INDUSTRIES, INC. | XC14-060-230* | AC | Split System: Air-Cooled Condensing Unit, Coil with Blower | XC14-060-230* |  | C33-62D+TDR+TXV | 12.5 | 15 | Yes | Yes | 2011-01-21 |  | 1
FALSE | XC17-024-230* | 2237 | 4035336 | LENNOX INDUSTRIES, INC. | XC17-024-230* | AC | Split System: Air-Cooled Condensing Unit, Coil with Blower | XC17-024-230* |  | C33-24+TDR+TXV | 13.5 | 16.2 | Yes | Yes | 2011-01-21 |  | 2
FALSE | XC17-024-230* | 2237 | 4035337 | LENNOX INDUSTRIES, INC. | XC17-024-230* | AC | Split System: Air-Cooled Condensing Unit, Coil with Blower | XC17-024-230* |  | C33-24+TDR+TXV | 13.5 | 16.2 | Yes | Yes | 2011-01-21 |  | 2
FALSE | XC17-024-230* | 2237 | 4035338 | LENNOX INDUSTRIES, INC. | XC17-024-230* | AC | Split System: Air-Cooled Condensing Unit, Coil with Blower | XC17-024-230* |  | C33-25+TDR+TXV | 14.5 | 17.2 | Yes | Yes | 2011-01-21 |  | 2
FALSE | XC17-024-230* | 2237 | 4035339 | LENNOX INDUSTRIES, INC. | XC17-024-230* | AC | Split System: Air-Cooled Condensing Unit, Coil with Blower | XC17-024-230* |  | C33-30+TDR+TXV | 13.7 | 16.5 | Yes | Yes | 2011-01-21 |  | 2
FALSE | XC17-024-230* | 2237 | 4035340 | LENNOX INDUSTRIES, INC. | XC17-024-230* | AC | Split System: Air-Cooled Condensing Unit, Coil with Blower | XC17-024-230* |  | C33-30+TDR+TXV | 13.7 | 16.5 | Yes | Yes | 2011-01-21 |  | 2
FALSE | XC17-024-230* | 2237 | 4035341 | LENNOX INDUSTRIES, INC. | XC17-024-230* | AC | Split System: Air-Cooled Condensing Unit, Coil with Blower | XC17-024-230* |  | C33-31+TDR+TXV | 14.5 | 17.7 | Yes | Yes | 2011-01-21 |  | 2
FALSE | XC17-024-230* | 2237 | 4035342 | LENNOX INDUSTRIES, INC. | XC17-024-230* | AC | Split System: Air-Cooled Condensing Unit, Coil with Blower | XC17-024-230* |  | C33-38+TDR+TXV | 14.7 | 17.7 | Yes | Yes | 2011-01-21 |  | 2
FALSE | XC17-036-230-** | 2261 | 4035371 | LENNOX INDUSTRIES, INC. | XC17-036-230* | AC | Split System: Air-Cooled Condensing Unit, Coil with Blower | XC17-036-230* |  | C33-50/60C+TDR+TXV | 14 | 16.5 | Yes | Yes | 2011-01-21 |  | 2
FALSE | XC17-036-230-** | 2261 | 4035372 | LENNOX INDUSTRIES, INC. | XC17-036-230* | AC | Split System: Air-Cooled Condensing Unit, Coil with Blower | XC17-036-230* |  | C33-62C+TDR+TXV | 14.2 | 17 | Yes | Yes | 2011-01-21 |  | 2
FALSE | XC17-036-230-** | 2261 | 4035373 | LENNOX INDUSTRIES, INC. | XC17-036-230* | AC | Split System: Air-Cooled Condensing Unit, Coil with Blower | XC17-036-230* |  | C33-62C+TDR+TXV | 14.5 | 17 | Yes | Yes | 2011-01-21 |  | 2
FALSE | XC17-036-230-** | 2261 | 4035374 | LENNOX INDUSTRIES, INC. | XC17-036-230* | AC | Split System: Air-Cooled Condensing Unit, Coil with Blower | XC17-036-230* |  | C33-62C+TDR+TXV | 14.2 | 17 | Yes | Yes | 2011-01-21 |  | 2
FALSE | XC17-036-230-** | 2261 | 4035375 | LENNOX INDUSTRIES, INC. | XC17-036-230* | AC | Split System: Air-Cooled Condensing Unit, Coil with Blower | XC17-036-230* |  | C33-62C+TDR+TXV | 14.5 | 17.2 | Yes | Yes | 2011-01-21 |  | 2
FALSE | XC17-048-230-** | 2300 | 4035409 | LENNOX INDUSTRIES, INC. | XC17-048-230* | AC | Split System: Air-Cooled Condensing Unit, Coil with Blower | XC17-048-230* |  | C33-50/60C+TDR+TXV | 12.2 | 14.7 | Yes | Yes | 2011-01-21 |  | 0
FALSE | XC17-048-230-** | 2300 | 4035410 | LENNOX INDUSTRIES, INC. | XC17-048-230* | AC | Split System: Air-Cooled Condensing Unit, Coil with Blower | XC17-048-230* |  | C33-50/60C+TDR+TXV | 12.5 | 15 | Yes | Yes | 2011-01-21 |  | 1
FALSE | XC17-048-230-** | 2300 | 4035411 | LENNOX INDUSTRIES, INC. | XC17-048-230* | AC | Split System: Air-Cooled Condensing Unit, Coil with Blower | XC17-048-230* |  | C33-60D+TDR+TXV | 12.7 | 15.5 | Yes | Yes | 2011-01-21 |  | 1
FALSE | XC17-048-230-** | 2300 | 4035412 | LENNOX INDUSTRIES, INC. | XC17-048-230* | AC | Split System: Air-Cooled Condensing Unit, Coil with Blower | XC17-048-230* |  | C33-62C+TDR+TXV | 13 | 15.7 | Yes | Yes | 2011-01-21 |  | 1
FALSE | XC17-048-230-** | 2300 | 4035413 | LENNOX INDUSTRIES, INC. | XC17-048-230* | AC | Split System: Air-Cooled Condensing Unit, Coil with Blower | XC17-048-230* |  | C33-62C+TDR+TXV | 13 | 15.7 | Yes | Yes | 2011-01-21 |  | 1
FALSE | XC17-048-230-** | 2300 | 4035414 | LENNOX INDUSTRIES, INC. | XC17-048-230* | AC | Split System: Air-Cooled Condensing Unit, Coil with Blower | XC17-048-230* |  | C33-62C+TDR+TXV | 13 | 15.7 | Yes | Yes | 2011-01-21 |  | 1
FALSE | XC17-048-230-** | 2300 | 4035415 | LENNOX INDUSTRIES, INC. | XC17-048-230* | AC | Split System: Air-Cooled Condensing Unit, Coil with Blower | XC17-048-230* |  | C33-62D+TDR+TXV | 13 | 15.7 | Yes | Yes | 2011-01-21 |  | 1
FALSE | XC17-036-230-** | 2261 | 4036804 | LENNOX INDUSTRIES, INC. | XC17-036-230* | AC | Split System: Air-Cooled Condensing Unit, Coil with Blower | XC17-036-230* |  | C33-43+TDR+TXV | 14 | 16.5 | Yes | Yes | 2011-01-21 |  | 2
FALSE | XC17-036-230-** | 2261 | 4036808 | LENNOX INDUSTRIES, INC. | XC17-036-230* | AC | Split System: Air-Cooled Condensing Unit, Coil with Blower | XC17-036-230* |  | C33-48+TDR+TXV | 14 | 16.5 | Yes | Yes | 2011-01-21 |  | 2
FALSE | XC17-036-230-** | 2261 | 4036813 | LENNOX INDUSTRIES, INC. | XC17-036-230* | AC | Split System: Air-Cooled Condensing Unit, Coil with Blower | XC17-036-230* |  | C33-48+TDR+TXV | 13.7 | 16.5 | Yes | Yes | 2011-01-21 |  | 2
FALSE | XC17-036-230-** | 2261 | 4036817 | LENNOX INDUSTRIES, INC. | XC17-036-230* | AC | Split System: Air-Cooled Condensing Unit, Coil with Blower | XC17-036-230* |  | C33-48+TDR+TXV | 14 | 16.5 | Yes | Yes | 2011-01-21 |  | 2
FALSE | XC17-036-230-** | 2261 | 4036823 | LENNOX INDUSTRIES, INC. | XC17-036-230* | AC | Split System: Air-Cooled Condensing Unit, Coil with Blower | XC17-036-230* |  | C33-48+TDR+TXV | 13.7 | 16.2 | Yes | Yes | 2011-01-21 |  | 2
FALSE | XC17-036-230-** | 2261 | 4036827 | LENNOX INDUSTRIES, INC. | XC17-036-230* | AC | Split System: Air-Cooled Condensing Unit, Coil with Blower | XC17-036-230* |  | C33-49+TDR+TXV | 14.2 | 16.7 | Yes | Yes | 2011-01-21 |  | 2
FALSE | XC17-036-230-** | 2261 | 4036831 | LENNOX INDUSTRIES, INC. | XC17-036-230* | AC | Split System: Air-Cooled Condensing Unit, Coil with Blower | XC17-036-230* |  | C33-49+TDR+TXV | 14 | 16.5 | Yes | Yes | 2011-01-21 |  | 2
FALSE | XC17-036-230-** | 2261 | 4036835 | LENNOX INDUSTRIES, INC. | XC17-036-230* | AC | Split System: Air-Cooled Condensing Unit, Coil with Blower | XC17-036-230* |  | C33-50/60C+TDR+TXV | 14 | 16.7 | Yes | Yes | 2011-01-21 |  | 2
FALSE | XC17-036-230-** | 2261 | 4036841 | LENNOX INDUSTRIES, INC. | XC17-036-230* | AC | Split System: Air-Cooled Condensing Unit, Coil with Blower | XC17-036-230* |  | C33-50/60C+TDR+TXV | 14 | 16.5 | Yes | Yes | 2011-01-21 |  | 2
FALSE | XC17-036-230-** | 2261 | 4036844 | LENNOX INDUSTRIES, INC. | XC17-036-230* | AC | Split System: Air-Cooled Condensing Unit, Coil with Blower | XC17-036-230* |  | C33-62C+TDR+TXV | 14.5 | 17.2 | Yes | Yes | 2011-01-21 |  | 2
FALSE | XC17-036-230-** | 2261 | 4036848 | LENNOX INDUSTRIES, INC. | XC17-036-230* | AC | Split System: Air-Cooled Condensing Unit, Coil with Blower | XC17-036-230* |  | C33-62C+TDR+TXV | 14.2 | 17 | Yes | Yes | 2011-01-21 |  | 2
FALSE | XC17-048-230-** | 2300 | 4036910 | LENNOX INDUSTRIES, INC. | XC17-048-230* | AC | Split System: Air-Cooled Condensing Unit, Coil with Blower | XC17-048-230* |  | C33-48+TDR+TXV | 12.5 | 15 | Yes | Yes | 2011-01-21 |  | 1
FALSE | XC17-048-230-** | 2300 | 4036911 | LENNOX INDUSTRIES, INC. | XC17-048-230* | AC | Split System: Air-Cooled Condensing Unit, Coil with Blower | XC17-048-230* |  | C33-48+TDR+TXV | 12.5 | 15 | Yes | Yes | 2011-01-21 |  | 1
FALSE | XC17-048-230-** | 2300 | 4036912 | LENNOX INDUSTRIES, INC. | XC17-048-230* | AC | Split System: Air-Cooled Condensing Unit, Coil with Blower | XC17-048-230* |  | C33-49+TDR+TXV | 13 | 15.5 | Yes | Yes | 2011-01-21 |  | 1
FALSE | XC17-048-230-** | 2300 | 4036913 | LENNOX INDUSTRIES, INC. | XC17-048-230* | AC | Split System: Air-Cooled Condensing Unit, Coil with Blower | XC17-048-230* |  | C33-49+TDR+TXV | 12.7 | 15.5 | Yes | Yes | 2011-01-21 |  | 1
FALSE | XC17-048-230-** | 2300 | 4036914 | LENNOX INDUSTRIES, INC. | XC17-048-230* | AC | Split System: Air-Cooled Condensing Unit, Coil with Blower | XC17-048-230* |  | C33-50/60C+TDR+TXV | 12.5 | 15.2 | Yes | Yes | 2011-01-21 |  | 1
FALSE | 14ACX-030-230-17 | 2250 | 4037749 | LENNOX INDUSTRIES, INC. | 14ACX-030-230-11 | AC | Split System: Air-Cooled Condensing Unit, Coil with Blower | 14ACX-030-230-11 |  | CX34-30+TDR+TXV | 12.5 | 14.5 | Yes | Yes | 2011-01-21 |  | 0
FALSE | 14ACX-030-230-17 | 2250 | 4037750 | LENNOX INDUSTRIES, INC. | 14ACX-030-230-11 | AC | Split System: Air-Cooled Condensing Unit, Coil with Blower | 14ACX-030-230-11 |  | CX34-31+TDR+TXV | 13 | 15.5 | Yes | Yes | 2011-01-21 |  | 1
FALSE | 14ACX-030-230-17 | 2250 | 4037751 | LENNOX INDUSTRIES, INC. | 14ACX-030-230-11 | AC | Split System: Air-Cooled Condensing Unit, Coil with Blower | 14ACX-030-230-11 |  | CX34-36+TDR+TXV | 12.5 | 15 | Yes | Yes | 2011-01-21 |  | 1
FALSE | 14ACX-030-230-17 | 2250 | 4037752 | LENNOX INDUSTRIES, INC. | 14ACX-030-230-11 | AC | Split System: Air-Cooled Condensing Unit, Coil with Blower | 14ACX-030-230-11 |  | CX34-38+TDR+TXV | 13 | 15.5 | Yes | Yes | 2011-01-21 |  | 1
FALSE | 14ACX-030-230-17 | 2250 | 4037753 | LENNOX INDUSTRIES, INC. | 14ACX-030-230-11 | AC | Split System: Air-Cooled Condensing Unit, Coil with Blower | 14ACX-030-230-11 |  | CH33-19+TDR+TXV | 12.5 | 14.5 | Yes | Yes | 2011-01-21 |  | 0
FALSE | 14ACX-030-230-17 | 2250 | 4037754 | LENNOX INDUSTRIES, INC. | 14ACX-030-230-11 | AC | Split System: Air-Cooled Condensing Unit, Coil with Blower | 14ACX-030-230-11 |  | CH33-25+TDR+TXV | 12.5 | 15 | Yes | Yes | 2011-01-21 |  | 1
FALSE | 14ACX-036-230-15 | 2264 | 4037867 | LENNOX INDUSTRIES, INC. | XC14-036-230-03 | AC | Split System: Air-Cooled Condensing Unit, Coil with Blower | XC14-036-230-03 |  | CX34-31+TDR | 12.7 | 15.2 | Yes | Yes | 2011-01-21 |  | 1
FALSE | 14ACX-036-230-15 | 2264 | 4037868 | LENNOX INDUSTRIES, INC. | XC14-036-230-03 | AC | Split System: Air-Cooled Condensing Unit, Coil with Blower | XC14-036-230-03 |  | CX34-36+TDR | 12.5 | 15 | Yes | Yes | 2011-01-21 |  | 1
FALSE | 14ACX-036-230-15 | 2264 | 4037869 | LENNOX INDUSTRIES, INC. | XC14-036-230-03 | AC | Split System: Air-Cooled Condensing Unit, Coil with Blower | XC14-036-230-03 |  | CH33-31+TDR+TXV | 12.7 | 15.2 | Yes | Yes | 2011-01-21 |  | 1
FALSE | 14ACX-036-230-15 | 2264 | 4037870 | LENNOX INDUSTRIES, INC. | XC14-036-230-03 | AC | Split System: Air-Cooled Condensing Unit, Coil with Blower | XC14-036-230-03 |  | CH33-36+TDR+TXV | 12.2 | 14.7 | Yes | Yes | 2011-01-21 |  | 0
FALSE | 14ACX-036-230-15 | 2264 | 4037871 | LENNOX INDUSTRIES, INC. | XC14-036-230-03 | AC | Split System: Air-Cooled Condensing Unit, Coil with Blower | XC14-036-230-03 |  | CX34-38+TDR | 12.7 | 15.5 | Yes | Yes | 2011-01-21 |  | 1
FALSE | 14ACX-036-230-15 | 2264 | 4037872 | LENNOX INDUSTRIES, INC. | XC14-036-230-03 | AC | Split System: Air-Cooled Condensing Unit, Coil with Blower | XC14-036-230-03 |  | C33-31+TDR+TXV | 12.7 | 15.2 | Yes | Yes | 2011-01-21 |  | 1
FALSE | 14ACX-036-230-15 | 2264 | 4037873 | LENNOX INDUSTRIES, INC. | XC14-036-230-03 | AC | Split System: Air-Cooled Condensing Unit, Coil with Blower | XC14-036-230-03 |  | C33-36+TDR+TXV | 12.5 | 15 | Yes | Yes | 2011-01-21 |  | 1
FALSE | 14ACX-036-230-15 | 2264 | 4037874 | LENNOX INDUSTRIES, INC. | XC14-036-230-03 | AC | Split System: Air-Cooled Condensing Unit, Coil with Blower | XC14-036-230-03 |  | C33-38+TDR+TXV | 12.7 | 15.5 | Yes | Yes | 2011-01-21 |  | 1
FALSE | XC17-024-230* | 2237 | 4037875 | LENNOX INDUSTRIES, INC. | XC15-024-230-05 | AC | Split System: Air-Cooled Condensing Unit, Coil with Blower | XC15-024-230-05 |  | CX34-18/24+TDR | 12.7 | 15.2 | Yes | Yes | 2011-01-21 |  | 1
FALSE | XC17-024-230* | 2237 | 4037876 | LENNOX INDUSTRIES, INC. | XC15-024-230-05 | AC | Split System: Air-Cooled Condensing Unit, Coil with Blower | XC15-024-230-05 |  | CX34-25+TDR | 13.5 | 16 | Yes | Yes | 2011-01-21 |  | 2
FALSE | XC17-024-230* | 2237 | 4037877 | LENNOX INDUSTRIES, INC. | XC15-024-230-05 | AC | Split System: Air-Cooled Condensing Unit, Coil with Blower | XC15-024-230-05 |  | CX34-30+TDR | 13 | 15.5 | Yes | Yes | 2011-01-21 |  | 1
FALSE | XC17-024-230* | 2237 | 4037878 | LENNOX INDUSTRIES, INC. | XC15-024-230-05 | AC | Split System: Air-Cooled Condensing Unit, Coil with Blower | XC15-024-230-05 |  | CX34-31+TDR | 13.7 | 16.5 | Yes | Yes | 2011-01-21 |  | 2
FALSE | XC17-024-230* | 2237 | 4037942 | LENNOX INDUSTRIES, INC. | XC17-024-230* | AC | Split System: Air-Cooled Condensing Unit, Coil with Blower | XC17-024-230* |  | C33-36+TDR+TXV | 14 | 17 | Yes | Yes | 2011-01-21 |  | 2
FALSE | XC17-024-230* | 2237 | 4037943 | LENNOX INDUSTRIES, INC. | XC17-024-230* | AC | Split System: Air-Cooled Condensing Unit, Coil with Blower | XC17-024-230* |  | C33-38+TDR+TXV | 14.5 | 17 | Yes | Yes | 2011-01-21 |  | 2
FALSE | XC17-024-230* | 2237 | 4037944 | LENNOX INDUSTRIES, INC. | XC17-024-230* | AC | Split System: Air-Cooled Condensing Unit, Coil with Blower | XC17-024-230* |  | C33-24+TDR+TXV | 13 | 16 | Yes | Yes | 2011-01-21 |  | 2
FALSE | XC21-024-230-10 | 2324 | 4037980 | LENNOX INDUSTRIES, INC. | XC21-024-230-05 | AC | Split System: Air-Cooled Condensing Unit, Coil with Blower | XC21-024-230-05 |  | CX34-18/24+TDR | 13.7 | 19 | Yes | Yes | 2011-01-21 |  | 3
FALSE | XC21-024-230-10 | 2324 | 4037981 | LENNOX INDUSTRIES, INC. | XC21-024-230-05 | AC | Split System: Air-Cooled Condensing Unit, Coil with Blower | XC21-024-230-05 |  | CX34-30+TDR | 14 | 19.2 | Yes | Yes | 2011-01-21 |  | 3
FALSE | XC21-024-230-10 | 2324 | 4037982 | LENNOX INDUSTRIES, INC. | XC21-024-230-05 | AC | Split System: Air-Cooled Condensing Unit, Coil with Blower | XC21-024-230-05 |  | CX34-31+TDR | 14.7 | 20.7 | Yes | Yes | 2011-01-21 |  | 3
FALSE | XC21-024-230-10 | 2324 | 4037983 | LENNOX INDUSTRIES, INC. | XC21-024-230-05 | AC | Split System: Air-Cooled Condensing Unit, Coil with Blower | XC21-024-230-05 |  | CX34-36+TDR | 14.5 | 20.2 | Yes | Yes | 2011-01-21 |  | 3
FALSE | XC21-024-230-10 | 2324 | 4037984 | LENNOX INDUSTRIES, INC. | XC21-024-230-05 | AC | Split System: Air-Cooled Condensing Unit, Coil with Blower | XC21-024-230-05 |  | CX34-38+TDR | 15 | 20.7 | Yes | Yes | 2011-01-21 |  | 3
FALSE | XC21-024-230-10 | 2324 | 4037985 | LENNOX INDUSTRIES, INC. | XC21-024-230-05 | AC | Split System: Air-Cooled Condensing Unit, Coil with Blower | XC21-024-230-05 |  | CH23-21+TDR+TXV | 13.5 | 18.7 | Yes | Yes | 2011-01-21 |  | 3
FALSE | XC21-024-230-10 | 2324 | 4037986 | LENNOX INDUSTRIES, INC. | XC21-024-230-05 | AC | Split System: Air-Cooled Condensing Unit, Coil with Blower | XC21-024-230-05 |  | CH23-31+TDR+TXV | 14 | 19.2 | Yes | Yes | 2011-01-21 |  | 3
FALSE | XC21-024-230-10 | 2324 | 4037987 | LENNOX INDUSTRIES, INC. | XC21-024-230-05 | AC | Split System: Air-Cooled Condensing Unit, Coil with Blower | XC21-024-230-05 |  | CH23-41+TDR+TXV | 14.5 | 20.2 | Yes | Yes | 2011-01-21 |  | 3
FALSE | XC21-024-230-10 | 2324 | 4037988 | LENNOX INDUSTRIES, INC. | XC21-024-230-05 | AC | Split System: Air-Cooled Condensing Unit, Coil with Blower | XC21-024-230-05 |  | CH23-51+TDR+TXV | 14.5 | 20.2 | Yes | Yes | 2011-01-21 |  | 3
FALSE | XC21-024-230-10 | 2324 | 4037989 | LENNOX INDUSTRIES, INC. | XC21-024-230-05 | AC | Split System: Air-Cooled Condensing Unit, Coil with Blower | XC21-024-230-05 |  | CH33-19+TDR+TXV | 14.2 | 20 | Yes | Yes | 2011-01-21 |  | 3
FALSE | XC21-024-230-10 | 2324 | 4037990 | LENNOX INDUSTRIES, INC. | XC21-024-230-05 | AC | Split System: Air-Cooled Condensing Unit, Coil with Blower | XC21-024-230-05 |  | CH33-24/30+TDR+TXV | 14 | 19.5 | Yes | Yes | 2011-01-21 |  | 3
FALSE | XC21-024-230-10 | 2324 | 4037991 | LENNOX INDUSTRIES, INC. | XC21-024-230-05 | AC | Split System: Air-Cooled Condensing Unit, Coil with Blower | XC21-024-230-05 |  | CH33-25+TDR+TXV | 14.5 | 20.2 | Yes | Yes | 2011-01-21 |  | 3
FALSE | XC21-024-230-10 | 2324 | 4037992 | LENNOX INDUSTRIES, INC. | XC21-024-230-05 | AC | Split System: Air-Cooled Condensing Unit, Coil with Blower | XC21-024-230-05 |  | CH33-31+TDR+TXV | 14.7 | 20.5 | Yes | Yes | 2011-01-21 |  | 3
FALSE | XC21-024-230-10 | 2324 | 4037993 | LENNOX INDUSTRIES, INC. | XC21-024-230-05 | AC | Split System: Air-Cooled Condensing Unit, Coil with Blower | XC21-024-230-05 |  | CH33-36+TDR+TXV | 14.2 | 20 | Yes | Yes | 2011-01-21 |  | 3
FALSE | XC21-024-230-10 | 2324 | 4037994 | LENNOX INDUSTRIES, INC. | XC21-024-230-05 | AC | Split System: Air-Cooled Condensing Unit, Coil with Blower | XC21-024-230-05 |  | CX34-25+TDR | 14.2 | 20 | Yes | Yes | 2011-01-21 |  | 3
FALSE | 14AJM30 | 4513 | 4038048 | RHEEM SALES COMPANY, INC. | 14AJM30 | AC | Split System: Air-Cooled Condensing Unit, Coil with Blower | 14AJM30 |  | RCFL-A*3821 | 13 | 16 | Yes | Yes | 2011-01-21 |  | 2
FALSE | 14AJM30 | 4513 | 4038049 | RHEEM SALES COMPANY, INC. | 14AJM30 | AC | Split System: Air-Cooled Condensing Unit, Coil with Blower | 14AJM30 |  | RCFL-A*3821 | 13 | 16 | Yes | Yes | 2011-01-21 |  | 2
FALSE | 14AJM30 | 4513 | 4038050 | RHEEM SALES COMPANY, INC. | 14AJM30 | AC | Split System: Air-Cooled Condensing Unit, Coil with Blower | 14AJM30 |  | RCFL-A*3821 | 13 | 15.5 | Yes | Yes | 2011-01-21 |  | 1
FALSE | 14AJM30 | 4513 | 4038052 | RHEEM SALES COMPANY, INC. | 14AJM30 | AC | Split System: Air-Cooled Condensing Unit, Coil with Blower | 14AJM30 |  | RCFL-A*3821 | 13 | 16 | Yes | Yes | 2011-01-21 |  | 2
FALSE | 14AJM30 | 4513 | 4038053 | RHEEM SALES COMPANY, INC. | 14AJM30 | AC | Split System: Air-Cooled Condensing Unit, Coil with Blower | 14AJM30 |  | RCFL-A*3821 | 13 | 16 | Yes | Yes | 2011-01-21 |  | 2
FALSE | 14AJM30 | 4513 | 4038060 | RHEEM SALES COMPANY, INC. | 14AJM30 | AC | Split System: Air-Cooled Condensing Unit, Coil with Blower | 14AJM30 |  | RCFL-H*3617 | 13 | 15.5 | Yes | Yes | 2011-01-21 |  | 1
FALSE | 14AJM30 | 4513 | 4038067 | RHEEM SALES COMPANY, INC. | 14AJM30 | AC | Split System: Air-Cooled Condensing Unit, Coil with Blower | 14AJM30 |  | RCFL-H*3621 | 13 | 16 | Yes | Yes | 2011-01-21 |  | 2
FALSE | 14AJM30 | 4513 | 4038068 | RHEEM SALES COMPANY, INC. | 14AJM30 | AC | Split System: Air-Cooled Condensing Unit, Coil with Blower | 14AJM30 |  | RCFL-H*3621 | 13 | 16 | Yes | Yes | 2011-01-21 |  | 2
FALSE | 14AJM30 | 4513 | 4038069 | RHEEM SALES COMPANY, INC. | 14AJM30 | AC | Split System: Air-Cooled Condensing Unit, Coil with Blower | 14AJM30 |  | RCFL-H*3621 | 13 | 15.5 | Yes | Yes | 2011-01-21 |  | 1
FALSE | 14AJM30 | 4513 | 4038071 | RHEEM SALES COMPANY, INC. | 14AJM30 | AC | Split System: Air-Cooled Condensing Unit, Coil with Blower | 14AJM30 |  | RCFL-H*3621 | 13 | 16 | Yes | Yes | 2011-01-21 |  | 2
FALSE | 14AJM30 | 4513 | 4038078 | RHEEM SALES COMPANY, INC. | 14AJM30 | AC | Split System: Air-Cooled Condensing Unit, Coil with Blower | 14AJM30 |  | RCFL-H*3821 | 13 | 16 | Yes | Yes | 2011-01-21 |  | 2
FALSE | 14AJM30 | 4513 | 4038079 | RHEEM SALES COMPANY, INC. | 14AJM30 | AC | Split System: Air-Cooled Condensing Unit, Coil with Blower | 14AJM30 |  | RCFL-H*3821 | 13 | 16 | Yes | Yes | 2011-01-21 |  | 2
FALSE | 14AJM30 | 4513 | 4038080 | RHEEM SALES COMPANY, INC. | 14AJM30 | AC | Split System: Air-Cooled Condensing Unit, Coil with Blower | 14AJM30 |  | RCFL-H*3821 | 13 | 15.5 | Yes | Yes | 2011-01-21 |  | 1
FALSE | 14AJM30 | 4513 | 4038082 | RHEEM SALES COMPANY, INC. | 14AJM30 | AC | Split System: Air-Cooled Condensing Unit, Coil with Blower | 14AJM30 |  | RCFL-H*3821 | 13 | 16 | Yes | Yes | 2011-01-21 |  | 2
FALSE | 14AJM30 | 4513 | 4038083 | RHEEM SALES COMPANY, INC. | 14AJM30 | AC | Split System: Air-Cooled Condensing Unit, Coil with Blower | 14AJM30 |  | RCFL-H*3821 | 13 | 16 | Yes | Yes | 2011-01-21 |  | 2
FALSE | 14AJM30 | 4513 | 4038089 | RHEEM SALES COMPANY, INC. | 14AJM30 | AC | Split System: Air-Cooled Condensing Unit, Coil with Blower | 14AJM30 |  | RCFL-H*3824 | 13 | 16 | Yes | Yes | 2011-01-21 |  | 2
FALSE | 14AJM30 | 4513 | 4038090 | RHEEM SALES COMPANY, INC. | 14AJM30 | AC | Split System: Air-Cooled Condensing Unit, Coil with Blower | 14AJM30 |  | RCFL-H*3824 | 13 | 16 | Yes | Yes | 2011-01-21 |  | 2
FALSE | 14AJM30 | 4513 | 4038091 | RHEEM SALES COMPANY, INC. | 14AJM30 | AC | Split System: Air-Cooled Condensing Unit, Coil with Blower | 14AJM30 |  | RCFL-H*3824 | 13 | 16 | Yes | Yes | 2011-01-21 |  | 2
FALSE | 14AJM36 | 38 | 4038142 | RHEEM SALES COMPANY, INC. | 14AJM36 | AC | Split System: Air-Cooled Condensing Unit, Coil with Blower | 14AJM36 |  | RCFL-A*3821 | 13 | 16 | Yes | Yes | 2011-01-21 |  | 2
FALSE | 14AJM36 | 38 | 4038149 | RHEEM SALES COMPANY, INC. | 14AJM36 | AC | Split System: Air-Cooled Condensing Unit, Coil with Blower | 14AJM36 |  | RCFL-H*3617 | 12.2 | 14.5 | Yes | Yes | 2011-01-21 |  | 0
FALSE | 14AJM36 | 38 | 4038156 | RHEEM SALES COMPANY, INC. | 14AJM36 | AC | Split System: Air-Cooled Condensing Unit, Coil with Blower | 14AJM36 |  | RCFL-H*3621 | 12.5 | 15.1 | Yes | Yes | 2011-01-21 |  | 1
FALSE | 14AJM36 | 38 | 4038157 | RHEEM SALES COMPANY, INC. | 14AJM36 | AC | Split System: Air-Cooled Condensing Unit, Coil with Blower | 14AJM36 |  | RCFL-H*3621 | 13 | 15.5 | Yes | Yes | 2011-01-21 |  | 1
FALSE | 14AJM36 | 38 | 4038158 | RHEEM SALES COMPANY, INC. | 14AJM36 | AC | Split System: Air-Cooled Condensing Unit, Coil with Blower | 14AJM36 |  | RCFL-H*3621 | 12.5 | 15 | Yes | Yes | 2011-01-21 |  | 1
FALSE | 14AJM36 | 38 | 4038160 | RHEEM SALES COMPANY, INC. | 14AJM36 | AC | Split System: Air-Cooled Condensing Unit, Coil with Blower | 14AJM36 |  | RCFL-H*3621 | 13 | 15.5 | Yes | Yes | 2011-01-21 |  | 1
FALSE | 14AJM36 | 38 | 4038161 | RHEEM SALES COMPANY, INC. | 14AJM36 | AC | Split System: Air-Cooled Condensing Unit, Coil with Blower | 14AJM36 |  | RCFL-H*3621 | 13 | 15.5 | Yes | Yes | 2011-01-21 |  | 1
FALSE | 14AJM36 | 38 | 4038168 | RHEEM SALES COMPANY, INC. | 14AJM36 | AC | Split System: Air-Cooled Condensing Unit, Coil with Blower | 14AJM36 |  | RCFL-H*3821 | 13 | 15.5 | Yes | Yes | 2011-01-21 |  | 1
FALSE | 14AJM36 | 38 | 4038169 | RHEEM SALES COMPANY, INC. | 14AJM36 | AC | Split System: Air-Cooled Condensing Unit, Coil with Blower | 14AJM36 |  | RCFL-H*3821 | 13 | 15.5 | Yes | Yes | 2011-01-21 |  | 1
FALSE | 14AJM36 | 38 | 4038170 | RHEEM SALES COMPANY, INC. | 14AJM36 | AC | Split System: Air-Cooled Condensing Unit, Coil with Blower | 14AJM36 |  | RCFL-H*3821 | 12.5 | 15.1 | Yes | Yes | 2011-01-21 |  | 1
FALSE | 14AJM36 | 38 | 4038172 | RHEEM SALES COMPANY, INC. | 14AJM36 | AC | Split System: Air-Cooled Condensing Unit, Coil with Blower | 14AJM36 |  | RCFL-H*3821 | 13 | 16 | Yes | Yes | 2011-01-21 |  | 2
FALSE | 14AJM36 | 38 | 4038173 | RHEEM SALES COMPANY, INC. | 14AJM36 | AC | Split System: Air-Cooled Condensing Unit, Coil with Blower | 14AJM36 |  | RCFL-H*3821 | 13 | 16 | Yes | Yes | 2011-01-21 |  | 2
FALSE | 14AJM36 | 38 | 4038179 | RHEEM SALES COMPANY, INC. | 14AJM36 | AC | Split System: Air-Cooled Condensing Unit, Coil with Blower | 14AJM36 |  | RCFL-H*3824 | 13 | 15.5 | Yes | Yes | 2011-01-21 |  | 1
FALSE | 14AJM36 | 38 | 4038180 | RHEEM SALES COMPANY, INC. | 14AJM36 | AC | Split System: Air-Cooled Condensing Unit, Coil with Blower | 14AJM36 |  | RCFL-H*3824 | 13 | 15.5 | Yes | Yes | 2011-01-21 |  | 1
FALSE | 14AJM36 | 38 | 4038181 | RHEEM SALES COMPANY, INC. | 14AJM36 | AC | Split System: Air-Cooled Condensing Unit, Coil with Blower | 14AJM36 |  | RCFL-H*3824 | 13 | 16 | Yes | Yes | 2011-01-21 |  | 2
FALSE | 14AJM36 | 38 | 4038182 | RHEEM SALES COMPANY, INC. | 14AJM36 | AC | Split System: Air-Cooled Condensing Unit, Coil with Blower | 14AJM36 |  | RCFL-H*3824 | 13 | 16 | Yes | Yes | 2011-01-21 |  | 2
FALSE | 14AJM36 | 38 | 4038183 | RHEEM SALES COMPANY, INC. | 14AJM36 | AC | Split System: Air-Cooled Condensing Unit, Coil with Blower | 14AJM36 |  | RCFL-H*3824 | 13 | 16 | Yes | Yes | 2011-01-21 |  | 2
FALSE | 14AJM36 | 38 | 4038184 | RHEEM SALES COMPANY, INC. | 14AJM36 | AC | Split System: Air-Cooled Condensing Unit, Coil with Blower | 14AJM36 |  | RCFL-H*3824 | 13 | 16 | Yes | Yes | 2011-01-21 |  | 2
FALSE | 14AJM42 | 4530 | 4038233 | RHEEM SALES COMPANY, INC. | 14AJM42 | AC | Split System: Air-Cooled Condensing Unit, Coil with Blower | 14AJM42 |  | RCFL-A*4821 | 12 | 14.5 | Yes | Yes | 2011-01-21 |  | 0
FALSE | 14AJM42 | 4530 | 4038235 | RHEEM SALES COMPANY, INC. | 14AJM42 | AC | Split System: Air-Cooled Condensing Unit, Coil with Blower | 14AJM42 |  | RCFL-A*4821 | 13 | 15.5 | Yes | Yes | 2011-01-21 |  | 1
FALSE | 14AJM42 | 4530 | 4038236 | RHEEM SALES COMPANY, INC. | 14AJM42 | AC | Split System: Air-Cooled Condensing Unit, Coil with Blower | 14AJM42 |  | RCFL-A*4821 | 13 | 15.5 | Yes | Yes | 2011-01-21 |  | 1
FALSE | 14AJM42 | 4530 | 4038242 | RHEEM SALES COMPANY, INC. | 14AJM42 | AC | Split System: Air-Cooled Condensing Unit, Coil with Blower | 14AJM42 |  | RCFL-A*4824 | 12.5 | 15.1 | Yes | Yes | 2011-01-21 |  | 1
FALSE | 14AJM42 | 4530 | 4038243 | RHEEM SALES COMPANY, INC. | 14AJM42 | AC | Split System: Air-Cooled Condensing Unit, Coil with Blower | 14AJM42 |  | RCFL-A*4824 | 13 | 15.5 | Yes | Yes | 2011-01-21 |  | 1
FALSE | 14AJM42 | 4530 | 4038244 | RHEEM SALES COMPANY, INC. | 14AJM42 | AC | Split System: Air-Cooled Condensing Unit, Coil with Blower | 14AJM42 |  | RCFL-A*4824 | 12.5 | 15.1 | Yes | Yes | 2011-01-21 |  | 1
FALSE | 14AJM42 | 4530 | 4038245 | RHEEM SALES COMPANY, INC. | 14AJM42 | AC | Split System: Air-Cooled Condensing Unit, Coil with Blower | 14AJM42 |  | RCFL-A*4824 | 13 | 15.5 | Yes | Yes | 2011-01-21 |  | 1
FALSE | 14AJM42 | 4530 | 4038246 | RHEEM SALES COMPANY, INC. | 14AJM42 | AC | Split System: Air-Cooled Condensing Unit, Coil with Blower | 14AJM42 |  | RCFL-A*4824 | 13 | 15.5 | Yes | Yes | 2011-01-21 |  | 1
FALSE | 14AJM42 | 4530 | 4038247 | RHEEM SALES COMPANY, INC. | 14AJM42 | AC | Split System: Air-Cooled Condensing Unit, Coil with Blower | 14AJM42 |  | RCFL-A*4824 | 13 | 15.5 | Yes | Yes | 2011-01-21 |  | 1
FALSE | 14AJM42 | 4530 | 4038254 | RHEEM SALES COMPANY, INC. | 14AJM42 | AC | Split System: Air-Cooled Condensing Unit, Coil with Blower | 14AJM42 |  | RCFL-H*3821 | 12.5 | 15.5 | Yes | Yes | 2011-01-21 |  | 1
FALSE | 14AJM42 | 4530 | 4038255 | RHEEM SALES COMPANY, INC. | 14AJM42 | AC | Split System: Air-Cooled Condensing Unit, Coil with Blower | 14AJM42 |  | RCFL-H*3821 | 13 | 15.5 | Yes | Yes | 2011-01-21 |  | 1
FALSE | 14AJM42 | 4530 | 4038256 | RHEEM SALES COMPANY, INC. | 14AJM42 | AC | Split System: Air-Cooled Condensing Unit, Coil with Blower | 14AJM42 |  | RCFL-H*3821 | 12 | 14.5 | Yes | Yes | 2011-01-21 |  | 0
FALSE | 14AJM42 | 4530 | 4038258 | RHEEM SALES COMPANY, INC. | 14AJM42 | AC | Split System: Air-Cooled Condensing Unit, Coil with Blower | 14AJM42 |  | RCFL-H*3821 | 13 | 15.5 | Yes | Yes | 2011-01-21 |  | 1
FALSE | 14AJM42 | 4530 | 4038259 | RHEEM SALES COMPANY, INC. | 14AJM42 | AC | Split System: Air-Cooled Condensing Unit, Coil with Blower | 14AJM42 |  | RCFL-H*3821 | 13 | 15.5 | Yes | Yes | 2011-01-21 |  | 1
FALSE | 14AJM42 | 4530 | 4038265 | RHEEM SALES COMPANY, INC. | 14AJM42 | AC | Split System: Air-Cooled Condensing Unit, Coil with Blower | 14AJM42 |  | RCFL-H*3824 | 12.5 | 15.5 | Yes | Yes | 2011-01-21 |  | 1
FALSE | 14AJM42 | 4530 | 4038266 | RHEEM SALES COMPANY, INC. | 14AJM42 | AC | Split System: Air-Cooled Condensing Unit, Coil with Blower | 14AJM42 |  | RCFL-H*3824 | 12.5 | 15.5 | Yes | Yes | 2011-01-21 |  | 1
FALSE | 14AJM42 | 4530 | 4038267 | RHEEM SALES COMPANY, INC. | 14AJM42 | AC | Split System: Air-Cooled Condensing Unit, Coil with Blower | 14AJM42 |  | RCFL-H*3824 | 12.5 | 15.5 | Yes | Yes | 2011-01-21 |  | 1
FALSE | 14AJM42 | 4530 | 4038268 | RHEEM SALES COMPANY, INC. | 14AJM42 | AC | Split System: Air-Cooled Condensing Unit, Coil with Blower | 14AJM42 |  | RCFL-H*3824 | 13 | 15.5 | Yes | Yes | 2011-01-21 |  | 1
FALSE | 14AJM42 | 4530 | 4038269 | RHEEM SALES COMPANY, INC. | 14AJM42 | AC | Split System: Air-Cooled Condensing Unit, Coil with Blower | 14AJM42 |  | RCFL-H*3824 | 13 | 15.5 | Yes | Yes | 2011-01-21 |  | 1
FALSE | 14AJM48 | 58 | 4038325 | RHEEM SALES COMPANY, INC. | 14AJM48 | AC | Split System: Air-Cooled Condensing Unit, Coil with Blower | 14AJM48 |  | RCFL-A*4821 | 12 | 14.5 | Yes | Yes | 2011-01-21 |  | 0
FALSE | 14AJM48 | 58 | 4038326 | RHEEM SALES COMPANY, INC. | 14AJM48 | AC | Split System: Air-Cooled Condensing Unit, Coil with Blower | 14AJM48 |  | RCFL-A*4821 | 12 | 14.5 | Yes | Yes | 2011-01-21 |  | 0
FALSE | 14AJM48 | 58 | 4038327 | RHEEM SALES COMPANY, INC. | 14AJM48 | AC | Split System: Air-Cooled Condensing Unit, Coil with Blower | 14AJM48 |  | RCFL-A*4821 | 12 | 14.5 | Yes | Yes | 2011-01-21 |  | 0
FALSE | 14AJM48 | 58 | 4038328 | RHEEM SALES COMPANY, INC. | 14AJM48 | AC | Split System: Air-Cooled Condensing Unit, Coil with Blower | 14AJM48 |  | RCFL-A*4821 | 12 | 14.5 | Yes | Yes | 2011-01-21 |  | 0
FALSE | 14AJM48 | 58 | 4038331 | RHEEM SALES COMPANY, INC. | 14AJM48 | AC | Split System: Air-Cooled Condensing Unit, Coil with Blower | 14AJM48 |  | RCFL-A*4824 | 12 | 14.5 | Yes | Yes | 2011-01-21 |  | 0
FALSE | 14AJM48 | 58 | 4038332 | RHEEM SALES COMPANY, INC. | 14AJM48 | AC | Split System: Air-Cooled Condensing Unit, Coil with Blower | 14AJM48 |  | RCFL-A*4824 | 12 | 14.5 | Yes | Yes | 2011-01-21 |  | 0
FALSE | 14AJM48 | 58 | 4038333 | RHEEM SALES COMPANY, INC. | 14AJM48 | AC | Split System: Air-Cooled Condensing Unit, Coil with Blower | 14AJM48 |  | RCFL-A*4824 | 12 | 14.5 | Yes | Yes | 2011-01-21 |  | 0
FALSE | 14AJM48 | 58 | 4038334 | RHEEM SALES COMPANY, INC. | 14AJM48 | AC | Split System: Air-Cooled Condensing Unit, Coil with Blower | 14AJM48 |  | RCFL-A*4824 | 12 | 14.5 | Yes | Yes | 2011-01-21 |  | 0
FALSE | 14AJM48 | 58 | 4038337 | RHEEM SALES COMPANY, INC. | 14AJM48 | AC | Split System: Air-Cooled Condensing Unit, Coil with Blower | 14AJM48 |  | RCFL-H*4821 | 12 | 14.5 | Yes | Yes | 2011-01-21 |  | 0
FALSE | 14AJM48 | 58 | 4038338 | RHEEM SALES COMPANY, INC. | 14AJM48 | AC | Split System: Air-Cooled Condensing Unit, Coil with Blower | 14AJM48 |  | RCFL-H*4821 | 12 | 14.5 | Yes | Yes | 2011-01-21 |  | 0
FALSE | 14AJM48 | 58 | 4038339 | RHEEM SALES COMPANY, INC. | 14AJM48 | AC | Split System: Air-Cooled Condensing Unit, Coil with Blower | 14AJM48 |  | RCFL-H*4821 | 12 | 14.5 | Yes | Yes | 2011-01-21 |  | 0
FALSE | 14AJM48 | 58 | 4038340 | RHEEM SALES COMPANY, INC. | 14AJM48 | AC | Split System: Air-Cooled Condensing Unit, Coil with Blower | 14AJM48 |  | RCFL-H*4821 | 12 | 14.5 | Yes | Yes | 2011-01-21 |  | 0
FALSE | 14AJM48 | 58 | 4038343 | RHEEM SALES COMPANY, INC. | 14AJM48 | AC | Split System: Air-Cooled Condensing Unit, Coil with Blower | 14AJM48 |  | RCFL-H*4824 | 12 | 14.5 | Yes | Yes | 2011-01-21 |  | 0
FALSE | 14AJM48 | 58 | 4038344 | RHEEM SALES COMPANY, INC. | 14AJM48 | AC | Split System: Air-Cooled Condensing Unit, Coil with Blower | 14AJM48 |  | RCFL-H*4824 | 12 | 14.5 | Yes | Yes | 2011-01-21 |  | 0
FALSE | 14AJM48 | 58 | 4038345 | RHEEM SALES COMPANY, INC. | 14AJM48 | AC | Split System: Air-Cooled Condensing Unit, Coil with Blower | 14AJM48 |  | RCFL-H*4824 | 12 | 14.5 | Yes | Yes | 2011-01-21 |  | 0
FALSE | 14AJM48 | 58 | 4038346 | RHEEM SALES COMPANY, INC. | 14AJM48 | AC | Split System: Air-Cooled Condensing Unit, Coil with Blower | 14AJM48 |  | RCFL-H*4824 | 12 | 14.5 | Yes | Yes | 2011-01-21 |  | 0
FALSE | 14AJM48 | 58 | 4038349 | RHEEM SALES COMPANY, INC. | 14AJM48 | AC | Split System: Air-Cooled Condensing Unit, Coil with Blower | 14AJM48 |  | RCFN-H*4824 | 12.5 | 15.1 | Yes | Yes | 2011-01-21 |  | 1
FALSE | 14AJM48 | 58 | 4038350 | RHEEM SALES COMPANY, INC. | 14AJM48 | AC | Split System: Air-Cooled Condensing Unit, Coil with Blower | 14AJM48 |  | RCQD-4821 | 12.5 | 15 | Yes | Yes | 2011-01-21 |  | 1
FALSE | 14AJM48 | 58 | 4038351 | RHEEM SALES COMPANY, INC. | 14AJM48 | AC | Split System: Air-Cooled Condensing Unit, Coil with Blower | 14AJM48 |  | RCQD-4821 | 12.5 | 15 | Yes | Yes | 2011-01-21 |  | 1
FALSE | 14AJM49 | 4536 | 4038388 | RHEEM SALES COMPANY, INC. | 14AJM49 | AC | Split System: Air-Cooled Condensing Unit, Coil with Blower | 14AJM49 |  | RCFL-H*4824 | 12.5 | 15.1 | Yes | Yes | 2011-01-21 |  | 1
FALSE | 14AJM49 | 4536 | 4038389 | RHEEM SALES COMPANY, INC. | 14AJM49 | AC | Split System: Air-Cooled Condensing Unit, Coil with Blower | 14AJM49 |  | RCFL-H*4824 | 12.5 | 15.1 | Yes | Yes | 2011-01-21 |  | 1
FALSE | 14AJM49 | 4536 | 4038390 | RHEEM SALES COMPANY, INC. | 14AJM49 | AC | Split System: Air-Cooled Condensing Unit, Coil with Blower | 14AJM49 |  | RCFL-H*4824 | 13 | 15.5 | Yes | Yes | 2011-01-21 |  | 1
FALSE | 14AJM49 | 4536 | 4038394 | RHEEM SALES COMPANY, INC. | 14AJM49 | AC | Split System: Air-Cooled Condensing Unit, Coil with Blower | 14AJM49 |  | RCFN-H*4824 | 13 | 16 | Yes | Yes | 2011-01-21 |  | 2
FALSE | 14AJM49 | 4536 | 4038395 | RHEEM SALES COMPANY, INC. | 14AJM49 | AC | Split System: Air-Cooled Condensing Unit, Coil with Blower | 14AJM49 |  | RCFN-H*4824 | 13 | 16 | Yes | Yes | 2011-01-21 |  | 2
FALSE | 14AJM49 | 4536 | 4038396 | RHEEM SALES COMPANY, INC. | 14AJM49 | AC | Split System: Air-Cooled Condensing Unit, Coil with Blower | 14AJM49 |  | RCFN-H*4824 | 13 | 16 | Yes | Yes | 2011-01-21 |  | 2
FALSE | 14AJM49 | 4536 | 4038397 | RHEEM SALES COMPANY, INC. | 14AJM49 | AC | Split System: Air-Cooled Condensing Unit, Coil with Blower | 14AJM49 |  | RCFN-H*4824 | 13 | 16 | Yes | Yes | 2011-01-21 |  | 2
FALSE | 14AJM49 | 4536 | 4038398 | RHEEM SALES COMPANY, INC. | 14AJM49 | AC | Split System: Air-Cooled Condensing Unit, Coil with Blower | 14AJM49 |  | RCFN-H*4824 | 13 | 16 | Yes | Yes | 2011-01-21 |  | 2
FALSE | 14AJM49 | 4536 | 4038399 | RHEEM SALES COMPANY, INC. | 14AJM49 | AC | Split System: Air-Cooled Condensing Unit, Coil with Blower | 14AJM49 |  | RCFN-H*4824 | 13 | 16 | Yes | Yes | 2011-01-21 |  | 2
FALSE | 14AJM49 | 4536 | 4038403 | RHEEM SALES COMPANY, INC. | 14AJM49 | AC | Split System: Air-Cooled Condensing Unit, Coil with Blower | 14AJM49 |  | RCQD-4821 | 13 | 16 | Yes | Yes | 2011-01-21 |  | 2
FALSE | 14AJM49 | 4536 | 4038404 | RHEEM SALES COMPANY, INC. | 14AJM49 | AC | Split System: Air-Cooled Condensing Unit, Coil with Blower | 14AJM49 |  | RCQD-4821 | 13 | 16 | Yes | Yes | 2011-01-21 |  | 2
FALSE | 14AJM49 | 4536 | 4038408 | RHEEM SALES COMPANY, INC. | 14AJM49 | AC | Split System: Air-Cooled Condensing Unit, Coil with Blower | 14AJM49 |  | RCQD-4824 | 13 | 15.5 | Yes | Yes | 2011-01-21 |  | 1
FALSE | 14AJM49 | 4536 | 4038409 | RHEEM SALES COMPANY, INC. | 14AJM49 | AC | Split System: Air-Cooled Condensing Unit, Coil with Blower | 14AJM49 |  | RCQD-4824 | 13 | 16 | Yes | Yes | 2011-01-21 |  | 2
FALSE | 14AJM49 | 4536 | 4038410 | RHEEM SALES COMPANY, INC. | 14AJM49 | AC | Split System: Air-Cooled Condensing Unit, Coil with Blower | 14AJM49 |  | RCQD-4824 | 13 | 16 | Yes | Yes | 2011-01-21 |  | 2
FALSE | 14AJM56 | 4543 | 4038413 | RHEEM SALES COMPANY, INC. | 14AJM56 | AC | Split System: Air-Cooled Condensing Unit, Coil with Blower | 14AJM56 |  | RCFL-A*6024 | 12 | 14.5 | Yes | Yes | 2011-01-21 |  | 0
FALSE | 14AJM56 | 4543 | 4038414 | RHEEM SALES COMPANY, INC. | 14AJM56 | AC | Split System: Air-Cooled Condensing Unit, Coil with Blower | 14AJM56 |  | RCFL-A*6024 | 12.5 | 15.1 | Yes | Yes | 2011-01-21 |  | 1
FALSE | 14AJM56 | 4543 | 4038415 | RHEEM SALES COMPANY, INC. | 14AJM56 | AC | Split System: Air-Cooled Condensing Unit, Coil with Blower | 14AJM56 |  | RCFL-A*6024 | 12.5 | 15.1 | Yes | Yes | 2011-01-21 |  | 1
FALSE | 14AJM56 | 4543 | 4038416 | RHEEM SALES COMPANY, INC. | 14AJM56 | AC | Split System: Air-Cooled Condensing Unit, Coil with Blower | 14AJM56 |  | RCFL-A*6024 | 12 | 14.5 | Yes | Yes | 2011-01-21 |  | 0
FALSE | 14AJM56 | 4543 | 4038418 | RHEEM SALES COMPANY, INC. | 14AJM56 | AC | Split System: Air-Cooled Condensing Unit, Coil with Blower | 14AJM56 |  | RCFL-H*6024 | 12 | 14.5 | Yes | Yes | 2011-01-21 |  | 0
FALSE | TSA036S4N*G | 2270 | 4038472 | LENNOX INDUSTRIES, INC. | 13ACX-036-230-12 | AC | Split System: Air-Cooled Condensing Unit, Coil with Blower | 13ACX-036-230-12 |  | CX34-43+TDR | 12 | 14.5 | Yes | Yes | 2011-01-21 |  | 0
FALSE | TSA036S4N*G | 2270 | 4038474 | LENNOX INDUSTRIES, INC. | 13ACX-036-230-12 | AC | Split System: Air-Cooled Condensing Unit, Coil with Blower | 13ACX-036-230-12 |  | C33-43+TDR+TXV | 12 | 14.5 | Yes | Yes | 2011-01-21 |  | 0
FALSE | TSA036S4N*G | 2270 | 4038475 | LENNOX INDUSTRIES, INC. | 13ACX-036-230-12 | AC | Split System: Air-Cooled Condensing Unit, Coil with Blower | 13ACX-036-230-12 |  | CH33-43+TDR+TXV | 12 | 14.5 | Yes | Yes | 2011-01-21 |  | 0
FALSE | 14ACX-036-230-15 | 2264 | 4038506 | LENNOX INDUSTRIES, INC. | 14ACX-036-230-11 | AC | Split System: Air-Cooled Condensing Unit, Coil with Blower | 14ACX-036-230-11 |  | CX34-31+TDR | 12.5 | 15 | Yes | Yes | 2011-01-21 |  | 1
FALSE | 14ACX-036-230-15 | 2264 | 4038507 | LENNOX INDUSTRIES, INC. | 14ACX-036-230-11 | AC | Split System: Air-Cooled Condensing Unit, Coil with Blower | 14ACX-036-230-11 |  | CX34-36+TDR | 12.5 | 15 | Yes | Yes | 2011-01-21 |  | 1
FALSE | 14ACX-036-230-15 | 2264 | 4038508 | LENNOX INDUSTRIES, INC. | 14ACX-036-230-11 | AC | Split System: Air-Cooled Condensing Unit, Coil with Blower | 14ACX-036-230-11 |  | CX34-38+TDR | 13 | 15.5 | Yes | Yes | 2011-01-21 |  | 1
FALSE | TSA042H4N4*Y | 2280 | 4038529 | LENNOX INDUSTRIES, INC. | 14ACX-042-230-11 | AC | Split System: Air-Cooled Condensing Unit, Coil with Blower | 14ACX-042-230-11 |  | C33-43+TDR+TXV | 12.5 | 14.5 | Yes | Yes | 2011-01-21 |  | 0
FALSE | TSA042H4N4*Y | 2280 | 4038531 | LENNOX INDUSTRIES, INC. | 14ACX-042-230-11 | AC | Split System: Air-Cooled Condensing Unit, Coil with Blower | 14ACX-042-230-11 |  | C33-38+TDR+TXV | 12.5 | 14.5 | Yes | Yes | 2011-01-21 |  | 0
FALSE | XC14-047-230* | 2292 | 4038533 | LENNOX INDUSTRIES, INC. | 14ACX-047-230* | AC | Split System: Air-Cooled Condensing Unit, Coil with Blower | 14ACX-047-230* |  | CX34-43+TDR | 12.5 | 14.7 | Yes | Yes | 2011-01-21 |  | 0
FALSE | XC14-047-230* | 2292 | 4038534 | LENNOX INDUSTRIES, INC. | 14ACX-047-230* | AC | Split System: Air-Cooled Condensing Unit, Coil with Blower | 14ACX-047-230* |  | CX34-44/48+TDR | 12.2 | 14.5 | Yes | Yes | 2011-01-21 |  | 0
FALSE | XC14-047-230* | 2292 | 4038535 | LENNOX INDUSTRIES, INC. | 14ACX-047-230* | AC | Split System: Air-Cooled Condensing Unit, Coil with Blower | 14ACX-047-230* |  | CH33-43+TDR+TXV | 12.7 | 15.2 | Yes | Yes | 2011-01-21 |  | 1
FALSE | XC14-047-230* | 2292 | 4038536 | LENNOX INDUSTRIES, INC. | 14ACX-047-230* | AC | Split System: Air-Cooled Condensing Unit, Coil with Blower | 14ACX-047-230* |  | CH33-44/48+TDR+TXV | 12 | 14.5 | Yes | Yes | 2011-01-21 |  | 0
FALSE | XC14-048-230-08 | 2298 | 4038539 | LENNOX INDUSTRIES, INC. | 14ACX-048-230* | AC | Split System: Air-Cooled Condensing Unit, Coil with Blower | 14ACX-048-230* |  | CH33-43+TDR+TXV | 12 | 14.5 | Yes | Yes | 2011-01-21 |  | 0
FALSE | 14ACX-036-230-15 | 2264 | 4038627 | LENNOX INDUSTRIES, INC. | XC14-036-230-03 | AC | Split System: Air-Cooled Condensing Unit, Coil with Blower | XC14-036-230-03 |  | CX34-44/48+TDR | 13 | 15.7 | Yes | Yes | 2011-01-21 |  | 1
FALSE | 14ACX-036-230-15 | 2264 | 4038628 | LENNOX INDUSTRIES, INC. | XC14-036-230-03 | AC | Split System: Air-Cooled Condensing Unit, Coil with Blower | XC14-036-230-03 |  | CH33-31+TDR+TXV | 12.7 | 15.5 | Yes | Yes | 2011-01-21 |  | 1
FALSE | 14ACX-036-230-15 | 2264 | 4038629 | LENNOX INDUSTRIES, INC. | XC14-036-230-03 | AC | Split System: Air-Cooled Condensing Unit, Coil with Blower | XC14-036-230-03 |  | CX34-36+TDR | 12.7 | 15.2 | Yes | Yes | 2011-01-21 |  | 1
FALSE | 14ACX-036-230-15 | 2264 | 4038630 | LENNOX INDUSTRIES, INC. | XC14-036-230-03 | AC | Split System: Air-Cooled Condensing Unit, Coil with Blower | XC14-036-230-03 |  | CX34-38+TDR | 13.2 | 15.7 | Yes | Yes | 2011-01-21 |  | 1
FALSE | 14ACX-036-230-15 | 2264 | 4038631 | LENNOX INDUSTRIES, INC. | XC14-036-230-03 | AC | Split System: Air-Cooled Condensing Unit, Coil with Blower | XC14-036-230-03 |  | CX34-42+TDR | 12.7 | 15.2 | Yes | Yes | 2011-01-21 |  | 1
FALSE | 14ACX-036-230-15 | 2264 | 4038632 | LENNOX INDUSTRIES, INC. | XC14-036-230-03 | AC | Split System: Air-Cooled Condensing Unit, Coil with Blower | XC14-036-230-03 |  | CX34-43+TDR | 13.2 | 16 | Yes | Yes | 2011-01-21 |  | 2
FALSE | 14ACX-036-230-15 | 2264 | 4038633 | LENNOX INDUSTRIES, INC. | XC14-036-230-03 | AC | Split System: Air-Cooled Condensing Unit, Coil with Blower | XC14-036-230-03 |  | CH33-36+TDR+TXV | 12.7 | 15.2 | Yes | Yes | 2011-01-21 |  | 1
FALSE | 14ACX-036-230-15 | 2264 | 4038634 | LENNOX INDUSTRIES, INC. | XC14-036-230-03 | AC | Split System: Air-Cooled Condensing Unit, Coil with Blower | XC14-036-230-03 |  | CH33-42+TDR+TXV | 12.7 | 15.2 | Yes | Yes | 2011-01-21 |  | 1
FALSE | 14ACX-036-230-15 | 2264 | 4038635 | LENNOX INDUSTRIES, INC. | XC14-036-230-03 | AC | Split System: Air-Cooled Condensing Unit, Coil with Blower | XC14-036-230-03 |  | CH33-43+TDR+TXV | 13.2 | 15.7 | Yes | Yes | 2011-01-21 |  | 1
FALSE | 14ACX-036-230-15 | 2264 | 4038636 | LENNOX INDUSTRIES, INC. | XC14-036-230-03 | AC | Split System: Air-Cooled Condensing Unit, Coil with Blower | XC14-036-230-03 |  | C33-31+TDR+TXV | 12.7 | 15.2 | Yes | Yes | 2011-01-21 |  | 1
FALSE | 14ACX-036-230-15 | 2264 | 4038637 | LENNOX INDUSTRIES, INC. | XC14-036-230-03 | AC | Split System: Air-Cooled Condensing Unit, Coil with Blower | XC14-036-230-03 |  | C33-48+TDR+TXV | 13 | 15.7 | Yes | Yes | 2011-01-21 |  | 1
FALSE | 14ACX-036-230-15 | 2264 | 4038638 | LENNOX INDUSTRIES, INC. | XC14-036-230-03 | AC | Split System: Air-Cooled Condensing Unit, Coil with Blower | XC14-036-230-03 |  | C33-36+TDR+TXV | 12.7 | 15.2 | Yes | Yes | 2011-01-21 |  | 1
FALSE | 14ACX-036-230-15 | 2264 | 4038639 | LENNOX INDUSTRIES, INC. | XC14-036-230-03 | AC | Split System: Air-Cooled Condensing Unit, Coil with Blower | XC14-036-230-03 |  | C33-38+TDR+TXV | 13.2 | 15.7 | Yes | Yes | 2011-01-21 |  | 1
FALSE | 14ACX-036-230-15 | 2264 | 4038640 | LENNOX INDUSTRIES, INC. | XC14-036-230-03 | AC | Split System: Air-Cooled Condensing Unit, Coil with Blower | XC14-036-230-03 |  | C33-42+TDR+TXV | 12.7 | 15.2 | Yes | Yes | 2011-01-21 |  | 1
FALSE | 14ACX-036-230-15 | 2264 | 4038641 | LENNOX INDUSTRIES, INC. | XC14-036-230-03 | AC | Split System: Air-Cooled Condensing Unit, Coil with Blower | XC14-036-230-03 |  | C33-43+TDR+TXV | 13.2 | 16 | Yes | Yes | 2011-01-21 |  | 2
FALSE | TSA042H4N4*Y | 2280 | 4038642 | LENNOX INDUSTRIES, INC. | XC14-042-230* | AC | Split System: Air-Cooled Condensing Unit, Coil with Blower | XC14-042-230* |  | CX34-44/48+TDR | 12.2 | 14.5 | Yes | Yes | 2011-01-21 |  | 0
FALSE | TSA042H4N4*Y | 2280 | 4038644 | LENNOX INDUSTRIES, INC. | XC14-042-230* | AC | Split System: Air-Cooled Condensing Unit, Coil with Blower | XC14-042-230* |  | CX34-38+TDR | 12.5 | 14.7 | Yes | Yes | 2011-01-21 |  | 0
FALSE | 14AJM30 | 4513 | 4038714 | RUUD AIR CONDITIONING DIVISION | 14AJM30 | AC | Split System: Air-Cooled Condensing Unit, Coil with Blower | 14AJM30 |  | RCFL-A*3821 | 13 | 16 | Yes | Yes | 2011-03-08 |  | 2
FALSE | 14AJM30 | 4513 | 4038716 | RUUD AIR CONDITIONING DIVISION | 14AJM30 | AC | Split System: Air-Cooled Condensing Unit, Coil with Blower | 14AJM30 |  | RCFL-H*3621 | 13 | 16 | Yes | Yes | 2011-03-08 |  | 2
FALSE | 14AJM30 | 4513 | 4038717 | RUUD AIR CONDITIONING DIVISION | 14AJM30 | AC | Split System: Air-Cooled Condensing Unit, Coil with Blower | 14AJM30 |  | RCFL-H*3821 | 13 | 16 | Yes | Yes | 2011-03-08 |  | 2
FALSE | 14AJM30 | 4513 | 4038718 | RUUD AIR CONDITIONING DIVISION | 14AJM30 | AC | Split System: Air-Cooled Condensing Unit, Coil with Blower | 14AJM30 |  | RCFL-H*3824 | 13 | 16 | Yes | Yes | 2011-03-08 |  | 2
FALSE | 14AJM30 | 4513 | 4038720 | RUUD AIR CONDITIONING DIVISION | 14AJM30 | AC | Split System: Air-Cooled Condensing Unit, Coil with Blower | 14AJM30 |  | RCFL-A*3621 | 13 | 16 | Yes | Yes | 2011-03-08 |  | 2
FALSE | 14AJM30 | 4513 | 4038721 | RUUD AIR CONDITIONING DIVISION | 14AJM30 | AC | Split System: Air-Cooled Condensing Unit, Coil with Blower | 14AJM30 |  | RCFL-A*3821 | 13 | 16 | Yes | Yes | 2011-03-08 |  | 2
FALSE | 14AJM30 | 4513 | 4038722 | RUUD AIR CONDITIONING DIVISION | 14AJM30 | AC | Split System: Air-Cooled Condensing Unit, Coil with Blower | 14AJM30 |  | RCFL-H*3621 | 13 | 16 | Yes | Yes | 2011-03-08 |  | 2
FALSE | XC17-036-230-** | 2261 | 4038723 | LENNOX INDUSTRIES, INC. | XC17-036-230* | AC | Split System: Air-Cooled Condensing Unit, Coil with Blower | XC17-036-230* |  | CH33-44/48+TDR+TXV | 13.7 | 16.2 | Yes | Yes | 2011-01-21 |  | 2
FALSE | 14AJM30 | 4513 | 4038724 | RUUD AIR CONDITIONING DIVISION | 14AJM30 | AC | Split System: Air-Cooled Condensing Unit, Coil with Blower | 14AJM30 |  | RCFL-H*3821 | 13 | 16 | Yes | Yes | 2011-03-08 |  | 2
FALSE | 14AJM30 | 4513 | 4038725 | RUUD AIR CONDITIONING DIVISION | 14AJM30 | AC | Split System: Air-Cooled Condensing Unit, Coil with Blower | 14AJM30 |  | RCFL-H*3824 | 13 | 16 | Yes | Yes | 2011-03-08 |  | 2
FALSE | 14AJM30 | 4513 | 4038726 | RUUD AIR CONDITIONING DIVISION | 14AJM30 | AC | Split System: Air-Cooled Condensing Unit, Coil with Blower | 14AJM30 |  | RCFL-H*3824 | 13 | 16 | Yes | Yes | 2011-03-08 |  | 2
FALSE | 14AJM30 | 4513 | 4038727 | RUUD AIR CONDITIONING DIVISION | 14AJM30 | AC | Split System: Air-Cooled Condensing Unit, Coil with Blower | 14AJM30 |  | RCFL-A*3617 | 13 | 15.5 | Yes | Yes | 2011-03-08 |  | 1
FALSE | XC17-036-230-** | 2261 | 4038728 | LENNOX INDUSTRIES, INC. | XC17-036-230* | AC | Split System: Air-Cooled Condensing Unit, Coil with Blower | XC17-036-230* |  | CX34-42+TDR | 13.5 | 16 | Yes | Yes | 2011-01-21 |  | 2
FALSE | 14AJM30 | 4513 | 4038729 | RUUD AIR CONDITIONING DIVISION | 14AJM30 | AC | Split System: Air-Cooled Condensing Unit, Coil with Blower | 14AJM30 |  | RCFL-A*3621 | 13 | 15.5 | Yes | Yes | 2011-03-08 |  | 1
FALSE | 14AJM30 | 4513 | 4038730 | RUUD AIR CONDITIONING DIVISION | 14AJM30 | AC | Split System: Air-Cooled Condensing Unit, Coil with Blower | 14AJM30 |  | RCFL-A*3821 | 13 | 15.5 | Yes | Yes | 2011-03-08 |  | 1
FALSE | 14AJM30 | 4513 | 4038731 | RUUD AIR CONDITIONING DIVISION | 14AJM30 | AC | Split System: Air-Cooled Condensing Unit, Coil with Blower | 14AJM30 |  | RCFL-H*3617 | 13 | 15.5 | Yes | Yes | 2011-03-08 |  | 1
FALSE | XC17-036-230-** | 2261 | 4038732 | LENNOX INDUSTRIES, INC. | XC17-036-230* | AC | Split System: Air-Cooled Condensing Unit, Coil with Blower | XC17-036-230* |  | CX34-43+TDR | 14 | 16.5 | Yes | Yes | 2011-01-21 |  | 2
FALSE | 14AJM30 | 4513 | 4038733 | RUUD AIR CONDITIONING DIVISION | 14AJM30 | AC | Split System: Air-Cooled Condensing Unit, Coil with Blower | 14AJM30 |  | RCFL-H*3621 | 13 | 15.5 | Yes | Yes | 2011-03-08 |  | 1
FALSE | 14AJM30 | 4513 | 4038734 | RUUD AIR CONDITIONING DIVISION | 14AJM30 | AC | Split System: Air-Cooled Condensing Unit, Coil with Blower | 14AJM30 |  | RCFL-H*3821 | 13 | 15.5 | Yes | Yes | 2011-03-08 |  | 1
FALSE | 14AJM30 | 4513 | 4038735 | RUUD AIR CONDITIONING DIVISION | 14AJM30 | AC | Split System: Air-Cooled Condensing Unit, Coil with Blower | 14AJM30 |  | RCQD-3621 | 13 | 16 | Yes | Yes | 2011-03-08 |  | 2
FALSE | XC17-036-230-** | 2261 | 4038737 | LENNOX INDUSTRIES, INC. | XC17-036-230* | AC | Split System: Air-Cooled Condensing Unit, Coil with Blower | XC17-036-230* |  | CX34-44/48+TDR | 13.7 | 16.5 | Yes | Yes | 2011-01-21 |  | 2
FALSE | XC17-036-230-** | 2261 | 4038741 | LENNOX INDUSTRIES, INC. | XC17-036-230* | AC | Split System: Air-Cooled Condensing Unit, Coil with Blower | XC17-036-230* |  | CX34-31+TDR | 13.5 | 16.2 | Yes | Yes | 2011-01-21 |  | 2
FALSE | 14AJM30 | 4513 | 4038745 | RUUD AIR CONDITIONING DIVISION | 14AJM30 | AC | Split System: Air-Cooled Condensing Unit, Coil with Blower | 14AJM30 |  | RCFL-A*3821 | 13 | 16 | Yes | Yes | 2011-03-08 |  | 2
FALSE | XC17-036-230-** | 2261 | 4038746 | LENNOX INDUSTRIES, INC. | XC17-036-230* | AC | Split System: Air-Cooled Condensing Unit, Coil with Blower | XC17-036-230* |  | CX34-36+TDR | 13.5 | 16 | Yes | Yes | 2011-01-21 |  | 2
FALSE | 14AJM30 | 4513 | 4038747 | RUUD AIR CONDITIONING DIVISION | 14AJM30 | AC | Split System: Air-Cooled Condensing Unit, Coil with Blower | 14AJM30 |  | RCFL-H*3821 | 13 | 16 | Yes | Yes | 2011-03-08 |  | 2
FALSE | 14AJM30 | 4513 | 4038748 | RUUD AIR CONDITIONING DIVISION | 14AJM30 | AC | Split System: Air-Cooled Condensing Unit, Coil with Blower | 14AJM30 |  | RCFL-H*3824 | 13 | 16 | Yes | Yes | 2011-03-08 |  | 2
FALSE | 14AJM30 | 4513 | 4038749 | RUUD AIR CONDITIONING DIVISION | 14AJM30 | AC | Split System: Air-Cooled Condensing Unit, Coil with Blower | 14AJM30 |  | RCQD-3621 | 13 | 16 | Yes | Yes | 2011-03-08 |  | 2
FALSE | XC17-036-230-** | 2261 | 4038750 | LENNOX INDUSTRIES, INC. | XC17-036-230* | AC | Split System: Air-Cooled Condensing Unit, Coil with Blower | XC17-036-230* |  | CX34-38+TDR | 14 | 16.5 | Yes | Yes | 2011-01-21 |  | 2
FALSE | 14AJM36 | 38 | 4038821 | RUUD AIR CONDITIONING DIVISION | 14AJM36 | AC | Split System: Air-Cooled Condensing Unit, Coil with Blower | 14AJM36 |  | RCFL-A*3821 | 13 | 15.5 | Yes | Yes | 2011-03-08 |  | 1
FALSE | 14AJM36 | 38 | 4038823 | RUUD AIR CONDITIONING DIVISION | 14AJM36 | AC | Split System: Air-Cooled Condensing Unit, Coil with Blower | 14AJM36 |  | RCFL-H*3621 | 12.5 | 15.1 | Yes | Yes | 2011-03-08 |  | 1
FALSE | 14AJM36 | 38 | 4038824 | RUUD AIR CONDITIONING DIVISION | 14AJM36 | AC | Split System: Air-Cooled Condensing Unit, Coil with Blower | 14AJM36 |  | RCFL-H*3821 | 13 | 15.5 | Yes | Yes | 2011-03-08 |  | 1
FALSE | 14AJM36 | 38 | 4038825 | RUUD AIR CONDITIONING DIVISION | 14AJM36 | AC | Split System: Air-Cooled Condensing Unit, Coil with Blower | 14AJM36 |  | RCFL-H*3824 | 13 | 15.5 | Yes | Yes | 2011-03-08 |  | 1
FALSE | 14AJM36 | 38 | 4038827 | RUUD AIR CONDITIONING DIVISION | 14AJM36 | AC | Split System: Air-Cooled Condensing Unit, Coil with Blower | 14AJM36 |  | RCFN-H*3624 | 13 | 16 | Yes | Yes | 2011-03-08 |  | 2
FALSE | 14AJM36 | 38 | 4038828 | RUUD AIR CONDITIONING DIVISION | 14AJM36 | AC | Split System: Air-Cooled Condensing Unit, Coil with Blower | 14AJM36 |  | RCFL-A*3621 | 13 | 15.5 | Yes | Yes | 2011-03-08 |  | 1
FALSE | 14AJM36 | 38 | 4038829 | RUUD AIR CONDITIONING DIVISION | 14AJM36 | AC | Split System: Air-Cooled Condensing Unit, Coil with Blower | 14AJM36 |  | RCFL-A*3821 | 13 | 15.5 | Yes | Yes | 2011-03-08 |  | 1
FALSE | 14AJM36 | 38 | 4038831 | RUUD AIR CONDITIONING DIVISION | 14AJM36 | AC | Split System: Air-Cooled Condensing Unit, Coil with Blower | 14AJM36 |  | RCFL-H*3621 | 13 | 15.5 | Yes | Yes | 2011-03-08 |  | 1
FALSE | 14AJM36 | 38 | 4038832 | RUUD AIR CONDITIONING DIVISION | 14AJM36 | AC | Split System: Air-Cooled Condensing Unit, Coil with Blower | 14AJM36 |  | RCFL-H*3821 | 13 | 15.5 | Yes | Yes | 2011-03-08 |  | 1
FALSE | 14AJM36 | 38 | 4038833 | RUUD AIR CONDITIONING DIVISION | 14AJM36 | AC | Split System: Air-Cooled Condensing Unit, Coil with Blower | 14AJM36 |  | RCFL-H*3824 | 13 | 15.5 | Yes | Yes | 2011-03-08 |  | 1
FALSE | XC17-048-230-** | 2300 | 4038834 | LENNOX INDUSTRIES, INC. | XC17-048-230* | AC | Split System: Air-Cooled Condensing Unit, Coil with Blower | XC17-048-230* |  | CX34-43+TDR | 12.5 | 15 | Yes | Yes | 2011-01-21 |  | 1
FALSE | 14AJM36 | 38 | 4038835 | RUUD AIR CONDITIONING DIVISION | 14AJM36 | AC | Split System: Air-Cooled Condensing Unit, Coil with Blower | 14AJM36 |  | RCFN-H*3624 | 13 | 16 | Yes | Yes | 2011-03-08 |  | 2
FALSE | 14AJM36 | 38 | 4038836 | RUUD AIR CONDITIONING DIVISION | 14AJM36 | AC | Split System: Air-Cooled Condensing Unit, Coil with Blower | 14AJM36 |  | RCFL-H*3824 | 13 | 16 | Yes | Yes | 2011-03-08 |  | 2
FALSE | 14AJM36 | 38 | 4038837 | RUUD AIR CONDITIONING DIVISION | 14AJM36 | AC | Split System: Air-Cooled Condensing Unit, Coil with Blower | 14AJM36 |  | RCFN-H*3624 | 13 | 16 | Yes | Yes | 2011-03-08 |  | 2
FALSE | 14AJM36 | 38 | 4038838 | RUUD AIR CONDITIONING DIVISION | 14AJM36 | AC | Split System: Air-Cooled Condensing Unit, Coil with Blower | 14AJM36 |  | RCFL-A*3617 | 12.2 | 14.5 | Yes | Yes | 2011-03-08 |  | 0
FALSE | XC17-048-230-** | 2300 | 4038839 | LENNOX INDUSTRIES, INC. | XC17-048-230* | AC | Split System: Air-Cooled Condensing Unit, Coil with Blower | XC17-048-230* |  | CX34-44/48+TDR | 12.2 | 14.7 | Yes | Yes | 2011-01-21 |  | 0
FALSE | 14AJM36 | 38 | 4038840 | RUUD AIR CONDITIONING DIVISION | 14AJM36 | AC | Split System: Air-Cooled Condensing Unit, Coil with Blower | 14AJM36 |  | RCFL-A*3621 | 12.5 | 15 | Yes | Yes | 2011-03-08 |  | 1
FALSE | 14AJM36 | 38 | 4038841 | RUUD AIR CONDITIONING DIVISION | 14AJM36 | AC | Split System: Air-Cooled Condensing Unit, Coil with Blower | 14AJM36 |  | RCFL-A*3821 | 12.5 | 15.1 | Yes | Yes | 2011-03-08 |  | 1
FALSE | 14AJM36 | 38 | 4038842 | RUUD AIR CONDITIONING DIVISION | 14AJM36 | AC | Split System: Air-Cooled Condensing Unit, Coil with Blower | 14AJM36 |  | RCFL-H*3617 | 12.2 | 14.5 | Yes | Yes | 2011-03-08 |  | 0
FALSE | 14AJM36 | 38 | 4038843 | RUUD AIR CONDITIONING DIVISION | 14AJM36 | AC | Split System: Air-Cooled Condensing Unit, Coil with Blower | 14AJM36 |  | RCFL-H*3621 | 12.5 | 15 | Yes | Yes | 2011-03-08 |  | 1
FALSE | XC17-048-230-** | 2300 | 4038844 | LENNOX INDUSTRIES, INC. | XC17-048-230* | AC | Split System: Air-Cooled Condensing Unit, Coil with Blower | XC17-048-230* |  | CH33-43+TDR+TXV | 12.7 | 15.5 | Yes | Yes | 2011-01-21 |  | 1
FALSE | 14AJM36 | 38 | 4038845 | RUUD AIR CONDITIONING DIVISION | 14AJM36 | AC | Split System: Air-Cooled Condensing Unit, Coil with Blower | 14AJM36 |  | RCFL-H*3821 | 12.5 | 15.1 | Yes | Yes | 2011-03-08 |  | 1
FALSE | 14AJM36 | 38 | 4038846 | RUUD AIR CONDITIONING DIVISION | 14AJM36 | AC | Split System: Air-Cooled Condensing Unit, Coil with Blower | 14AJM36 |  | RCQD-3621 | 12.5 | 15.1 | Yes | Yes | 2011-03-08 |  | 1
FALSE | XC17-048-230-** | 2300 | 4038848 | LENNOX INDUSTRIES, INC. | XC17-048-230* | AC | Split System: Air-Cooled Condensing Unit, Coil with Blower | XC17-048-230* |  | CH33-44/48+TDR+TXV | 12.2 | 14.7 | Yes | Yes | 2011-01-21 |  | 0
FALSE | XC17-048-230-** | 2300 | 4038853 | LENNOX INDUSTRIES, INC. | XC17-048-230* | AC | Split System: Air-Cooled Condensing Unit, Coil with Blower | XC17-048-230* |  | C33-43+TDR+TXV | 12.5 | 15 | Yes | Yes | 2011-01-21 |  | 1
FALSE | 14AJM42 | 4530 | 4038939 | RUUD AIR CONDITIONING DIVISION | 14AJM42 | AC | Split System: Air-Cooled Condensing Unit, Coil with Blower | 14AJM42 |  | RCFL-A*3821 | 12.5 | 15.5 | Yes | Yes | 2011-03-08 |  | 1
FALSE | 14AJM42 | 4530 | 4038940 | RUUD AIR CONDITIONING DIVISION | 14AJM42 | AC | Split System: Air-Cooled Condensing Unit, Coil with Blower | 14AJM42 |  | RCFL-A*4821 | 12.5 | 15.1 | Yes | Yes | 2011-03-08 |  | 1
FALSE | 14AJM42 | 4530 | 4038941 | RUUD AIR CONDITIONING DIVISION | 14AJM42 | AC | Split System: Air-Cooled Condensing Unit, Coil with Blower | 14AJM42 |  | RCFL-A*4824 | 12.5 | 15.1 | Yes | Yes | 2011-03-08 |  | 1
FALSE | 14AJM42 | 4530 | 4038943 | RUUD AIR CONDITIONING DIVISION | 14AJM42 | AC | Split System: Air-Cooled Condensing Unit, Coil with Blower | 14AJM42 |  | RCFL-H*3821 | 12.5 | 15.5 | Yes | Yes | 2011-03-08 |  | 1
FALSE | 14AJM42 | 4530 | 4038944 | RUUD AIR CONDITIONING DIVISION | 14AJM42 | AC | Split System: Air-Cooled Condensing Unit, Coil with Blower | 14AJM42 |  | RCFL-H*3824 | 12.5 | 15.5 | Yes | Yes | 2011-03-08 |  | 1
FALSE | 14AJM42 | 4530 | 4038945 | RUUD AIR CONDITIONING DIVISION | 14AJM42 | AC | Split System: Air-Cooled Condensing Unit, Coil with Blower | 14AJM42 |  | RCFL-H*4821 | 12.5 | 15.1 | Yes | Yes | 2011-03-08 |  | 1
FALSE | 14AJM42 | 4530 | 4038946 | RUUD AIR CONDITIONING DIVISION | 14AJM42 | AC | Split System: Air-Cooled Condensing Unit, Coil with Blower | 14AJM42 |  | RCFL-H*4824 | 12.5 | 15.1 | Yes | Yes | 2011-03-08 |  | 1
FALSE | 14AJM42 | 4530 | 4038948 | RUUD AIR CONDITIONING DIVISION | 14AJM42 | AC | Split System: Air-Cooled Condensing Unit, Coil with Blower | 14AJM42 |  | RCFN-H*4824 | 12.5 | 15 | Yes | Yes | 2011-03-08 |  | 1
FALSE | 14AJM42 | 4530 | 4038949 | RUUD AIR CONDITIONING DIVISION | 14AJM42 | AC | Split System: Air-Cooled Condensing Unit, Coil with Blower | 14AJM42 |  | RCFL-A*3821 | 13 | 15.5 | Yes | Yes | 2011-03-08 |  | 1
FALSE | 14AJM42 | 4530 | 4038950 | RUUD AIR CONDITIONING DIVISION | 14AJM42 | AC | Split System: Air-Cooled Condensing Unit, Coil with Blower | 14AJM42 |  | RCFL-A*4821 | 13 | 15.5 | Yes | Yes | 2011-03-08 |  | 1
FALSE | 14AJM42 | 4530 | 4038951 | RUUD AIR CONDITIONING DIVISION | 14AJM42 | AC | Split System: Air-Cooled Condensing Unit, Coil with Blower | 14AJM42 |  | RCFL-A*4824 | 13 | 15.5 | Yes | Yes | 2011-03-08 |  | 1
FALSE | 14AJM42 | 4530 | 4038953 | RUUD AIR CONDITIONING DIVISION | 14AJM42 | AC | Split System: Air-Cooled Condensing Unit, Coil with Blower | 14AJM42 |  | RCFL-H*3821 | 13 | 15.5 | Yes | Yes | 2011-03-08 |  | 1
FALSE | 14AJM42 | 4530 | 4038954 | RUUD AIR CONDITIONING DIVISION | 14AJM42 | AC | Split System: Air-Cooled Condensing Unit, Coil with Blower | 14AJM42 |  | RCFL-H*3824 | 12.5 | 15.5 | Yes | Yes | 2011-03-08 |  | 1
FALSE | 14AJM42 | 4530 | 4038955 | RUUD AIR CONDITIONING DIVISION | 14AJM42 | AC | Split System: Air-Cooled Condensing Unit, Coil with Blower | 14AJM42 |  | RCFL-H*4821 | 13 | 15.5 | Yes | Yes | 2011-03-08 |  | 1
FALSE | 14AJM42 | 4530 | 4038956 | RUUD AIR CONDITIONING DIVISION | 14AJM42 | AC | Split System: Air-Cooled Condensing Unit, Coil with Blower | 14AJM42 |  | RCFL-H*4824 | 13 | 15.5 | Yes | Yes | 2011-03-08 |  | 1
FALSE | 14AJM42 | 4530 | 4038957 | RUUD AIR CONDITIONING DIVISION | 14AJM42 | AC | Split System: Air-Cooled Condensing Unit, Coil with Blower | 14AJM42 |  | RCFN-H*4824 | 13 | 15.5 | Yes | Yes | 2011-03-08 |  | 1
FALSE | 14AJM42 | 4530 | 4038959 | RUUD AIR CONDITIONING DIVISION | 14AJM42 | AC | Split System: Air-Cooled Condensing Unit, Coil with Blower | 14AJM42 |  | RCFL-A*4824 | 12.5 | 15.1 | Yes | Yes | 2011-03-08 |  | 1
FALSE | 14AJM48 | 58 | 4039047 | RUUD AIR CONDITIONING DIVISION | 14AJM48 | AC | Split System: Air-Cooled Condensing Unit, Coil with Blower | 14AJM48 |  | RCFL-H*4824 | 12 | 14.5 | Yes | Yes | 2011-03-08 |  | 0
FALSE | 14AJM48 | 58 | 4039048 | RUUD AIR CONDITIONING DIVISION | 14AJM48 | AC | Split System: Air-Cooled Condensing Unit, Coil with Blower | 14AJM48 |  | RCFL-A*4821 | 12 | 14.5 | Yes | Yes | 2011-03-08 |  | 0
FALSE | 14AJM48 | 58 | 4039049 | RUUD AIR CONDITIONING DIVISION | 14AJM48 | AC | Split System: Air-Cooled Condensing Unit, Coil with Blower | 14AJM48 |  | RCFL-A*4824 | 12 | 14.5 | Yes | Yes | 2011-03-08 |  | 0
FALSE | 14AJM48 | 58 | 4039050 | RUUD AIR CONDITIONING DIVISION | 14AJM48 | AC | Split System: Air-Cooled Condensing Unit, Coil with Blower | 14AJM48 |  | RCFL-H*4821 | 12 | 14.5 | Yes | Yes | 2011-03-08 |  | 0
FALSE | 14AJM48 | 58 | 4039051 | RUUD AIR CONDITIONING DIVISION | 14AJM48 | AC | Split System: Air-Cooled Condensing Unit, Coil with Blower | 14AJM48 |  | RCFL-H*4824 | 12 | 14.5 | Yes | Yes | 2011-03-08 |  | 0
FALSE | 14AJM48 | 58 | 4039052 | RUUD AIR CONDITIONING DIVISION | 14AJM48 | AC | Split System: Air-Cooled Condensing Unit, Coil with Blower | 14AJM48 |  | RCFL-A*4821 | 12 | 14.5 | Yes | Yes | 2011-03-08 |  | 0
FALSE | 14AJM48 | 58 | 4039053 | RUUD AIR CONDITIONING DIVISION | 14AJM48 | AC | Split System: Air-Cooled Condensing Unit, Coil with Blower | 14AJM48 |  | RCFL-A*4824 | 12 | 14.5 | Yes | Yes | 2011-03-08 |  | 0
FALSE | 14AJM48 | 58 | 4039054 | RUUD AIR CONDITIONING DIVISION | 14AJM48 | AC | Split System: Air-Cooled Condensing Unit, Coil with Blower | 14AJM48 |  | RCFL-H*4821 | 12 | 14.5 | Yes | Yes | 2011-03-08 |  | 0
FALSE | 14AJM48 | 58 | 4039055 | RUUD AIR CONDITIONING DIVISION | 14AJM48 | AC | Split System: Air-Cooled Condensing Unit, Coil with Blower | 14AJM48 |  | RCFL-H*4824 | 12 | 14.5 | Yes | Yes | 2011-03-08 |  | 0
FALSE | 14AJM48 | 58 | 4039056 | RUUD AIR CONDITIONING DIVISION | 14AJM48 | AC | Split System: Air-Cooled Condensing Unit, Coil with Blower | 14AJM48 |  | RCQD-4821 | 12.5 | 15 | Yes | Yes | 2011-03-08 |  | 1
FALSE | 14AJM48 | 58 | 4039057 | RUUD AIR CONDITIONING DIVISION | 14AJM48 | AC | Split System: Air-Cooled Condensing Unit, Coil with Blower | 14AJM48 |  | RCQD-4824 | 12 | 14.5 | Yes | Yes | 2011-03-08 |  | 0
FALSE | 14AJM48 | 58 | 4039058 | RUUD AIR CONDITIONING DIVISION | 14AJM48 | AC | Split System: Air-Cooled Condensing Unit, Coil with Blower | 14AJM48 |  | RCQD-4824 | 12 | 14.5 | Yes | Yes | 2011-03-08 |  | 0
FALSE | 14AJM49 | 4536 | 4039072 | RUUD AIR CONDITIONING DIVISION | 14AJM49 | AC | Split System: Air-Cooled Condensing Unit, Coil with Blower | 14AJM49 |  | RCFL-A*4821 | 12.5 | 15.1 | Yes | Yes | 2011-03-08 |  | 1
FALSE | 14AJM49 | 4536 | 4039073 | RUUD AIR CONDITIONING DIVISION | 14AJM49 | AC | Split System: Air-Cooled Condensing Unit, Coil with Blower | 14AJM49 |  | RCFL-A*4824 | 12.5 | 15.1 | Yes | Yes | 2011-03-08 |  | 1
FALSE | 14AJM49 | 4536 | 4039074 | RUUD AIR CONDITIONING DIVISION | 14AJM49 | AC | Split System: Air-Cooled Condensing Unit, Coil with Blower | 14AJM49 |  | RCFL-H*4821 | 12.5 | 15.1 | Yes | Yes | 2011-03-08 |  | 1
FALSE | 14AJM49 | 4536 | 4039075 | RUUD AIR CONDITIONING DIVISION | 14AJM49 | AC | Split System: Air-Cooled Condensing Unit, Coil with Blower | 14AJM49 |  | RCFL-H*4824 | 12.5 | 15.1 | Yes | Yes | 2011-03-08 |  | 1
FALSE | 14AJM49 | 4536 | 4039076 | RUUD AIR CONDITIONING DIVISION | 14AJM49 | AC | Split System: Air-Cooled Condensing Unit, Coil with Blower | 14AJM49 |  | RCFN-H*4824 | 13 | 16 | Yes | Yes | 2011-03-08 |  | 2
FALSE | 14AJM49 | 4536 | 4039077 | RUUD AIR CONDITIONING DIVISION | 14AJM49 | AC | Split System: Air-Cooled Condensing Unit, Coil with Blower | 14AJM49 |  | RCFL-A*4821 | 12.5 | 15.1 | Yes | Yes | 2011-03-08 |  | 1
FALSE | 14AJM49 | 4536 | 4039078 | RUUD AIR CONDITIONING DIVISION | 14AJM49 | AC | Split System: Air-Cooled Condensing Unit, Coil with Blower | 14AJM49 |  | RCFL-A*4824 | 12.5 | 15.1 | Yes | Yes | 2011-03-08 |  | 1
FALSE | 14AJM49 | 4536 | 4039079 | RUUD AIR CONDITIONING DIVISION | 14AJM49 | AC | Split System: Air-Cooled Condensing Unit, Coil with Blower | 14AJM49 |  | RCFL-H*4821 | 12.5 | 15.1 | Yes | Yes | 2011-03-08 |  | 1
FALSE | 14AJM49 | 4536 | 4039080 | RUUD AIR CONDITIONING DIVISION | 14AJM49 | AC | Split System: Air-Cooled Condensing Unit, Coil with Blower | 14AJM49 |  | RCFL-H*4824 | 12.5 | 15.1 | Yes | Yes | 2011-03-08 |  | 1
FALSE | 14AJM49 | 4536 | 4039081 | RUUD AIR CONDITIONING DIVISION | 14AJM49 | AC | Split System: Air-Cooled Condensing Unit, Coil with Blower | 14AJM49 |  | RCFN-H*4824 | 13 | 16 | Yes | Yes | 2011-03-08 |  | 2
FALSE | 14AJM49 | 4536 | 4039082 | RUUD AIR CONDITIONING DIVISION | 14AJM49 | AC | Split System: Air-Cooled Condensing Unit, Coil with Blower | 14AJM49 |  | RCFL-A*4824 | 13 | 15.5 | Yes | Yes | 2011-03-08 |  | 1
FALSE | 14AJM49 | 4536 | 4039083 | RUUD AIR CONDITIONING DIVISION | 14AJM49 | AC | Split System: Air-Cooled Condensing Unit, Coil with Blower | 14AJM49 |  | RCFL-H*4824 | 13 | 15.5 | Yes | Yes | 2011-03-08 |  | 1
FALSE | 14AJM49 | 4536 | 4039084 | RUUD AIR CONDITIONING DIVISION | 14AJM49 | AC | Split System: Air-Cooled Condensing Unit, Coil with Blower | 14AJM49 |  | RCFN-H*4824 | 13 | 16 | Yes | Yes | 2011-03-08 |  | 2
FALSE | 14AJM49 | 4536 | 4039088 | RUUD AIR CONDITIONING DIVISION | 14AJM49 | AC | Split System: Air-Cooled Condensing Unit, Coil with Blower | 14AJM49 |  | RCFL-A*4821 | 12.5 | 15.1 | Yes | Yes | 2011-03-08 |  | 1
FALSE | 14AJM49 | 4536 | 4039089 | RUUD AIR CONDITIONING DIVISION | 14AJM49 | AC | Split System: Air-Cooled Condensing Unit, Coil with Blower | 14AJM49 |  | RCFL-A*4824 | 12.5 | 15.1 | Yes | Yes | 2011-03-08 |  | 1
FALSE | 14AJM49 | 4536 | 4039090 | RUUD AIR CONDITIONING DIVISION | 14AJM49 | AC | Split System: Air-Cooled Condensing Unit, Coil with Blower | 14AJM49 |  | RCFL-H*4821 | 12.5 | 15.1 | Yes | Yes | 2011-03-08 |  | 1
FALSE | 14AJM49 | 4536 | 4039091 | RUUD AIR CONDITIONING DIVISION | 14AJM49 | AC | Split System: Air-Cooled Condensing Unit, Coil with Blower | 14AJM49 |  | RCFL-H*4824 | 12.5 | 15.1 | Yes | Yes | 2011-03-08 |  | 1
FALSE | 14AJM49 | 4536 | 4039092 | RUUD AIR CONDITIONING DIVISION | 14AJM49 | AC | Split System: Air-Cooled Condensing Unit, Coil with Blower | 14AJM49 |  | RCFN-H*4824 | 13 | 16 | Yes | Yes | 2011-03-08 |  | 2
FALSE | 14AJM49 | 4536 | 4039093 | RUUD AIR CONDITIONING DIVISION | 14AJM49 | AC | Split System: Air-Cooled Condensing Unit, Coil with Blower | 14AJM49 |  | RCQD-4821 | 13 | 16 | Yes | Yes | 2011-03-08 |  | 2
FALSE | 14AJM49 | 4536 | 4039094 | RUUD AIR CONDITIONING DIVISION | 14AJM49 | AC | Split System: Air-Cooled Condensing Unit, Coil with Blower | 14AJM49 |  | RCQD-4824 | 13 | 16 | Yes | Yes | 2011-03-08 |  | 2
FALSE | 14AJM49 | 4536 | 4039095 | RUUD AIR CONDITIONING DIVISION | 14AJM49 | AC | Split System: Air-Cooled Condensing Unit, Coil with Blower | 14AJM49 |  | RCFL-A*4824 | 13 | 15.5 | Yes | Yes | 2011-03-08 |  | 1
FALSE | 14AJM49 | 4536 | 4039096 | RUUD AIR CONDITIONING DIVISION | 14AJM49 | AC | Split System: Air-Cooled Condensing Unit, Coil with Blower | 14AJM49 |  | RCFL-H*4824 | 13 | 15.5 | Yes | Yes | 2011-03-08 |  | 1
FALSE | 14AJM49 | 4536 | 4039097 | RUUD AIR CONDITIONING DIVISION | 14AJM49 | AC | Split System: Air-Cooled Condensing Unit, Coil with Blower | 14AJM49 |  | RCFN-H*4824 | 13 | 16 | Yes | Yes | 2011-03-08 |  | 2
FALSE | 14AJM49 | 4536 | 4039098 | RUUD AIR CONDITIONING DIVISION | 14AJM49 | AC | Split System: Air-Cooled Condensing Unit, Coil with Blower | 14AJM49 |  | RCQD-4824 | 13 | 16 | Yes | Yes | 2011-03-08 |  | 2
FALSE | 14ACX-036-230-15 | 2264 | 4040054 | LENNOX INDUSTRIES, INC. | 14ACX-036-230-11 | AC | Split System: Air-Cooled Condensing Unit, Coil with Blower | 14ACX-036-230-11 |  | CH33-50/60C+TDR+TXV | 13 | 16 | Yes | Yes | 2011-01-21 |  | 2
FALSE | 14ACX-036-230-15 | 2264 | 4040058 | LENNOX INDUSTRIES, INC. | 14ACX-036-230-11 | AC | Split System: Air-Cooled Condensing Unit, Coil with Blower | 14ACX-036-230-11 |  | C33-43+TDR+TXV | 13 | 15.5 | Yes | Yes | 2011-01-21 |  | 1
FALSE | 14ACX-036-230-15 | 2264 | 4040063 | LENNOX INDUSTRIES, INC. | 14ACX-036-230-11 | AC | Split System: Air-Cooled Condensing Unit, Coil with Blower | 14ACX-036-230-11 |  | C33-49+TDR+TXV | 13 | 15.5 | Yes | Yes | 2011-01-21 |  | 1
FALSE | 14ACX-036-230-15 | 2264 | 4040066 | LENNOX INDUSTRIES, INC. | 14ACX-036-230-11 | AC | Split System: Air-Cooled Condensing Unit, Coil with Blower | 14ACX-036-230-11 |  | C33-50/60C+TDR+TXV | 13 | 15.5 | Yes | Yes | 2011-01-21 |  | 1
FALSE | XC14-041-230* | 2272 | 4040070 | LENNOX INDUSTRIES, INC. | 14ACX-041-230* | AC | Split System: Air-Cooled Condensing Unit, Coil with Blower | 14ACX-041-230* |  | C33-43+TDR+TXV | 13 | 16 | Yes | Yes | 2011-01-21 |  | 2
FALSE | XC14-041-230* | 2272 | 4040073 | LENNOX INDUSTRIES, INC. | 14ACX-041-230* | AC | Split System: Air-Cooled Condensing Unit, Coil with Blower | 14ACX-041-230* |  | CH33-43C+TDR+TXV | 13 | 15.7 | Yes | Yes | 2011-01-21 |  | 1
FALSE | XC14-041-230* | 2272 | 4040077 | LENNOX INDUSTRIES, INC. | 14ACX-041-230* | AC | Split System: Air-Cooled Condensing Unit, Coil with Blower | 14ACX-041-230* |  | CX34-43+TDR | 13 | 16 | Yes | Yes | 2011-01-21 |  | 2
FALSE | TSA042H4N4*Y | 2280 | 4040084 | LENNOX INDUSTRIES, INC. | 14ACX-042-230-11 | AC | Split System: Air-Cooled Condensing Unit, Coil with Blower | 14ACX-042-230-11 |  | CX34-43+TDR | 12.5 | 15 | Yes | Yes | 2011-01-21 |  | 1
FALSE | TSA042H4N4*Y | 2280 | 4040088 | LENNOX INDUSTRIES, INC. | 14ACX-042-230-11 | AC | Split System: Air-Cooled Condensing Unit, Coil with Blower | 14ACX-042-230-11 |  | CX34-44/48+TDR | 12 | 14.5 | Yes | Yes | 2011-01-21 |  | 0
FALSE | TSA042H4N4*Y | 2280 | 4040091 | LENNOX INDUSTRIES, INC. | 14ACX-042-230-11 | AC | Split System: Air-Cooled Condensing Unit, Coil with Blower | 14ACX-042-230-11 |  | CX34-49+TDR | 13 | 15 | Yes | Yes | 2011-01-21 |  | 1
FALSE | TSA042H4N4*Y | 2280 | 4040095 | LENNOX INDUSTRIES, INC. | 14ACX-042-230-11 | AC | Split System: Air-Cooled Condensing Unit, Coil with Blower | 14ACX-042-230-11 |  | CX34-50/60C+TDR | 12.5 | 14.5 | Yes | Yes | 2011-01-21 |  | 0
FALSE | TSA042H4N4*Y | 2280 | 4040100 | LENNOX INDUSTRIES, INC. | 14ACX-042-230-11 | AC | Split System: Air-Cooled Condensing Unit, Coil with Blower | 14ACX-042-230-11 |  | CX34-62C+TDR | 13 | 15.5 | Yes | Yes | 2011-01-21 |  | 1
FALSE | TSA042H4N4*Y | 2280 | 4040104 | LENNOX INDUSTRIES, INC. | 14ACX-042-230-11 | AC | Split System: Air-Cooled Condensing Unit, Coil with Blower | 14ACX-042-230-11 |  | CH33-43+TDR+TXV | 12.5 | 15 | Yes | Yes | 2011-01-21 |  | 1
FALSE | TSA042H4N4*Y | 2280 | 4040108 | LENNOX INDUSTRIES, INC. | 14ACX-042-230-11 | AC | Split System: Air-Cooled Condensing Unit, Coil with Blower | 14ACX-042-230-11 |  | CH33-48+TDR+TXV | 12.5 | 14.5 | Yes | Yes | 2011-01-21 |  | 0
FALSE | TSA042H4N4*Y | 2280 | 4040111 | LENNOX INDUSTRIES, INC. | 14ACX-042-230-11 | AC | Split System: Air-Cooled Condensing Unit, Coil with Blower | 14ACX-042-230-11 |  | CH33-49+TDR+TXV | 12.5 | 15 | Yes | Yes | 2011-01-21 |  | 1
FALSE | TSA042H4N4*Y | 2280 | 4040115 | LENNOX INDUSTRIES, INC. | 14ACX-042-230-11 | AC | Split System: Air-Cooled Condensing Unit, Coil with Blower | 14ACX-042-230-11 |  | CH33-50/60C+TDR+TXV | 12.5 | 15 | Yes | Yes | 2011-01-21 |  | 1
FALSE | TSA042H4N4*Y | 2280 | 4040119 | LENNOX INDUSTRIES, INC. | 14ACX-042-230-11 | AC | Split System: Air-Cooled Condensing Unit, Coil with Blower | 14ACX-042-230-11 |  | C33-43+TDR+TXV | 12.5 | 15 | Yes | Yes | 2011-01-21 |  | 1
FALSE | TSA036S4N*G | 2270 | 4040242 | LENNOX INDUSTRIES, INC. | XC13-036-230-03 | AC | Split System: Air-Cooled Condensing Unit, Coil with Blower | XC13-036-230-03 |  | CH33-43+TDR+TXV | 12 | 14.5 | Yes | Yes | 2011-01-21 |  | 0
FALSE | TSA036S4N*G | 2270 | 4040250 | LENNOX INDUSTRIES, INC. | XC13-036-230-03 | AC | Split System: Air-Cooled Condensing Unit, Coil with Blower | XC13-036-230-03 |  | CX34-43+TDR | 12 | 14.5 | Yes | Yes | 2011-01-21 |  | 0
FALSE | XC13N042-230-** | 2288 | 4040286 | LENNOX INDUSTRIES, INC. | XC13-042-230-03 | AC | Split System: Air-Cooled Condensing Unit, Coil with Blower | XC13-042-230-03 |  | C33-43+TDR+TXV | 12.5 | 14.5 | Yes | Yes | 2011-01-21 |  | 0
FALSE | XC13N042-230-** | 2288 | 4040291 | LENNOX INDUSTRIES, INC. | XC13-042-230-03 | AC | Split System: Air-Cooled Condensing Unit, Coil with Blower | XC13-042-230-03 |  | C33-48+TDR+TXV | 12 | 14.5 | Yes | Yes | 2011-01-21 |  | 0
FALSE | XC13N042-230-** | 2288 | 4040296 | LENNOX INDUSTRIES, INC. | XC13-042-230-03 | AC | Split System: Air-Cooled Condensing Unit, Coil with Blower | XC13-042-230-03 |  | C33-49+TDR+TXV | 12.5 | 15 | Yes | Yes | 2011-01-21 |  | 1
FALSE | XC13N042-230-** | 2288 | 4040300 | LENNOX INDUSTRIES, INC. | XC13-042-230-03 | AC | Split System: Air-Cooled Condensing Unit, Coil with Blower | XC13-042-230-03 |  | C33-50/60C+TDR+TXV | 12 | 14.5 | Yes | Yes | 2011-01-21 |  | 0
FALSE | XC13N042-230-** | 2288 | 4040304 | LENNOX INDUSTRIES, INC. | XC13-042-230-03 | AC | Split System: Air-Cooled Condensing Unit, Coil with Blower | XC13-042-230-03 |  | CH23-51+TDR+TXV | 12 | 14.5 | Yes | Yes | 2011-01-21 |  | 0
FALSE | XC13N042-230-** | 2288 | 4040312 | LENNOX INDUSTRIES, INC. | XC13-042-230-03 | AC | Split System: Air-Cooled Condensing Unit, Coil with Blower | XC13-042-230-03 |  | CH33-43+TDR+TXV | 12.5 | 14.5 | Yes | Yes | 2011-01-21 |  | 0
FALSE | XC13N042-230-** | 2288 | 4040316 | LENNOX INDUSTRIES, INC. | XC13-042-230-03 | AC | Split System: Air-Cooled Condensing Unit, Coil with Blower | XC13-042-230-03 |  | CH33-48+TDR+TXV | 12 | 14.5 | Yes | Yes | 2011-01-21 |  | 0
FALSE | XC13N042-230-** | 2288 | 4040320 | LENNOX INDUSTRIES, INC. | XC13-042-230-03 | AC | Split System: Air-Cooled Condensing Unit, Coil with Blower | XC13-042-230-03 |  | CH33-49+TDR+TXV | 12.5 | 14.5 | Yes | Yes | 2011-01-21 |  | 0
FALSE | XC13N042-230-** | 2288 | 4040324 | LENNOX INDUSTRIES, INC. | XC13-042-230-03 | AC | Split System: Air-Cooled Condensing Unit, Coil with Blower | XC13-042-230-03 |  | CH33-50/60C+TDR+TXV | 12 | 14.5 | Yes | Yes | 2011-01-21 |  | 0
FALSE | XC13N042-230-** | 2288 | 4040329 | LENNOX INDUSTRIES, INC. | XC13-042-230-03 | AC | Split System: Air-Cooled Condensing Unit, Coil with Blower | XC13-042-230-03 |  | CX34-43+TDR | 12.5 | 14.5 | Yes | Yes | 2011-01-21 |  | 0
FALSE | XC13N042-230-** | 2288 | 4040332 | LENNOX INDUSTRIES, INC. | XC13-042-230-03 | AC | Split System: Air-Cooled Condensing Unit, Coil with Blower | XC13-042-230-03 |  | CX34-44/48+TDR | 12 | 14.5 | Yes | Yes | 2011-01-21 |  | 0
FALSE | XC13N042-230-** | 2288 | 4040336 | LENNOX INDUSTRIES, INC. | XC13-042-230-03 | AC | Split System: Air-Cooled Condensing Unit, Coil with Blower | XC13-042-230-03 |  | CX34-49+TDR | 12.5 | 15 | Yes | Yes | 2011-01-21 |  | 1
FALSE | XC13N042-230-** | 2288 | 4040344 | LENNOX INDUSTRIES, INC. | XC13-042-230-03 | AC | Split System: Air-Cooled Condensing Unit, Coil with Blower | XC13-042-230-03 |  | CX34-50/60C+TDR | 12 | 14.5 | Yes | Yes | 2011-01-21 |  | 0
FALSE | 14ACX-036-230-15 | 2264 | 4040418 | LENNOX INDUSTRIES, INC. | XC14-036-230-03 | AC | Split System: Air-Cooled Condensing Unit, Coil with Blower | XC14-036-230-03 |  | CH33-43+TDR+TXV | 13.2 | 15.7 | Yes | Yes | 2011-01-21 |  | 1
FALSE | 14ACX-036-230-15 | 2264 | 4040419 | LENNOX INDUSTRIES, INC. | XC14-036-230-03 | AC | Split System: Air-Cooled Condensing Unit, Coil with Blower | XC14-036-230-03 |  | CH33-50/60C+TDR+TXV | 13.2 | 16 | Yes | Yes | 2011-01-21 |  | 2
FALSE | 14ACX-036-230-15 | 2264 | 4040420 | LENNOX INDUSTRIES, INC. | XC14-036-230-03 | AC | Split System: Air-Cooled Condensing Unit, Coil with Blower | XC14-036-230-03 |  | C33-48+TDR+TXV | 13 | 15.5 | Yes | Yes | 2011-01-21 |  | 1
FALSE | 14ACX-036-230-15 | 2264 | 4040421 | LENNOX INDUSTRIES, INC. | XC14-036-230-03 | AC | Split System: Air-Cooled Condensing Unit, Coil with Blower | XC14-036-230-03 |  | C33-49+TDR+TXV | 13.2 | 15.7 | Yes | Yes | 2011-01-21 |  | 1
FALSE | 14ACX-036-230-15 | 2264 | 4040422 | LENNOX INDUSTRIES, INC. | XC14-036-230-03 | AC | Split System: Air-Cooled Condensing Unit, Coil with Blower | XC14-036-230-03 |  | C33-50/60C+TDR+TXV | 13 | 15.7 | Yes | Yes | 2011-01-21 |  | 1
FALSE | 14ACX-036-230-15 | 2264 | 4040423 | LENNOX INDUSTRIES, INC. | XC14-036-230-03 | AC | Split System: Air-Cooled Condensing Unit, Coil with Blower | XC14-036-230-03 |  | C33-43+TDR+TXV | 13 | 15.7 | Yes | Yes | 2011-01-21 |  | 1
FALSE | XC14-041-230* | 2272 | 4040424 | LENNOX INDUSTRIES, INC. | XC14-041-230* | AC | Split System: Air-Cooled Condensing Unit, Coil with Blower | XC14-041-230* |  | C33-43+TDR+TXV | 13 | 16 | Yes | Yes | 2011-01-21 |  | 2
FALSE | XC14-041-230* | 2272 | 4040425 | LENNOX INDUSTRIES, INC. | XC14-041-230* | AC | Split System: Air-Cooled Condensing Unit, Coil with Blower | XC14-041-230* |  | CH33-43C+TDR+TXV | 13 | 15.7 | Yes | Yes | 2011-01-21 |  | 1
FALSE | XC14-041-230* | 2272 | 4040426 | LENNOX INDUSTRIES, INC. | XC14-041-230* | AC | Split System: Air-Cooled Condensing Unit, Coil with Blower | XC14-041-230* |  | CX34-43+TDR | 13 | 16 | Yes | Yes | 2011-01-21 |  | 2
FALSE | TSA042H4N4*Y | 2280 | 4040427 | LENNOX INDUSTRIES, INC. | XC14-042-230* | AC | Split System: Air-Cooled Condensing Unit, Coil with Blower | XC14-042-230* |  | CX34-44/48+TDR | 12.2 | 14.5 | Yes | Yes | 2011-01-21 |  | 0
FALSE | TSA042H4N4*Y | 2280 | 4040428 | LENNOX INDUSTRIES, INC. | XC14-042-230* | AC | Split System: Air-Cooled Condensing Unit, Coil with Blower | XC14-042-230* |  | CX34-49+TDR | 13 | 15.2 | Yes | Yes | 2011-01-21 |  | 1
FALSE | TSA042H4N4*Y | 2280 | 4040429 | LENNOX INDUSTRIES, INC. | XC14-042-230* | AC | Split System: Air-Cooled Condensing Unit, Coil with Blower | XC14-042-230* |  | CX34-50/60C+TDR | 12.5 | 14.7 | Yes | Yes | 2011-01-21 |  | 0
FALSE | TSA042H4N4*Y | 2280 | 4040430 | LENNOX INDUSTRIES, INC. | XC14-042-230* | AC | Split System: Air-Cooled Condensing Unit, Coil with Blower | XC14-042-230* |  | CX34-62C+TDR | 13 | 15.5 | Yes | Yes | 2011-01-21 |  | 1
FALSE | TSA042H4N4*Y | 2280 | 4040432 | LENNOX INDUSTRIES, INC. | XC14-042-230* | AC | Split System: Air-Cooled Condensing Unit, Coil with Blower | XC14-042-230* |  | CX34-43+TDR | 12.7 | 15 | Yes | Yes | 2011-01-21 |  | 1
FALSE | TSA042H4N4*Y | 2280 | 4040433 | LENNOX INDUSTRIES, INC. | XC14-042-230* | AC | Split System: Air-Cooled Condensing Unit, Coil with Blower | XC14-042-230* |  | CH33-43+TDR+TXV | 12.7 | 15.2 | Yes | Yes | 2011-01-21 |  | 1
FALSE | TSA042H4N4*Y | 2280 | 4040434 | LENNOX INDUSTRIES, INC. | XC14-042-230* | AC | Split System: Air-Cooled Condensing Unit, Coil with Blower | XC14-042-230* |  | CH33-48+TDR+TXV | 12.5 | 14.7 | Yes | Yes | 2011-01-21 |  | 0
FALSE | TSA042H4N4*Y | 2280 | 4040435 | LENNOX INDUSTRIES, INC. | XC14-042-230* | AC | Split System: Air-Cooled Condensing Unit, Coil with Blower | XC14-042-230* |  | CH33-49+TDR+TXV | 12.7 | 15 | Yes | Yes | 2011-01-21 |  | 1
FALSE | XC14-060-230-** | 2308 | 4040467 | LENNOX INDUSTRIES, INC. | XC14-060-230* | AC | Split System: Air-Cooled Condensing Unit, Coil with Blower | XC14-060-230* |  | C33-62C+TDR+TXV | 12.2 | 14.5 | Yes | Yes | 2011-01-21 |  | 0
FALSE | XC17-036-230-** | 2261 | 4040538 | LENNOX INDUSTRIES, INC. | XC17-036-230* | AC | Split System: Air-Cooled Condensing Unit, Coil with Blower | XC17-036-230* |  | CH33-49+TDR+TXV | 14 | 16.7 | Yes | Yes | 2011-01-21 |  | 2
FALSE | XC17-036-230-** | 2261 | 4040539 | LENNOX INDUSTRIES, INC. | XC17-036-230* | AC | Split System: Air-Cooled Condensing Unit, Coil with Blower | XC17-036-230* |  | CH33-50/60C+TDR+TXV | 14 | 16.7 | Yes | Yes | 2011-01-21 |  | 2
FALSE | XC17-036-230-** | 2261 | 4040540 | LENNOX INDUSTRIES, INC. | XC17-036-230* | AC | Split System: Air-Cooled Condensing Unit, Coil with Blower | XC17-036-230* |  | CX34-44/48+TDR | 13.7 | 16.2 | Yes | Yes | 2011-01-21 |  | 2
FALSE | XC17-036-230-** | 2261 | 4040541 | LENNOX INDUSTRIES, INC. | XC17-036-230* | AC | Split System: Air-Cooled Condensing Unit, Coil with Blower | XC17-036-230* |  | CX34-49+TDR | 14 | 16.5 | Yes | Yes | 2011-01-21 |  | 2
FALSE | XC17-036-230-** | 2261 | 4040542 | LENNOX INDUSTRIES, INC. | XC17-036-230* | AC | Split System: Air-Cooled Condensing Unit, Coil with Blower | XC17-036-230* |  | CX34-50/60C+TDR | 14 | 16.5 | Yes | Yes | 2011-01-21 |  | 2
FALSE | XC17-036-230-** | 2261 | 4040543 | LENNOX INDUSTRIES, INC. | XC17-036-230* | AC | Split System: Air-Cooled Condensing Unit, Coil with Blower | XC17-036-230* |  | CX34-62C+TDR | 14.2 | 17 | Yes | Yes | 2011-01-21 |  | 2
FALSE | XC17-036-230-** | 2261 | 4040544 | LENNOX INDUSTRIES, INC. | XC17-036-230* | AC | Split System: Air-Cooled Condensing Unit, Coil with Blower | XC17-036-230* |  | C33-62C+TDR+TXV | 14.2 | 17 | Yes | Yes | 2011-01-21 |  | 2
FALSE | XC17-036-230-** | 2261 | 4040545 | LENNOX INDUSTRIES, INC. | XC17-036-230* | AC | Split System: Air-Cooled Condensing Unit, Coil with Blower | XC17-036-230* |  | C33-48+TDR+TXV | 13.7 | 16.2 | Yes | Yes | 2011-01-21 |  | 2
FALSE | XC17-048-230-** | 2300 | 4040566 | LENNOX INDUSTRIES, INC. | XC17-048-230* | AC | Split System: Air-Cooled Condensing Unit, Coil with Blower | XC17-048-230* |  | CX34-49+TDR | 12.7 | 15.5 | Yes | Yes | 2011-01-21 |  | 1
FALSE | XC17-048-230-** | 2300 | 4040567 | LENNOX INDUSTRIES, INC. | XC17-048-230* | AC | Split System: Air-Cooled Condensing Unit, Coil with Blower | XC17-048-230* |  | CX34-50/60C+TDR | 12.5 | 15 | Yes | Yes | 2011-01-21 |  | 1
FALSE | XC17-048-230-** | 2300 | 4040568 | LENNOX INDUSTRIES, INC. | XC17-048-230* | AC | Split System: Air-Cooled Condensing Unit, Coil with Blower | XC17-048-230* |  | CX34-62C+TDR | 13.2 | 16 | Yes | Yes | 2011-01-21 |  | 2
FALSE | XC17-048-230-** | 2300 | 4040569 | LENNOX INDUSTRIES, INC. | XC17-048-230* | AC | Split System: Air-Cooled Condensing Unit, Coil with Blower | XC17-048-230* |  | CH23-51+TDR+TXV | 12.5 | 15 | Yes | Yes | 2011-01-21 |  | 1
FALSE | XC17-048-230-** | 2300 | 4040570 | LENNOX INDUSTRIES, INC. | XC17-048-230* | AC | Split System: Air-Cooled Condensing Unit, Coil with Blower | XC17-048-230* |  | CH23-65+TDR+TXV | 12.7 | 15.2 | Yes | Yes | 2011-01-21 |  | 1
FALSE | XC17-048-230-** | 2300 | 4040571 | LENNOX INDUSTRIES, INC. | XC17-048-230* | AC | Split System: Air-Cooled Condensing Unit, Coil with Blower | XC17-048-230* |  | CH23-68+TDR+TXV | 13.2 | 16 | Yes | Yes | 2011-01-21 |  | 2
FALSE | XC17-048-230-** | 2300 | 4040572 | LENNOX INDUSTRIES, INC. | XC17-048-230* | AC | Split System: Air-Cooled Condensing Unit, Coil with Blower | XC17-048-230* |  | CH33-48+TDR+TXV | 12.5 | 15.2 | Yes | Yes | 2011-01-21 |  | 1
FALSE | XC17-048-230-** | 2300 | 4040573 | LENNOX INDUSTRIES, INC. | XC17-048-230* | AC | Split System: Air-Cooled Condensing Unit, Coil with Blower | XC17-048-230* |  | CH33-49+TDR+TXV | 12.7 | 15.5 | Yes | Yes | 2011-01-21 |  | 1
FALSE | XC17-048-230-** | 2300 | 4040574 | LENNOX INDUSTRIES, INC. | XC17-048-230* | AC | Split System: Air-Cooled Condensing Unit, Coil with Blower | XC17-048-230* |  | CH33-50/60C+TDR+TXV | 12.7 | 15.2 | Yes | Yes | 2011-01-21 |  | 1
FALSE | XC17-048-230-** | 2300 | 4040575 | LENNOX INDUSTRIES, INC. | XC17-048-230* | AC | Split System: Air-Cooled Condensing Unit, Coil with Blower | XC17-048-230* |  | C33-48+TDR+TXV | 12.5 | 15 | Yes | Yes | 2011-01-21 |  | 1
FALSE | XC17-048-230-** | 2300 | 4040576 | LENNOX INDUSTRIES, INC. | XC17-048-230* | AC | Split System: Air-Cooled Condensing Unit, Coil with Blower | XC17-048-230* |  | C33-49+TDR+TXV | 12.7 | 15.5 | Yes | Yes | 2011-01-21 |  | 1
FALSE | XC17-048-230-** | 2300 | 4040577 | LENNOX INDUSTRIES, INC. | XC17-048-230* | AC | Split System: Air-Cooled Condensing Unit, Coil with Blower | XC17-048-230* |  | C33-50/60C+TDR+TXV | 12.5 | 15 | Yes | Yes | 2011-01-21 |  | 1
FALSE | XC17-048-230-** | 2300 | 4040578 | LENNOX INDUSTRIES, INC. | XC17-048-230* | AC | Split System: Air-Cooled Condensing Unit, Coil with Blower | XC17-048-230* |  | C33-62C+TDR+TXV | 13.2 | 16 | Yes | Yes | 2011-01-21 |  | 2
FALSE | RASL-039JEC | 4503 | 4051145 | RHEEM SALES COMPANY, INC. | RASL-039JEC | AC | Split System: Air-Cooled Condensing Unit, Coil with Blower | RASL-039JEC |  | RCFL-H*3621 | 12 | 16.5 | Yes | Yes | 2011-01-21 |  | 0
FALSE | RASL-039JEC | 4503 | 4051161 | RHEEM SALES COMPANY, INC. | RASL-039JEC | AC | Split System: Air-Cooled Condensing Unit, Coil with Blower | RASL-039JEC |  | RCFL-H*3621 | 12 | 16.5 | Yes | Yes | 2011-01-21 |  | 0
FALSE | RASL-039JEC | 4503 | 4051162 | RHEEM SALES COMPANY, INC. | RASL-039JEC | AC | Split System: Air-Cooled Condensing Unit, Coil with Blower | RASL-039JEC |  | RCFL-H*3621 | 12 | 16.5 | Yes | Yes | 2011-01-21 |  | 0
FALSE | RASL-039JEC | 4503 | 4051181 | RHEEM SALES COMPANY, INC. | RASL-039JEC | AC | Split System: Air-Cooled Condensing Unit, Coil with Blower | RASL-039JEC |  | RHPL-HM3621+RCSL-H*3621 | 12 | 17 | Yes | Yes | 2011-01-21 |  | 0
FALSE | RASL-048JEC | 4507 | 4051262 | RHEEM SALES COMPANY, INC. | RASL-048JEC | AC | Split System: Air-Cooled Condensing Unit, Coil with Blower | RASL-048JEC |  | RHPL-HM4824+RCSL-H*4824 | 12.5 | 17 | Yes | Yes | 2011-01-21 |  | 1
FALSE | RASL-060JEC | 4515 | 4051286 | RHEEM SALES COMPANY, INC. | RASL-060JEC | AC | Split System: Air-Cooled Condensing Unit, Coil with Blower | RASL-060JEC |  | RCFL-H*6024 | 12 | 16.5 | Yes | Yes | 2011-01-21 |  | 0
FALSE | RASL-039JEC | 4503 | 4060259 | RHEEM SALES COMPANY, INC. | UASL-039JEC | AC | Split System: Air-Cooled Condensing Unit, Coil with Blower | RASL-039JEC |  | RCFL-H*3621 | 12 | 16.5 | Yes | Yes | 2011-03-08 |  | 0
FALSE | RASL-039JEC | 4503 | 4060260 | RHEEM SALES COMPANY, INC. | UASL-039JEC | AC | Split System: Air-Cooled Condensing Unit, Coil with Blower | RASL-039JEC |  | RCFL-H*3621 | 12 | 16.5 | Yes | Yes | 2011-03-08 |  | 0
FALSE | 4TTX6030H1 | 3530 | 4062357 | TRANE | 4TTX5030A1 | AC | Split System: Air-Cooled Condensing Unit, Coil with Blower | 4TTX5030A1 |  | 4TXFH041CC3 | 13 | 15.25 | Yes | Yes | 2011-01-21 |  | 1
FALSE | 4TTX6030H1 | 3530 | 4062361 | TRANE | 4TTX5030A1 | AC | Split System: Air-Cooled Condensing Unit, Coil with Blower | 4TTX5030A1 |  | 4TXFH041CC3 | 13 | 15.25 | Yes | Yes | 2011-01-21 |  | 1
FALSE | 4TTX6030H1 | 3530 | 4062365 | TRANE | 4TTX5030A1 | AC | Split System: Air-Cooled Condensing Unit, Coil with Blower | 4TTX5030A1 |  | 4TXFH041CC3 | 13 | 15 | Yes | Yes | 2011-01-21 |  | 1
FALSE | 4TTX6036H1 | 3598 | 4062369 | TRANE | 4TTX5036A1 | AC | Split System: Air-Cooled Condensing Unit, Coil with Blower | 4TTX5036A1 |  | 4TXFH041CC3 | 12.5 | 15 | Yes | Yes | 2011-01-21 |  | 1
FALSE | 4TTX6018H1 | 3491 | 4063164 | AMERICAN STANDARD, INC. | 4A7A5018A1 | AC | Split System: Air-Cooled Condensing Unit, Coil with Blower | 4TTX5018A1 |  | 4TXFH033CC3 | 13 | 16 | Yes | Yes | 2011-02-28 |  | 2
FALSE | 4TTX6024H1 | 3520 | 4063165 | AMERICAN STANDARD, INC. | 4A7A5024A1 | AC | Split System: Air-Cooled Condensing Unit, Coil with Blower | 4TTX5024A1 |  | 4TXFH036CZ3 | 13.5 | 16.25 | Yes | Yes | 2011-02-28 |  | 2
FALSE | 4TTX6024H1 | 3520 | 4063167 | AMERICAN STANDARD, INC. | 4A7A5024A1 | AC | Split System: Air-Cooled Condensing Unit, Coil with Blower | 4TTX5024A1 |  | 4TXFH036CZ3 | 13.5 | 16.5 | Yes | Yes | 2011-02-28 |  | 2
FALSE | 4TTX6024H1 | 3520 | 4063169 | AMERICAN STANDARD, INC. | 4A7A5024A1 | AC | Split System: Air-Cooled Condensing Unit, Coil with Blower | 4TTX5024A1 |  | 4TXFH036CZ3 | 13.5 | 16 | Yes | Yes | 2011-02-28 |  | 2
FALSE | 4TTX6024H1 | 3520 | 4063171 | AMERICAN STANDARD, INC. | 4A7A5024A1 | AC | Split System: Air-Cooled Condensing Unit, Coil with Blower | 4TTX5024A1 |  | 4TXFH036CZ3 | 14 | 16.5 | Yes | Yes | 2011-02-28 |  | 2
FALSE | 4TTX6024H1 | 3520 | 4063174 | AMERICAN STANDARD, INC. | 4A7A5024A1 | AC | Split System: Air-Cooled Condensing Unit, Coil with Blower | 4TTX5024A1 |  | 4TXFH041CC3 | 13.5 | 16 | Yes | Yes | 2011-02-28 |  | 2
FALSE | 4TTX6024H1 | 3520 | 4063175 | AMERICAN STANDARD, INC. | 4A7A5024A1 | AC | Split System: Air-Cooled Condensing Unit, Coil with Blower | 4TTX5024A1 |  | 4TXFH041CC3 | 13.5 | 16 | Yes | Yes | 2011-02-28 |  | 2
TRUE | SSB048H4*G | 2337 | 4074355 | LENNOX INDUSTRIES, INC. | SSB048H4*G | AC | Split System: Air-Cooled Condensing Unit, Coil with Blower | SSB048H4*G |  | CX34-62C+TDR | 12.2 | 16 | Yes | Yes | 2011-01-21 |  | 0
FALSE | TSA036S4N*G | 2270 | 4075032 | LENNOX INDUSTRIES, INC. | TSA036S4N*Y | AC | Split System: Air-Cooled Condensing Unit, Coil with Blower | TSA036S4N*Y |  | C33-43+TDR+TXV | 12 | 14.5 | Yes | Yes | 2011-01-21 |  | 0
FALSE | TSA036S4N*G | 2270 | 4075046 | LENNOX INDUSTRIES, INC. | TSA036S4N*Y | AC | Split System: Air-Cooled Condensing Unit, Coil with Blower | TSA036S4N*Y |  | CX34-43+TDR | 12 | 14.5 | Yes | Yes | 2011-01-21 |  | 0
FALSE | TSA036S4N*G | 2270 | 4075048 | LENNOX INDUSTRIES, INC. | TSA036S4N*Y | AC | Split System: Air-Cooled Condensing Unit, Coil with Blower | TSA036S4N*Y |  | CX34-43+TDR | 12 | 14.5 | Yes | Yes | 2011-01-21 |  | 0
FALSE | TSA036S4N*G | 2270 | 4075055 | LENNOX INDUSTRIES, INC. | TSA036S4N*Y | AC | Split System: Air-Cooled Condensing Unit, Coil with Blower | TSA036S4N*Y |  | C33-43+TDR+TXV | 12 | 14.5 | Yes | Yes | 2011-01-21 |  | 0
FALSE | TSA036S4N*G | 2270 | 4075056 | LENNOX INDUSTRIES, INC. | TSA036S4N*Y | AC | Split System: Air-Cooled Condensing Unit, Coil with Blower | TSA036S4N*Y |  | C33-43+TDR+TXV | 12 | 14.5 | Yes | Yes | 2011-01-21 |  | 0
FALSE | TSA036S4N*G | 2270 | 4075059 | LENNOX INDUSTRIES, INC. | TSA036S4N*Y | AC | Split System: Air-Cooled Condensing Unit, Coil with Blower | TSA036S4N*Y |  | CH33-43+TDR+TXV | 12 | 14.5 | Yes | Yes | 2011-01-21 |  | 0
FALSE | TSA036S4N*G | 2270 | 4075060 | LENNOX INDUSTRIES, INC. | TSA036S4N*Y | AC | Split System: Air-Cooled Condensing Unit, Coil with Blower | TSA036S4N*Y |  | CH33-43+TDR+TXV | 12 | 14.5 | Yes | Yes | 2011-01-21 |  | 0
FALSE | TSA036S4N*G | 2270 | 4075064 | LENNOX INDUSTRIES, INC. | TSA036S4N*Y | AC | Split System: Air-Cooled Condensing Unit, Coil with Blower | TSA036S4N*Y |  | CH33-48+TDR+TXV | 12 | 14.5 | Yes | Yes | 2011-01-21 |  | 0
FALSE | TSA036S4N*G | 2270 | 4075069 | LENNOX INDUSTRIES, INC. | TSA036S4N*Y | AC | Split System: Air-Cooled Condensing Unit, Coil with Blower | TSA036S4N*Y |  | CX34-43+TDR | 12 | 14.5 | Yes | Yes | 2011-01-21 |  | 0
FALSE | TSA036S4N*G | 2270 | 4075070 | LENNOX INDUSTRIES, INC. | TSA036S4N*Y | AC | Split System: Air-Cooled Condensing Unit, Coil with Blower | TSA036S4N*Y |  | CX34-43+TDR | 12 | 14.5 | Yes | Yes | 2011-01-21 |  | 0
FALSE | TSA036S4N*G | 2270 | 4075073 | LENNOX INDUSTRIES, INC. | TSA036S4N*Y | AC | Split System: Air-Cooled Condensing Unit, Coil with Blower | TSA036S4N*Y |  | CX34-50/60C+TDR | 12 | 14.5 | Yes | Yes | 2011-01-21 |  | 0
FALSE | TSA036S4N*G | 2270 | 4075093 | LENNOX INDUSTRIES, INC. | TSA036S4N*G | AC | Split System: Air-Cooled Condensing Unit, Coil with Blower | TSA036S4N*G |  | C33-43+TDR+TXV | 12 | 14.5 | Yes | Yes | 2011-01-21 |  | 0
FALSE | TSA036S4N*G | 2270 | 4075097 | LENNOX INDUSTRIES, INC. | TSA036S4N*G | AC | Split System: Air-Cooled Condensing Unit, Coil with Blower | TSA036S4N*G |  | CH33-43+TDR+TXV | 12 | 14.5 | Yes | Yes | 2011-01-21 |  | 0
FALSE | TSA036S4N*G | 2270 | 4075099 | LENNOX INDUSTRIES, INC. | TSA036S4N*G | AC | Split System: Air-Cooled Condensing Unit, Coil with Blower | TSA036S4N*G |  | CH33-43+TDR+TXV | 12 | 14.5 | Yes | Yes | 2011-01-21 |  | 0
FALSE | TSA036S4N*G | 2270 | 4075104 | LENNOX INDUSTRIES, INC. | TSA036S4N*G | AC | Split System: Air-Cooled Condensing Unit, Coil with Blower | TSA036S4N*G |  | C33-43+TDR+TXV | 12 | 14.5 | Yes | Yes | 2011-01-21 |  | 0
FALSE | TSA048S4N*G | 2299 | 4075507 | LENNOX INDUSTRIES, INC. | TSA048S4N*Y | AC | Split System: Air-Cooled Condensing Unit, Coil with Blower | TSA048S4N*Y |  | CX34-62C+TDR | 12 | 14.5 | Yes | Yes | 2011-01-21 |  | 0
FALSE | TSA048S4N*G | 2299 | 4075508 | LENNOX INDUSTRIES, INC. | TSA048S4N*Y | AC | Split System: Air-Cooled Condensing Unit, Coil with Blower | TSA048S4N*Y |  | CX34-62C+TDR | 12 | 14.5 | Yes | Yes | 2011-01-21 |  | 0
FALSE | TSA048S4N*G | 2299 | 4075573 | LENNOX INDUSTRIES, INC. | TSA048S4N*Y | AC | Split System: Air-Cooled Condensing Unit, Coil with Blower | TSA048S4N*Y |  | C33-62C+TDR+TXV | 12 | 14.5 | Yes | Yes | 2011-01-21 |  | 0
FALSE | TSA048S4N*G | 2299 | 4075576 | LENNOX INDUSTRIES, INC. | TSA048S4N*Y | AC | Split System: Air-Cooled Condensing Unit, Coil with Blower | TSA048S4N*Y |  | CX34-62C+TDR | 12 | 14.5 | Yes | Yes | 2011-01-21 |  | 0
FALSE | TSA048S4N*G | 2299 | 4075584 | LENNOX INDUSTRIES, INC. | TSA048S4N*G | AC | Split System: Air-Cooled Condensing Unit, Coil with Blower | TSA048S4N*G |  | C33-62C+TDR+TXV | 12 | 14.5 | Yes | Yes | 2011-01-21 |  | 0
FALSE | TSA048S4N*G | 2299 | 4075585 | LENNOX INDUSTRIES, INC. | TSA048S4N*G | AC | Split System: Air-Cooled Condensing Unit, Coil with Blower | TSA048S4N*G |  | C33-62C+TDR+TXV | 12 | 14.5 | Yes | Yes | 2011-01-21 |  | 0
FALSE | TSA048S4N*G | 2299 | 4075587 | LENNOX INDUSTRIES, INC. | TSA048S4N*G | AC | Split System: Air-Cooled Condensing Unit, Coil with Blower | TSA048S4N*G |  | CH23-68+TDR+TXV | 12 | 14.5 | Yes | Yes | 2011-02-15 |  | 0
FALSE | TSA048S4N*G | 2299 | 4075612 | LENNOX INDUSTRIES, INC. | TSA048S4N*G | AC | Split System: Air-Cooled Condensing Unit, Coil with Blower | TSA048S4N*G |  | CX34-62C+TDR | 12 | 14.5 | Yes | Yes | 2011-01-21 |  | 0
FALSE | TSA048S4N*G | 2299 | 4075613 | LENNOX INDUSTRIES, INC. | TSA048S4N*G | AC | Split System: Air-Cooled Condensing Unit, Coil with Blower | TSA048S4N*G |  | CX34-62C+TDR | 12 | 14.5 | Yes | Yes | 2011-01-21 |  | 0
FALSE | TSA048S4N*G | 2299 | 4075678 | LENNOX INDUSTRIES, INC. | TSA048S4N*G | AC | Split System: Air-Cooled Condensing Unit, Coil with Blower | TSA048S4N*G |  | C33-62C+TDR+TXV | 12.5 | 14.5 | Yes | Yes | 2011-01-21 |  | 0
FALSE | TSA048S4N*G | 2299 | 4075681 | LENNOX INDUSTRIES, INC. | TSA048S4N*G | AC | Split System: Air-Cooled Condensing Unit, Coil with Blower | TSA048S4N*G |  | CX34-62C+TDR | 12 | 14.5 | Yes | Yes | 2011-01-21 |  | 0
FALSE | 14ACX-036-230-15 | 2264 | 4075762 | LENNOX INDUSTRIES, INC. | TSA036H4N42Y | AC | Split System: Air-Cooled Condensing Unit, Coil with Blower | TSA036H4N42Y |  | CX34-31+TDR | 12.5 | 15 | Yes | Yes | 2011-01-21 |  | 1
FALSE | 14ACX-036-230-15 | 2264 | 4075763 | LENNOX INDUSTRIES, INC. | TSA036H4N42Y | AC | Split System: Air-Cooled Condensing Unit, Coil with Blower | TSA036H4N42Y |  | CX34-31+TDR | 13 | 15.5 | Yes | Yes | 2011-01-21 |  | 1
FALSE | 14ACX-036-230-15 | 2264 | 4075764 | LENNOX INDUSTRIES, INC. | TSA036H4N42Y | AC | Split System: Air-Cooled Condensing Unit, Coil with Blower | TSA036H4N42Y |  | CX34-31+TDR | 12.5 | 15 | Yes | Yes | 2011-01-21 |  | 1
FALSE | 14ACX-036-230-15 | 2264 | 4075765 | LENNOX INDUSTRIES, INC. | TSA036H4N42Y | AC | Split System: Air-Cooled Condensing Unit, Coil with Blower | TSA036H4N42Y |  | CX34-36+TDR | 12.5 | 15 | Yes | Yes | 2011-01-21 |  | 1
FALSE | 14ACX-036-230-15 | 2264 | 4075766 | LENNOX INDUSTRIES, INC. | TSA036H4N42Y | AC | Split System: Air-Cooled Condensing Unit, Coil with Blower | TSA036H4N42Y |  | CX34-36+TDR | 12.5 | 15 | Yes | Yes | 2011-01-21 |  | 1
FALSE | 14ACX-036-230-15 | 2264 | 4075767 | LENNOX INDUSTRIES, INC. | TSA036H4N42Y | AC | Split System: Air-Cooled Condensing Unit, Coil with Blower | TSA036H4N42Y |  | CX34-36+TDR | 12.5 | 15 | Yes | Yes | 2011-01-21 |  | 1
FALSE | 14ACX-036-230-15 | 2264 | 4075768 | LENNOX INDUSTRIES, INC. | TSA036H4N42Y | AC | Split System: Air-Cooled Condensing Unit, Coil with Blower | TSA036H4N42Y |  | CX34-38+TDR | 12.5 | 15.5 | Yes | Yes | 2011-01-21 |  | 1
FALSE | 14ACX-036-230-15 | 2264 | 4075769 | LENNOX INDUSTRIES, INC. | TSA036H4N42Y | AC | Split System: Air-Cooled Condensing Unit, Coil with Blower | TSA036H4N42Y |  | CX34-38+TDR | 13 | 16 | Yes | Yes | 2011-01-21 |  | 2
FALSE | 14ACX-036-230-15 | 2264 | 4075770 | LENNOX INDUSTRIES, INC. | TSA036H4N42Y | AC | Split System: Air-Cooled Condensing Unit, Coil with Blower | TSA036H4N42Y |  | CX34-38+TDR | 13 | 15.5 | Yes | Yes | 2011-01-21 |  | 1
FALSE | 14ACX-036-230-15 | 2264 | 4075771 | LENNOX INDUSTRIES, INC. | TSA036H4N42Y | AC | Split System: Air-Cooled Condensing Unit, Coil with Blower | TSA036H4N42Y |  | CX34-42+TDR | 12.5 | 15 | Yes | Yes | 2011-01-21 |  | 1
FALSE | 14ACX-036-230-15 | 2264 | 4075791 | LENNOX INDUSTRIES, INC. | TSA036H4N42Y | AC | Split System: Air-Cooled Condensing Unit, Coil with Blower | TSA036H4N42Y |  | CH33-42+TDR+TXV | 13 | 15.5 | Yes | Yes | 2011-01-21 |  | 1
FALSE | 14ACX-036-230-15 | 2264 | 4075792 | LENNOX INDUSTRIES, INC. | TSA036H4N42Y | AC | Split System: Air-Cooled Condensing Unit, Coil with Blower | TSA036H4N42Y |  | CH33-42+TDR+TXV | 12.5 | 15 | Yes | Yes | 2011-01-21 |  | 1
FALSE | 14ACX-036-230-15 | 2264 | 4075793 | LENNOX INDUSTRIES, INC. | TSA036H4N42Y | AC | Split System: Air-Cooled Condensing Unit, Coil with Blower | TSA036H4N42Y |  | CH33-43+TDR+TXV | 13 | 16 | Yes | Yes | 2011-01-21 |  | 2
FALSE | 14ACX-036-230-15 | 2264 | 4075794 | LENNOX INDUSTRIES, INC. | TSA036H4N42Y | AC | Split System: Air-Cooled Condensing Unit, Coil with Blower | TSA036H4N42Y |  | CH33-43+TDR+TXV | 13 | 15.5 | Yes | Yes | 2011-01-21 |  | 1
FALSE | 14ACX-036-230-15 | 2264 | 4075795 | LENNOX INDUSTRIES, INC. | TSA036H4N42Y | AC | Split System: Air-Cooled Condensing Unit, Coil with Blower | TSA036H4N42Y |  | CH33-43+TDR+TXV | 13 | 15.1 | Yes | Yes | 2011-01-21 |  | 1
FALSE | 14ACX-036-230-15 | 2264 | 4075796 | LENNOX INDUSTRIES, INC. | TSA036H4N42Y | AC | Split System: Air-Cooled Condensing Unit, Coil with Blower | TSA036H4N42Y |  | CH33-43+TDR+TXV | 13 | 15.1 | Yes | Yes | 2011-01-21 |  | 1
FALSE | 14ACX-036-230-15 | 2264 | 4075797 | LENNOX INDUSTRIES, INC. | TSA036H4N42Y | AC | Split System: Air-Cooled Condensing Unit, Coil with Blower | TSA036H4N42Y |  | CH33-44/48+TDR+TXV | 13 | 15.5 | Yes | Yes | 2011-01-21 |  | 1
FALSE | 14ACX-036-230-15 | 2264 | 4075798 | LENNOX INDUSTRIES, INC. | TSA036H4N42Y | AC | Split System: Air-Cooled Condensing Unit, Coil with Blower | TSA036H4N42Y |  | CH33-50/60C+TDR+TXV | 13 | 16 | Yes | Yes | 2011-01-21 |  | 2
FALSE | 14ACX-036-230-15 | 2264 | 4075799 | LENNOX INDUSTRIES, INC. | TSA036H4N42Y | AC | Split System: Air-Cooled Condensing Unit, Coil with Blower | TSA036H4N42Y |  | CH33-50/60C+TDR+TXV | 13 | 15.1 | Yes | Yes | 2011-01-21 |  | 1
FALSE | 14ACX-036-230-15 | 2264 | 4075800 | LENNOX INDUSTRIES, INC. | TSA036H4N42Y | AC | Split System: Air-Cooled Condensing Unit, Coil with Blower | TSA036H4N42Y |  | CR33-30/36+TDR+TXV | 12.5 | 15 | Yes | Yes | 2011-01-21 |  | 1
FALSE | 14ACX-036-230-15 | 2264 | 4075801 | LENNOX INDUSTRIES, INC. | TSA036H4N42Y | AC | Split System: Air-Cooled Condensing Unit, Coil with Blower | TSA036H4N42Y |  | CR33-30/36+TDR+TXV | 12.5 | 15 | Yes | Yes | 2011-01-21 |  | 1
FALSE | 14ACX-036-230-15 | 2264 | 4075802 | LENNOX INDUSTRIES, INC. | TSA036H4N42Y | AC | Split System: Air-Cooled Condensing Unit, Coil with Blower | TSA036H4N42Y |  | CR33-48+TDR+TXV | 12.5 | 15 | Yes | Yes | 2011-01-21 |  | 1
FALSE | 14ACX-036-230-15 | 2264 | 4075803 | LENNOX INDUSTRIES, INC. | TSA036H4N42Y | AC | Split System: Air-Cooled Condensing Unit, Coil with Blower | TSA036H4N42Y |  | CR33-48+TDR+TXV | 13 | 15.1 | Yes | Yes | 2011-01-21 |  | 1
FALSE | 14ACX-036-230-15 | 2264 | 4075804 | LENNOX INDUSTRIES, INC. | TSA036H4N42Y | AC | Split System: Air-Cooled Condensing Unit, Coil with Blower | TSA036H4N42Y |  | CH33-31+TDR+TXV | 12.5 | 15 | Yes | Yes | 2011-01-21 |  | 1
FALSE | 14ACX-036-230-15 | 2264 | 4075805 | LENNOX INDUSTRIES, INC. | TSA036H4N42Y | AC | Split System: Air-Cooled Condensing Unit, Coil with Blower | TSA036H4N42Y |  | CH33-48+TDR+TXV | 13 | 15.5 | Yes | Yes | 2011-01-21 |  | 1
FALSE | 14ACX-036-230-15 | 2264 | 4075806 | LENNOX INDUSTRIES, INC. | TSA036H4N42Y | AC | Split System: Air-Cooled Condensing Unit, Coil with Blower | TSA036H4N42Y |  | CH33-49+TDR+TXV | 13 | 16 | Yes | Yes | 2011-01-21 |  | 2
FALSE | 14ACX-036-230-15 | 2264 | 4075807 | LENNOX INDUSTRIES, INC. | TSA036H4N42Y | AC | Split System: Air-Cooled Condensing Unit, Coil with Blower | TSA036H4N42Y |  | CH33-49+TDR+TXV | 13 | 16 | Yes | Yes | 2011-01-21 |  | 2
FALSE | 14ACX-036-230-15 | 2264 | 4075827 | LENNOX INDUSTRIES, INC. | TSA036H4N42Y | AC | Split System: Air-Cooled Condensing Unit, Coil with Blower | TSA036H4N42Y |  | C33-43+TDR+TXV | 13 | 15.5 | Yes | Yes | 2011-01-21 |  | 1
FALSE | 14ACX-036-230-15 | 2264 | 4075828 | LENNOX INDUSTRIES, INC. | TSA036H4N42Y | AC | Split System: Air-Cooled Condensing Unit, Coil with Blower | TSA036H4N42Y |  | C33-43+TDR+TXV | 13 | 16 | Yes | Yes | 2011-01-21 |  | 2
FALSE | 14ACX-036-230-15 | 2264 | 4075829 | LENNOX INDUSTRIES, INC. | TSA036H4N42Y | AC | Split System: Air-Cooled Condensing Unit, Coil with Blower | TSA036H4N42Y |  | C33-44C+TDR+TXV | 13 | 15.5 | Yes | Yes | 2011-01-21 |  | 1
FALSE | 14ACX-036-230-15 | 2264 | 4075830 | LENNOX INDUSTRIES, INC. | TSA036H4N42Y | AC | Split System: Air-Cooled Condensing Unit, Coil with Blower | TSA036H4N42Y |  | C33-44C+TDR+TXV | 13 | 15.5 | Yes | Yes | 2011-01-21 |  | 1
FALSE | 14ACX-036-230-15 | 2264 | 4075831 | LENNOX INDUSTRIES, INC. | TSA036H4N42Y | AC | Split System: Air-Cooled Condensing Unit, Coil with Blower | TSA036H4N42Y |  | C33-48+TDR+TXV | 12.5 | 15.5 | Yes | Yes | 2011-01-21 |  | 1
FALSE | 14ACX-036-230-15 | 2264 | 4075832 | LENNOX INDUSTRIES, INC. | TSA036H4N42Y | AC | Split System: Air-Cooled Condensing Unit, Coil with Blower | TSA036H4N42Y |  | C33-48+TDR+TXV | 13 | 15.5 | Yes | Yes | 2011-01-21 |  | 1
FALSE | 14ACX-036-230-15 | 2264 | 4075833 | LENNOX INDUSTRIES, INC. | TSA036H4N42Y | AC | Split System: Air-Cooled Condensing Unit, Coil with Blower | TSA036H4N42Y |  | C33-48+TDR+TXV | 13 | 15.5 | Yes | Yes | 2011-01-21 |  | 1
FALSE | 14ACX-036-230-15 | 2264 | 4075834 | LENNOX INDUSTRIES, INC. | TSA036H4N42Y | AC | Split System: Air-Cooled Condensing Unit, Coil with Blower | TSA036H4N42Y |  | C33-49+TDR+TXV | 13 | 16 | Yes | Yes | 2011-01-21 |  | 2
FALSE | 14ACX-036-230-15 | 2264 | 4075835 | LENNOX INDUSTRIES, INC. | TSA036H4N42Y | AC | Split System: Air-Cooled Condensing Unit, Coil with Blower | TSA036H4N42Y |  | C33-49+TDR+TXV | 13 | 16 | Yes | Yes | 2011-01-21 |  | 2
FALSE | 14ACX-036-230-15 | 2264 | 4075836 | LENNOX INDUSTRIES, INC. | TSA036H4N42Y | AC | Split System: Air-Cooled Condensing Unit, Coil with Blower | TSA036H4N42Y |  | C33-50/60C+TDR+TXV | 13 | 15.5 | Yes | Yes | 2011-01-21 |  | 1
FALSE | 14ACX-036-230-15 | 2264 | 4075837 | LENNOX INDUSTRIES, INC. | TSA036H4N42Y | AC | Split System: Air-Cooled Condensing Unit, Coil with Blower | TSA036H4N42Y |  | C33-50/60C+TDR+TXV | 13 | 15.5 | Yes | Yes | 2011-01-21 |  | 1
FALSE | 14ACX-036-230-15 | 2264 | 4075838 | LENNOX INDUSTRIES, INC. | TSA036H4N42Y | AC | Split System: Air-Cooled Condensing Unit, Coil with Blower | TSA036H4N42Y |  | CH33-36+TDR+TXV | 12.5 | 15 | Yes | Yes | 2011-01-21 |  | 1
FALSE | 14ACX-036-230-15 | 2264 | 4075839 | LENNOX INDUSTRIES, INC. | TSA036H4N42Y | AC | Split System: Air-Cooled Condensing Unit, Coil with Blower | TSA036H4N42Y |  | CH33-36+TDR+TXV | 12.5 | 15 | Yes | Yes | 2011-01-21 |  | 1
FALSE | 14ACX-036-230-15 | 2264 | 4075840 | LENNOX INDUSTRIES, INC. | TSA036H4N42Y | AC | Split System: Air-Cooled Condensing Unit, Coil with Blower | TSA036H4N42Y |  | CH33-36+TDR+TXV | 12.5 | 15.5 | Yes | Yes | 2011-01-21 |  | 1
FALSE | 14ACX-036-230-15 | 2264 | 4075841 | LENNOX INDUSTRIES, INC. | TSA036H4N42Y | AC | Split System: Air-Cooled Condensing Unit, Coil with Blower | TSA036H4N42Y |  | CH33-42+TDR+TXV | 12.5 | 15 | Yes | Yes | 2011-01-21 |  | 1
FALSE | 14ACX-036-230-15 | 2264 | 4075842 | LENNOX INDUSTRIES, INC. | TSA036H4N42Y | AC | Split System: Air-Cooled Condensing Unit, Coil with Blower | TSA036H4N42Y |  | CH33-43+TDR+TXV | 13 | 15.5 | Yes | Yes | 2011-01-21 |  | 1
FALSE | 14ACX-036-230-15 | 2264 | 4075843 | LENNOX INDUSTRIES, INC. | TSA036H4N42Y | AC | Split System: Air-Cooled Condensing Unit, Coil with Blower | TSA036H4N42Y |  | CH33-43+TDR+TXV | 13 | 15.5 | Yes | Yes | 2011-01-21 |  | 1
FALSE | 14ACX-036-230-15 | 2264 | 4075863 | LENNOX INDUSTRIES, INC. | TSA036H4N42Y | AC | Split System: Air-Cooled Condensing Unit, Coil with Blower | TSA036H4N42Y |  | C33-31+TDR+TXV | 12.5 | 15 | Yes | Yes | 2011-01-21 |  | 1
FALSE | 14ACX-036-230-15 | 2264 | 4075864 | LENNOX INDUSTRIES, INC. | TSA036H4N42Y | AC | Split System: Air-Cooled Condensing Unit, Coil with Blower | TSA036H4N42Y |  | C33-36+TDR+TXV | 12.5 | 15 | Yes | Yes | 2011-01-21 |  | 1
FALSE | 14ACX-036-230-15 | 2264 | 4075865 | LENNOX INDUSTRIES, INC. | TSA036H4N42Y | AC | Split System: Air-Cooled Condensing Unit, Coil with Blower | TSA036H4N42Y |  | C33-36+TDR+TXV | 12.5 | 15 | Yes | Yes | 2011-01-21 |  | 1
FALSE | 14ACX-036-230-15 | 2264 | 4075866 | LENNOX INDUSTRIES, INC. | TSA036H4N42Y | AC | Split System: Air-Cooled Condensing Unit, Coil with Blower | TSA036H4N42Y |  | C33-36+TDR+TXV | 12.5 | 15 | Yes | Yes | 2011-01-21 |  | 1
FALSE | 14ACX-036-230-15 | 2264 | 4075867 | LENNOX INDUSTRIES, INC. | TSA036H4N42Y | AC | Split System: Air-Cooled Condensing Unit, Coil with Blower | TSA036H4N42Y |  | C33-38+TDR+TXV | 12.5 | 15.5 | Yes | Yes | 2011-01-21 |  | 1
FALSE | 14ACX-036-230-15 | 2264 | 4075868 | LENNOX INDUSTRIES, INC. | TSA036H4N42Y | AC | Split System: Air-Cooled Condensing Unit, Coil with Blower | TSA036H4N42Y |  | C33-38+TDR+TXV | 13 | 16 | Yes | Yes | 2011-01-21 |  | 2
FALSE | 14ACX-036-230-15 | 2264 | 4075869 | LENNOX INDUSTRIES, INC. | TSA036H4N42Y | AC | Split System: Air-Cooled Condensing Unit, Coil with Blower | TSA036H4N42Y |  | C33-38+TDR+TXV | 13 | 15.5 | Yes | Yes | 2011-01-21 |  | 1
FALSE | 14ACX-036-230-15 | 2264 | 4075870 | LENNOX INDUSTRIES, INC. | TSA036H4N42Y | AC | Split System: Air-Cooled Condensing Unit, Coil with Blower | TSA036H4N42Y |  | C33-42+TDR+TXV | 12.5 | 15 | Yes | Yes | 2011-01-21 |  | 1
FALSE | 14ACX-036-230-15 | 2264 | 4075871 | LENNOX INDUSTRIES, INC. | TSA036H4N42Y | AC | Split System: Air-Cooled Condensing Unit, Coil with Blower | TSA036H4N42Y |  | C33-42+TDR+TXV | 12.5 | 15 | Yes | Yes | 2011-01-21 |  | 1
FALSE | 14ACX-036-230-15 | 2264 | 4075872 | LENNOX INDUSTRIES, INC. | TSA036H4N42Y | AC | Split System: Air-Cooled Condensing Unit, Coil with Blower | TSA036H4N42Y |  | C33-43+TDR+TXV | 13 | 16 | Yes | Yes | 2011-01-21 |  | 2
FALSE | 14ACX-036-230-15 | 2264 | 4075873 | LENNOX INDUSTRIES, INC. | TSA036H4N42Y | AC | Split System: Air-Cooled Condensing Unit, Coil with Blower | TSA036H4N42Y |  | C33-43+TDR+TXV | 13 | 16 | Yes | Yes | 2011-01-21 |  | 2
FALSE | 14ACX-036-230-15 | 2264 | 4075874 | LENNOX INDUSTRIES, INC. | TSA036H4N42Y | AC | Split System: Air-Cooled Condensing Unit, Coil with Blower | TSA036H4N42Y |  | C33-43+TDR+TXV | 13 | 15.1 | Yes | Yes | 2011-01-21 |  | 1
FALSE | 14ACX-036-230-15 | 2264 | 4075875 | LENNOX INDUSTRIES, INC. | TSA036H4N42Y | AC | Split System: Air-Cooled Condensing Unit, Coil with Blower | TSA036H4N42Y |  | C33-43+TDR+TXV | 13 | 15.5 | Yes | Yes | 2011-01-21 |  | 1
FALSE | 14ACX-036-230-15 | 2264 | 4075876 | LENNOX INDUSTRIES, INC. | TSA036H4N42Y | AC | Split System: Air-Cooled Condensing Unit, Coil with Blower | TSA036H4N42Y |  | C33-49+TDR+TXV | 13 | 16 | Yes | Yes | 2011-01-21 |  | 2
FALSE | 14ACX-036-230-15 | 2264 | 4075877 | LENNOX INDUSTRIES, INC. | TSA036H4N42Y | AC | Split System: Air-Cooled Condensing Unit, Coil with Blower | TSA036H4N42Y |  | C33-49+TDR+TXV | 13 | 15.1 | Yes | Yes | 2011-01-21 |  | 1
FALSE | 14ACX-036-230-15 | 2264 | 4075878 | LENNOX INDUSTRIES, INC. | TSA036H4N42Y | AC | Split System: Air-Cooled Condensing Unit, Coil with Blower | TSA036H4N42Y |  | C33-50/60C+TDR+TXV | 13 | 15.1 | Yes | Yes | 2011-01-21 |  | 1
FALSE | 14ACX-036-230-15 | 2264 | 4075879 | LENNOX INDUSTRIES, INC. | TSA036H4N42Y | AC | Split System: Air-Cooled Condensing Unit, Coil with Blower | TSA036H4N42Y |  | C33-50/60C+TDR+TXV | 13 | 15.1 | Yes | Yes | 2011-01-21 |  | 1
FALSE | 14ACX-036-230-15 | 2264 | 4075899 | LENNOX INDUSTRIES, INC. | TSA036H4N42Y | AC | Split System: Air-Cooled Condensing Unit, Coil with Blower | TSA036H4N42Y |  | CH33-43+TDR+TXV | 13 | 15.5 | Yes | Yes | 2011-01-21 |  | 1
FALSE | 14ACX-036-230-15 | 2264 | 4075900 | LENNOX INDUSTRIES, INC. | TSA036H4N42Y | AC | Split System: Air-Cooled Condensing Unit, Coil with Blower | TSA036H4N42Y |  | C33-31+TDR+TXV | 12.5 | 15 | Yes | Yes | 2011-01-21 |  | 1
FALSE | 14ACX-036-230-15 | 2264 | 4075901 | LENNOX INDUSTRIES, INC. | TSA036H4N42Y | AC | Split System: Air-Cooled Condensing Unit, Coil with Blower | TSA036H4N42Y |  | C33-36+TDR+TXV | 12.5 | 15 | Yes | Yes | 2011-01-21 |  | 1
FALSE | 14ACX-036-230-15 | 2264 | 4075902 | LENNOX INDUSTRIES, INC. | TSA036H4N42Y | AC | Split System: Air-Cooled Condensing Unit, Coil with Blower | TSA036H4N42Y |  | C33-38+TDR+TXV | 13 | 15.5 | Yes | Yes | 2011-01-21 |  | 1
FALSE | 14ACX-036-230-15 | 2264 | 4075903 | LENNOX INDUSTRIES, INC. | TSA036H4N42Y | AC | Split System: Air-Cooled Condensing Unit, Coil with Blower | TSA036H4N42Y |  | CX34-43+TDR | 13 | 15.5 | Yes | Yes | 2011-01-21 |  | 1
FALSE | 14ACX-036-230-15 | 2264 | 4075904 | LENNOX INDUSTRIES, INC. | TSA036H4N42Y | AC | Split System: Air-Cooled Condensing Unit, Coil with Blower | TSA036H4N42Y |  | CX34-44/48+TDR | 12.5 | 15.1 | Yes | Yes | 2011-01-21 |  | 1
FALSE | 14ACX-036-230-15 | 2264 | 4075905 | LENNOX INDUSTRIES, INC. | TSA036H4N42Y | AC | Split System: Air-Cooled Condensing Unit, Coil with Blower | TSA036H4N42Y |  | CX34-49+TDR | 13 | 15.1 | Yes | Yes | 2011-01-21 |  | 1
FALSE | 14ACX-036-230-15 | 2264 | 4075906 | LENNOX INDUSTRIES, INC. | TSA036H4N42Y | AC | Split System: Air-Cooled Condensing Unit, Coil with Blower | TSA036H4N42Y |  | CX34-50/60C+TDR | 13 | 15.1 | Yes | Yes | 2011-01-21 |  | 1
FALSE | 14ACX-036-230-15 | 2264 | 4075907 | LENNOX INDUSTRIES, INC. | TSA036H4N42Y | AC | Split System: Air-Cooled Condensing Unit, Coil with Blower | TSA036H4N42Y |  | CH33-43+TDR+TXV | 13 | 15.1 | Yes | Yes | 2011-01-21 |  | 1
FALSE | 14ACX-036-230-15 | 2264 | 4075908 | LENNOX INDUSTRIES, INC. | TSA036H4N42Y | AC | Split System: Air-Cooled Condensing Unit, Coil with Blower | TSA036H4N42Y |  | CH33-50/60C+TDR+TXV | 13 | 15.1 | Yes | Yes | 2011-01-21 |  | 1
FALSE | 14ACX-036-230-15 | 2264 | 4075909 | LENNOX INDUSTRIES, INC. | TSA036H4N42Y | AC | Split System: Air-Cooled Condensing Unit, Coil with Blower | TSA036H4N42Y |  | C33-43+TDR+TXV | 13 | 15.5 | Yes | Yes | 2011-01-21 |  | 1
FALSE | 14ACX-036-230-15 | 2264 | 4075910 | LENNOX INDUSTRIES, INC. | TSA036H4N42Y | AC | Split System: Air-Cooled Condensing Unit, Coil with Blower | TSA036H4N42Y |  | C33-49+TDR+TXV | 13 | 15.1 | Yes | Yes | 2011-01-21 |  | 1
FALSE | 14ACX-036-230-15 | 2264 | 4075911 | LENNOX INDUSTRIES, INC. | TSA036H4N42Y | AC | Split System: Air-Cooled Condensing Unit, Coil with Blower | TSA036H4N42Y |  | C33-50/60C+TDR+TXV | 13 | 15.1 | Yes | Yes | 2011-01-21 |  | 1
FALSE | 14ACX-036-230-15 | 2264 | 4075912 | LENNOX INDUSTRIES, INC. | TSA036H4N42G | AC | Split System: Air-Cooled Condensing Unit, Coil with Blower | TSA036H4N42G |  | CX34-31+TDR | 12.5 | 15 | Yes | Yes | 2011-01-21 |  | 1
FALSE | 14ACX-036-230-15 | 2264 | 4075913 | LENNOX INDUSTRIES, INC. | TSA036H4N42G | AC | Split System: Air-Cooled Condensing Unit, Coil with Blower | TSA036H4N42G |  | CX34-31+TDR | 13 | 15.5 | Yes | Yes | 2011-01-21 |  | 1
FALSE | 14ACX-036-230-15 | 2264 | 4075914 | LENNOX INDUSTRIES, INC. | TSA036H4N42G | AC | Split System: Air-Cooled Condensing Unit, Coil with Blower | TSA036H4N42G |  | CX34-31+TDR | 12.5 | 15 | Yes | Yes | 2011-01-21 |  | 1
FALSE | 14ACX-036-230-15 | 2264 | 4075915 | LENNOX INDUSTRIES, INC. | TSA036H4N42G | AC | Split System: Air-Cooled Condensing Unit, Coil with Blower | TSA036H4N42G |  | CX34-36+TDR | 12.5 | 15 | Yes | Yes | 2011-01-21 |  | 1
FALSE | 14ACX-036-230-15 | 2264 | 4075916 | LENNOX INDUSTRIES, INC. | TSA036H4N42G | AC | Split System: Air-Cooled Condensing Unit, Coil with Blower | TSA036H4N42G |  | CX34-36+TDR | 12.5 | 15 | Yes | Yes | 2011-01-21 |  | 1
FALSE | 14ACX-036-230-15 | 2264 | 4075917 | LENNOX INDUSTRIES, INC. | TSA036H4N42G | AC | Split System: Air-Cooled Condensing Unit, Coil with Blower | TSA036H4N42G |  | CX34-36+TDR | 12.5 | 15 | Yes | Yes | 2011-01-21 |  | 1
FALSE | 14ACX-036-230-15 | 2264 | 4075918 | LENNOX INDUSTRIES, INC. | TSA036H4N42G | AC | Split System: Air-Cooled Condensing Unit, Coil with Blower | TSA036H4N42G |  | CX34-38+TDR | 12.5 | 15.5 | Yes | Yes | 2011-01-21 |  | 1
FALSE | 14ACX-036-230-15 | 2264 | 4075919 | LENNOX INDUSTRIES, INC. | TSA036H4N42G | AC | Split System: Air-Cooled Condensing Unit, Coil with Blower | TSA036H4N42G |  | CX34-38+TDR | 13 | 16 | Yes | Yes | 2011-01-21 |  | 2
FALSE | 14ACX-036-230-15 | 2264 | 4075920 | LENNOX INDUSTRIES, INC. | TSA036H4N42G | AC | Split System: Air-Cooled Condensing Unit, Coil with Blower | TSA036H4N42G |  | CX34-38+TDR | 13 | 15.5 | Yes | Yes | 2011-01-21 |  | 1
FALSE | 14ACX-036-230-15 | 2264 | 4075921 | LENNOX INDUSTRIES, INC. | TSA036H4N42G | AC | Split System: Air-Cooled Condensing Unit, Coil with Blower | TSA036H4N42G |  | CX34-42+TDR | 12.5 | 15 | Yes | Yes | 2011-01-21 |  | 1
FALSE | 14ACX-036-230-15 | 2264 | 4075922 | LENNOX INDUSTRIES, INC. | TSA036H4N42G | AC | Split System: Air-Cooled Condensing Unit, Coil with Blower | TSA036H4N42G |  | CX34-42+TDR | 12.5 | 15 | Yes | Yes | 2011-01-21 |  | 1
FALSE | 14ACX-036-230-15 | 2264 | 4075923 | LENNOX INDUSTRIES, INC. | TSA036H4N42G | AC | Split System: Air-Cooled Condensing Unit, Coil with Blower | TSA036H4N42G |  | CX34-43+TDR | 13 | 16 | Yes | Yes | 2011-01-21 |  | 2
FALSE | 14ACX-036-230-15 | 2264 | 4075924 | LENNOX INDUSTRIES, INC. | TSA036H4N42G | AC | Split System: Air-Cooled Condensing Unit, Coil with Blower | TSA036H4N42G |  | CX34-43+TDR | 13 | 16 | Yes | Yes | 2011-01-21 |  | 2
FALSE | 14ACX-036-230-15 | 2264 | 4075925 | LENNOX INDUSTRIES, INC. | TSA036H4N42G | AC | Split System: Air-Cooled Condensing Unit, Coil with Blower | TSA036H4N42G |  | CX34-43+TDR | 13 | 15.1 | Yes | Yes | 2011-01-21 |  | 1
FALSE | 14ACX-036-230-15 | 2264 | 4075926 | LENNOX INDUSTRIES, INC. | TSA036H4N42G | AC | Split System: Air-Cooled Condensing Unit, Coil with Blower | TSA036H4N42G |  | CX34-43+TDR | 13 | 15.5 | Yes | Yes | 2011-01-21 |  | 1
FALSE | 14ACX-036-230-15 | 2264 | 4075927 | LENNOX INDUSTRIES, INC. | TSA036H4N42G | AC | Split System: Air-Cooled Condensing Unit, Coil with Blower | TSA036H4N42G |  | CX34-44/48+TDR | 13 | 15.5 | Yes | Yes | 2011-01-21 |  | 1
FALSE | 14ACX-036-230-15 | 2264 | 4075928 | LENNOX INDUSTRIES, INC. | TSA036H4N42G | AC | Split System: Air-Cooled Condensing Unit, Coil with Blower | TSA036H4N42G |  | CX34-44/48+TDR | 13 | 15.5 | Yes | Yes | 2011-01-21 |  | 1
FALSE | 14ACX-036-230-15 | 2264 | 4075929 | LENNOX INDUSTRIES, INC. | TSA036H4N42G | AC | Split System: Air-Cooled Condensing Unit, Coil with Blower | TSA036H4N42G |  | CX34-44/48+TDR | 13 | 15.1 | Yes | Yes | 2011-01-21 |  | 1
FALSE | 14ACX-036-230-15 | 2264 | 4075930 | LENNOX INDUSTRIES, INC. | TSA036H4N42G | AC | Split System: Air-Cooled Condensing Unit, Coil with Blower | TSA036H4N42G |  | CX34-44/48+TDR | 12.5 | 15.1 | Yes | Yes | 2011-01-21 |  | 1
FALSE | 14ACX-036-230-15 | 2264 | 4075931 | LENNOX INDUSTRIES, INC. | TSA036H4N42G | AC | Split System: Air-Cooled Condensing Unit, Coil with Blower | TSA036H4N42G |  | CX34-49+TDR | 13 | 16 | Yes | Yes | 2011-01-21 |  | 2
FALSE | 14ACX-036-230-15 | 2264 | 4075932 | LENNOX INDUSTRIES, INC. | TSA036H4N42G | AC | Split System: Air-Cooled Condensing Unit, Coil with Blower | TSA036H4N42G |  | CX34-49+TDR | 13 | 15.1 | Yes | Yes | 2011-01-21 |  | 1
FALSE | 14ACX-036-230-15 | 2264 | 4075933 | LENNOX INDUSTRIES, INC. | TSA036H4N42G | AC | Split System: Air-Cooled Condensing Unit, Coil with Blower | TSA036H4N42G |  | CX34-50/60C+TDR | 13 | 15.1 | Yes | Yes | 2011-01-21 |  | 1
FALSE | 14ACX-036-230-15 | 2264 | 4075934 | LENNOX INDUSTRIES, INC. | TSA036H4N42G | AC | Split System: Air-Cooled Condensing Unit, Coil with Blower | TSA036H4N42G |  | CX34-50/60C+TDR | 13 | 15.1 | Yes | Yes | 2011-01-21 |  | 1
FALSE | 14ACX-036-230-15 | 2264 | 4075935 | LENNOX INDUSTRIES, INC. | TSA036H4N42G | AC | Split System: Air-Cooled Condensing Unit, Coil with Blower | TSA036H4N42G |  | CH33-31+TDR+TXV | 12.5 | 15 | Yes | Yes | 2011-01-21 |  | 1
FALSE | 14ACX-036-230-15 | 2264 | 4075936 | LENNOX INDUSTRIES, INC. | TSA036H4N42G | AC | Split System: Air-Cooled Condensing Unit, Coil with Blower | TSA036H4N42G |  | CH33-31+TDR+TXV | 13 | 15.5 | Yes | Yes | 2011-01-21 |  | 1
FALSE | 14ACX-036-230-15 | 2264 | 4075937 | LENNOX INDUSTRIES, INC. | TSA036H4N42G | AC | Split System: Air-Cooled Condensing Unit, Coil with Blower | TSA036H4N42G |  | CH33-31+TDR+TXV | 12.5 | 15.5 | Yes | Yes | 2011-01-21 |  | 1
FALSE | 14ACX-036-230-15 | 2264 | 4075938 | LENNOX INDUSTRIES, INC. | TSA036H4N42G | AC | Split System: Air-Cooled Condensing Unit, Coil with Blower | TSA036H4N42G |  | CH33-36+TDR+TXV | 12 | 14.5 | Yes | Yes | 2011-01-21 |  | 0
FALSE | 14ACX-036-230-15 | 2264 | 4075939 | LENNOX INDUSTRIES, INC. | TSA036H4N42G | AC | Split System: Air-Cooled Condensing Unit, Coil with Blower | TSA036H4N42G |  | CH33-36+TDR+TXV | 12.5 | 15 | Yes | Yes | 2011-01-21 |  | 1
FALSE | 14ACX-036-230-15 | 2264 | 4075940 | LENNOX INDUSTRIES, INC. | TSA036H4N42G | AC | Split System: Air-Cooled Condensing Unit, Coil with Blower | TSA036H4N42G |  | CH33-36+TDR+TXV | 12.5 | 15 | Yes | Yes | 2011-01-21 |  | 1
FALSE | 14ACX-036-230-15 | 2264 | 4075941 | LENNOX INDUSTRIES, INC. | TSA036H4N42G | AC | Split System: Air-Cooled Condensing Unit, Coil with Blower | TSA036H4N42G |  | CH33-42+TDR+TXV | 13 | 15.5 | Yes | Yes | 2011-01-21 |  | 1
FALSE | 14ACX-036-230-15 | 2264 | 4075942 | LENNOX INDUSTRIES, INC. | TSA036H4N42G | AC | Split System: Air-Cooled Condensing Unit, Coil with Blower | TSA036H4N42G |  | CH33-42+TDR+TXV | 12.5 | 15 | Yes | Yes | 2011-01-21 |  | 1
FALSE | 14ACX-036-230-15 | 2264 | 4075943 | LENNOX INDUSTRIES, INC. | TSA036H4N42G | AC | Split System: Air-Cooled Condensing Unit, Coil with Blower | TSA036H4N42G |  | CH33-43+TDR+TXV | 13 | 16 | Yes | Yes | 2011-01-21 |  | 2
FALSE | 14ACX-036-230-15 | 2264 | 4075944 | LENNOX INDUSTRIES, INC. | TSA036H4N42G | AC | Split System: Air-Cooled Condensing Unit, Coil with Blower | TSA036H4N42G |  | CH33-43+TDR+TXV | 13 | 15.5 | Yes | Yes | 2011-01-21 |  | 1
FALSE | 14ACX-036-230-15 | 2264 | 4075945 | LENNOX INDUSTRIES, INC. | TSA036H4N42G | AC | Split System: Air-Cooled Condensing Unit, Coil with Blower | TSA036H4N42G |  | CH33-43+TDR+TXV | 13 | 15.1 | Yes | Yes | 2011-01-21 |  | 1
FALSE | 14ACX-036-230-15 | 2264 | 4075946 | LENNOX INDUSTRIES, INC. | TSA036H4N42G | AC | Split System: Air-Cooled Condensing Unit, Coil with Blower | TSA036H4N42G |  | CH33-43+TDR+TXV | 13 | 15.1 | Yes | Yes | 2011-01-21 |  | 1
FALSE | 14ACX-036-230-15 | 2264 | 4075947 | LENNOX INDUSTRIES, INC. | TSA036H4N42G | AC | Split System: Air-Cooled Condensing Unit, Coil with Blower | TSA036H4N42G |  | CH33-44/48+TDR+TXV | 13 | 15.5 | Yes | Yes | 2011-01-21 |  | 1
FALSE | 14ACX-036-230-15 | 2264 | 4075948 | LENNOX INDUSTRIES, INC. | TSA036H4N42G | AC | Split System: Air-Cooled Condensing Unit, Coil with Blower | TSA036H4N42G |  | CH33-50/60C+TDR+TXV | 13 | 16 | Yes | Yes | 2011-01-21 |  | 2
FALSE | 14ACX-036-230-15 | 2264 | 4075949 | LENNOX INDUSTRIES, INC. | TSA036H4N42G | AC | Split System: Air-Cooled Condensing Unit, Coil with Blower | TSA036H4N42G |  | CH33-50/60C+TDR+TXV | 13 | 15.1 | Yes | Yes | 2011-01-21 |  | 1
FALSE | 14ACX-036-230-15 | 2264 | 4075950 | LENNOX INDUSTRIES, INC. | TSA036H4N42G | AC | Split System: Air-Cooled Condensing Unit, Coil with Blower | TSA036H4N42G |  | CR33-30/36+TDR+TXV | 12.5 | 15 | Yes | Yes | 2011-01-21 |  | 1
FALSE | 14ACX-036-230-15 | 2264 | 4075951 | LENNOX INDUSTRIES, INC. | TSA036H4N42G | AC | Split System: Air-Cooled Condensing Unit, Coil with Blower | TSA036H4N42G |  | CR33-30/36+TDR+TXV | 12.5 | 15 | Yes | Yes | 2011-01-21 |  | 1
FALSE | 14ACX-036-230-15 | 2264 | 4075971 | LENNOX INDUSTRIES, INC. | TSA036H4N42G | AC | Split System: Air-Cooled Condensing Unit, Coil with Blower | TSA036H4N42G |  | C33-31+TDR+TXV | 12.5 | 15 | Yes | Yes | 2011-01-21 |  | 1
FALSE | 14ACX-036-230-15 | 2264 | 4075972 | LENNOX INDUSTRIES, INC. | TSA036H4N42G | AC | Split System: Air-Cooled Condensing Unit, Coil with Blower | TSA036H4N42G |  | C33-36+TDR+TXV | 12.5 | 15 | Yes | Yes | 2011-01-21 |  | 1
FALSE | 14ACX-036-230-15 | 2264 | 4075973 | LENNOX INDUSTRIES, INC. | TSA036H4N42G | AC | Split System: Air-Cooled Condensing Unit, Coil with Blower | TSA036H4N42G |  | C33-36+TDR+TXV | 12.5 | 15 | Yes | Yes | 2011-01-21 |  | 1
FALSE | 14ACX-036-230-15 | 2264 | 4075974 | LENNOX INDUSTRIES, INC. | TSA036H4N42G | AC | Split System: Air-Cooled Condensing Unit, Coil with Blower | TSA036H4N42G |  | C33-38+TDR+TXV | 13 | 15.5 | Yes | Yes | 2011-01-21 |  | 1
FALSE | 14ACX-036-230-15 | 2264 | 4075975 | LENNOX INDUSTRIES, INC. | TSA036H4N42G | AC | Split System: Air-Cooled Condensing Unit, Coil with Blower | TSA036H4N42G |  | C33-42+TDR+TXV | 12.5 | 15 | Yes | Yes | 2011-01-21 |  | 1
FALSE | 14ACX-036-230-15 | 2264 | 4075976 | LENNOX INDUSTRIES, INC. | TSA036H4N42G | AC | Split System: Air-Cooled Condensing Unit, Coil with Blower | TSA036H4N42G |  | C33-43+TDR+TXV | 13 | 15.5 | Yes | Yes | 2011-01-21 |  | 1
FALSE | 14ACX-036-230-15 | 2264 | 4075977 | LENNOX INDUSTRIES, INC. | TSA036H4N42G | AC | Split System: Air-Cooled Condensing Unit, Coil with Blower | TSA036H4N42G |  | C33-43+TDR+TXV | 13 | 15.5 | Yes | Yes | 2011-01-21 |  | 1
FALSE | 14ACX-036-230-15 | 2264 | 4075978 | LENNOX INDUSTRIES, INC. | TSA036H4N42G | AC | Split System: Air-Cooled Condensing Unit, Coil with Blower | TSA036H4N42G |  | C33-43+TDR+TXV | 13 | 16 | Yes | Yes | 2011-01-21 |  | 2
FALSE | 14ACX-036-230-15 | 2264 | 4075979 | LENNOX INDUSTRIES, INC. | TSA036H4N42G | AC | Split System: Air-Cooled Condensing Unit, Coil with Blower | TSA036H4N42G |  | C33-44C+TDR+TXV | 13 | 15.5 | Yes | Yes | 2011-01-21 |  | 1
FALSE | 14ACX-036-230-15 | 2264 | 4075980 | LENNOX INDUSTRIES, INC. | TSA036H4N42G | AC | Split System: Air-Cooled Condensing Unit, Coil with Blower | TSA036H4N42G |  | C33-44C+TDR+TXV | 13 | 15.5 | Yes | Yes | 2011-01-21 |  | 1
FALSE | 14ACX-036-230-15 | 2264 | 4075981 | LENNOX INDUSTRIES, INC. | TSA036H4N42G | AC | Split System: Air-Cooled Condensing Unit, Coil with Blower | TSA036H4N42G |  | C33-48+TDR+TXV | 12.5 | 15.5 | Yes | Yes | 2011-01-21 |  | 1
FALSE | 14ACX-036-230-15 | 2264 | 4075982 | LENNOX INDUSTRIES, INC. | TSA036H4N42G | AC | Split System: Air-Cooled Condensing Unit, Coil with Blower | TSA036H4N42G |  | C33-48+TDR+TXV | 13 | 15.5 | Yes | Yes | 2011-01-21 |  | 1
FALSE | 14ACX-036-230-15 | 2264 | 4075983 | LENNOX INDUSTRIES, INC. | TSA036H4N42G | AC | Split System: Air-Cooled Condensing Unit, Coil with Blower | TSA036H4N42G |  | C33-48+TDR+TXV | 13 | 15.5 | Yes | Yes | 2011-01-21 |  | 1
FALSE | 14ACX-036-230-15 | 2264 | 4075984 | LENNOX INDUSTRIES, INC. | TSA036H4N42G | AC | Split System: Air-Cooled Condensing Unit, Coil with Blower | TSA036H4N42G |  | C33-49+TDR+TXV | 13 | 16 | Yes | Yes | 2011-01-21 |  | 2
FALSE | 14ACX-036-230-15 | 2264 | 4075985 | LENNOX INDUSTRIES, INC. | TSA036H4N42G | AC | Split System: Air-Cooled Condensing Unit, Coil with Blower | TSA036H4N42G |  | C33-49+TDR+TXV | 13 | 16 | Yes | Yes | 2011-01-21 |  | 2
FALSE | 14ACX-036-230-15 | 2264 | 4075986 | LENNOX INDUSTRIES, INC. | TSA036H4N42G | AC | Split System: Air-Cooled Condensing Unit, Coil with Blower | TSA036H4N42G |  | C33-50/60C+TDR+TXV | 13 | 15.5 | Yes | Yes | 2011-01-21 |  | 1
FALSE | 14ACX-036-230-15 | 2264 | 4075987 | LENNOX INDUSTRIES, INC. | TSA036H4N42G | AC | Split System: Air-Cooled Condensing Unit, Coil with Blower | TSA036H4N42G |  | C33-50/60C+TDR+TXV | 13 | 15.5 | Yes | Yes | 2011-01-21 |  | 1
FALSE | 14ACX-036-230-15 | 2264 | 4076007 | LENNOX INDUSTRIES, INC. | TSA036H4N42G | AC | Split System: Air-Cooled Condensing Unit, Coil with Blower | TSA036H4N42G |  | CR33-48+TDR+TXV | 12.5 | 15 | Yes | Yes | 2011-01-21 |  | 1
FALSE | 14ACX-036-230-15 | 2264 | 4076008 | LENNOX INDUSTRIES, INC. | TSA036H4N42G | AC | Split System: Air-Cooled Condensing Unit, Coil with Blower | TSA036H4N42G |  | CR33-48+TDR+TXV | 12.5 | 15 | Yes | Yes | 2011-01-21 |  | 1
FALSE | 14ACX-036-230-15 | 2264 | 4076009 | LENNOX INDUSTRIES, INC. | TSA036H4N42G | AC | Split System: Air-Cooled Condensing Unit, Coil with Blower | TSA036H4N42G |  | CR33-48+TDR+TXV | 12.5 | 15 | Yes | Yes | 2011-01-21 |  | 1
FALSE | 14ACX-036-230-15 | 2264 | 4076010 | LENNOX INDUSTRIES, INC. | TSA036H4N42G | AC | Split System: Air-Cooled Condensing Unit, Coil with Blower | TSA036H4N42G |  | CR33-48+TDR+TXV | 12.5 | 15 | Yes | Yes | 2011-01-21 |  | 1
FALSE | 14ACX-036-230-15 | 2264 | 4076011 | LENNOX INDUSTRIES, INC. | TSA036H4N42G | AC | Split System: Air-Cooled Condensing Unit, Coil with Blower | TSA036H4N42G |  | C33-31+TDR+TXV | 12.5 | 15 | Yes | Yes | 2011-01-21 |  | 1
FALSE | 14ACX-036-230-15 | 2264 | 4076012 | LENNOX INDUSTRIES, INC. | TSA036H4N42G | AC | Split System: Air-Cooled Condensing Unit, Coil with Blower | TSA036H4N42G |  | C33-31+TDR+TXV | 13 | 15.5 | Yes | Yes | 2011-01-21 |  | 1
FALSE | 14ACX-036-230-15 | 2264 | 4076013 | LENNOX INDUSTRIES, INC. | TSA036H4N42G | AC | Split System: Air-Cooled Condensing Unit, Coil with Blower | TSA036H4N42G |  | C33-31+TDR+TXV | 12.5 | 15 | Yes | Yes | 2011-01-21 |  | 1
FALSE | 14ACX-036-230-15 | 2264 | 4076014 | LENNOX INDUSTRIES, INC. | TSA036H4N42G | AC | Split System: Air-Cooled Condensing Unit, Coil with Blower | TSA036H4N42G |  | C33-36+TDR+TXV | 12.5 | 15 | Yes | Yes | 2011-01-21 |  | 1
FALSE | 14ACX-036-230-15 | 2264 | 4076015 | LENNOX INDUSTRIES, INC. | TSA036H4N42G | AC | Split System: Air-Cooled Condensing Unit, Coil with Blower | TSA036H4N42G |  | C33-36+TDR+TXV | 12.5 | 15 | Yes | Yes | 2011-01-21 |  | 1
FALSE | 14ACX-036-230-15 | 2264 | 4076016 | LENNOX INDUSTRIES, INC. | TSA036H4N42G | AC | Split System: Air-Cooled Condensing Unit, Coil with Blower | TSA036H4N42G |  | C33-36+TDR+TXV | 12.5 | 15 | Yes | Yes | 2011-01-21 |  | 1
FALSE | 14ACX-036-230-15 | 2264 | 4076017 | LENNOX INDUSTRIES, INC. | TSA036H4N42G | AC | Split System: Air-Cooled Condensing Unit, Coil with Blower | TSA036H4N42G |  | C33-38+TDR+TXV | 12.5 | 15.5 | Yes | Yes | 2011-01-21 |  | 1
FALSE | 14ACX-036-230-15 | 2264 | 4076018 | LENNOX INDUSTRIES, INC. | TSA036H4N42G | AC | Split System: Air-Cooled Condensing Unit, Coil with Blower | TSA036H4N42G |  | C33-38+TDR+TXV | 13 | 16 | Yes | Yes | 2011-01-21 |  | 2
FALSE | 14ACX-036-230-15 | 2264 | 4076019 | LENNOX INDUSTRIES, INC. | TSA036H4N42G | AC | Split System: Air-Cooled Condensing Unit, Coil with Blower | TSA036H4N42G |  | C33-38+TDR+TXV | 13 | 15.5 | Yes | Yes | 2011-01-21 |  | 1
FALSE | 14ACX-036-230-15 | 2264 | 4076020 | LENNOX INDUSTRIES, INC. | TSA036H4N42G | AC | Split System: Air-Cooled Condensing Unit, Coil with Blower | TSA036H4N42G |  | C33-42+TDR+TXV | 12.5 | 15 | Yes | Yes | 2011-01-21 |  | 1
FALSE | 14ACX-036-230-15 | 2264 | 4076021 | LENNOX INDUSTRIES, INC. | TSA036H4N42G | AC | Split System: Air-Cooled Condensing Unit, Coil with Blower | TSA036H4N42G |  | C33-42+TDR+TXV | 12.5 | 15 | Yes | Yes | 2011-01-21 |  | 1
FALSE | 14ACX-036-230-15 | 2264 | 4076022 | LENNOX INDUSTRIES, INC. | TSA036H4N42G | AC | Split System: Air-Cooled Condensing Unit, Coil with Blower | TSA036H4N42G |  | C33-43+TDR+TXV | 13 | 16 | Yes | Yes | 2011-01-21 |  | 2
FALSE | 14ACX-036-230-15 | 2264 | 4076023 | LENNOX INDUSTRIES, INC. | TSA036H4N42G | AC | Split System: Air-Cooled Condensing Unit, Coil with Blower | TSA036H4N42G |  | C33-43+TDR+TXV | 13 | 16 | Yes | Yes | 2011-01-21 |  | 2
FALSE | 14ACX-036-230-15 | 2264 | 4076043 | LENNOX INDUSTRIES, INC. | TSA036H4N42G | AC | Split System: Air-Cooled Condensing Unit, Coil with Blower | TSA036H4N42G |  | CX34-42+TDR | 12.5 | 15 | Yes | Yes | 2011-01-21 |  | 1
FALSE | 14ACX-036-230-15 | 2264 | 4076044 | LENNOX INDUSTRIES, INC. | TSA036H4N42G | AC | Split System: Air-Cooled Condensing Unit, Coil with Blower | TSA036H4N42G |  | CX34-43+TDR | 13 | 16 | Yes | Yes | 2011-01-21 |  | 2
FALSE | 14ACX-036-230-15 | 2264 | 4076045 | LENNOX INDUSTRIES, INC. | TSA036H4N42G | AC | Split System: Air-Cooled Condensing Unit, Coil with Blower | TSA036H4N42G |  | CX34-44/48+TDR | 13 | 15.5 | Yes | Yes | 2011-01-21 |  | 1
FALSE | 14ACX-036-230-15 | 2264 | 4076046 | LENNOX INDUSTRIES, INC. | TSA036H4N42G | AC | Split System: Air-Cooled Condensing Unit, Coil with Blower | TSA036H4N42G |  | CH33-31+TDR+TXV | 12.5 | 15.5 | Yes | Yes | 2011-01-21 |  | 1
FALSE | 14ACX-036-230-15 | 2264 | 4076047 | LENNOX INDUSTRIES, INC. | TSA036H4N42G | AC | Split System: Air-Cooled Condensing Unit, Coil with Blower | TSA036H4N42G |  | CH33-36+TDR+TXV | 12.5 | 15 | Yes | Yes | 2011-01-21 |  | 1
FALSE | 14ACX-036-230-15 | 2264 | 4076048 | LENNOX INDUSTRIES, INC. | TSA036H4N42G | AC | Split System: Air-Cooled Condensing Unit, Coil with Blower | TSA036H4N42G |  | CH33-42+TDR+TXV | 12.5 | 15 | Yes | Yes | 2011-01-21 |  | 1
FALSE | 14ACX-036-230-15 | 2264 | 4076049 | LENNOX INDUSTRIES, INC. | TSA036H4N42G | AC | Split System: Air-Cooled Condensing Unit, Coil with Blower | TSA036H4N42G |  | CH33-43+TDR+TXV | 13 | 15.5 | Yes | Yes | 2011-01-21 |  | 1
FALSE | 14ACX-036-230-15 | 2264 | 4076050 | LENNOX INDUSTRIES, INC. | TSA036H4N42G | AC | Split System: Air-Cooled Condensing Unit, Coil with Blower | TSA036H4N42G |  | C33-31+TDR+TXV | 12.5 | 15 | Yes | Yes | 2011-01-21 |  | 1
FALSE | 14ACX-036-230-15 | 2264 | 4076051 | LENNOX INDUSTRIES, INC. | TSA036H4N42G | AC | Split System: Air-Cooled Condensing Unit, Coil with Blower | TSA036H4N42G |  | C33-36+TDR+TXV | 12.5 | 15 | Yes | Yes | 2011-01-21 |  | 1
FALSE | 14ACX-036-230-15 | 2264 | 4076052 | LENNOX INDUSTRIES, INC. | TSA036H4N42G | AC | Split System: Air-Cooled Condensing Unit, Coil with Blower | TSA036H4N42G |  | C33-38+TDR+TXV | 13 | 15.5 | Yes | Yes | 2011-01-21 |  | 1
FALSE | 14ACX-036-230-15 | 2264 | 4076053 | LENNOX INDUSTRIES, INC. | TSA036H4N42G | AC | Split System: Air-Cooled Condensing Unit, Coil with Blower | TSA036H4N42G |  | CX34-43+TDR | 13 | 15.5 | Yes | Yes | 2011-01-21 |  | 1
FALSE | 14ACX-036-230-15 | 2264 | 4076054 | LENNOX INDUSTRIES, INC. | TSA036H4N42G | AC | Split System: Air-Cooled Condensing Unit, Coil with Blower | TSA036H4N42G |  | CX34-44/48+TDR | 12.5 | 15.1 | Yes | Yes | 2011-01-21 |  | 1
FALSE | 14ACX-036-230-15 | 2264 | 4076055 | LENNOX INDUSTRIES, INC. | TSA036H4N42G | AC | Split System: Air-Cooled Condensing Unit, Coil with Blower | TSA036H4N42G |  | CX34-49+TDR | 13 | 15.1 | Yes | Yes | 2011-01-21 |  | 1
FALSE | 14ACX-036-230-15 | 2264 | 4076056 | LENNOX INDUSTRIES, INC. | TSA036H4N42G | AC | Split System: Air-Cooled Condensing Unit, Coil with Blower | TSA036H4N42G |  | CX34-50/60C+TDR | 13 | 15.1 | Yes | Yes | 2011-01-21 |  | 1
FALSE | 14ACX-036-230-15 | 2264 | 4076057 | LENNOX INDUSTRIES, INC. | TSA036H4N42G | AC | Split System: Air-Cooled Condensing Unit, Coil with Blower | TSA036H4N42G |  | CH33-43+TDR+TXV | 13 | 15.1 | Yes | Yes | 2011-01-21 |  | 1
FALSE | 14ACX-036-230-15 | 2264 | 4076058 | LENNOX INDUSTRIES, INC. | TSA036H4N42G | AC | Split System: Air-Cooled Condensing Unit, Coil with Blower | TSA036H4N42G |  | CH33-50/60C+TDR+TXV | 13 | 15.1 | Yes | Yes | 2011-01-21 |  | 1
FALSE | 14ACX-036-230-15 | 2264 | 4076059 | LENNOX INDUSTRIES, INC. | TSA036H4N42G | AC | Split System: Air-Cooled Condensing Unit, Coil with Blower | TSA036H4N42G |  | C33-43+TDR+TXV | 13 | 15.5 | Yes | Yes | 2011-01-21 |  | 1
FALSE | 14ACX-036-230-15 | 2264 | 4076060 | LENNOX INDUSTRIES, INC. | TSA036H4N42G | AC | Split System: Air-Cooled Condensing Unit, Coil with Blower | TSA036H4N42G |  | C33-49+TDR+TXV | 13 | 15.1 | Yes | Yes | 2011-01-21 |  | 1
FALSE | TSA042H4N4*Y | 2280 | 4076761 | LENNOX INDUSTRIES, INC. | TSA042H4N41Y | AC | Split System: Air-Cooled Condensing Unit, Coil with Blower | TSA042H4N41Y |  | CX34-50/60C+TDR | 12.5 | 14.5 | Yes | Yes | 2011-01-21 |  | 0
FALSE | TSA042H4N4*Y | 2280 | 4076765 | LENNOX INDUSTRIES, INC. | TSA042H4N41Y | AC | Split System: Air-Cooled Condensing Unit, Coil with Blower | TSA042H4N41Y |  | CX34-60D+TDR | 13 | 15 | Yes | Yes | 2011-01-21 |  | 1
FALSE | TSA042H4N4*Y | 2280 | 4076768 | LENNOX INDUSTRIES, INC. | TSA042H4N41Y | AC | Split System: Air-Cooled Condensing Unit, Coil with Blower | TSA042H4N41Y |  | CX34-62C+TDR | 13 | 15.5 | Yes | Yes | 2011-01-21 |  | 1
FALSE | TSA042H4N4*Y | 2280 | 4076771 | LENNOX INDUSTRIES, INC. | TSA042H4N41Y | AC | Split System: Air-Cooled Condensing Unit, Coil with Blower | TSA042H4N41Y |  | CX34-62C+TDR | 13 | 15.5 | Yes | Yes | 2011-01-21 |  | 1
FALSE | TSA042H4N4*Y | 2280 | 4076773 | LENNOX INDUSTRIES, INC. | TSA042H4N41Y | AC | Split System: Air-Cooled Condensing Unit, Coil with Blower | TSA042H4N41Y |  | CX34-62D+TDR | 13 | 15.5 | Yes | Yes | 2011-01-21 |  | 1
FALSE | TSA042H4N4*Y | 2280 | 4076777 | LENNOX INDUSTRIES, INC. | TSA042H4N41Y | AC | Split System: Air-Cooled Condensing Unit, Coil with Blower | TSA042H4N41Y |  | CH33-43+TDR+TXV | 12.5 | 14.5 | Yes | Yes | 2011-01-21 |  | 0
FALSE | TSA042H4N4*Y | 2280 | 4076780 | LENNOX INDUSTRIES, INC. | TSA042H4N41Y | AC | Split System: Air-Cooled Condensing Unit, Coil with Blower | TSA042H4N41Y |  | CH33-43+TDR+TXV | 12.5 | 15 | Yes | Yes | 2011-01-21 |  | 1
FALSE | TSA042H4N4*Y | 2280 | 4076783 | LENNOX INDUSTRIES, INC. | TSA042H4N41Y | AC | Split System: Air-Cooled Condensing Unit, Coil with Blower | TSA042H4N41Y |  | CH33-43+TDR+TXV | 13 | 15 | Yes | Yes | 2011-01-21 |  | 1
FALSE | TSA042H4N4*Y | 2280 | 4076785 | LENNOX INDUSTRIES, INC. | TSA042H4N41Y | AC | Split System: Air-Cooled Condensing Unit, Coil with Blower | TSA042H4N41Y |  | CH33-43+TDR+TXV | 12.5 | 15 | Yes | Yes | 2011-01-21 |  | 1
FALSE | TSA042H4N4*Y | 2280 | 4076788 | LENNOX INDUSTRIES, INC. | TSA042H4N41Y | AC | Split System: Air-Cooled Condensing Unit, Coil with Blower | TSA042H4N41Y |  | CH33-44/48+TDR+TXV | 12 | 14.5 | Yes | Yes | 2011-01-21 |  | 0
FALSE | TSA042H4N4*Y | 2280 | 4076792 | LENNOX INDUSTRIES, INC. | TSA042H4N41Y | AC | Split System: Air-Cooled Condensing Unit, Coil with Blower | TSA042H4N41Y |  | CH33-44/48+TDR+TXV | 12.5 | 14.5 | Yes | Yes | 2011-01-21 |  | 0
FALSE | TSA042H4N4*Y | 2280 | 4076795 | LENNOX INDUSTRIES, INC. | TSA042H4N41Y | AC | Split System: Air-Cooled Condensing Unit, Coil with Blower | TSA042H4N41Y |  | CH33-48+TDR+TXV | 12.5 | 14.5 | Yes | Yes | 2011-01-21 |  | 0
FALSE | TSA042H4N4*Y | 2280 | 4076799 | LENNOX INDUSTRIES, INC. | TSA042H4N41Y | AC | Split System: Air-Cooled Condensing Unit, Coil with Blower | TSA042H4N41Y |  | CH33-48+TDR+TXV | 12.5 | 14.5 | Yes | Yes | 2011-01-21 |  | 0
FALSE | TSA042H4N4*Y | 2280 | 4076802 | LENNOX INDUSTRIES, INC. | TSA042H4N41Y | AC | Split System: Air-Cooled Condensing Unit, Coil with Blower | TSA042H4N41Y |  | CH33-49+TDR+TXV | 12.5 | 15 | Yes | Yes | 2011-01-21 |  | 1
FALSE | TSA042H4N4*Y | 2280 | 4076804 | LENNOX INDUSTRIES, INC. | TSA042H4N41Y | AC | Split System: Air-Cooled Condensing Unit, Coil with Blower | TSA042H4N41Y |  | CH33-49+TDR+TXV | 12.5 | 15 | Yes | Yes | 2011-01-21 |  | 1
FALSE | TSA042H4N4*Y | 2280 | 4076807 | LENNOX INDUSTRIES, INC. | TSA042H4N41Y | AC | Split System: Air-Cooled Condensing Unit, Coil with Blower | TSA042H4N41Y |  | CH33-50/60C+TDR+TXV | 12.5 | 15 | Yes | Yes | 2011-01-21 |  | 1
FALSE | TSA042H4N4*Y | 2280 | 4076810 | LENNOX INDUSTRIES, INC. | TSA042H4N41Y | AC | Split System: Air-Cooled Condensing Unit, Coil with Blower | TSA042H4N41Y |  | CH33-50/60C+TDR+TXV | 12.5 | 15 | Yes | Yes | 2011-01-21 |  | 1
FALSE | TSA042H4N4*Y | 2280 | 4076886 | LENNOX INDUSTRIES, INC. | TSA042H4N41Y | AC | Split System: Air-Cooled Condensing Unit, Coil with Blower | TSA042H4N41Y |  | C33-43+TDR+TXV | 12.5 | 14.7 | Yes | Yes | 2011-01-21 |  | 0
FALSE | TSA042H4N4*Y | 2280 | 4076889 | LENNOX INDUSTRIES, INC. | TSA042H4N41Y | AC | Split System: Air-Cooled Condensing Unit, Coil with Blower | TSA042H4N41Y |  | C33-43+TDR+TXV | 12.5 | 14.7 | Yes | Yes | 2011-01-21 |  | 0
FALSE | TSA042H4N4*Y | 2280 | 4076891 | LENNOX INDUSTRIES, INC. | TSA042H4N41Y | AC | Split System: Air-Cooled Condensing Unit, Coil with Blower | TSA042H4N41Y |  | C33-43+TDR+TXV | 12.5 | 14.7 | Yes | Yes | 2011-01-21 |  | 0
FALSE | TSA042H4N4*Y | 2280 | 4076894 | LENNOX INDUSTRIES, INC. | TSA042H4N41Y | AC | Split System: Air-Cooled Condensing Unit, Coil with Blower | TSA042H4N41Y |  | C33-43+TDR+TXV | 12.7 | 15 | Yes | Yes | 2011-01-21 |  | 1
FALSE | TSA042H4N4*Y | 2280 | 4076902 | LENNOX INDUSTRIES, INC. | TSA042H4N41Y | AC | Split System: Air-Cooled Condensing Unit, Coil with Blower | TSA042H4N41Y |  | C33-48+TDR+TXV | 12.2 | 14.5 | Yes | Yes | 2011-01-21 |  | 0
FALSE | TSA042H4N4*Y | 2280 | 4076908 | LENNOX INDUSTRIES, INC. | TSA042H4N41Y | AC | Split System: Air-Cooled Condensing Unit, Coil with Blower | TSA042H4N41Y |  | C33-48+TDR+TXV | 12.2 | 14.5 | Yes | Yes | 2011-01-21 |  | 0
FALSE | TSA042H4N4*Y | 2280 | 4076911 | LENNOX INDUSTRIES, INC. | TSA042H4N41Y | AC | Split System: Air-Cooled Condensing Unit, Coil with Blower | TSA042H4N41Y |  | C33-49+TDR+TXV | 12.7 | 15 | Yes | Yes | 2011-01-21 |  | 1
FALSE | TSA042H4N4*Y | 2280 | 4076913 | LENNOX INDUSTRIES, INC. | TSA042H4N41Y | AC | Split System: Air-Cooled Condensing Unit, Coil with Blower | TSA042H4N41Y |  | C33-49+TDR+TXV | 12.7 | 15 | Yes | Yes | 2011-01-21 |  | 1
FALSE | TSA042H4N4*Y | 2280 | 4076916 | LENNOX INDUSTRIES, INC. | TSA042H4N41Y | AC | Split System: Air-Cooled Condensing Unit, Coil with Blower | TSA042H4N41Y |  | C33-49+TDR+TXV | 12.7 | 15 | Yes | Yes | 2011-01-21 |  | 1
FALSE | TSA042H4N4*Y | 2280 | 4076918 | LENNOX INDUSTRIES, INC. | TSA042H4N41Y | AC | Split System: Air-Cooled Condensing Unit, Coil with Blower | TSA042H4N41Y |  | C33-49+TDR+TXV | 12.7 | 15.2 | Yes | Yes | 2011-01-21 |  | 1
FALSE | TSA042H4N4*Y | 2280 | 4076921 | LENNOX INDUSTRIES, INC. | TSA042H4N41Y | AC | Split System: Air-Cooled Condensing Unit, Coil with Blower | TSA042H4N41Y |  | C33-50/60C+TDR+TXV | 12.2 | 14.5 | Yes | Yes | 2011-01-21 |  | 0
FALSE | TSA042H4N4*Y | 2280 | 4076924 | LENNOX INDUSTRIES, INC. | TSA042H4N41Y | AC | Split System: Air-Cooled Condensing Unit, Coil with Blower | TSA042H4N41Y |  | C33-50/60C+TDR+TXV | 12.5 | 14.5 | Yes | Yes | 2011-01-21 |  | 0
FALSE | TSA042H4N4*Y | 2280 | 4076928 | LENNOX INDUSTRIES, INC. | TSA042H4N41Y | AC | Split System: Air-Cooled Condensing Unit, Coil with Blower | TSA042H4N41Y |  | C33-50/60C+TDR+TXV | 12.5 | 14.5 | Yes | Yes | 2011-01-21 |  | 0
FALSE | TSA042H4N4*Y | 2280 | 4076930 | LENNOX INDUSTRIES, INC. | TSA042H4N41Y | AC | Split System: Air-Cooled Condensing Unit, Coil with Blower | TSA042H4N41Y |  | C33-50/60C+TDR+TXV | 12.5 | 14.7 | Yes | Yes | 2011-01-21 |  | 0
FALSE | TSA042H4N4*Y | 2280 | 4077005 | LENNOX INDUSTRIES, INC. | TSA042H4N41Y | AC | Split System: Air-Cooled Condensing Unit, Coil with Blower | TSA042H4N41Y |  | CX34-43+TDR | 12.5 | 14.7 | Yes | Yes | 2011-01-21 |  | 0
FALSE | TSA042H4N4*Y | 2280 | 4077008 | LENNOX INDUSTRIES, INC. | TSA042H4N41Y | AC | Split System: Air-Cooled Condensing Unit, Coil with Blower | TSA042H4N41Y |  | CX34-43+TDR | 12.5 | 14.7 | Yes | Yes | 2011-01-21 |  | 0
FALSE | TSA042H4N4*Y | 2280 | 4077011 | LENNOX INDUSTRIES, INC. | TSA042H4N41Y | AC | Split System: Air-Cooled Condensing Unit, Coil with Blower | TSA042H4N41Y |  | CX34-50/60C+TDR | 12.5 | 14.7 | Yes | Yes | 2011-01-21 |  | 0
FALSE | TSA042H4N4*Y | 2280 | 4077015 | LENNOX INDUSTRIES, INC. | TSA042H4N41Y | AC | Split System: Air-Cooled Condensing Unit, Coil with Blower | TSA042H4N41Y |  | CX34-62C+TDR | 13 | 15 | Yes | Yes | 2011-01-21 |  | 1
FALSE | TSA042H4N4*Y | 2280 | 4077017 | LENNOX INDUSTRIES, INC. | TSA042H4N41Y | AC | Split System: Air-Cooled Condensing Unit, Coil with Blower | TSA042H4N41Y |  | CX34-62C+TDR | 13 | 15.2 | Yes | Yes | 2011-01-21 |  | 1
FALSE | TSA042H4N4*Y | 2280 | 4077020 | LENNOX INDUSTRIES, INC. | TSA042H4N41Y | AC | Split System: Air-Cooled Condensing Unit, Coil with Blower | TSA042H4N41Y |  | CX34-62C+TDR | 13 | 15.2 | Yes | Yes | 2011-01-21 |  | 1
FALSE | TSA042H4N4*Y | 2280 | 4077023 | LENNOX INDUSTRIES, INC. | TSA042H4N41Y | AC | Split System: Air-Cooled Condensing Unit, Coil with Blower | TSA042H4N41Y |  | CX34-62C+TDR | 13 | 15.2 | Yes | Yes | 2011-01-21 |  | 1
FALSE | TSA042H4N4*Y | 2280 | 4077025 | LENNOX INDUSTRIES, INC. | TSA042H4N41Y | AC | Split System: Air-Cooled Condensing Unit, Coil with Blower | TSA042H4N41Y |  | CR33-50/60+TDR+TXV | 12.5 | 14.5 | Yes | Yes | 2011-01-21 |  | 0
FALSE | TSA042H4N4*Y | 2280 | 4077027 | LENNOX INDUSTRIES, INC. | TSA042H4N41Y | AC | Split System: Air-Cooled Condensing Unit, Coil with Blower | TSA042H4N41Y |  | CR33-50/60+TDR+TXV | 12.5 | 14.5 | Yes | Yes | 2011-01-21 |  | 0
FALSE | TSA042H4N4*Y | 2280 | 4077030 | LENNOX INDUSTRIES, INC. | TSA042H4N41Y | AC | Split System: Air-Cooled Condensing Unit, Coil with Blower | TSA042H4N41Y |  | CR33-50/60+TDR+TXV | 12.2 | 14.5 | Yes | Yes | 2011-01-21 |  | 0
FALSE | TSA042H4N4*Y | 2280 | 4077032 | LENNOX INDUSTRIES, INC. | TSA042H4N41Y | AC | Split System: Air-Cooled Condensing Unit, Coil with Blower | TSA042H4N41Y |  | CR33-50/60+TDR+TXV | 12.5 | 14.7 | Yes | Yes | 2011-01-21 |  | 0
FALSE | TSA042H4N4*Y | 2280 | 4077034 | LENNOX INDUSTRIES, INC. | TSA042H4N41Y | AC | Split System: Air-Cooled Condensing Unit, Coil with Blower | TSA042H4N41Y |  | C33-43+TDR+TXV | 12.5 | 14.5 | Yes | Yes | 2011-01-21 |  | 0
FALSE | TSA042H4N4*Y | 2280 | 4077037 | LENNOX INDUSTRIES, INC. | TSA042H4N41Y | AC | Split System: Air-Cooled Condensing Unit, Coil with Blower | TSA042H4N41Y |  | C33-43+TDR+TXV | 12.5 | 15 | Yes | Yes | 2011-01-21 |  | 1
FALSE | TSA042H4N4*Y | 2280 | 4077039 | LENNOX INDUSTRIES, INC. | TSA042H4N41Y | AC | Split System: Air-Cooled Condensing Unit, Coil with Blower | TSA042H4N41Y |  | C33-43+TDR+TXV | 12.5 | 15 | Yes | Yes | 2011-01-21 |  | 1
FALSE | TSA042H4N4*Y | 2280 | 4077042 | LENNOX INDUSTRIES, INC. | TSA042H4N41Y | AC | Split System: Air-Cooled Condensing Unit, Coil with Blower | TSA042H4N41Y |  | C33-49+TDR+TXV | 13 | 15 | Yes | Yes | 2011-01-21 |  | 1
FALSE | TSA042H4N4*Y | 2280 | 4077044 | LENNOX INDUSTRIES, INC. | TSA042H4N41Y | AC | Split System: Air-Cooled Condensing Unit, Coil with Blower | TSA042H4N41Y |  | C33-49+TDR+TXV | 13 | 15 | Yes | Yes | 2011-01-21 |  | 1
FALSE | TSA042H4N4*Y | 2280 | 4077106 | LENNOX INDUSTRIES, INC. | TSA042H4N41Y | AC | Split System: Air-Cooled Condensing Unit, Coil with Blower | TSA042H4N41Y |  | CH33-44/48+TDR+TXV | 12.5 | 14.5 | Yes | Yes | 2011-01-21 |  | 0
FALSE | TSA042H4N4*Y | 2280 | 4077108 | LENNOX INDUSTRIES, INC. | TSA042H4N41Y | AC | Split System: Air-Cooled Condensing Unit, Coil with Blower | TSA042H4N41Y |  | C33-43+TDR+TXV | 12.5 | 14.5 | Yes | Yes | 2011-01-21 |  | 0
FALSE | TSA042H4N4*Y | 2280 | 4077113 | LENNOX INDUSTRIES, INC. | TSA042H4N41Y | AC | Split System: Air-Cooled Condensing Unit, Coil with Blower | TSA042H4N41Y |  | C33-38+TDR+TXV | 12.5 | 14.5 | Yes | Yes | 2011-01-21 |  | 0
FALSE | TSA042H4N4*Y | 2280 | 4077119 | LENNOX INDUSTRIES, INC. | TSA042H4N41Y | AC | Split System: Air-Cooled Condensing Unit, Coil with Blower | TSA042H4N41Y |  | CX34-49+TDR | 13 | 15 | Yes | Yes | 2011-01-21 |  | 1
FALSE | TSA042H4N4*Y | 2280 | 4077125 | LENNOX INDUSTRIES, INC. | TSA042H4N41Y | AC | Split System: Air-Cooled Condensing Unit, Coil with Blower | TSA042H4N41Y |  | CX34-43+TDR | 12.5 | 15 | Yes | Yes | 2011-01-21 |  | 1
FALSE | TSA042H4N4*Y | 2280 | 4077128 | LENNOX INDUSTRIES, INC. | TSA042H4N41Y | AC | Split System: Air-Cooled Condensing Unit, Coil with Blower | TSA042H4N41Y |  | CX34-44/48+TDR | 12 | 14.5 | Yes | Yes | 2011-01-21 |  | 0
FALSE | TSA042H4N4*Y | 2280 | 4077131 | LENNOX INDUSTRIES, INC. | TSA042H4N41Y | AC | Split System: Air-Cooled Condensing Unit, Coil with Blower | TSA042H4N41Y |  | CX34-50/60C+TDR | 12.5 | 14.5 | Yes | Yes | 2011-01-21 |  | 0
FALSE | TSA042H4N4*Y | 2280 | 4077134 | LENNOX INDUSTRIES, INC. | TSA042H4N41Y | AC | Split System: Air-Cooled Condensing Unit, Coil with Blower | TSA042H4N41Y |  | CX34-62C+TDR | 13 | 15.5 | Yes | Yes | 2011-01-21 |  | 1
FALSE | TSA042H4N4*Y | 2280 | 4077137 | LENNOX INDUSTRIES, INC. | TSA042H4N41Y | AC | Split System: Air-Cooled Condensing Unit, Coil with Blower | TSA042H4N41Y |  | CH33-43+TDR+TXV | 12.5 | 15 | Yes | Yes | 2011-01-21 |  | 1
FALSE | TSA042H4N4*Y | 2280 | 4077139 | LENNOX INDUSTRIES, INC. | TSA042H4N41Y | AC | Split System: Air-Cooled Condensing Unit, Coil with Blower | TSA042H4N41Y |  | CH33-48+TDR+TXV | 12.5 | 14.5 | Yes | Yes | 2011-01-21 |  | 0
FALSE | TSA042H4N4*Y | 2280 | 4077142 | LENNOX INDUSTRIES, INC. | TSA042H4N41Y | AC | Split System: Air-Cooled Condensing Unit, Coil with Blower | TSA042H4N41Y |  | CH33-49+TDR+TXV | 12.5 | 15 | Yes | Yes | 2011-01-21 |  | 1
FALSE | TSA042H4N4*Y | 2280 | 4077146 | LENNOX INDUSTRIES, INC. | TSA042H4N41Y | AC | Split System: Air-Cooled Condensing Unit, Coil with Blower | TSA042H4N41Y |  | CH33-50/60C+TDR+TXV | 12.5 | 15 | Yes | Yes | 2011-01-21 |  | 1
FALSE | TSA042H4N4*Y | 2280 | 4077148 | LENNOX INDUSTRIES, INC. | TSA042H4N41Y | AC | Split System: Air-Cooled Condensing Unit, Coil with Blower | TSA042H4N41Y |  | C33-43+TDR+TXV | 12.5 | 15 | Yes | Yes | 2011-01-21 |  | 1
FALSE | TSA042H4N4*Y | 2280 | 4077151 | LENNOX INDUSTRIES, INC. | TSA042H4N41Y | AC | Split System: Air-Cooled Condensing Unit, Coil with Blower | TSA042H4N41Y |  | C33-49+TDR+TXV | 13 | 15 | Yes | Yes | 2011-01-21 |  | 1
FALSE | TSA042H4N4*Y | 2280 | 4077153 | LENNOX INDUSTRIES, INC. | TSA042H4N41Y | AC | Split System: Air-Cooled Condensing Unit, Coil with Blower | TSA042H4N41Y |  | C33-50/60C+TDR+TXV | 12.5 | 14.5 | Yes | Yes | 2011-01-21 |  | 0
FALSE | TSA042H4N4*Y | 2280 | 4077212 | LENNOX INDUSTRIES, INC. | TSA042H4N41G | AC | Split System: Air-Cooled Condensing Unit, Coil with Blower | TSA042H4N41G |  | CX34-50/60C+TDR | 12.5 | 14.5 | Yes | Yes | 2011-01-21 |  | 0
FALSE | TSA042H4N4*Y | 2280 | 4077215 | LENNOX INDUSTRIES, INC. | TSA042H4N41G | AC | Split System: Air-Cooled Condensing Unit, Coil with Blower | TSA042H4N41G |  | CX34-60D+TDR | 13 | 15 | Yes | Yes | 2011-01-21 |  | 1
FALSE | TSA042H4N4*Y | 2280 | 4077217 | LENNOX INDUSTRIES, INC. | TSA042H4N41G | AC | Split System: Air-Cooled Condensing Unit, Coil with Blower | TSA042H4N41G |  | CX34-62C+TDR | 13 | 15.5 | Yes | Yes | 2011-01-21 |  | 1
FALSE | TSA042H4N4*Y | 2280 | 4077220 | LENNOX INDUSTRIES, INC. | TSA042H4N41G | AC | Split System: Air-Cooled Condensing Unit, Coil with Blower | TSA042H4N41G |  | CX34-62C+TDR | 13 | 15.5 | Yes | Yes | 2011-01-21 |  | 1
FALSE | TSA042H4N4*Y | 2280 | 4077224 | LENNOX INDUSTRIES, INC. | TSA042H4N41G | AC | Split System: Air-Cooled Condensing Unit, Coil with Blower | TSA042H4N41G |  | CX34-62D+TDR | 13 | 15.5 | Yes | Yes | 2011-01-21 |  | 1
FALSE | TSA042H4N4*Y | 2280 | 4077226 | LENNOX INDUSTRIES, INC. | TSA042H4N41G | AC | Split System: Air-Cooled Condensing Unit, Coil with Blower | TSA042H4N41G |  | CH33-43+TDR+TXV | 12.5 | 14.5 | Yes | Yes | 2011-01-21 |  | 0
FALSE | TSA042H4N4*Y | 2280 | 4077229 | LENNOX INDUSTRIES, INC. | TSA042H4N41G | AC | Split System: Air-Cooled Condensing Unit, Coil with Blower | TSA042H4N41G |  | CH33-43+TDR+TXV | 12.5 | 15 | Yes | Yes | 2011-01-21 |  | 1
FALSE | TSA042H4N4*Y | 2280 | 4077233 | LENNOX INDUSTRIES, INC. | TSA042H4N41G | AC | Split System: Air-Cooled Condensing Unit, Coil with Blower | TSA042H4N41G |  | CH33-43+TDR+TXV | 13 | 15 | Yes | Yes | 2011-01-21 |  | 1
FALSE | TSA042H4N4*Y | 2280 | 4077235 | LENNOX INDUSTRIES, INC. | TSA042H4N41G | AC | Split System: Air-Cooled Condensing Unit, Coil with Blower | TSA042H4N41G |  | CH33-43+TDR+TXV | 12.5 | 15 | Yes | Yes | 2011-01-21 |  | 1
FALSE | TSA042H4N4*Y | 2280 | 4077238 | LENNOX INDUSTRIES, INC. | TSA042H4N41G | AC | Split System: Air-Cooled Condensing Unit, Coil with Blower | TSA042H4N41G |  | CH33-44/48+TDR+TXV | 12 | 14.5 | Yes | Yes | 2011-01-21 |  | 0
FALSE | TSA042H4N4*Y | 2280 | 4077240 | LENNOX INDUSTRIES, INC. | TSA042H4N41G | AC | Split System: Air-Cooled Condensing Unit, Coil with Blower | TSA042H4N41G |  | CH33-44/48+TDR+TXV | 12.5 | 14.5 | Yes | Yes | 2011-01-21 |  | 0
FALSE | TSA042H4N4*Y | 2280 | 4077243 | LENNOX INDUSTRIES, INC. | TSA042H4N41G | AC | Split System: Air-Cooled Condensing Unit, Coil with Blower | TSA042H4N41G |  | CH33-48+TDR+TXV | 12.5 | 14.5 | Yes | Yes | 2011-01-21 |  | 0
FALSE | TSA042H4N4*Y | 2280 | 4077245 | LENNOX INDUSTRIES, INC. | TSA042H4N41G | AC | Split System: Air-Cooled Condensing Unit, Coil with Blower | TSA042H4N41G |  | CH33-48+TDR+TXV | 12.5 | 14.5 | Yes | Yes | 2011-01-21 |  | 0
FALSE | TSA042H4N4*Y | 2280 | 4077248 | LENNOX INDUSTRIES, INC. | TSA042H4N41G | AC | Split System: Air-Cooled Condensing Unit, Coil with Blower | TSA042H4N41G |  | CH33-49+TDR+TXV | 12.5 | 15 | Yes | Yes | 2011-01-21 |  | 1
FALSE | TSA042H4N4*Y | 2280 | 4077251 | LENNOX INDUSTRIES, INC. | TSA042H4N41G | AC | Split System: Air-Cooled Condensing Unit, Coil with Blower | TSA042H4N41G |  | CH33-49+TDR+TXV | 12.5 | 15 | Yes | Yes | 2011-01-21 |  | 1
FALSE | TSA042H4N4*Y | 2280 | 4077253 | LENNOX INDUSTRIES, INC. | TSA042H4N41G | AC | Split System: Air-Cooled Condensing Unit, Coil with Blower | TSA042H4N41G |  | CH33-50/60C+TDR+TXV | 12.5 | 15 | Yes | Yes | 2011-01-21 |  | 1
FALSE | TSA042H4N4*Y | 2280 | 4077256 | LENNOX INDUSTRIES, INC. | TSA042H4N41G | AC | Split System: Air-Cooled Condensing Unit, Coil with Blower | TSA042H4N41G |  | CH33-50/60C+TDR+TXV | 12.5 | 15 | Yes | Yes | 2011-01-21 |  | 1
FALSE | TSA042H4N4*Y | 2280 | 4077336 | LENNOX INDUSTRIES, INC. | TSA042H4N41G | AC | Split System: Air-Cooled Condensing Unit, Coil with Blower | TSA042H4N41G |  | C33-43+TDR+TXV | 12.5 | 14.7 | Yes | Yes | 2011-01-21 |  | 0
FALSE | TSA042H4N4*Y | 2280 | 4077338 | LENNOX INDUSTRIES, INC. | TSA042H4N41G | AC | Split System: Air-Cooled Condensing Unit, Coil with Blower | TSA042H4N41G |  | C33-43+TDR+TXV | 12.5 | 14.7 | Yes | Yes | 2011-01-21 |  | 0
FALSE | TSA042H4N4*Y | 2280 | 4077340 | LENNOX INDUSTRIES, INC. | TSA042H4N41G | AC | Split System: Air-Cooled Condensing Unit, Coil with Blower | TSA042H4N41G |  | C33-43+TDR+TXV | 12.5 | 14.7 | Yes | Yes | 2011-01-21 |  | 0
FALSE | TSA042H4N4*Y | 2280 | 4077344 | LENNOX INDUSTRIES, INC. | TSA042H4N41G | AC | Split System: Air-Cooled Condensing Unit, Coil with Blower | TSA042H4N41G |  | C33-43+TDR+TXV | 12.7 | 15 | Yes | Yes | 2011-01-21 |  | 1
FALSE | TSA042H4N4*Y | 2280 | 4077352 | LENNOX INDUSTRIES, INC. | TSA042H4N41G | AC | Split System: Air-Cooled Condensing Unit, Coil with Blower | TSA042H4N41G |  | C33-48+TDR+TXV | 12.2 | 14.5 | Yes | Yes | 2011-01-21 |  | 0
FALSE | TSA042H4N4*Y | 2280 | 4077357 | LENNOX INDUSTRIES, INC. | TSA042H4N41G | AC | Split System: Air-Cooled Condensing Unit, Coil with Blower | TSA042H4N41G |  | C33-48+TDR+TXV | 12.2 | 14.5 | Yes | Yes | 2011-01-21 |  | 0
FALSE | TSA042H4N4*Y | 2280 | 4077360 | LENNOX INDUSTRIES, INC. | TSA042H4N41G | AC | Split System: Air-Cooled Condensing Unit, Coil with Blower | TSA042H4N41G |  | C33-49+TDR+TXV | 12.7 | 15 | Yes | Yes | 2011-01-21 |  | 1
FALSE | TSA042H4N4*Y | 2280 | 4077362 | LENNOX INDUSTRIES, INC. | TSA042H4N41G | AC | Split System: Air-Cooled Condensing Unit, Coil with Blower | TSA042H4N41G |  | C33-49+TDR+TXV | 12.7 | 15 | Yes | Yes | 2011-01-21 |  | 1
FALSE | TSA042H4N4*Y | 2280 | 4077366 | LENNOX INDUSTRIES, INC. | TSA042H4N41G | AC | Split System: Air-Cooled Condensing Unit, Coil with Blower | TSA042H4N41G |  | C33-49+TDR+TXV | 12.7 | 15 | Yes | Yes | 2011-01-21 |  | 1
FALSE | TSA042H4N4*Y | 2280 | 4077370 | LENNOX INDUSTRIES, INC. | TSA042H4N41G | AC | Split System: Air-Cooled Condensing Unit, Coil with Blower | TSA042H4N41G |  | C33-49+TDR+TXV | 12.7 | 15.2 | Yes | Yes | 2011-01-21 |  | 1
FALSE | TSA042H4N4*Y | 2280 | 4077372 | LENNOX INDUSTRIES, INC. | TSA042H4N41G | AC | Split System: Air-Cooled Condensing Unit, Coil with Blower | TSA042H4N41G |  | C33-50/60C+TDR+TXV | 12.2 | 14.5 | Yes | Yes | 2011-01-21 |  | 0
FALSE | TSA042H4N4*Y | 2280 | 4077375 | LENNOX INDUSTRIES, INC. | TSA042H4N41G | AC | Split System: Air-Cooled Condensing Unit, Coil with Blower | TSA042H4N41G |  | C33-50/60C+TDR+TXV | 12.5 | 14.5 | Yes | Yes | 2011-01-21 |  | 0
FALSE | TSA042H4N4*Y | 2280 | 4077377 | LENNOX INDUSTRIES, INC. | TSA042H4N41G | AC | Split System: Air-Cooled Condensing Unit, Coil with Blower | TSA042H4N41G |  | C33-50/60C+TDR+TXV | 12.5 | 14.5 | Yes | Yes | 2011-01-21 |  | 0
FALSE | TSA042H4N4*Y | 2280 | 4077379 | LENNOX INDUSTRIES, INC. | TSA042H4N41G | AC | Split System: Air-Cooled Condensing Unit, Coil with Blower | TSA042H4N41G |  | C33-50/60C+TDR+TXV | 12.5 | 14.7 | Yes | Yes | 2011-01-21 |  | 0
FALSE | TSA042H4N4*Y | 2280 | 4077453 | LENNOX INDUSTRIES, INC. | TSA042H4N41G | AC | Split System: Air-Cooled Condensing Unit, Coil with Blower | TSA042H4N41G |  | CX34-43+TDR | 12.5 | 14.7 | Yes | Yes | 2011-01-21 |  | 0
FALSE | TSA042H4N4*Y | 2280 | 4077457 | LENNOX INDUSTRIES, INC. | TSA042H4N41G | AC | Split System: Air-Cooled Condensing Unit, Coil with Blower | TSA042H4N41G |  | CX34-43+TDR | 12.5 | 14.7 | Yes | Yes | 2011-01-21 |  | 0
FALSE | TSA042H4N4*Y | 2280 | 4077460 | LENNOX INDUSTRIES, INC. | TSA042H4N41G | AC | Split System: Air-Cooled Condensing Unit, Coil with Blower | TSA042H4N41G |  | CX34-50/60C+TDR | 12.5 | 14.7 | Yes | Yes | 2011-01-21 |  | 0
FALSE | TSA042H4N4*Y | 2280 | 4077463 | LENNOX INDUSTRIES, INC. | TSA042H4N41G | AC | Split System: Air-Cooled Condensing Unit, Coil with Blower | TSA042H4N41G |  | CX34-62C+TDR | 13 | 15 | Yes | Yes | 2011-01-21 |  | 1
FALSE | TSA042H4N4*Y | 2280 | 4077466 | LENNOX INDUSTRIES, INC. | TSA042H4N41G | AC | Split System: Air-Cooled Condensing Unit, Coil with Blower | TSA042H4N41G |  | CX34-62C+TDR | 13 | 15.2 | Yes | Yes | 2011-01-21 |  | 1
FALSE | TSA042H4N4*Y | 2280 | 4077469 | LENNOX INDUSTRIES, INC. | TSA042H4N41G | AC | Split System: Air-Cooled Condensing Unit, Coil with Blower | TSA042H4N41G |  | CX34-62C+TDR | 13 | 15.2 | Yes | Yes | 2011-01-21 |  | 1
FALSE | TSA042H4N4*Y | 2280 | 4077471 | LENNOX INDUSTRIES, INC. | TSA042H4N41G | AC | Split System: Air-Cooled Condensing Unit, Coil with Blower | TSA042H4N41G |  | CX34-62C+TDR | 13 | 15.2 | Yes | Yes | 2011-01-21 |  | 1
FALSE | TSA042H4N4*Y | 2280 | 4077475 | LENNOX INDUSTRIES, INC. | TSA042H4N41G | AC | Split System: Air-Cooled Condensing Unit, Coil with Blower | TSA042H4N41G |  | CR33-50/60+TDR+TXV | 12.5 | 14.5 | Yes | Yes | 2011-01-21 |  | 0
FALSE | TSA042H4N4*Y | 2280 | 4077477 | LENNOX INDUSTRIES, INC. | TSA042H4N41G | AC | Split System: Air-Cooled Condensing Unit, Coil with Blower | TSA042H4N41G |  | CR33-50/60+TDR+TXV | 12.5 | 14.5 | Yes | Yes | 2011-01-21 |  | 0
FALSE | TSA042H4N4*Y | 2280 | 4077479 | LENNOX INDUSTRIES, INC. | TSA042H4N41G | AC | Split System: Air-Cooled Condensing Unit, Coil with Blower | TSA042H4N41G |  | CR33-50/60+TDR+TXV | 12.2 | 14.5 | Yes | Yes | 2011-01-21 |  | 0
FALSE | TSA042H4N4*Y | 2280 | 4077482 | LENNOX INDUSTRIES, INC. | TSA042H4N41G | AC | Split System: Air-Cooled Condensing Unit, Coil with Blower | TSA042H4N41G |  | CR33-50/60+TDR+TXV | 12.5 | 14.7 | Yes | Yes | 2011-01-21 |  | 0
FALSE | TSA042H4N4*Y | 2280 | 4077485 | LENNOX INDUSTRIES, INC. | TSA042H4N41G | AC | Split System: Air-Cooled Condensing Unit, Coil with Blower | TSA042H4N41G |  | C33-43+TDR+TXV | 12.5 | 14.5 | Yes | Yes | 2011-01-21 |  | 0
FALSE | TSA042H4N4*Y | 2280 | 4077487 | LENNOX INDUSTRIES, INC. | TSA042H4N41G | AC | Split System: Air-Cooled Condensing Unit, Coil with Blower | TSA042H4N41G |  | C33-43+TDR+TXV | 12.5 | 15 | Yes | Yes | 2011-01-21 |  | 1
FALSE | TSA042H4N4*Y | 2280 | 4077489 | LENNOX INDUSTRIES, INC. | TSA042H4N41G | AC | Split System: Air-Cooled Condensing Unit, Coil with Blower | TSA042H4N41G |  | C33-43+TDR+TXV | 12.5 | 15 | Yes | Yes | 2011-01-21 |  | 1
FALSE | TSA042H4N4*Y | 2280 | 4077493 | LENNOX INDUSTRIES, INC. | TSA042H4N41G | AC | Split System: Air-Cooled Condensing Unit, Coil with Blower | TSA042H4N41G |  | C33-49+TDR+TXV | 13 | 15 | Yes | Yes | 2011-01-21 |  | 1
FALSE | TSA042H4N4*Y | 2280 | 4077498 | LENNOX INDUSTRIES, INC. | TSA042H4N41G | AC | Split System: Air-Cooled Condensing Unit, Coil with Blower | TSA042H4N41G |  | C33-49+TDR+TXV | 13 | 15 | Yes | Yes | 2011-01-21 |  | 1
FALSE | TSA042H4N4*Y | 2280 | 4077553 | LENNOX INDUSTRIES, INC. | TSA042H4N41G | AC | Split System: Air-Cooled Condensing Unit, Coil with Blower | TSA042H4N41G |  | CH33-44/48+TDR+TXV | 12.5 | 14.5 | Yes | Yes | 2011-01-21 |  | 0
FALSE | TSA042H4N4*Y | 2280 | 4077556 | LENNOX INDUSTRIES, INC. | TSA042H4N41G | AC | Split System: Air-Cooled Condensing Unit, Coil with Blower | TSA042H4N41G |  | C33-43+TDR+TXV | 12.5 | 14.5 | Yes | Yes | 2011-01-21 |  | 0
FALSE | TSA042H4N4*Y | 2280 | 4077562 | LENNOX INDUSTRIES, INC. | TSA042H4N41G | AC | Split System: Air-Cooled Condensing Unit, Coil with Blower | TSA042H4N41G |  | C33-38+TDR+TXV | 12.5 | 14.5 | Yes | Yes | 2011-01-21 |  | 0
FALSE | TSA042H4N4*Y | 2280 | 4077569 | LENNOX INDUSTRIES, INC. | TSA042H4N41G | AC | Split System: Air-Cooled Condensing Unit, Coil with Blower | TSA042H4N41G |  | CX34-49+TDR | 13 | 15 | Yes | Yes | 2011-01-21 |  | 1
FALSE | TSA042H4N4*Y | 2280 | 4077574 | LENNOX INDUSTRIES, INC. | TSA042H4N41G | AC | Split System: Air-Cooled Condensing Unit, Coil with Blower | TSA042H4N41G |  | CX34-43+TDR | 12.5 | 15 | Yes | Yes | 2011-01-21 |  | 1
FALSE | TSA042H4N4*Y | 2280 | 4077576 | LENNOX INDUSTRIES, INC. | TSA042H4N41G | AC | Split System: Air-Cooled Condensing Unit, Coil with Blower | TSA042H4N41G |  | CX34-44/48+TDR | 12 | 14.5 | Yes | Yes | 2011-01-21 |  | 0
FALSE | TSA042H4N4*Y | 2280 | 4077579 | LENNOX INDUSTRIES, INC. | TSA042H4N41G | AC | Split System: Air-Cooled Condensing Unit, Coil with Blower | TSA042H4N41G |  | CX34-50/60C+TDR | 12.5 | 14.5 | Yes | Yes | 2011-01-21 |  | 0
FALSE | TSA042H4N4*Y | 2280 | 4077582 | LENNOX INDUSTRIES, INC. | TSA042H4N41G | AC | Split System: Air-Cooled Condensing Unit, Coil with Blower | TSA042H4N41G |  | CX34-62C+TDR | 13 | 15.5 | Yes | Yes | 2011-01-21 |  | 1
FALSE | TSA042H4N4*Y | 2280 | 4077584 | LENNOX INDUSTRIES, INC. | TSA042H4N41G | AC | Split System: Air-Cooled Condensing Unit, Coil with Blower | TSA042H4N41G |  | CH33-43+TDR+TXV | 12.5 | 15 | Yes | Yes | 2011-01-21 |  | 1
FALSE | TSA042H4N4*Y | 2280 | 4077589 | LENNOX INDUSTRIES, INC. | TSA042H4N41G | AC | Split System: Air-Cooled Condensing Unit, Coil with Blower | TSA042H4N41G |  | CH33-48+TDR+TXV | 12.5 | 14.5 | Yes | Yes | 2011-01-21 |  | 0
FALSE | TSA042H4N4*Y | 2280 | 4077592 | LENNOX INDUSTRIES, INC. | TSA042H4N41G | AC | Split System: Air-Cooled Condensing Unit, Coil with Blower | TSA042H4N41G |  | CH33-49+TDR+TXV | 12.5 | 15 | Yes | Yes | 2011-01-21 |  | 1
FALSE | TSA042H4N4*Y | 2280 | 4077594 | LENNOX INDUSTRIES, INC. | TSA042H4N41G | AC | Split System: Air-Cooled Condensing Unit, Coil with Blower | TSA042H4N41G |  | CH33-50/60C+TDR+TXV | 12.5 | 15 | Yes | Yes | 2011-01-21 |  | 1
FALSE | TSA042H4N4*Y | 2280 | 4077597 | LENNOX INDUSTRIES, INC. | TSA042H4N41G | AC | Split System: Air-Cooled Condensing Unit, Coil with Blower | TSA042H4N41G |  | C33-43+TDR+TXV | 12.5 | 15 | Yes | Yes | 2011-01-21 |  | 1
FALSE | TSA042H4N4*Y | 2280 | 4077599 | LENNOX INDUSTRIES, INC. | TSA042H4N41G | AC | Split System: Air-Cooled Condensing Unit, Coil with Blower | TSA042H4N41G |  | C33-49+TDR+TXV | 13 | 15 | Yes | Yes | 2011-01-21 |  | 1
FALSE | TSA042H4N4*Y | 2280 | 4077601 | LENNOX INDUSTRIES, INC. | TSA042H4N41G | AC | Split System: Air-Cooled Condensing Unit, Coil with Blower | TSA042H4N41G |  | C33-50/60C+TDR+TXV | 12.5 | 14.5 | Yes | Yes | 2011-01-21 |  | 0
FALSE | XC14-048-230-08 | 2298 | 4077986 | LENNOX INDUSTRIES, INC. | TSA048H4N41Y | AC | Split System: Air-Cooled Condensing Unit, Coil with Blower | TSA048H4N41Y |  | CH33-50/60C+TDR+TXV | 12 | 14.5 | Yes | Yes | 2011-01-21 |  | 0
FALSE | XC14-048-230-08 | 2298 | 4077987 | LENNOX INDUSTRIES, INC. | TSA048H4N41Y | AC | Split System: Air-Cooled Condensing Unit, Coil with Blower | TSA048H4N41Y |  | CH33-50/60C+TDR+TXV | 12 | 14.5 | Yes | Yes | 2011-01-21 |  | 0
FALSE | XC14-048-230-08 | 2298 | 4077988 | LENNOX INDUSTRIES, INC. | TSA048H4N41Y | AC | Split System: Air-Cooled Condensing Unit, Coil with Blower | TSA048H4N41Y |  | CH33-60D+TDR+TXV | 12 | 14.5 | Yes | Yes | 2011-01-21 |  | 0
FALSE | XC14-048-230-08 | 2298 | 4077989 | LENNOX INDUSTRIES, INC. | TSA048H4N41Y | AC | Split System: Air-Cooled Condensing Unit, Coil with Blower | TSA048H4N41Y |  | CH33-62D+TDR+TXV | 12.5 | 15 | Yes | Yes | 2011-01-21 |  | 1
FALSE | XC14-048-230-08 | 2298 | 4077992 | LENNOX INDUSTRIES, INC. | TSA048H4N41Y | AC | Split System: Air-Cooled Condensing Unit, Coil with Blower | TSA048H4N41Y |  | CR33-50/60+TDR+TXV | 12 | 14.5 | Yes | Yes | 2011-01-21 |  | 0
FALSE | XC14-048-230-08 | 2298 | 4077993 | LENNOX INDUSTRIES, INC. | TSA048H4N41Y | AC | Split System: Air-Cooled Condensing Unit, Coil with Blower | TSA048H4N41Y |  | CR33-50/60+TDR+TXV | 12 | 14.5 | Yes | Yes | 2011-01-21 |  | 0
FALSE | XC14-048-230-08 | 2298 | 4078000 | LENNOX INDUSTRIES, INC. | TSA048H4N41Y | AC | Split System: Air-Cooled Condensing Unit, Coil with Blower | TSA048H4N41Y |  | C33-49+TDR+TXV | 12.2 | 14.5 | Yes | Yes | 2011-01-21 |  | 0
FALSE | XC14-048-230-08 | 2298 | 4078001 | LENNOX INDUSTRIES, INC. | TSA048H4N41Y | AC | Split System: Air-Cooled Condensing Unit, Coil with Blower | TSA048H4N41Y |  | C33-49+TDR+TXV | 12.2 | 14.5 | Yes | Yes | 2011-01-21 |  | 0
FALSE | XC14-048-230-08 | 2298 | 4078002 | LENNOX INDUSTRIES, INC. | TSA048H4N41Y | AC | Split System: Air-Cooled Condensing Unit, Coil with Blower | TSA048H4N41Y |  | C33-49+TDR+TXV | 12.2 | 14.5 | Yes | Yes | 2011-01-21 |  | 0
FALSE | XC14-048-230-08 | 2298 | 4078006 | LENNOX INDUSTRIES, INC. | TSA048H4N41Y | AC | Split System: Air-Cooled Condensing Unit, Coil with Blower | TSA048H4N41Y |  | C33-60D+TDR+TXV | 12.2 | 14.7 | Yes | Yes | 2011-01-21 |  | 0
FALSE | XC14-048-230-08 | 2298 | 4078007 | LENNOX INDUSTRIES, INC. | TSA048H4N41Y | AC | Split System: Air-Cooled Condensing Unit, Coil with Blower | TSA048H4N41Y |  | C33-62C+TDR+TXV | 12.5 | 14.7 | Yes | Yes | 2011-01-21 |  | 0
FALSE | XC14-048-230-08 | 2298 | 4078008 | LENNOX INDUSTRIES, INC. | TSA048H4N41Y | AC | Split System: Air-Cooled Condensing Unit, Coil with Blower | TSA048H4N41Y |  | C33-62C+TDR+TXV | 12.5 | 14.7 | Yes | Yes | 2011-01-21 |  | 0
FALSE | XC14-048-230-08 | 2298 | 4078009 | LENNOX INDUSTRIES, INC. | TSA048H4N41Y | AC | Split System: Air-Cooled Condensing Unit, Coil with Blower | TSA048H4N41Y |  | C33-62C+TDR+TXV | 12.2 | 14.7 | Yes | Yes | 2011-01-21 |  | 0
FALSE | XC14-048-230-08 | 2298 | 4078010 | LENNOX INDUSTRIES, INC. | TSA048H4N41Y | AC | Split System: Air-Cooled Condensing Unit, Coil with Blower | TSA048H4N41Y |  | C33-62D+TDR+TXV | 12.5 | 15 | Yes | Yes | 2011-01-21 |  | 1
FALSE | XC14-048-230-08 | 2298 | 4078040 | LENNOX INDUSTRIES, INC. | TSA048H4N41Y | AC | Split System: Air-Cooled Condensing Unit, Coil with Blower | TSA048H4N41Y |  | CX34-62C+TDR | 12.2 | 14.7 | Yes | Yes | 2011-01-21 |  | 0
FALSE | XC14-048-230-08 | 2298 | 4078041 | LENNOX INDUSTRIES, INC. | TSA048H4N41Y | AC | Split System: Air-Cooled Condensing Unit, Coil with Blower | TSA048H4N41Y |  | CX34-62D+TDR | 12.5 | 15 | Yes | Yes | 2011-01-21 |  | 1
FALSE | XC14-048-230-08 | 2298 | 4078048 | LENNOX INDUSTRIES, INC. | TSA048H4N41Y | AC | Split System: Air-Cooled Condensing Unit, Coil with Blower | TSA048H4N41Y |  | C33-43+TDR+TXV | 12 | 14.5 | Yes | Yes | 2011-01-21 |  | 0
FALSE | XC14-048-230-08 | 2298 | 4078049 | LENNOX INDUSTRIES, INC. | TSA048H4N41Y | AC | Split System: Air-Cooled Condensing Unit, Coil with Blower | TSA048H4N41Y |  | C33-43+TDR+TXV | 12 | 14.5 | Yes | Yes | 2011-01-21 |  | 0
FALSE | XC14-048-230-08 | 2298 | 4078050 | LENNOX INDUSTRIES, INC. | TSA048H4N41Y | AC | Split System: Air-Cooled Condensing Unit, Coil with Blower | TSA048H4N41Y |  | C33-49+TDR+TXV | 12 | 14.5 | Yes | Yes | 2011-01-21 |  | 0
FALSE | XC14-048-230-08 | 2298 | 4078051 | LENNOX INDUSTRIES, INC. | TSA048H4N41Y | AC | Split System: Air-Cooled Condensing Unit, Coil with Blower | TSA048H4N41Y |  | C33-49+TDR+TXV | 12 | 14.5 | Yes | Yes | 2011-01-21 |  | 0
FALSE | XC14-048-230-08 | 2298 | 4078054 | LENNOX INDUSTRIES, INC. | TSA048H4N41Y | AC | Split System: Air-Cooled Condensing Unit, Coil with Blower | TSA048H4N41Y |  | C33-60D+TDR+TXV | 12.5 | 15 | Yes | Yes | 2011-01-21 |  | 1
FALSE | XC14-048-230-08 | 2298 | 4078055 | LENNOX INDUSTRIES, INC. | TSA048H4N41Y | AC | Split System: Air-Cooled Condensing Unit, Coil with Blower | TSA048H4N41Y |  | C33-62C+TDR+TXV | 12.5 | 15 | Yes | Yes | 2011-01-21 |  | 1
FALSE | XC14-048-230-08 | 2298 | 4078056 | LENNOX INDUSTRIES, INC. | TSA048H4N41Y | AC | Split System: Air-Cooled Condensing Unit, Coil with Blower | TSA048H4N41Y |  | C33-62C+TDR+TXV | 12.5 | 15 | Yes | Yes | 2011-01-21 |  | 1
FALSE | XC14-048-230-08 | 2298 | 4078057 | LENNOX INDUSTRIES, INC. | TSA048H4N41Y | AC | Split System: Air-Cooled Condensing Unit, Coil with Blower | TSA048H4N41Y |  | C33-62D+TDR+TXV | 12.5 | 15 | Yes | Yes | 2011-01-21 |  | 1
FALSE | XC14-048-230-08 | 2298 | 4078059 | LENNOX INDUSTRIES, INC. | TSA048H4N41Y | AC | Split System: Air-Cooled Condensing Unit, Coil with Blower | TSA048H4N41Y |  | CX34-49+TDR | 12 | 14.5 | Yes | Yes | 2011-01-21 |  | 0
FALSE | XC14-048-230-08 | 2298 | 4078061 | LENNOX INDUSTRIES, INC. | TSA048H4N41Y | AC | Split System: Air-Cooled Condensing Unit, Coil with Blower | TSA048H4N41Y |  | CX34-62C+TDR | 12.5 | 15 | Yes | Yes | 2011-01-21 |  | 1
FALSE | XC14-048-230-08 | 2298 | 4078062 | LENNOX INDUSTRIES, INC. | TSA048H4N41Y | AC | Split System: Air-Cooled Condensing Unit, Coil with Blower | TSA048H4N41Y |  | CH33-43+TDR+TXV | 12 | 14.5 | Yes | Yes | 2011-01-21 |  | 0
FALSE | XC14-048-230-08 | 2298 | 4078085 | LENNOX INDUSTRIES, INC. | TSA048H4N41G | AC | Split System: Air-Cooled Condensing Unit, Coil with Blower | TSA048H4N41G |  | CH33-48+TDR+TXV | 12 | 14.5 | Yes | Yes | 2011-01-21 |  | 0
FALSE | XC14-048-230-08 | 2298 | 4078087 | LENNOX INDUSTRIES, INC. | TSA048H4N41G | AC | Split System: Air-Cooled Condensing Unit, Coil with Blower | TSA048H4N41G |  | CH33-49+TDR+TXV | 12 | 14.5 | Yes | Yes | 2011-01-21 |  | 0
FALSE | XC14-048-230-08 | 2298 | 4078088 | LENNOX INDUSTRIES, INC. | TSA048H4N41G | AC | Split System: Air-Cooled Condensing Unit, Coil with Blower | TSA048H4N41G |  | CH33-49+TDR+TXV | 12 | 14.5 | Yes | Yes | 2011-01-21 |  | 0
FALSE | XC14-048-230-08 | 2298 | 4078089 | LENNOX INDUSTRIES, INC. | TSA048H4N41G | AC | Split System: Air-Cooled Condensing Unit, Coil with Blower | TSA048H4N41G |  | CH33-50/60C+TDR+TXV | 12 | 14.5 | Yes | Yes | 2011-01-21 |  | 0
FALSE | XC14-048-230-08 | 2298 | 4078090 | LENNOX INDUSTRIES, INC. | TSA048H4N41G | AC | Split System: Air-Cooled Condensing Unit, Coil with Blower | TSA048H4N41G |  | CH33-50/60C+TDR+TXV | 12 | 14.5 | Yes | Yes | 2011-01-21 |  | 0
FALSE | XC14-048-230-08 | 2298 | 4078091 | LENNOX INDUSTRIES, INC. | TSA048H4N41G | AC | Split System: Air-Cooled Condensing Unit, Coil with Blower | TSA048H4N41G |  | CH33-60D+TDR+TXV | 12 | 14.5 | Yes | Yes | 2011-01-21 |  | 0
FALSE | XC14-048-230-08 | 2298 | 4078092 | LENNOX INDUSTRIES, INC. | TSA048H4N41G | AC | Split System: Air-Cooled Condensing Unit, Coil with Blower | TSA048H4N41G |  | CH33-62D+TDR+TXV | 12.5 | 15 | Yes | Yes | 2011-01-21 |  | 1
FALSE | XC14-048-230-08 | 2298 | 4078095 | LENNOX INDUSTRIES, INC. | TSA048H4N41G | AC | Split System: Air-Cooled Condensing Unit, Coil with Blower | TSA048H4N41G |  | CR33-50/60+TDR+TXV | 12 | 14.5 | Yes | Yes | 2011-01-21 |  | 0
FALSE | XC14-048-230-08 | 2298 | 4078096 | LENNOX INDUSTRIES, INC. | TSA048H4N41G | AC | Split System: Air-Cooled Condensing Unit, Coil with Blower | TSA048H4N41G |  | CR33-50/60+TDR+TXV | 12 | 14.5 | Yes | Yes | 2011-01-21 |  | 0
FALSE | XC14-048-230-08 | 2298 | 4078103 | LENNOX INDUSTRIES, INC. | TSA048H4N41G | AC | Split System: Air-Cooled Condensing Unit, Coil with Blower | TSA048H4N41G |  | C33-49+TDR+TXV | 12.2 | 14.5 | Yes | Yes | 2011-01-21 |  | 0
FALSE | XC14-048-230-08 | 2298 | 4078104 | LENNOX INDUSTRIES, INC. | TSA048H4N41G | AC | Split System: Air-Cooled Condensing Unit, Coil with Blower | TSA048H4N41G |  | C33-49+TDR+TXV | 12.2 | 14.5 | Yes | Yes | 2011-01-21 |  | 0
FALSE | XC14-048-230-08 | 2298 | 4078105 | LENNOX INDUSTRIES, INC. | TSA048H4N41G | AC | Split System: Air-Cooled Condensing Unit, Coil with Blower | TSA048H4N41G |  | C33-49+TDR+TXV | 12.2 | 14.5 | Yes | Yes | 2011-01-21 |  | 0
FALSE | XC14-048-230-08 | 2298 | 4078109 | LENNOX INDUSTRIES, INC. | TSA048H4N41G | AC | Split System: Air-Cooled Condensing Unit, Coil with Blower | TSA048H4N41G |  | C33-60D+TDR+TXV | 12.2 | 14.7 | Yes | Yes | 2011-01-21 |  | 0
FALSE | XC14-048-230-08 | 2298 | 4078136 | LENNOX INDUSTRIES, INC. | TSA048H4N41G | AC | Split System: Air-Cooled Condensing Unit, Coil with Blower | TSA048H4N41G |  | CX34-49+TDR | 12.2 | 14.5 | Yes | Yes | 2011-01-21 |  | 0
FALSE | XC14-048-230-08 | 2298 | 4078140 | LENNOX INDUSTRIES, INC. | TSA048H4N41G | AC | Split System: Air-Cooled Condensing Unit, Coil with Blower | TSA048H4N41G |  | CX34-60D+TDR | 12.2 | 14.7 | Yes | Yes | 2011-01-21 |  | 0
FALSE | XC14-048-230-08 | 2298 | 4078141 | LENNOX INDUSTRIES, INC. | TSA048H4N41G | AC | Split System: Air-Cooled Condensing Unit, Coil with Blower | TSA048H4N41G |  | CX34-62C+TDR | 12.5 | 14.7 | Yes | Yes | 2011-01-21 |  | 0
FALSE | XC14-048-230-08 | 2298 | 4078142 | LENNOX INDUSTRIES, INC. | TSA048H4N41G | AC | Split System: Air-Cooled Condensing Unit, Coil with Blower | TSA048H4N41G |  | CX34-62C+TDR | 12.5 | 14.7 | Yes | Yes | 2011-01-21 |  | 0
FALSE | XC14-048-230-08 | 2298 | 4078143 | LENNOX INDUSTRIES, INC. | TSA048H4N41G | AC | Split System: Air-Cooled Condensing Unit, Coil with Blower | TSA048H4N41G |  | CX34-62C+TDR | 12.2 | 14.7 | Yes | Yes | 2011-01-21 |  | 0
FALSE | XC14-048-230-08 | 2298 | 4078144 | LENNOX INDUSTRIES, INC. | TSA048H4N41G | AC | Split System: Air-Cooled Condensing Unit, Coil with Blower | TSA048H4N41G |  | CX34-62D+TDR | 12.5 | 15 | Yes | Yes | 2011-01-21 |  | 1
FALSE | XC14-048-230-08 | 2298 | 4078151 | LENNOX INDUSTRIES, INC. | TSA048H4N41G | AC | Split System: Air-Cooled Condensing Unit, Coil with Blower | TSA048H4N41G |  | C33-43+TDR+TXV | 12 | 14.5 | Yes | Yes | 2011-01-21 |  | 0
FALSE | XC14-048-230-08 | 2298 | 4078152 | LENNOX INDUSTRIES, INC. | TSA048H4N41G | AC | Split System: Air-Cooled Condensing Unit, Coil with Blower | TSA048H4N41G |  | C33-43+TDR+TXV | 12 | 14.5 | Yes | Yes | 2011-01-21 |  | 0
FALSE | XC14-048-230-08 | 2298 | 4078153 | LENNOX INDUSTRIES, INC. | TSA048H4N41G | AC | Split System: Air-Cooled Condensing Unit, Coil with Blower | TSA048H4N41G |  | C33-49+TDR+TXV | 12 | 14.5 | Yes | Yes | 2011-01-21 |  | 0
FALSE | XC14-048-230-08 | 2298 | 4078154 | LENNOX INDUSTRIES, INC. | TSA048H4N41G | AC | Split System: Air-Cooled Condensing Unit, Coil with Blower | TSA048H4N41G |  | C33-49+TDR+TXV | 12 | 14.5 | Yes | Yes | 2011-01-21 |  | 0
FALSE | XC14-048-230-08 | 2298 | 4078157 | LENNOX INDUSTRIES, INC. | TSA048H4N41G | AC | Split System: Air-Cooled Condensing Unit, Coil with Blower | TSA048H4N41G |  | C33-60D+TDR+TXV | 12.5 | 15 | Yes | Yes | 2011-01-21 |  | 1
FALSE | XC14-048-230-08 | 2298 | 4078158 | LENNOX INDUSTRIES, INC. | TSA048H4N41G | AC | Split System: Air-Cooled Condensing Unit, Coil with Blower | TSA048H4N41G |  | C33-62C+TDR+TXV | 12.5 | 15 | Yes | Yes | 2011-01-21 |  | 1
FALSE | XC14-048-230-08 | 2298 | 4078159 | LENNOX INDUSTRIES, INC. | TSA048H4N41G | AC | Split System: Air-Cooled Condensing Unit, Coil with Blower | TSA048H4N41G |  | C33-62C+TDR+TXV | 12.5 | 15 | Yes | Yes | 2011-01-21 |  | 1
FALSE | XC14-048-230-08 | 2298 | 4078160 | LENNOX INDUSTRIES, INC. | TSA048H4N41G | AC | Split System: Air-Cooled Condensing Unit, Coil with Blower | TSA048H4N41G |  | C33-62D+TDR+TXV | 12.5 | 15 | Yes | Yes | 2011-01-21 |  | 1
FALSE | XC14-048-230-08 | 2298 | 4078162 | LENNOX INDUSTRIES, INC. | TSA048H4N41G | AC | Split System: Air-Cooled Condensing Unit, Coil with Blower | TSA048H4N41G |  | CX34-49+TDR | 12 | 14.5 | Yes | Yes | 2011-01-21 |  | 0
FALSE | XC14-048-230-08 | 2298 | 4078164 | LENNOX INDUSTRIES, INC. | TSA048H4N41G | AC | Split System: Air-Cooled Condensing Unit, Coil with Blower | TSA048H4N41G |  | CX34-62C+TDR | 12.5 | 15 | Yes | Yes | 2011-01-21 |  | 1
FALSE | XC14-048-230-08 | 2298 | 4078165 | LENNOX INDUSTRIES, INC. | TSA048H4N41G | AC | Split System: Air-Cooled Condensing Unit, Coil with Blower | TSA048H4N41G |  | CH33-43+TDR+TXV | 12 | 14.5 | Yes | Yes | 2011-01-21 |  | 0
FALSE | XC14-048-230-08 | 2298 | 4078167 | LENNOX INDUSTRIES, INC. | TSA048H4N41G | AC | Split System: Air-Cooled Condensing Unit, Coil with Blower | TSA048H4N41G |  | CH33-49+TDR+TXV | 12 | 14.5 | Yes | Yes | 2011-01-21 |  | 0
FALSE | XC14-048-230-08 | 2298 | 4078168 | LENNOX INDUSTRIES, INC. | TSA048H4N41G | AC | Split System: Air-Cooled Condensing Unit, Coil with Blower | TSA048H4N41G |  | CX34-43+TDR | 12 | 14.5 | Yes | Yes | 2011-01-21 |  | 0
FALSE | XC14-048-230-08 | 2298 | 4078169 | LENNOX INDUSTRIES, INC. | TSA048H4N41G | AC | Split System: Air-Cooled Condensing Unit, Coil with Blower | TSA048H4N41G |  | CH33-50/60C+TDR+TXV | 12 | 14.5 | Yes | Yes | 2011-01-21 |  | 0
FALSE | XC14-048-230-08 | 2298 | 4078170 | LENNOX INDUSTRIES, INC. | TSA048H4N41G | AC | Split System: Air-Cooled Condensing Unit, Coil with Blower | TSA048H4N41G |  | C33-62C+TDR+TXV | 12.5 | 15 | Yes | Yes | 2011-01-21 |  | 1
FALSE | XC14-048-230-08 | 2298 | 4078171 | LENNOX INDUSTRIES, INC. | TSA048H4N41G | AC | Split System: Air-Cooled Condensing Unit, Coil with Blower | TSA048H4N41G |  | C33-43+TDR+TXV | 12 | 14.5 | Yes | Yes | 2011-01-21 |  | 0
FALSE | XC14-048-230-08 | 2298 | 4078172 | LENNOX INDUSTRIES, INC. | TSA048H4N41G | AC | Split System: Air-Cooled Condensing Unit, Coil with Blower | TSA048H4N41G |  | C33-49+TDR+TXV | 12 | 14.5 | Yes | Yes | 2011-01-21 |  | 0
FALSE | XC14-060-230-** | 2308 | 4078178 | LENNOX INDUSTRIES, INC. | TSA060H4N41Y | AC | Split System: Air-Cooled Condensing Unit, Coil with Blower | TSA060H4N41Y |  | CX34-60D+TDR | 12 | 14.5 | Yes | Yes | 2011-01-21 |  | 0
FALSE | XC14-060-230-** | 2308 | 4078179 | LENNOX INDUSTRIES, INC. | TSA060H4N41Y | AC | Split System: Air-Cooled Condensing Unit, Coil with Blower | TSA060H4N41Y |  | CX34-62C+TDR | 12 | 14.5 | Yes | Yes | 2011-01-21 |  | 0
FALSE | XC14-060-230-** | 2308 | 4078180 | LENNOX INDUSTRIES, INC. | TSA060H4N41Y | AC | Split System: Air-Cooled Condensing Unit, Coil with Blower | TSA060H4N41Y |  | CX34-62C+TDR | 12 | 14.5 | Yes | Yes | 2011-01-21 |  | 0
FALSE | XC14-060-230-** | 2308 | 4078181 | LENNOX INDUSTRIES, INC. | TSA060H4N41Y | AC | Split System: Air-Cooled Condensing Unit, Coil with Blower | TSA060H4N41Y |  | CX34-62D+TDR | 12.5 | 15 | Yes | Yes | 2011-01-21 |  | 1
FALSE | XC14-060-230-** | 2308 | 4078186 | LENNOX INDUSTRIES, INC. | TSA060H4N41Y | AC | Split System: Air-Cooled Condensing Unit, Coil with Blower | TSA060H4N41Y |  | CH33-60D+TDR+TXV | 12 | 14.5 | Yes | Yes | 2011-01-21 |  | 0
FALSE | XC14-060-230-** | 2308 | 4078187 | LENNOX INDUSTRIES, INC. | TSA060H4N41Y | AC | Split System: Air-Cooled Condensing Unit, Coil with Blower | TSA060H4N41Y |  | CH33-62D+TDR+TXV | 12 | 14.5 | Yes | Yes | 2011-01-21 |  | 0
FALSE | XC14-060-230-** | 2308 | 4078194 | LENNOX INDUSTRIES, INC. | TSA060H4N41Y | AC | Split System: Air-Cooled Condensing Unit, Coil with Blower | TSA060H4N41Y |  | C33-60D+TDR+TXV | 12 | 14.5 | Yes | Yes | 2011-01-21 |  | 0
FALSE | XC14-060-230-** | 2308 | 4078196 | LENNOX INDUSTRIES, INC. | TSA060H4N41Y | AC | Split System: Air-Cooled Condensing Unit, Coil with Blower | TSA060H4N41Y |  | C33-62C+TDR+TXV | 12.2 | 14.5 | Yes | Yes | 2011-01-21 |  | 0
FALSE | XC14-060-230-** | 2308 | 4078198 | LENNOX INDUSTRIES, INC. | TSA060H4N41Y | AC | Split System: Air-Cooled Condensing Unit, Coil with Blower | TSA060H4N41Y |  | CH33-49+TDR+TXV | 12 | 14.5 | Yes | Yes | 2011-01-21 |  | 0
FALSE | XC14-060-230-** | 2308 | 4078200 | LENNOX INDUSTRIES, INC. | TSA060H4N41Y | AC | Split System: Air-Cooled Condensing Unit, Coil with Blower | TSA060H4N41Y |  | CH33-62D+TDR+TXV | 12 | 14.5 | Yes | Yes | 2011-01-21 |  | 0
FALSE | XC14-060-230-** | 2308 | 4078205 | LENNOX INDUSTRIES, INC. | TSA060H4N41Y | AC | Split System: Air-Cooled Condensing Unit, Coil with Blower | TSA060H4N41Y |  | CX34-60D+TDR | 12 | 14.5 | Yes | Yes | 2011-01-21 |  | 0
FALSE | XC14-060-230-** | 2308 | 4078207 | LENNOX INDUSTRIES, INC. | TSA060H4N41Y | AC | Split System: Air-Cooled Condensing Unit, Coil with Blower | TSA060H4N41Y |  | CX34-62C+TDR | 12.2 | 14.5 | Yes | Yes | 2011-01-21 |  | 0
FALSE | XC14-060-230-** | 2308 | 4078238 | LENNOX INDUSTRIES, INC. | TSA060H4N41G | AC | Split System: Air-Cooled Condensing Unit, Coil with Blower | TSA060H4N41G |  | CH33-60D+TDR+TXV | 12 | 14.5 | Yes | Yes | 2011-01-21 |  | 0
FALSE | XC14-060-230-** | 2308 | 4078239 | LENNOX INDUSTRIES, INC. | TSA060H4N41G | AC | Split System: Air-Cooled Condensing Unit, Coil with Blower | TSA060H4N41G |  | CH33-62D+TDR+TXV | 12 | 14.5 | Yes | Yes | 2011-01-21 |  | 0
FALSE | XC14-060-230-** | 2308 | 4078246 | LENNOX INDUSTRIES, INC. | TSA060H4N41G | AC | Split System: Air-Cooled Condensing Unit, Coil with Blower | TSA060H4N41G |  | C33-60D+TDR+TXV | 12 | 14.5 | Yes | Yes | 2011-01-21 |  | 0
FALSE | XC14-060-230-** | 2308 | 4078248 | LENNOX INDUSTRIES, INC. | TSA060H4N41G | AC | Split System: Air-Cooled Condensing Unit, Coil with Blower | TSA060H4N41G |  | C33-62C+TDR+TXV | 12.2 | 14.5 | Yes | Yes | 2011-01-21 |  | 0
FALSE | XC14-060-230-** | 2308 | 4078250 | LENNOX INDUSTRIES, INC. | TSA060H4N41G | AC | Split System: Air-Cooled Condensing Unit, Coil with Blower | TSA060H4N41G |  | CH33-49+TDR+TXV | 12 | 14.5 | Yes | Yes | 2011-01-21 |  | 0
FALSE | XC14-060-230-** | 2308 | 4078252 | LENNOX INDUSTRIES, INC. | TSA060H4N41G | AC | Split System: Air-Cooled Condensing Unit, Coil with Blower | TSA060H4N41G |  | CH33-62D+TDR+TXV | 12 | 14.5 | Yes | Yes | 2011-01-21 |  | 0
FALSE | XC14-060-230-** | 2308 | 4078257 | LENNOX INDUSTRIES, INC. | TSA060H4N41G | AC | Split System: Air-Cooled Condensing Unit, Coil with Blower | TSA060H4N41G |  | CX34-60D+TDR | 12 | 14.5 | Yes | Yes | 2011-01-21 |  | 0
FALSE | XC14-060-230-** | 2308 | 4078259 | LENNOX INDUSTRIES, INC. | TSA060H4N41G | AC | Split System: Air-Cooled Condensing Unit, Coil with Blower | TSA060H4N41G |  | CX34-62C+TDR | 12.2 | 14.5 | Yes | Yes | 2011-01-21 |  | 0
FALSE | XC14-060-230-** | 2308 | 4078266 | LENNOX INDUSTRIES, INC. | TSA060H4N41G | AC | Split System: Air-Cooled Condensing Unit, Coil with Blower | TSA060H4N41G |  | C33-60D+TDR+TXV | 12 | 14.5 | Yes | Yes | 2011-01-21 |  | 0
FALSE | 14AJM30 | 4513 | 4091991 | RHEEM SALES COMPANY, INC. | 14AJM30 | AC | Split System: Air-Cooled Condensing Unit, Coil with Blower | 14AJM30 |  | RCFL-A*3617 | 13 | 15.5 | Yes | Yes | 2011-01-21 |  | 1
FALSE | 14AJM30 | 4513 | 4091992 | RHEEM SALES COMPANY, INC. | 14AJM30 | AC | Split System: Air-Cooled Condensing Unit, Coil with Blower | 14AJM30 |  | RCFL-A*3617 | 13 | 15.5 | Yes | Yes | 2011-01-21 |  | 1
FALSE | 14AJM30 | 4513 | 4091993 | RHEEM SALES COMPANY, INC. | 14AJM30 | AC | Split System: Air-Cooled Condensing Unit, Coil with Blower | 14AJM30 |  | RCFL-A*3617 | 13 | 15.5 | Yes | Yes | 2011-01-21 |  | 1
FALSE | 14AJM30 | 4513 | 4091994 | RHEEM SALES COMPANY, INC. | 14AJM30 | AC | Split System: Air-Cooled Condensing Unit, Coil with Blower | 14AJM30 |  | RCFL-A*3617 | 13 | 15.5 | Yes | Yes | 2011-01-21 |  | 1
FALSE | 14AJM30 | 4513 | 4091995 | RHEEM SALES COMPANY, INC. | 14AJM30 | AC | Split System: Air-Cooled Condensing Unit, Coil with Blower | 14AJM30 |  | RCFL-A*3621 | 13 | 15.5 | Yes | Yes | 2011-01-21 |  | 1
FALSE | 14AJM30 | 4513 | 4091996 | RHEEM SALES COMPANY, INC. | 14AJM30 | AC | Split System: Air-Cooled Condensing Unit, Coil with Blower | 14AJM30 |  | RCFL-A*3621 | 13 | 15.5 | Yes | Yes | 2011-01-21 |  | 1
FALSE | 14AJM30 | 4513 | 4091997 | RHEEM SALES COMPANY, INC. | 14AJM30 | AC | Split System: Air-Cooled Condensing Unit, Coil with Blower | 14AJM30 |  | RCFL-A*3621 | 13 | 15.5 | Yes | Yes | 2011-01-21 |  | 1
FALSE | 14AJM30 | 4513 | 4091998 | RHEEM SALES COMPANY, INC. | 14AJM30 | AC | Split System: Air-Cooled Condensing Unit, Coil with Blower | 14AJM30 |  | RCFL-A*3621 | 13 | 15.5 | Yes | Yes | 2011-01-21 |  | 1
FALSE | 14AJM30 | 4513 | 4091999 | RHEEM SALES COMPANY, INC. | 14AJM30 | AC | Split System: Air-Cooled Condensing Unit, Coil with Blower | 14AJM30 |  | RCFL-A*3621 | 13 | 15.5 | Yes | Yes | 2011-01-21 |  | 1
FALSE | 14AJM30 | 4513 | 4092000 | RHEEM SALES COMPANY, INC. | 14AJM30 | AC | Split System: Air-Cooled Condensing Unit, Coil with Blower | 14AJM30 |  | RCFL-A*3821 | 13 | 15.5 | Yes | Yes | 2011-01-21 |  | 1
FALSE | 14AJM30 | 4513 | 4092001 | RHEEM SALES COMPANY, INC. | 14AJM30 | AC | Split System: Air-Cooled Condensing Unit, Coil with Blower | 14AJM30 |  | RCFL-A*3821 | 13 | 16 | Yes | Yes | 2011-01-21 |  | 2
FALSE | 14AJM30 | 4513 | 4092002 | RHEEM SALES COMPANY, INC. | 14AJM30 | AC | Split System: Air-Cooled Condensing Unit, Coil with Blower | 14AJM30 |  | RCFL-A*3821 | 13 | 16 | Yes | Yes | 2011-01-21 |  | 2
FALSE | 14AJM30 | 4513 | 4092024 | RHEEM SALES COMPANY, INC. | 14AJM30 | AC | Split System: Air-Cooled Condensing Unit, Coil with Blower | 14AJM30 |  | RCQD-3621 | 13 | 16 | Yes | Yes | 2011-01-21 |  | 2
FALSE | 14AJM30 | 4513 | 4092025 | RHEEM SALES COMPANY, INC. | 14AJM30 | AC | Split System: Air-Cooled Condensing Unit, Coil with Blower | 14AJM30 |  | RCQD-3621 | 13 | 16 | Yes | Yes | 2011-01-21 |  | 2
FALSE | 14AJM30 | 4513 | 4092026 | RHEEM SALES COMPANY, INC. | 14AJM30 | AC | Split System: Air-Cooled Condensing Unit, Coil with Blower | 14AJM30 |  | RCQD-3621 | 13 | 16 | Yes | Yes | 2011-01-21 |  | 2
FALSE | 14AJM30 | 4513 | 4092027 | RHEEM SALES COMPANY, INC. | 14AJM30 | AC | Split System: Air-Cooled Condensing Unit, Coil with Blower | 14AJM30 |  | RCQD-3621 | 13 | 16 | Yes | Yes | 2011-01-21 |  | 2
FALSE | 14AJM30 | 4513 | 4092028 | RHEEM SALES COMPANY, INC. | 14AJM30 | AC | Split System: Air-Cooled Condensing Unit, Coil with Blower | 14AJM30 |  | RCQD-3621 | 13 | 16 | Yes | Yes | 2011-01-21 |  | 2
FALSE | 14AJM30 | 4513 | 4092029 | RHEEM SALES COMPANY, INC. | 14AJM30 | AC | Split System: Air-Cooled Condensing Unit, Coil with Blower | 14AJM30 |  | RCQD-3624 | 13 | 16 | Yes | Yes | 2011-01-21 |  | 2
FALSE | 14AJM30 | 4513 | 4092030 | RHEEM SALES COMPANY, INC. | 14AJM30 | AC | Split System: Air-Cooled Condensing Unit, Coil with Blower | 14AJM30 |  | RCQD-3624 | 13 | 16 | Yes | Yes | 2011-01-21 |  | 2
FALSE | 14AJM30 | 4513 | 4092031 | RHEEM SALES COMPANY, INC. | 14AJM30 | AC | Split System: Air-Cooled Condensing Unit, Coil with Blower | 14AJM30 |  | RCQD-3624 | 13 | 16 | Yes | Yes | 2011-01-21 |  | 2
FALSE | 14AJM30 | 4513 | 4092032 | RHEEM SALES COMPANY, INC. | 14AJM30 | AC | Split System: Air-Cooled Condensing Unit, Coil with Blower | 14AJM30 |  | RCQD-3624 | 13 | 16 | Yes | Yes | 2011-01-21 |  | 2
FALSE | 14AJM30 | 4513 | 4092033 | RHEEM SALES COMPANY, INC. | 14AJM30 | AC | Split System: Air-Cooled Condensing Unit, Coil with Blower | 14AJM30 |  | RCQD-3624 | 13 | 16 | Yes | Yes | 2011-01-21 |  | 2
FALSE | 14AJM36 | 38 | 4092034 | RHEEM SALES COMPANY, INC. | 14AJM36 | AC | Split System: Air-Cooled Condensing Unit, Coil with Blower | 14AJM36 |  | RCFL-A*3617 | 12.5 | 15.1 | Yes | Yes | 2011-01-21 |  | 1
FALSE | 14AJM36 | 38 | 4092035 | RHEEM SALES COMPANY, INC. | 14AJM36 | AC | Split System: Air-Cooled Condensing Unit, Coil with Blower | 14AJM36 |  | RCFL-A*3617 | 12.5 | 15.1 | Yes | Yes | 2011-01-21 |  | 1
FALSE | 14AJM36 | 38 | 4092036 | RHEEM SALES COMPANY, INC. | 14AJM36 | AC | Split System: Air-Cooled Condensing Unit, Coil with Blower | 14AJM36 |  | RCFL-A*3617 | 12.5 | 15.1 | Yes | Yes | 2011-01-21 |  | 1
FALSE | 14AJM36 | 38 | 4092037 | RHEEM SALES COMPANY, INC. | 14AJM36 | AC | Split System: Air-Cooled Condensing Unit, Coil with Blower | 14AJM36 |  | RCFL-A*3617 | 12.5 | 15.1 | Yes | Yes | 2011-01-21 |  | 1
FALSE | 14AJM36 | 38 | 4092038 | RHEEM SALES COMPANY, INC. | 14AJM36 | AC | Split System: Air-Cooled Condensing Unit, Coil with Blower | 14AJM36 |  | RCFL-A*3621 | 12.5 | 15.1 | Yes | Yes | 2011-01-21 |  | 1
FALSE | 14AJM36 | 38 | 4092039 | RHEEM SALES COMPANY, INC. | 14AJM36 | AC | Split System: Air-Cooled Condensing Unit, Coil with Blower | 14AJM36 |  | RCFL-A*3621 | 12.5 | 15.1 | Yes | Yes | 2011-01-21 |  | 1
FALSE | 14AJM36 | 38 | 4092040 | RHEEM SALES COMPANY, INC. | 14AJM36 | AC | Split System: Air-Cooled Condensing Unit, Coil with Blower | 14AJM36 |  | RCFL-A*3621 | 12.5 | 15.1 | Yes | Yes | 2011-01-21 |  | 1
FALSE | 14AJM36 | 38 | 4092041 | RHEEM SALES COMPANY, INC. | 14AJM36 | AC | Split System: Air-Cooled Condensing Unit, Coil with Blower | 14AJM36 |  | RCFL-A*3621 | 13 | 15.5 | Yes | Yes | 2011-01-21 |  | 1
FALSE | 14AJM36 | 38 | 4092042 | RHEEM SALES COMPANY, INC. | 14AJM36 | AC | Split System: Air-Cooled Condensing Unit, Coil with Blower | 14AJM36 |  | RCFL-A*3621 | 13 | 15.5 | Yes | Yes | 2011-01-21 |  | 1
FALSE | 14AJM36 | 38 | 4092064 | RHEEM SALES COMPANY, INC. | 14AJM36 | AC | Split System: Air-Cooled Condensing Unit, Coil with Blower | 14AJM36 |  | RCFL-H*3824 | 13 | 15.5 | Yes | Yes | 2011-01-21 |  | 1
FALSE | 14AJM36 | 38 | 4092065 | RHEEM SALES COMPANY, INC. | 14AJM36 | AC | Split System: Air-Cooled Condensing Unit, Coil with Blower | 14AJM36 |  | RCFL-H*3824 | 13 | 15.5 | Yes | Yes | 2011-01-21 |  | 1
FALSE | 14AJM36 | 38 | 4092066 | RHEEM SALES COMPANY, INC. | 14AJM36 | AC | Split System: Air-Cooled Condensing Unit, Coil with Blower | 14AJM36 |  | RCFL-H*3824 | 13 | 15.5 | Yes | Yes | 2011-01-21 |  | 1
FALSE | 14AJM36 | 38 | 4092067 | RHEEM SALES COMPANY, INC. | 14AJM36 | AC | Split System: Air-Cooled Condensing Unit, Coil with Blower | 14AJM36 |  | RCFN-H*3624 | 12.5 | 15.1 | Yes | Yes | 2011-01-21 |  | 1
FALSE | 14AJM36 | 38 | 4092068 | RHEEM SALES COMPANY, INC. | 14AJM36 | AC | Split System: Air-Cooled Condensing Unit, Coil with Blower | 14AJM36 |  | RCFN-H*3624 | 12.5 | 15.1 | Yes | Yes | 2011-01-21 |  | 1
FALSE | 14AJM36 | 38 | 4092069 | RHEEM SALES COMPANY, INC. | 14AJM36 | AC | Split System: Air-Cooled Condensing Unit, Coil with Blower | 14AJM36 |  | RCFN-H*3624 | 13 | 16 | Yes | Yes | 2011-01-21 |  | 2
FALSE | 14AJM36 | 38 | 4092070 | RHEEM SALES COMPANY, INC. | 14AJM36 | AC | Split System: Air-Cooled Condensing Unit, Coil with Blower | 14AJM36 |  | RCFN-H*3624 | 13 | 16 | Yes | Yes | 2011-01-21 |  | 2
FALSE | 14AJM36 | 38 | 4092071 | RHEEM SALES COMPANY, INC. | 14AJM36 | AC | Split System: Air-Cooled Condensing Unit, Coil with Blower | 14AJM36 |  | RCFN-H*3624 | 13 | 16 | Yes | Yes | 2011-01-21 |  | 2
FALSE | 14AJM36 | 38 | 4092072 | RHEEM SALES COMPANY, INC. | 14AJM36 | AC | Split System: Air-Cooled Condensing Unit, Coil with Blower | 14AJM36 |  | RCQD-3621 | 12.5 | 15.1 | Yes | Yes | 2011-01-21 |  | 1
FALSE | 14AJM36 | 38 | 4092073 | RHEEM SALES COMPANY, INC. | 14AJM36 | AC | Split System: Air-Cooled Condensing Unit, Coil with Blower | 14AJM36 |  | RCQD-3621 | 12.5 | 15.1 | Yes | Yes | 2011-01-21 |  | 1
FALSE | 14AJM36 | 38 | 4092074 | RHEEM SALES COMPANY, INC. | 14AJM36 | AC | Split System: Air-Cooled Condensing Unit, Coil with Blower | 14AJM36 |  | RCQD-3621 | 13 | 15.5 | Yes | Yes | 2011-01-21 |  | 1
FALSE | 14AJM36 | 38 | 4092075 | RHEEM SALES COMPANY, INC. | 14AJM36 | AC | Split System: Air-Cooled Condensing Unit, Coil with Blower | 14AJM36 |  | RCQD-3621 | 13 | 15.5 | Yes | Yes | 2011-01-21 |  | 1
FALSE | 14AJM36 | 38 | 4092076 | RHEEM SALES COMPANY, INC. | 14AJM36 | AC | Split System: Air-Cooled Condensing Unit, Coil with Blower | 14AJM36 |  | RCQD-3621 | 13 | 16 | Yes | Yes | 2011-01-21 |  | 2
FALSE | 14AJM36 | 38 | 4092077 | RHEEM SALES COMPANY, INC. | 14AJM36 | AC | Split System: Air-Cooled Condensing Unit, Coil with Blower | 14AJM36 |  | RCQD-3624 | 13 | 15.5 | Yes | Yes | 2011-01-21 |  | 1
FALSE | 14AJM36 | 38 | 4092078 | RHEEM SALES COMPANY, INC. | 14AJM36 | AC | Split System: Air-Cooled Condensing Unit, Coil with Blower | 14AJM36 |  | RCQD-3624 | 13 | 15.5 | Yes | Yes | 2011-01-21 |  | 1
FALSE | 14AJM36 | 38 | 4092079 | RHEEM SALES COMPANY, INC. | 14AJM36 | AC | Split System: Air-Cooled Condensing Unit, Coil with Blower | 14AJM36 |  | RCQD-3624 | 13 | 15.5 | Yes | Yes | 2011-01-21 |  | 1
FALSE | 14AJM36 | 38 | 4092080 | RHEEM SALES COMPANY, INC. | 14AJM36 | AC | Split System: Air-Cooled Condensing Unit, Coil with Blower | 14AJM36 |  | RCQD-3624 | 13 | 16 | Yes | Yes | 2011-01-21 |  | 2
FALSE | 14AJM36 | 38 | 4092081 | RHEEM SALES COMPANY, INC. | 14AJM36 | AC | Split System: Air-Cooled Condensing Unit, Coil with Blower | 14AJM36 |  | RCQD-3624 | 13 | 16 | Yes | Yes | 2011-01-21 |  | 2
FALSE | 14AJM42 | 4530 | 4092082 | RHEEM SALES COMPANY, INC. | 14AJM42 | AC | Split System: Air-Cooled Condensing Unit, Coil with Blower | 14AJM42 |  | RCFL-A*3821 | 12.5 | 15 | Yes | Yes | 2011-01-21 |  | 1
FALSE | 14AJM42 | 4530 | 4092104 | RHEEM SALES COMPANY, INC. | 14AJM42 | AC | Split System: Air-Cooled Condensing Unit, Coil with Blower | 14AJM42 |  | RCFL-H*3824 | 12.5 | 15 | Yes | Yes | 2011-01-21 |  | 1
FALSE | 14AJM42 | 4530 | 4092105 | RHEEM SALES COMPANY, INC. | 14AJM42 | AC | Split System: Air-Cooled Condensing Unit, Coil with Blower | 14AJM42 |  | RCFL-H*3824 | 12.5 | 15 | Yes | Yes | 2011-01-21 |  | 1
FALSE | 14AJM42 | 4530 | 4092106 | RHEEM SALES COMPANY, INC. | 14AJM42 | AC | Split System: Air-Cooled Condensing Unit, Coil with Blower | 14AJM42 |  | RCFL-H*3824 | 12.5 | 15 | Yes | Yes | 2011-01-21 |  | 1
FALSE | 14AJM42 | 4530 | 4092107 | RHEEM SALES COMPANY, INC. | 14AJM42 | AC | Split System: Air-Cooled Condensing Unit, Coil with Blower | 14AJM42 |  | RCFL-H*4821 | 12.5 | 15 | Yes | Yes | 2011-01-21 |  | 1
FALSE | 14AJM42 | 4530 | 4092108 | RHEEM SALES COMPANY, INC. | 14AJM42 | AC | Split System: Air-Cooled Condensing Unit, Coil with Blower | 14AJM42 |  | RCFL-H*4821 | 12.5 | 15 | Yes | Yes | 2011-01-21 |  | 1
FALSE | 14AJM42 | 4530 | 4092109 | RHEEM SALES COMPANY, INC. | 14AJM42 | AC | Split System: Air-Cooled Condensing Unit, Coil with Blower | 14AJM42 |  | RCFL-H*4821 | 12.5 | 15 | Yes | Yes | 2011-01-21 |  | 1
FALSE | 14AJM42 | 4530 | 4092110 | RHEEM SALES COMPANY, INC. | 14AJM42 | AC | Split System: Air-Cooled Condensing Unit, Coil with Blower | 14AJM42 |  | RCFL-H*4821 | 12.5 | 15 | Yes | Yes | 2011-01-21 |  | 1
FALSE | 14AJM42 | 4530 | 4092111 | RHEEM SALES COMPANY, INC. | 14AJM42 | AC | Split System: Air-Cooled Condensing Unit, Coil with Blower | 14AJM42 |  | RCFL-H*4821 | 13 | 15.5 | Yes | Yes | 2011-01-21 |  | 1
FALSE | 14AJM42 | 4530 | 4092112 | RHEEM SALES COMPANY, INC. | 14AJM42 | AC | Split System: Air-Cooled Condensing Unit, Coil with Blower | 14AJM42 |  | RCFL-H*4824 | 12.5 | 15 | Yes | Yes | 2011-01-21 |  | 1
FALSE | 14AJM42 | 4530 | 4092113 | RHEEM SALES COMPANY, INC. | 14AJM42 | AC | Split System: Air-Cooled Condensing Unit, Coil with Blower | 14AJM42 |  | RCFL-H*4824 | 12.5 | 15 | Yes | Yes | 2011-01-21 |  | 1
FALSE | 14AJM42 | 4530 | 4092114 | RHEEM SALES COMPANY, INC. | 14AJM42 | AC | Split System: Air-Cooled Condensing Unit, Coil with Blower | 14AJM42 |  | RCFL-H*4824 | 12.5 | 15 | Yes | Yes | 2011-01-21 |  | 1
FALSE | 14AJM42 | 4530 | 4092115 | RHEEM SALES COMPANY, INC. | 14AJM42 | AC | Split System: Air-Cooled Condensing Unit, Coil with Blower | 14AJM42 |  | RCFL-H*4824 | 12.5 | 15 | Yes | Yes | 2011-01-21 |  | 1
FALSE | 14AJM42 | 4530 | 4092116 | RHEEM SALES COMPANY, INC. | 14AJM42 | AC | Split System: Air-Cooled Condensing Unit, Coil with Blower | 14AJM42 |  | RCFL-H*4824 | 12.5 | 15 | Yes | Yes | 2011-01-21 |  | 1
FALSE | 14AJM42 | 4530 | 4092117 | RHEEM SALES COMPANY, INC. | 14AJM42 | AC | Split System: Air-Cooled Condensing Unit, Coil with Blower | 14AJM42 |  | RCFN-H*4824 | 12.5 | 15 | Yes | Yes | 2011-01-21 |  | 1
FALSE | 14AJM42 | 4530 | 4092118 | RHEEM SALES COMPANY, INC. | 14AJM42 | AC | Split System: Air-Cooled Condensing Unit, Coil with Blower | 14AJM42 |  | RCFN-H*4824 | 12.5 | 15 | Yes | Yes | 2011-01-21 |  | 1
FALSE | 14AJM42 | 4530 | 4092119 | RHEEM SALES COMPANY, INC. | 14AJM42 | AC | Split System: Air-Cooled Condensing Unit, Coil with Blower | 14AJM42 |  | RCFN-H*4824 | 12.5 | 15 | Yes | Yes | 2011-01-21 |  | 1
FALSE | 14AJM42 | 4530 | 4092120 | RHEEM SALES COMPANY, INC. | 14AJM42 | AC | Split System: Air-Cooled Condensing Unit, Coil with Blower | 14AJM42 |  | RCFN-H*4824 | 12.5 | 15 | Yes | Yes | 2011-01-21 |  | 1
FALSE | 14AJM42 | 4530 | 4092121 | RHEEM SALES COMPANY, INC. | 14AJM42 | AC | Split System: Air-Cooled Condensing Unit, Coil with Blower | 14AJM42 |  | RCQD-4821 | 12 | 14.5 | Yes | Yes | 2011-01-21 |  | 0
FALSE | 14AJM42 | 4530 | 4092122 | RHEEM SALES COMPANY, INC. | 14AJM42 | AC | Split System: Air-Cooled Condensing Unit, Coil with Blower | 14AJM42 |  | RCQD-4821 | 12 | 14.5 | Yes | Yes | 2011-01-21 |  | 0
FALSE | 14AJM49 | 4536 | 4092155 | RHEEM SALES COMPANY, INC. | 14AJM49 | AC | Split System: Air-Cooled Condensing Unit, Coil with Blower | 14AJM49 |  | RCQD-4821 | 12.5 | 15.1 | Yes | Yes | 2011-01-21 |  | 1
FALSE | 14AJM49 | 4536 | 4092156 | RHEEM SALES COMPANY, INC. | 14AJM49 | AC | Split System: Air-Cooled Condensing Unit, Coil with Blower | 14AJM49 |  | RCQD-4821 | 13 | 16 | Yes | Yes | 2011-01-21 |  | 2
FALSE | 14AJM49 | 4536 | 4092157 | RHEEM SALES COMPANY, INC. | 14AJM49 | AC | Split System: Air-Cooled Condensing Unit, Coil with Blower | 14AJM49 |  | RCQD-4821 | 13 | 15.5 | Yes | Yes | 2011-01-21 |  | 1
FALSE | 14AJM49 | 4536 | 4092158 | RHEEM SALES COMPANY, INC. | 14AJM49 | AC | Split System: Air-Cooled Condensing Unit, Coil with Blower | 14AJM49 |  | RCQD-4824 | 13 | 15.5 | Yes | Yes | 2011-01-21 |  | 1
FALSE | 14AJM49 | 4536 | 4092159 | RHEEM SALES COMPANY, INC. | 14AJM49 | AC | Split System: Air-Cooled Condensing Unit, Coil with Blower | 14AJM49 |  | RCQD-4824 | 13 | 15.5 | Yes | Yes | 2011-01-21 |  | 1
FALSE | 14AJM56 | 4543 | 4092160 | RHEEM SALES COMPANY, INC. | 14AJM56 | AC | Split System: Air-Cooled Condensing Unit, Coil with Blower | 14AJM56 |  | RCFL-A*6024 | 12 | 14.5 | Yes | Yes | 2011-01-21 |  | 0
FALSE | 14AJM56 | 4543 | 4092161 | RHEEM SALES COMPANY, INC. | 14AJM56 | AC | Split System: Air-Cooled Condensing Unit, Coil with Blower | 14AJM56 |  | RCFL-H*6024 | 12 | 14.5 | Yes | Yes | 2011-01-21 |  | 0
FALSE | 14AJM56 | 4543 | 4092162 | RHEEM SALES COMPANY, INC. | 14AJM56 | AC | Split System: Air-Cooled Condensing Unit, Coil with Blower | 14AJM56 |  | RCFN-H*6024 | 12 | 14.5 | Yes | Yes | 2011-01-21 |  | 0
FALSE | 14AJM30 | 4513 | 4093044 | RUUD AIR CONDITIONING DIVISION | 14AJM30 | AC | Split System: Air-Cooled Condensing Unit, Coil with Blower | 14AJM30 |  | RCFL-A*3617 | 13 | 15.5 | Yes | Yes | 2011-03-08 |  | 1
FALSE | 14AJM30 | 4513 | 4093045 | RUUD AIR CONDITIONING DIVISION | 14AJM30 | AC | Split System: Air-Cooled Condensing Unit, Coil with Blower | 14AJM30 |  | RCFL-A*3621 | 13 | 15.5 | Yes | Yes | 2011-03-08 |  | 1
FALSE | 14AJM30 | 4513 | 4093046 | RUUD AIR CONDITIONING DIVISION | 14AJM30 | AC | Split System: Air-Cooled Condensing Unit, Coil with Blower | 14AJM30 |  | RCFL-A*3821 | 13 | 15.5 | Yes | Yes | 2011-03-08 |  | 1
FALSE | 14AJM30 | 4513 | 4093047 | RUUD AIR CONDITIONING DIVISION | 14AJM30 | AC | Split System: Air-Cooled Condensing Unit, Coil with Blower | 14AJM30 |  | RCFL-H*3617 | 13 | 15.5 | Yes | Yes | 2011-03-08 |  | 1
FALSE | 14AJM30 | 4513 | 4093048 | RUUD AIR CONDITIONING DIVISION | 14AJM30 | AC | Split System: Air-Cooled Condensing Unit, Coil with Blower | 14AJM30 |  | RCFL-H*3621 | 13 | 15.5 | Yes | Yes | 2011-03-08 |  | 1
FALSE | 14AJM30 | 4513 | 4093049 | RUUD AIR CONDITIONING DIVISION | 14AJM30 | AC | Split System: Air-Cooled Condensing Unit, Coil with Blower | 14AJM30 |  | RCFL-H*3821 | 13 | 15.5 | Yes | Yes | 2011-03-08 |  | 1
FALSE | 14AJM30 | 4513 | 4093050 | RUUD AIR CONDITIONING DIVISION | 14AJM30 | AC | Split System: Air-Cooled Condensing Unit, Coil with Blower | 14AJM30 |  | RCFL-H*3824 | 13 | 16 | Yes | Yes | 2011-03-08 |  | 2
FALSE | 14AJM30 | 4513 | 4093051 | RUUD AIR CONDITIONING DIVISION | 14AJM30 | AC | Split System: Air-Cooled Condensing Unit, Coil with Blower | 14AJM30 |  | RCQD-3621 | 13 | 16 | Yes | Yes | 2011-03-08 |  | 2
FALSE | 14AJM30 | 4513 | 4093052 | RUUD AIR CONDITIONING DIVISION | 14AJM30 | AC | Split System: Air-Cooled Condensing Unit, Coil with Blower | 14AJM30 |  | RCQD-3624 | 13 | 16 | Yes | Yes | 2011-03-08 |  | 2
FALSE | 14AJM30 | 4513 | 4093053 | RUUD AIR CONDITIONING DIVISION | 14AJM30 | AC | Split System: Air-Cooled Condensing Unit, Coil with Blower | 14AJM30 |  | RCFL-A*3617 | 13 | 15.5 | Yes | Yes | 2011-03-08 |  | 1
FALSE | 14AJM36 | 38 | 4093093 | RUUD AIR CONDITIONING DIVISION | 14AJM36 | AC | Split System: Air-Cooled Condensing Unit, Coil with Blower | 14AJM36 |  | RCFL-H*3824 | 12.5 | 15.1 | Yes | Yes | 2011-03-08 |  | 1
FALSE | 14AJM36 | 38 | 4093094 | RUUD AIR CONDITIONING DIVISION | 14AJM36 | AC | Split System: Air-Cooled Condensing Unit, Coil with Blower | 14AJM36 |  | RCFN-H*3624 | 12.5 | 15.1 | Yes | Yes | 2011-03-08 |  | 1
FALSE | 14AJM36 | 38 | 4093095 | RUUD AIR CONDITIONING DIVISION | 14AJM36 | AC | Split System: Air-Cooled Condensing Unit, Coil with Blower | 14AJM36 |  | RCQD-3621 | 12.5 | 15.1 | Yes | Yes | 2011-03-08 |  | 1
FALSE | 14AJM36 | 38 | 4093096 | RUUD AIR CONDITIONING DIVISION | 14AJM36 | AC | Split System: Air-Cooled Condensing Unit, Coil with Blower | 14AJM36 |  | RCQD-3624 | 13 | 15.5 | Yes | Yes | 2011-03-08 |  | 1
FALSE | 14AJM36 | 38 | 4093097 | RUUD AIR CONDITIONING DIVISION | 14AJM36 | AC | Split System: Air-Cooled Condensing Unit, Coil with Blower | 14AJM36 |  | RCFL-A*3617 | 12.5 | 15.1 | Yes | Yes | 2011-03-08 |  | 1
FALSE | 14AJM36 | 38 | 4093098 | RUUD AIR CONDITIONING DIVISION | 14AJM36 | AC | Split System: Air-Cooled Condensing Unit, Coil with Blower | 14AJM36 |  | RCFL-A*3621 | 12.5 | 15.1 | Yes | Yes | 2011-03-08 |  | 1
FALSE | 14AJM36 | 38 | 4093099 | RUUD AIR CONDITIONING DIVISION | 14AJM36 | AC | Split System: Air-Cooled Condensing Unit, Coil with Blower | 14AJM36 |  | RCFL-A*3821 | 12.5 | 15.1 | Yes | Yes | 2011-03-08 |  | 1
FALSE | 14AJM36 | 38 | 4093100 | RUUD AIR CONDITIONING DIVISION | 14AJM36 | AC | Split System: Air-Cooled Condensing Unit, Coil with Blower | 14AJM36 |  | RCFL-H*3617 | 12.5 | 15.1 | Yes | Yes | 2011-03-08 |  | 1
FALSE | 14AJM36 | 38 | 4093101 | RUUD AIR CONDITIONING DIVISION | 14AJM36 | AC | Split System: Air-Cooled Condensing Unit, Coil with Blower | 14AJM36 |  | RCFL-H*3621 | 12.5 | 15.1 | Yes | Yes | 2011-03-08 |  | 1
FALSE | 14AJM36 | 38 | 4093102 | RUUD AIR CONDITIONING DIVISION | 14AJM36 | AC | Split System: Air-Cooled Condensing Unit, Coil with Blower | 14AJM36 |  | RCFL-H*3821 | 12.5 | 15.1 | Yes | Yes | 2011-03-08 |  | 1
FALSE | 14AJM36 | 38 | 4093103 | RUUD AIR CONDITIONING DIVISION | 14AJM36 | AC | Split System: Air-Cooled Condensing Unit, Coil with Blower | 14AJM36 |  | RCFL-H*3824 | 12.5 | 15.1 | Yes | Yes | 2011-03-08 |  | 1
FALSE | 14AJM36 | 38 | 4093104 | RUUD AIR CONDITIONING DIVISION | 14AJM36 | AC | Split System: Air-Cooled Condensing Unit, Coil with Blower | 14AJM36 |  | RCFN-H*3624 | 12.5 | 15.1 | Yes | Yes | 2011-03-08 |  | 1
FALSE | 14AJM36 | 38 | 4093105 | RUUD AIR CONDITIONING DIVISION | 14AJM36 | AC | Split System: Air-Cooled Condensing Unit, Coil with Blower | 14AJM36 |  | RCQD-3621 | 12.5 | 15.1 | Yes | Yes | 2011-03-08 |  | 1
FALSE | 14AJM36 | 38 | 4093106 | RUUD AIR CONDITIONING DIVISION | 14AJM36 | AC | Split System: Air-Cooled Condensing Unit, Coil with Blower | 14AJM36 |  | RCQD-3624 | 13 | 15.5 | Yes | Yes | 2011-03-08 |  | 1
FALSE | 14AJM36 | 38 | 4093107 | RUUD AIR CONDITIONING DIVISION | 14AJM36 | AC | Split System: Air-Cooled Condensing Unit, Coil with Blower | 14AJM36 |  | RCFL-A*3617 | 12.5 | 15.1 | Yes | Yes | 2011-03-08 |  | 1
FALSE | 14AJM36 | 38 | 4093108 | RUUD AIR CONDITIONING DIVISION | 14AJM36 | AC | Split System: Air-Cooled Condensing Unit, Coil with Blower | 14AJM36 |  | RCFL-A*3621 | 12.5 | 15.1 | Yes | Yes | 2011-03-08 |  | 1
FALSE | 14AJM36 | 38 | 4093109 | RUUD AIR CONDITIONING DIVISION | 14AJM36 | AC | Split System: Air-Cooled Condensing Unit, Coil with Blower | 14AJM36 |  | RCFL-A*3821 | 13 | 15.5 | Yes | Yes | 2011-03-08 |  | 1
FALSE | 14AJM36 | 38 | 4093110 | RUUD AIR CONDITIONING DIVISION | 14AJM36 | AC | Split System: Air-Cooled Condensing Unit, Coil with Blower | 14AJM36 |  | RCFL-H*3617 | 12.5 | 15.1 | Yes | Yes | 2011-03-08 |  | 1
FALSE | 14AJM36 | 38 | 4093111 | RUUD AIR CONDITIONING DIVISION | 14AJM36 | AC | Split System: Air-Cooled Condensing Unit, Coil with Blower | 14AJM36 |  | RCFL-H*3621 | 12.5 | 15.1 | Yes | Yes | 2011-03-08 |  | 1
FALSE | 14AJM36 | 38 | 4093112 | RUUD AIR CONDITIONING DIVISION | 14AJM36 | AC | Split System: Air-Cooled Condensing Unit, Coil with Blower | 14AJM36 |  | RCFL-H*3821 | 13 | 15.5 | Yes | Yes | 2011-03-08 |  | 1
FALSE | 14AJM36 | 38 | 4093113 | RUUD AIR CONDITIONING DIVISION | 14AJM36 | AC | Split System: Air-Cooled Condensing Unit, Coil with Blower | 14AJM36 |  | RCFL-H*3824 | 13 | 15.5 | Yes | Yes | 2011-03-08 |  | 1
FALSE | 14AJM36 | 38 | 4093114 | RUUD AIR CONDITIONING DIVISION | 14AJM36 | AC | Split System: Air-Cooled Condensing Unit, Coil with Blower | 14AJM36 |  | RCFN-H*3624 | 13 | 16 | Yes | Yes | 2011-03-08 |  | 2
FALSE | 14AJM36 | 38 | 4093115 | RUUD AIR CONDITIONING DIVISION | 14AJM36 | AC | Split System: Air-Cooled Condensing Unit, Coil with Blower | 14AJM36 |  | RCQD-3621 | 13 | 15.5 | Yes | Yes | 2011-03-08 |  | 1
FALSE | 14AJM36 | 38 | 4093116 | RUUD AIR CONDITIONING DIVISION | 14AJM36 | AC | Split System: Air-Cooled Condensing Unit, Coil with Blower | 14AJM36 |  | RCQD-3624 | 13 | 15.5 | Yes | Yes | 2011-03-08 |  | 1
FALSE | 14AJM36 | 38 | 4093117 | RUUD AIR CONDITIONING DIVISION | 14AJM36 | AC | Split System: Air-Cooled Condensing Unit, Coil with Blower | 14AJM36 |  | RCFL-A*3617 | 12.5 | 15.1 | Yes | Yes | 2011-03-08 |  | 1
FALSE | 14AJM36 | 38 | 4093118 | RUUD AIR CONDITIONING DIVISION | 14AJM36 | AC | Split System: Air-Cooled Condensing Unit, Coil with Blower | 14AJM36 |  | RCFL-A*3621 | 13 | 15.5 | Yes | Yes | 2011-03-08 |  | 1
FALSE | 14AJM36 | 38 | 4093119 | RUUD AIR CONDITIONING DIVISION | 14AJM36 | AC | Split System: Air-Cooled Condensing Unit, Coil with Blower | 14AJM36 |  | RCFL-A*3821 | 13 | 15.5 | Yes | Yes | 2011-03-08 |  | 1
FALSE | 14AJM36 | 38 | 4093120 | RUUD AIR CONDITIONING DIVISION | 14AJM36 | AC | Split System: Air-Cooled Condensing Unit, Coil with Blower | 14AJM36 |  | RCFL-H*3617 | 12.5 | 15.1 | Yes | Yes | 2011-03-08 |  | 1
FALSE | 14AJM36 | 38 | 4093121 | RUUD AIR CONDITIONING DIVISION | 14AJM36 | AC | Split System: Air-Cooled Condensing Unit, Coil with Blower | 14AJM36 |  | RCFL-H*3621 | 13 | 15.5 | Yes | Yes | 2011-03-08 |  | 1
FALSE | 14AJM36 | 38 | 4093122 | RUUD AIR CONDITIONING DIVISION | 14AJM36 | AC | Split System: Air-Cooled Condensing Unit, Coil with Blower | 14AJM36 |  | RCFL-H*3821 | 13 | 15.5 | Yes | Yes | 2011-03-08 |  | 1
FALSE | 14AJM36 | 38 | 4093123 | RUUD AIR CONDITIONING DIVISION | 14AJM36 | AC | Split System: Air-Cooled Condensing Unit, Coil with Blower | 14AJM36 |  | RCFL-H*3824 | 13 | 15.5 | Yes | Yes | 2011-03-08 |  | 1
FALSE | 14AJM36 | 38 | 4093124 | RUUD AIR CONDITIONING DIVISION | 14AJM36 | AC | Split System: Air-Cooled Condensing Unit, Coil with Blower | 14AJM36 |  | RCFN-H*3624 | 13 | 16 | Yes | Yes | 2011-03-08 |  | 2
FALSE | 14AJM36 | 38 | 4093125 | RUUD AIR CONDITIONING DIVISION | 14AJM36 | AC | Split System: Air-Cooled Condensing Unit, Coil with Blower | 14AJM36 |  | RCQD-3621 | 13 | 15.5 | Yes | Yes | 2011-03-08 |  | 1
FALSE | 14AJM36 | 38 | 4093126 | RUUD AIR CONDITIONING DIVISION | 14AJM36 | AC | Split System: Air-Cooled Condensing Unit, Coil with Blower | 14AJM36 |  | RCQD-3624 | 13 | 16 | Yes | Yes | 2011-03-08 |  | 2
FALSE | 14AJM36 | 38 | 4093127 | RUUD AIR CONDITIONING DIVISION | 14AJM36 | AC | Split System: Air-Cooled Condensing Unit, Coil with Blower | 14AJM36 |  | RCFL-A*3621 | 13 | 15.5 | Yes | Yes | 2011-03-08 |  | 1
FALSE | 14AJM36 | 38 | 4093128 | RUUD AIR CONDITIONING DIVISION | 14AJM36 | AC | Split System: Air-Cooled Condensing Unit, Coil with Blower | 14AJM36 |  | RCFL-A*3821 | 13 | 15.5 | Yes | Yes | 2011-03-08 |  | 1
FALSE | 14AJM36 | 38 | 4093129 | RUUD AIR CONDITIONING DIVISION | 14AJM36 | AC | Split System: Air-Cooled Condensing Unit, Coil with Blower | 14AJM36 |  | RCFL-H*3621 | 13 | 15.5 | Yes | Yes | 2011-03-08 |  | 1
FALSE | 14AJM36 | 38 | 4093130 | RUUD AIR CONDITIONING DIVISION | 14AJM36 | AC | Split System: Air-Cooled Condensing Unit, Coil with Blower | 14AJM36 |  | RCFL-H*3821 | 13 | 15.5 | Yes | Yes | 2011-03-08 |  | 1
FALSE | 14AJM42 | 4530 | 4093172 | RUUD AIR CONDITIONING DIVISION | 14AJM42 | AC | Split System: Air-Cooled Condensing Unit, Coil with Blower | 14AJM42 |  | RCQD-4821 | 12 | 14.5 | Yes | Yes | 2011-03-08 |  | 0
FALSE | 14AJM42 | 4530 | 4093174 | RUUD AIR CONDITIONING DIVISION | 14AJM42 | AC | Split System: Air-Cooled Condensing Unit, Coil with Blower | 14AJM42 |  | RCFL-A*3821 | 13 | 15.5 | Yes | Yes | 2011-03-08 |  | 1
FALSE | 14AJM42 | 4530 | 4093175 | RUUD AIR CONDITIONING DIVISION | 14AJM42 | AC | Split System: Air-Cooled Condensing Unit, Coil with Blower | 14AJM42 |  | RCFL-A*4821 | 13 | 15.5 | Yes | Yes | 2011-03-08 |  | 1
FALSE | 14AJM42 | 4530 | 4093176 | RUUD AIR CONDITIONING DIVISION | 14AJM42 | AC | Split System: Air-Cooled Condensing Unit, Coil with Blower | 14AJM42 |  | RCFL-A*4824 | 12.5 | 15 | Yes | Yes | 2011-03-08 |  | 1
FALSE | 14AJM42 | 4530 | 4093177 | RUUD AIR CONDITIONING DIVISION | 14AJM42 | AC | Split System: Air-Cooled Condensing Unit, Coil with Blower | 14AJM42 |  | RCFL-H*3821 | 13 | 15.5 | Yes | Yes | 2011-03-08 |  | 1
FALSE | 14AJM42 | 4530 | 4093178 | RUUD AIR CONDITIONING DIVISION | 14AJM42 | AC | Split System: Air-Cooled Condensing Unit, Coil with Blower | 14AJM42 |  | RCFL-H*3824 | 12.5 | 15 | Yes | Yes | 2011-03-08 |  | 1
FALSE | 14AJM42 | 4530 | 4093180 | RUUD AIR CONDITIONING DIVISION | 14AJM42 | AC | Split System: Air-Cooled Condensing Unit, Coil with Blower | 14AJM42 |  | RCFL-H*4821 | 13 | 15.5 | Yes | Yes | 2011-03-08 |  | 1
FALSE | 14AJM42 | 4530 | 4093181 | RUUD AIR CONDITIONING DIVISION | 14AJM42 | AC | Split System: Air-Cooled Condensing Unit, Coil with Blower | 14AJM42 |  | RCFL-H*4824 | 12.5 | 15 | Yes | Yes | 2011-03-08 |  | 1
FALSE | 14AJM42 | 4530 | 4093182 | RUUD AIR CONDITIONING DIVISION | 14AJM42 | AC | Split System: Air-Cooled Condensing Unit, Coil with Blower | 14AJM42 |  | RCFN-H*4824 | 12.5 | 15 | Yes | Yes | 2011-03-08 |  | 1
FALSE | 14AJM48 | 58 | 4093186 | RUUD AIR CONDITIONING DIVISION | 14AJM48 | AC | Split System: Air-Cooled Condensing Unit, Coil with Blower | 14AJM48 |  | RCFL-A*4821 | 12 | 14.5 | Yes | Yes | 2011-03-08 |  | 0
FALSE | 14AJM48 | 58 | 4093187 | RUUD AIR CONDITIONING DIVISION | 14AJM48 | AC | Split System: Air-Cooled Condensing Unit, Coil with Blower | 14AJM48 |  | RCFL-A*4824 | 12 | 14.5 | Yes | Yes | 2011-03-08 |  | 0
FALSE | 14AJM48 | 58 | 4093188 | RUUD AIR CONDITIONING DIVISION | 14AJM48 | AC | Split System: Air-Cooled Condensing Unit, Coil with Blower | 14AJM48 |  | RCFL-H*4821 | 12 | 14.5 | Yes | Yes | 2011-03-08 |  | 0
FALSE | 14AJM48 | 58 | 4093189 | RUUD AIR CONDITIONING DIVISION | 14AJM48 | AC | Split System: Air-Cooled Condensing Unit, Coil with Blower | 14AJM48 |  | RCFL-H*4824 | 12 | 14.5 | Yes | Yes | 2011-03-08 |  | 0
FALSE | 14AJM48 | 58 | 4093191 | RUUD AIR CONDITIONING DIVISION | 14AJM48 | AC | Split System: Air-Cooled Condensing Unit, Coil with Blower | 14AJM48 |  | RCQD-4824 | 12 | 14.5 | Yes | Yes | 2011-03-08 |  | 0
FALSE | 14AJM49 | 4536 | 4093195 | RUUD AIR CONDITIONING DIVISION | 14AJM49 | AC | Split System: Air-Cooled Condensing Unit, Coil with Blower | 14AJM49 |  | RCFL-A*4821 | 12 | 14.5 | Yes | Yes | 2011-03-08 |  | 0
FALSE | 14AJM49 | 4536 | 4093196 | RUUD AIR CONDITIONING DIVISION | 14AJM49 | AC | Split System: Air-Cooled Condensing Unit, Coil with Blower | 14AJM49 |  | RCFL-A*4824 | 12 | 14.5 | Yes | Yes | 2011-03-08 |  | 0
FALSE | 14AJM49 | 4536 | 4093197 | RUUD AIR CONDITIONING DIVISION | 14AJM49 | AC | Split System: Air-Cooled Condensing Unit, Coil with Blower | 14AJM49 |  | RCFL-H*4821 | 12 | 14.5 | Yes | Yes | 2011-03-08 |  | 0
FALSE | 14AJM49 | 4536 | 4093198 | RUUD AIR CONDITIONING DIVISION | 14AJM49 | AC | Split System: Air-Cooled Condensing Unit, Coil with Blower | 14AJM49 |  | RCFL-H*4824 | 12 | 14.5 | Yes | Yes | 2011-03-08 |  | 0
FALSE | 14AJM49 | 4536 | 4093199 | RUUD AIR CONDITIONING DIVISION | 14AJM49 | AC | Split System: Air-Cooled Condensing Unit, Coil with Blower | 14AJM49 |  | RCQD-4821 | 12.5 | 15.1 | Yes | Yes | 2011-03-08 |  | 1
FALSE | 14AJM49 | 4536 | 4093200 | RUUD AIR CONDITIONING DIVISION | 14AJM49 | AC | Split System: Air-Cooled Condensing Unit, Coil with Blower | 14AJM49 |  | RCFL-A*4821 | 12.5 | 15.1 | Yes | Yes | 2011-03-08 |  | 1
FALSE | 14AJM49 | 4536 | 4093201 | RUUD AIR CONDITIONING DIVISION | 14AJM49 | AC | Split System: Air-Cooled Condensing Unit, Coil with Blower | 14AJM49 |  | RCFL-A*4824 | 12.5 | 15.1 | Yes | Yes | 2011-03-08 |  | 1
FALSE | 14AJM49 | 4536 | 4093202 | RUUD AIR CONDITIONING DIVISION | 14AJM49 | AC | Split System: Air-Cooled Condensing Unit, Coil with Blower | 14AJM49 |  | RCFL-H*4821 | 12.5 | 15.1 | Yes | Yes | 2011-03-08 |  | 1
FALSE | 14AJM49 | 4536 | 4093203 | RUUD AIR CONDITIONING DIVISION | 14AJM49 | AC | Split System: Air-Cooled Condensing Unit, Coil with Blower | 14AJM49 |  | RCFL-H*4824 | 12.5 | 15.1 | Yes | Yes | 2011-03-08 |  | 1
FALSE | 14AJM49 | 4536 | 4093204 | RUUD AIR CONDITIONING DIVISION | 14AJM49 | AC | Split System: Air-Cooled Condensing Unit, Coil with Blower | 14AJM49 |  | RCFN-H*4824 | 13 | 16 | Yes | Yes | 2011-03-08 |  | 2
FALSE | 14AJM49 | 4536 | 4093205 | RUUD AIR CONDITIONING DIVISION | 14AJM49 | AC | Split System: Air-Cooled Condensing Unit, Coil with Blower | 14AJM49 |  | RCQD-4821 | 13 | 16 | Yes | Yes | 2011-03-08 |  | 2
FALSE | 14AJM49 | 4536 | 4093206 | RUUD AIR CONDITIONING DIVISION | 14AJM49 | AC | Split System: Air-Cooled Condensing Unit, Coil with Blower | 14AJM49 |  | RCQD-4824 | 13 | 15.5 | Yes | Yes | 2011-03-08 |  | 1
FALSE | 14AJM49 | 4536 | 4093207 | RUUD AIR CONDITIONING DIVISION | 14AJM49 | AC | Split System: Air-Cooled Condensing Unit, Coil with Blower | 14AJM49 |  | RCFL-A*4821 | 12.5 | 15.1 | Yes | Yes | 2011-03-08 |  | 1
FALSE | 14AJM49 | 4536 | 4093208 | RUUD AIR CONDITIONING DIVISION | 14AJM49 | AC | Split System: Air-Cooled Condensing Unit, Coil with Blower | 14AJM49 |  | RCFL-A*4824 | 12.5 | 15.1 | Yes | Yes | 2011-03-08 |  | 1
FALSE | 14AJM49 | 4536 | 4093209 | RUUD AIR CONDITIONING DIVISION | 14AJM49 | AC | Split System: Air-Cooled Condensing Unit, Coil with Blower | 14AJM49 |  | RCFL-H*4821 | 12.5 | 15.1 | Yes | Yes | 2011-03-08 |  | 1
FALSE | 14AJM49 | 4536 | 4093210 | RUUD AIR CONDITIONING DIVISION | 14AJM49 | AC | Split System: Air-Cooled Condensing Unit, Coil with Blower | 14AJM49 |  | RCFL-H*4824 | 12.5 | 15.1 | Yes | Yes | 2011-03-08 |  | 1
FALSE | 14AJM49 | 4536 | 4093211 | RUUD AIR CONDITIONING DIVISION | 14AJM49 | AC | Split System: Air-Cooled Condensing Unit, Coil with Blower | 14AJM49 |  | RCFN-H*4824 | 13 | 16 | Yes | Yes | 2011-03-08 |  | 2
FALSE | 14AJM49 | 4536 | 4093212 | RUUD AIR CONDITIONING DIVISION | 14AJM49 | AC | Split System: Air-Cooled Condensing Unit, Coil with Blower | 14AJM49 |  | RCQD-4821 | 13 | 15.5 | Yes | Yes | 2011-03-08 |  | 1
FALSE | 14AJM49 | 4536 | 4093213 | RUUD AIR CONDITIONING DIVISION | 14AJM49 | AC | Split System: Air-Cooled Condensing Unit, Coil with Blower | 14AJM49 |  | RCQD-4824 | 13 | 15.5 | Yes | Yes | 2011-03-08 |  | 1
FALSE | 14AJM56 | 4543 | 4093216 | RUUD AIR CONDITIONING DIVISION | 14AJM56 | AC | Split System: Air-Cooled Condensing Unit, Coil with Blower | 14AJM56 |  | RCFL-A*6024 | 12 | 14.5 | Yes | Yes | 2011-03-08 |  | 0
FALSE | 14AJM56 | 4543 | 4093217 | RUUD AIR CONDITIONING DIVISION | 14AJM56 | AC | Split System: Air-Cooled Condensing Unit, Coil with Blower | 14AJM56 |  | RCFL-H*6024 | 12 | 14.5 | Yes | Yes | 2011-03-08 |  | 0
FALSE | 14AJM56 | 4543 | 4093218 | RUUD AIR CONDITIONING DIVISION | 14AJM56 | AC | Split System: Air-Cooled Condensing Unit, Coil with Blower | 14AJM56 |  | RCFN-H*6024 | 12 | 14.5 | Yes | Yes | 2011-03-08 |  | 0
FALSE | RASL-039JEC | 4503 | 4094042 | RHEEM SALES COMPANY, INC. | RASL-039JEC | AC | Split System: Air-Cooled Condensing Unit, Coil with Blower | RASL-039JEC |  | RCFN-H*3624 | 13 | 17 | Yes | Yes | 2011-01-21 |  | 2
FALSE | RASL-039JEC | 4503 | 4094043 | RHEEM SALES COMPANY, INC. | RASL-039JEC | AC | Split System: Air-Cooled Condensing Unit, Coil with Blower | RASL-039JEC |  | RCFN-H*3624 | 13 | 17 | Yes | Yes | 2011-01-21 |  | 2
FALSE | RASL-039JEC | 4503 | 4094044 | RHEEM SALES COMPANY, INC. | RASL-039JEC | AC | Split System: Air-Cooled Condensing Unit, Coil with Blower | RASL-039JEC |  | RCFN-H*3624 | 13 | 17.5 | Yes | Yes | 2011-01-21 |  | 2
FALSE | RASL-039JEC | 4503 | 4094045 | RHEEM SALES COMPANY, INC. | RASL-039JEC | AC | Split System: Air-Cooled Condensing Unit, Coil with Blower | RASL-039JEC |  | RCFN-H*3624 | 13 | 17.5 | Yes | Yes | 2011-01-21 |  | 2
FALSE | RASL-039JEC | 4503 | 4094046 | RHEEM SALES COMPANY, INC. | RASL-039JEC | AC | Split System: Air-Cooled Condensing Unit, Coil with Blower | RASL-039JEC |  | RCFN-H*3624 | 13 | 17.5 | Yes | Yes | 2011-01-21 |  | 2
FALSE | RASL-039JEC | 4503 | 4094061 | RHEEM SALES COMPANY, INC. | RASL-039JEC | AC | Split System: Air-Cooled Condensing Unit, Coil with Blower | RASL-039JEC |  | RCQD-3621 | 12 | 16.5 | Yes | Yes | 2011-01-21 |  | 0
FALSE | RASL-039JEC | 4503 | 4094063 | RHEEM SALES COMPANY, INC. | RASL-039JEC | AC | Split System: Air-Cooled Condensing Unit, Coil with Blower | RASL-039JEC |  | RCQD-3621 | 12 | 16.5 | Yes | Yes | 2011-01-21 |  | 0
FALSE | RASL-039JEC | 4503 | 4094065 | RHEEM SALES COMPANY, INC. | RASL-039JEC | AC | Split System: Air-Cooled Condensing Unit, Coil with Blower | RASL-039JEC |  | RCQD-3621 | 12 | 16.5 | Yes | Yes | 2011-01-21 |  | 0
FALSE | RASL-039JEC | 4503 | 4094066 | RHEEM SALES COMPANY, INC. | RASL-039JEC | AC | Split System: Air-Cooled Condensing Unit, Coil with Blower | RASL-039JEC |  | RCQD-3621 | 12.5 | 16.5 | Yes | Yes | 2011-01-21 |  | 1
FALSE | RASL-039JEC | 4503 | 4094067 | RHEEM SALES COMPANY, INC. | RASL-039JEC | AC | Split System: Air-Cooled Condensing Unit, Coil with Blower | RASL-039JEC |  | RCQD-3621 | 12.5 | 16 | Yes | Yes | 2011-01-21 |  | 1
FALSE | RASL-039JEC | 4503 | 4094068 | RHEEM SALES COMPANY, INC. | RASL-039JEC | AC | Split System: Air-Cooled Condensing Unit, Coil with Blower | RASL-039JEC |  | RCQD-3621 | 12.5 | 16 | Yes | Yes | 2011-01-21 |  | 1
FALSE | RASL-039JEC | 4503 | 4094069 | RHEEM SALES COMPANY, INC. | RASL-039JEC | AC | Split System: Air-Cooled Condensing Unit, Coil with Blower | RASL-039JEC |  | RCQD-3621 | 13 | 16.5 | Yes | Yes | 2011-01-21 |  | 2
FALSE | RASL-039JEC | 4503 | 4094070 | RHEEM SALES COMPANY, INC. | RASL-039JEC | AC | Split System: Air-Cooled Condensing Unit, Coil with Blower | RASL-039JEC |  | RCQD-3621 | 13 | 16.5 | Yes | Yes | 2011-01-21 |  | 2
FALSE | RASL-039JEC | 4503 | 4094073 | RHEEM SALES COMPANY, INC. | RASL-039JEC | AC | Split System: Air-Cooled Condensing Unit, Coil with Blower | RASL-039JEC |  | RBHN-24J*+RCQD-3624 | 13.75 | 18 | Yes | Yes | 2011-01-21 |  | 3
FALSE | RASL-039JEC | 4503 | 4094084 | RHEEM SALES COMPANY, INC. | RASL-039JEC | AC | Split System: Air-Cooled Condensing Unit, Coil with Blower | RASL-039JEC |  | RCQD-3624 | 12.5 | 16.5 | Yes | Yes | 2011-01-21 |  | 1
FALSE | RASL-039JEC | 4503 | 4094085 | RHEEM SALES COMPANY, INC. | RASL-039JEC | AC | Split System: Air-Cooled Condensing Unit, Coil with Blower | RASL-039JEC |  | RCQD-3624 | 12.5 | 16.5 | Yes | Yes | 2011-01-21 |  | 1
FALSE | RASL-039JEC | 4503 | 4094086 | RHEEM SALES COMPANY, INC. | RASL-039JEC | AC | Split System: Air-Cooled Condensing Unit, Coil with Blower | RASL-039JEC |  | RCQD-3624 | 12.5 | 17 | Yes | Yes | 2011-01-21 |  | 1
FALSE | RASL-039JEC | 4503 | 4094087 | RHEEM SALES COMPANY, INC. | RASL-039JEC | AC | Split System: Air-Cooled Condensing Unit, Coil with Blower | RASL-039JEC |  | RCQD-3624 | 12.5 | 16.5 | Yes | Yes | 2011-01-21 |  | 1
FALSE | RASL-039JEC | 4503 | 4094088 | RHEEM SALES COMPANY, INC. | RASL-039JEC | AC | Split System: Air-Cooled Condensing Unit, Coil with Blower | RASL-039JEC |  | RCQD-3624 | 12.5 | 16.5 | Yes | Yes | 2011-01-21 |  | 1
FALSE | RASL-039JEC | 4503 | 4094089 | RHEEM SALES COMPANY, INC. | RASL-039JEC | AC | Split System: Air-Cooled Condensing Unit, Coil with Blower | RASL-039JEC |  | RCQD-3624 | 13 | 17 | Yes | Yes | 2011-01-21 |  | 2
FALSE | RASL-039JEC | 4503 | 4094090 | RHEEM SALES COMPANY, INC. | RASL-039JEC | AC | Split System: Air-Cooled Condensing Unit, Coil with Blower | RASL-039JEC |  | RCQD-3624 | 13 | 17 | Yes | Yes | 2011-01-21 |  | 2
FALSE | RASL-039JEC | 4503 | 4094091 | RHEEM SALES COMPANY, INC. | RASL-039JEC | AC | Split System: Air-Cooled Condensing Unit, Coil with Blower | RASL-039JEC |  | RCQD-3624 | 13 | 17 | Yes | Yes | 2011-01-21 |  | 2
FALSE | RASL-048JEC | 4507 | 4094101 | RHEEM SALES COMPANY, INC. | RASL-048JEC | AC | Split System: Air-Cooled Condensing Unit, Coil with Blower | RASL-048JEC |  | RCFN-H*4824 | 12 | 15.5 | Yes | Yes | 2011-01-21 |  | 0
FALSE | RASL-048JEC | 4507 | 4094103 | RHEEM SALES COMPANY, INC. | RASL-048JEC | AC | Split System: Air-Cooled Condensing Unit, Coil with Blower | RASL-048JEC |  | RCFN-H*4824 | 12 | 16.5 | Yes | Yes | 2011-01-21 |  | 0
FALSE | RASL-048JEC | 4507 | 4094130 | RHEEM SALES COMPANY, INC. | RASL-048JEC | AC | Split System: Air-Cooled Condensing Unit, Coil with Blower | RASL-048JEC |  | RCQD-4824 | 12 | 16.5 | Yes | Yes | 2011-01-21 |  | 0
FALSE | RASL-048JEC | 4507 | 4094133 | RHEEM SALES COMPANY, INC. | RASL-048JEC | AC | Split System: Air-Cooled Condensing Unit, Coil with Blower | RASL-048JEC |  | RCQD-4824 | 12 | 16 | Yes | Yes | 2011-01-21 |  | 0
FALSE | 4TTX6036H1 | 3598 | 4096407 | TRANE | 4TTX5036A1 | AC | Split System: Air-Cooled Condensing Unit, Coil with Blower | 4TTX5036A1 |  | 4TXCB004CC3 | 12 | 14.5 | Yes | Yes | 2011-01-21 |  | 0
FALSE | XC17-060-230-08 | 2305 | 4096562 | LENNOX INDUSTRIES, INC. | XC17-060-230-03 | AC | Split System: Air-Cooled Condensing Unit, Coil Alone | XC17-060-230-03 |  | CX34-49+TDR | 12.5 | 15.2 | Yes | Yes | 2011-01-21 |  | 1
FALSE | XC17-060-230-08 | 2305 | 4096563 | LENNOX INDUSTRIES, INC. | XC17-060-230-03 | AC | Split System: Air-Cooled Condensing Unit, Coil Alone | XC17-060-230-03 |  | CX34-60D+TDR | 12.2 | 15 | Yes | Yes | 2011-01-21 |  | 0
FALSE | XC17-060-230-08 | 2305 | 4096564 | LENNOX INDUSTRIES, INC. | XC17-060-230-03 | AC | Split System: Air-Cooled Condensing Unit, Coil Alone | XC17-060-230-03 |  | CX34-62C+TDR | 12.7 | 15.5 | Yes | Yes | 2011-01-21 |  | 1
FALSE | XC17-060-230-08 | 2305 | 4096565 | LENNOX INDUSTRIES, INC. | XC17-060-230-03 | AC | Split System: Air-Cooled Condensing Unit, Coil Alone | XC17-060-230-03 |  | CX34-62D+TDR | 12.5 | 15.2 | Yes | Yes | 2011-01-21 |  | 1
FALSE | XC17-060-230-08 | 2305 | 4096566 | LENNOX INDUSTRIES, INC. | XC17-060-230-03 | AC | Split System: Air-Cooled Condensing Unit, Coil with Blower | XC17-060-230-03 |  | CX34-49+TDR | 12.7 | 15.5 | Yes | Yes | 2011-01-21 |  | 1
FALSE | XC17-060-230-08 | 2305 | 4096567 | LENNOX INDUSTRIES, INC. | XC17-060-230-03 | AC | Split System: Air-Cooled Condensing Unit, Coil with Blower | XC17-060-230-03 |  | CX34-49+TDR | 12.7 | 15.5 | Yes | Yes | 2011-01-21 |  | 1
FALSE | XC17-060-230-08 | 2305 | 4096587 | LENNOX INDUSTRIES, INC. | XC17-060-230-03 | AC | Split System: Air-Cooled Condensing Unit, Coil with Blower | XC17-060-230-03 |  | CX34-62C+TDR | 12.7 | 15.7 | Yes | Yes | 2011-01-21 |  | 1
FALSE | XC17-060-230-08 | 2305 | 4096588 | LENNOX INDUSTRIES, INC. | XC17-060-230-03 | AC | Split System: Air-Cooled Condensing Unit, Coil with Blower | XC17-060-230-03 |  | CX34-62C+TDR | 12.7 | 15.7 | Yes | Yes | 2011-01-21 |  | 1
FALSE | XC17-060-230-08 | 2305 | 4096589 | LENNOX INDUSTRIES, INC. | XC17-060-230-03 | AC | Split System: Air-Cooled Condensing Unit, Coil with Blower | XC17-060-230-03 |  | CX34-62C+TDR | 12.7 | 15.7 | Yes | Yes | 2011-01-21 |  | 1
FALSE | XC17-060-230-08 | 2305 | 4096590 | LENNOX INDUSTRIES, INC. | XC17-060-230-03 | AC | Split System: Air-Cooled Condensing Unit, Coil with Blower | XC17-060-230-03 |  | CX34-62D+TDR | 13.2 | 16 | Yes | Yes | 2011-01-21 |  | 2
FALSE | XC17-060-230-08 | 2305 | 4096591 | LENNOX INDUSTRIES, INC. | XC17-060-230-03 | AC | Split System: Air-Cooled Condensing Unit, Coil with Blower | XC17-060-230-03 |  | CX34-62D+TDR | 13.2 | 16 | Yes | Yes | 2011-01-21 |  | 2
FALSE | XC17-060-230-08 | 2305 | 4096592 | LENNOX INDUSTRIES, INC. | XC17-060-230-03 | AC | Split System: Air-Cooled Condensing Unit, Coil with Blower | XC17-060-230-03 |  | CX34-62D+TDR | 13 | 15.7 | Yes | Yes | 2011-01-21 |  | 1
FALSE | XC17-060-230-08 | 2305 | 4096593 | LENNOX INDUSTRIES, INC. | XC17-060-230-03 | AC | Split System: Air-Cooled Condensing Unit, Coil with Blower | XC17-060-230-03 |  | CX34-62D+TDR | 13 | 15.7 | Yes | Yes | 2011-01-21 |  | 1
FALSE | XC17-060-230-08 | 2305 | 4096594 | LENNOX INDUSTRIES, INC. | XC17-060-230-03 | AC | Split System: Air-Cooled Condensing Unit, Coil with Blower | XC17-060-230-03 |  | CBX32M-048*+TDR | 12.5 | 15.5 | Yes | Yes | 2011-01-21 |  | 1
FALSE | XC17-060-230-08 | 2305 | 4096595 | LENNOX INDUSTRIES, INC. | XC17-060-230-03 | AC | Split System: Air-Cooled Condensing Unit, Coil with Blower | XC17-060-230-03 |  | CBX32M-060*+TDR | 12.5 | 15.5 | Yes | Yes | 2011-01-21 |  | 1
FALSE | XC17-060-230-08 | 2305 | 4096596 | LENNOX INDUSTRIES, INC. | XC17-060-230-03 | AC | Split System: Air-Cooled Condensing Unit, Coil with Blower | XC17-060-230-03 |  | CBX32MV-048*+TDR | 12.7 | 15.5 | Yes | Yes | 2011-01-21 |  | 1
FALSE | XC17-060-230-08 | 2305 | 4096597 | LENNOX INDUSTRIES, INC. | XC17-060-230-03 | AC | Split System: Air-Cooled Condensing Unit, Coil with Blower | XC17-060-230-03 |  | CBX32MV-060*+TDR | 12.7 | 15.7 | Yes | Yes | 2011-01-21 |  | 1
FALSE | XC17-060-230-08 | 2305 | 4096598 | LENNOX INDUSTRIES, INC. | XC17-060-230-03 | AC | Split System: Air-Cooled Condensing Unit, Coil with Blower | XC17-060-230-03 |  | CBX32MV-068*+TDR | 13 | 16 | Yes | Yes | 2011-01-21 |  | 2
FALSE | XC17-060-230-08 | 2305 | 4096599 | LENNOX INDUSTRIES, INC. | XC17-060-230-03 | AC | Split System: Air-Cooled Condensing Unit, Coil with Blower | XC17-060-230-03 |  | CBX40UHV-048*+TDR | 12.7 | 15.7 | Yes | Yes | 2011-01-21 |  | 1
FALSE | XC17-060-230-08 | 2305 | 4096600 | LENNOX INDUSTRIES, INC. | XC17-060-230-03 | AC | Split System: Air-Cooled Condensing Unit, Coil with Blower | XC17-060-230-03 |  | CBX40UHV-060*+TDR | 12.7 | 15.7 | Yes | Yes | 2011-01-21 |  | 1
FALSE | XC17-060-230-08 | 2305 | 4096601 | LENNOX INDUSTRIES, INC. | XC17-060-230-03 | AC | Split System: Air-Cooled Condensing Unit, Coil Alone | XC17-060-230-03 |  | CR33-50/60+TDR+TXV | 12.2 | 15 | Yes | Yes | 2011-01-21 |  | 0
FALSE | XC17-060-230-08 | 2305 | 4096602 | LENNOX INDUSTRIES, INC. | XC17-060-230-03 | AC | Split System: Air-Cooled Condensing Unit, Coil Alone | XC17-060-230-03 |  | CR33-60+TDR+TXV | 12.2 | 15 | Yes | Yes | 2011-01-21 |  | 0
FALSE | XC17-060-230-08 | 2305 | 4096603 | LENNOX INDUSTRIES, INC. | XC17-060-230-03 | AC | Split System: Air-Cooled Condensing Unit, Coil Alone | XC17-060-230-03 |  | CH33-60D+TDR+TXV | 12.2 | 15 | Yes | Yes | 2011-01-21 |  | 0
FALSE | XC17-060-230-08 | 2305 | 4096622 | LENNOX INDUSTRIES, INC. | XC17-060-230-03 | AC | Split System: Air-Cooled Condensing Unit, Coil with Blower | XC17-060-230-03 |  | CH23-65+TDR+TXV | 12.5 | 15.2 | Yes | Yes | 2011-01-21 |  | 1
FALSE | XC17-060-230-08 | 2305 | 4096623 | LENNOX INDUSTRIES, INC. | XC17-060-230-03 | AC | Split System: Air-Cooled Condensing Unit, Coil with Blower | XC17-060-230-03 |  | CH23-65+TDR+TXV | 12.2 | 15 | Yes | Yes | 2011-01-21 |  | 0
FALSE | XC17-060-230-08 | 2305 | 4096624 | LENNOX INDUSTRIES, INC. | XC17-060-230-03 | AC | Split System: Air-Cooled Condensing Unit, Coil with Blower | XC17-060-230-03 |  | CH23-65+TDR+TXV | 12.2 | 15.2 | Yes | Yes | 2011-01-21 |  | 0
FALSE | XC17-060-230-08 | 2305 | 4096625 | LENNOX INDUSTRIES, INC. | XC17-060-230-03 | AC | Split System: Air-Cooled Condensing Unit, Coil with Blower | XC17-060-230-03 |  | CH23-65+TDR+TXV | 12.2 | 15 | Yes | Yes | 2011-01-21 |  | 0
FALSE | XC17-060-230-08 | 2305 | 4096626 | LENNOX INDUSTRIES, INC. | XC17-060-230-03 | AC | Split System: Air-Cooled Condensing Unit, Coil with Blower | XC17-060-230-03 |  | CH23-65+TDR+TXV | 12.2 | 15 | Yes | Yes | 2011-01-21 |  | 0
FALSE | XC17-060-230-08 | 2305 | 4096627 | LENNOX INDUSTRIES, INC. | XC17-060-230-03 | AC | Split System: Air-Cooled Condensing Unit, Coil with Blower | XC17-060-230-03 |  | CH23-65+TDR+TXV | 12.2 | 15 | Yes | Yes | 2011-01-21 |  | 0
FALSE | XC17-060-230-08 | 2305 | 4096628 | LENNOX INDUSTRIES, INC. | XC17-060-230-03 | AC | Split System: Air-Cooled Condensing Unit, Coil with Blower | XC17-060-230-03 |  | CH23-65+TDR+TXV | 12.2 | 15 | Yes | Yes | 2011-01-21 |  | 0
FALSE | XC17-060-230-08 | 2305 | 4096629 | LENNOX INDUSTRIES, INC. | XC17-060-230-03 | AC | Split System: Air-Cooled Condensing Unit, Coil with Blower | XC17-060-230-03 |  | CH23-65+TDR+TXV | 12.7 | 15.7 | Yes | Yes | 2011-01-21 |  | 1
FALSE | XC17-060-230-08 | 2305 | 4096630 | LENNOX INDUSTRIES, INC. | XC17-060-230-03 | AC | Split System: Air-Cooled Condensing Unit, Coil with Blower | XC17-060-230-03 |  | CH23-65+TDR+TXV | 12.7 | 15.7 | Yes | Yes | 2011-01-21 |  | 1
FALSE | XC17-060-230-08 | 2305 | 4096631 | LENNOX INDUSTRIES, INC. | XC17-060-230-03 | AC | Split System: Air-Cooled Condensing Unit, Coil with Blower | XC17-060-230-03 |  | CH23-65+TDR+TXV | 12.5 | 15.2 | Yes | Yes | 2011-01-21 |  | 1
FALSE | XC17-060-230-08 | 2305 | 4096632 | LENNOX INDUSTRIES, INC. | XC17-060-230-03 | AC | Split System: Air-Cooled Condensing Unit, Coil with Blower | XC17-060-230-03 |  | CH23-65+TDR+TXV | 12.5 | 15.2 | Yes | Yes | 2011-01-21 |  | 1
FALSE | XC17-060-230-08 | 2305 | 4096633 | LENNOX INDUSTRIES, INC. | XC17-060-230-03 | AC | Split System: Air-Cooled Condensing Unit, Coil with Blower | XC17-060-230-03 |  | CH23-68+TDR+TXV | 13 | 16 | Yes | Yes | 2011-01-21 |  | 2
FALSE | XC17-060-230-08 | 2305 | 4096634 | LENNOX INDUSTRIES, INC. | XC17-060-230-03 | AC | Split System: Air-Cooled Condensing Unit, Coil with Blower | XC17-060-230-03 |  | CH23-68+TDR+TXV | 13 | 16 | Yes | Yes | 2011-01-21 |  | 2
FALSE | XC17-060-230-08 | 2305 | 4096635 | LENNOX INDUSTRIES, INC. | XC17-060-230-03 | AC | Split System: Air-Cooled Condensing Unit, Coil with Blower | XC17-060-230-03 |  | CH23-68+TDR+TXV | 13 | 16 | Yes | Yes | 2011-01-21 |  | 2
FALSE | XC17-060-230-08 | 2305 | 4096636 | LENNOX INDUSTRIES, INC. | XC17-060-230-03 | AC | Split System: Air-Cooled Condensing Unit, Coil with Blower | XC17-060-230-03 |  | CH23-68+TDR+TXV | 13 | 16 | Yes | Yes | 2011-01-21 |  | 2
FALSE | XC17-060-230-08 | 2305 | 4096637 | LENNOX INDUSTRIES, INC. | XC17-060-230-03 | AC | Split System: Air-Cooled Condensing Unit, Coil with Blower | XC17-060-230-03 |  | CH23-68+TDR+TXV | 12.7 | 15.7 | Yes | Yes | 2011-01-21 |  | 1
FALSE | XC17-060-230-08 | 2305 | 4096638 | LENNOX INDUSTRIES, INC. | XC17-060-230-03 | AC | Split System: Air-Cooled Condensing Unit, Coil with Blower | XC17-060-230-03 |  | CH23-68+TDR+TXV | 13 | 15.7 | Yes | Yes | 2011-01-21 |  | 1
FALSE | RASL-039JEC | 4503 | 4101971 | RHEEM SALES COMPANY, INC. | UASL-039JEC | AC | Split System: Air-Cooled Condensing Unit, Coil with Blower | RASL-039JEC |  | RCQD-3624 | 13 | 17 | Yes | Yes | 2011-03-08 |  | 2
FALSE | RASL-039JEC | 4503 | 4101973 | RHEEM SALES COMPANY, INC. | UASL-039JEC | AC | Split System: Air-Cooled Condensing Unit, Coil with Blower | RASL-039JEC |  | RCFN-H*3624 | 13 | 17.5 | Yes | Yes | 2011-03-08 |  | 2
FALSE | RASL-039JEC | 4503 | 4101974 | RHEEM SALES COMPANY, INC. | UASL-039JEC | AC | Split System: Air-Cooled Condensing Unit, Coil with Blower | RASL-039JEC |  | RCQD-3621 | 13 | 16.5 | Yes | Yes | 2011-03-08 |  | 2
FALSE | RASL-039JEC | 4503 | 4101975 | RHEEM SALES COMPANY, INC. | UASL-039JEC | AC | Split System: Air-Cooled Condensing Unit, Coil with Blower | RASL-039JEC |  | RCQD-3624 | 13 | 17 | Yes | Yes | 2011-03-08 |  | 2
FALSE | RASL-039JEC | 4503 | 4101976 | RHEEM SALES COMPANY, INC. | UASL-039JEC | AC | Split System: Air-Cooled Condensing Unit, Coil with Blower | RASL-039JEC |  | RCFN-H*3624 | 13 | 17.5 | Yes | Yes | 2011-03-08 |  | 2
FALSE | RASL-039JEC | 4503 | 4101977 | RHEEM SALES COMPANY, INC. | UASL-039JEC | AC | Split System: Air-Cooled Condensing Unit, Coil with Blower | RASL-039JEC |  | RCQD-3624 | 13 | 17 | Yes | Yes | 2011-03-08 |  | 2
FALSE | RASL-048JEC | 4507 | 4102027 | RHEEM SALES COMPANY, INC. | UASL-048JEC | AC | Split System: Air-Cooled Condensing Unit, Coil with Blower | RASL-048JEC |  | RCQD-4824 | 12 | 16.5 | Yes | Yes | 2011-03-08 |  | 0
FALSE | RASL-048JEC | 4507 | 4102028 | RHEEM SALES COMPANY, INC. | UASL-048JEC | AC | Split System: Air-Cooled Condensing Unit, Coil with Blower | RASL-048JEC |  | RCQD-4824 | 12 | 16.5 | Yes | Yes | 2011-03-08 |  | 0
FALSE | RASL-048JEC | 4507 | 4102031 | RHEEM SALES COMPANY, INC. | UASL-048JEC | AC | Split System: Air-Cooled Condensing Unit, Coil with Blower | RASL-048JEC |  | RCFN-H*4824 | 12 | 15.5 | Yes | Yes | 2011-03-08 |  | 0
FALSE | RASL-048JEC | 4507 | 4102040 | RHEEM SALES COMPANY, INC. | UASL-048JEC | AC | Split System: Air-Cooled Condensing Unit, Coil with Blower | RASL-048JEC |  | RCFN-H*4824 | 12 | 16.5 | Yes | Yes | 2011-03-08 |  | 0
FALSE | RASL-048JEC | 4507 | 4102041 | RHEEM SALES COMPANY, INC. | UASL-048JEC | AC | Split System: Air-Cooled Condensing Unit, Coil with Blower | RASL-048JEC |  | RCQD-4824 | 12 | 16 | Yes | Yes | 2011-03-08 |  | 0
FALSE | RASL-060JEC | 4515 | 4102095 | RHEEM SALES COMPANY, INC. | UASL-060JEC | AC | Split System: Air-Cooled Condensing Unit, Coil with Blower | RASL-060JEC |  | RCFL-H*6024 | 12 | 16.5 | Yes | Yes | 2011-03-08 |  | 0
FALSE | RASL-060JEC | 4515 | 4102096 | RHEEM SALES COMPANY, INC. | UASL-060JEC | AC | Split System: Air-Cooled Condensing Unit, Coil with Blower | RASL-060JEC |  | RCFL-H*6024 | 12 | 16.5 | Yes | Yes | 2011-03-08 |  | 0
FALSE | 4TTR6036B1 | 3674 | 4108331 | TRANE | 4TTR5036E1 | AC | Split System: Air-Cooled Condensing Unit, Coil with Blower | 4TTR5036E1 |  | 4TXAC043BC3 | 12 | 14.5 | Yes | Yes | 2011-01-21 |  | 0
FALSE | 4TTR6036B1 | 3674 | 4108332 | TRANE | 4TTR5036E1 | AC | Split System: Air-Cooled Condensing Unit, Coil with Blower | 4TTR5036E1 |  | 4TXAC044BC3 | 12 | 14.75 | Yes | Yes | 2011-01-21 |  | 0
FALSE | 4TTR6036B1 | 3674 | 4108333 | TRANE | 4TTR5036E1 | AC | Split System: Air-Cooled Condensing Unit, Coil with Blower | 4TTR5036E1 |  | 4TXAC049BC3 | 12 | 14.75 | Yes | Yes | 2011-01-21 |  | 0
FALSE | 4TTR6042B1 | 3680 | 4108335 | TRANE | 4TTR5042E1 | AC | Split System: Air-Cooled Condensing Unit, Coil with Blower | 4TTR5042E1 |  | 4TXAC044BC3 | 12 | 14.5 | Yes | Yes | 2011-01-21 |  | 0
FALSE | 4TTR6042B1 | 3680 | 4108336 | TRANE | 4TTR5042E1 | AC | Split System: Air-Cooled Condensing Unit, Coil with Blower | 4TTR5042E1 |  | 4TXAC049BC3 | 12 | 14.5 | Yes | Yes | 2011-01-21 |  | 0
FALSE | 4TTR6036B1 | 3674 | 4108337 | AMERICAN STANDARD, INC. | 4A7A5036E1 | AC | Split System: Air-Cooled Condensing Unit, Coil with Blower | 4TTR5036E1 |  | 4TXAC043BC3 | 12 | 14.5 | Yes | Yes | 2011-02-28 |  | 0
FALSE | 4TTR6036B1 | 3674 | 4108338 | AMERICAN STANDARD, INC. | 4A7A5036E1 | AC | Split System: Air-Cooled Condensing Unit, Coil with Blower | 4TTR5036E1 |  | 4TXAC044BC3 | 12 | 14.75 | Yes | Yes | 2011-02-28 |  | 0
FALSE | 4TTR6036B1 | 3674 | 4108339 | AMERICAN STANDARD, INC. | 4A7A5036E1 | AC | Split System: Air-Cooled Condensing Unit, Coil with Blower | 4TTR5036E1 |  | 4TXAC049BC3 | 12 | 14.75 | Yes | Yes | 2011-02-28 |  | 0
FALSE | 4TTR6042B1 | 3680 | 4108341 | AMERICAN STANDARD, INC. | 4A7A5042E1 | AC | Split System: Air-Cooled Condensing Unit, Coil with Blower | 4TTR5042E1 |  | 4TXAC044BC3 | 12 | 14.5 | Yes | Yes | 2011-02-28 |  | 0
FALSE | 4TTR6042B1 | 3680 | 4108342 | AMERICAN STANDARD, INC. | 4A7A5042E1 | AC | Split System: Air-Cooled Condensing Unit, Coil with Blower | 4TTR5042E1 |  | 4TXAC049BC3 | 12 | 14.5 | Yes | Yes | 2011-02-28 |  | 0
FALSE | 14AJM56 | 4543 | 4119324 | CENTURY BY HEAT CONTROLLER | RSG1456-1B | AC | Split System: Air-Cooled Condensing Unit, Coil Alone | 14AJM56 |  | RCFL-H*6024 | 12.5 | 14.5 | Yes | Yes | 2011-03-08 |  | 0
FALSE | 14AJM56 | 4543 | 4119325 | HEAT CONTROLLER, INC. | RSG1456-1B | AC | Split System: Air-Cooled Condensing Unit, Coil Alone | 14AJM56 |  | RCFL-H*6024 | 12.5 | 14.5 | Yes | Yes | 2011-03-08 |  | 0
FALSE | 14AJM56 | 4543 | 4119326 | RHEEM SALES COMPANY, INC. | DAHM-056JA | AC | Split System: Air-Cooled Condensing Unit, Coil Alone | 14AJM56 |  | RCFL-H*6024 | 12.5 | 14.5 | Yes | Yes | 2011-03-08 |  | 0
FALSE | 14AJM56 | 4543 | 4119327 | AAF - MCQUAY INC DBA DAIKIN MCQUAY | MAHM-056-JA | AC | Split System: Air-Cooled Condensing Unit, Coil Alone | 14AJM56 |  | RCFL-H*6024 | 12.5 | 14.5 | Yes | Yes | 2011-03-08 |  | 0
FALSE | 14AJM56 | 4543 | 4119328 | RICHMOND | RCU14410A56J | AC | Split System: Air-Cooled Condensing Unit, Coil Alone | 14AJM56 |  | RCFL-H*6024 | 12.5 | 14.5 | Yes | Yes | 2011-03-08 |  | 0
FALSE | XC21-024-230-10 | 2324 | 4121518 | LENNOX INDUSTRIES, INC. | XC21-024-230-05 | AC | Split System: Air-Cooled Condensing Unit, Coil with Blower | XC21-024-230-05 |  | CH23-31+TDR+TXV | 14 | 19 | Yes | Yes | 2011-01-21 |  | 3
FALSE | XC21-024-230-10 | 2324 | 4121519 | LENNOX INDUSTRIES, INC. | XC21-024-230-05 | AC | Split System: Air-Cooled Condensing Unit, Coil with Blower | XC21-024-230-05 |  | CH23-41+TDR+TXV | 14.5 | 19.7 | Yes | Yes | 2011-01-21 |  | 3
FALSE | XC21-024-230-10 | 2324 | 4121520 | LENNOX INDUSTRIES, INC. | XC21-024-230-05 | AC | Split System: Air-Cooled Condensing Unit, Coil with Blower | XC21-024-230-05 |  | CH23-41+TDR+TXV | 14.5 | 20 | Yes | Yes | 2011-01-21 |  | 3
FALSE | XC21-024-230-10 | 2324 | 4121521 | LENNOX INDUSTRIES, INC. | XC21-024-230-05 | AC | Split System: Air-Cooled Condensing Unit, Coil with Blower | XC21-024-230-05 |  | CH23-51+TDR+TXV | 14.5 | 20 | Yes | Yes | 2011-01-21 |  | 3
FALSE | XC21-024-230-10 | 2324 | 4121522 | LENNOX INDUSTRIES, INC. | XC21-024-230-05 | AC | Split System: Air-Cooled Condensing Unit, Coil with Blower | XC21-024-230-05 |  | CH23-51+TDR+TXV | 14.5 | 20 | Yes | Yes | 2011-01-21 |  | 3
FALSE | XC21-024-230-10 | 2324 | 4121523 | LENNOX INDUSTRIES, INC. | XC21-024-230-05 | AC | Split System: Air-Cooled Condensing Unit, Coil with Blower | XC21-024-230-05 |  | CH33-25+TDR+TXV | 14.5 | 20 | Yes | Yes | 2011-01-21 |  | 3
FALSE | XC21-024-230-10 | 2324 | 4121524 | LENNOX INDUSTRIES, INC. | XC21-024-230-05 | AC | Split System: Air-Cooled Condensing Unit, Coil with Blower | XC21-024-230-05 |  | CH33-31+TDR+TXV | 14.7 | 20.5 | Yes | Yes | 2011-01-21 |  | 3
FALSE | XC21-024-230-10 | 2324 | 4121525 | LENNOX INDUSTRIES, INC. | XC21-024-230-05 | AC | Split System: Air-Cooled Condensing Unit, Coil with Blower | XC21-024-230-05 |  | CH33-36+TDR+TXV | 14.2 | 19.7 | Yes | Yes | 2011-01-21 |  | 3
FALSE | XC21-024-230-10 | 2324 | 4121526 | LENNOX INDUSTRIES, INC. | XC21-024-230-05 | AC | Split System: Air-Cooled Condensing Unit, Coil with Blower | XC21-024-230-05 |  | CH33-36+TDR+TXV | 14.5 | 20.2 | Yes | Yes | 2011-01-21 |  | 3
FALSE | XC21-024-230-10 | 2324 | 4121527 | LENNOX INDUSTRIES, INC. | XC21-024-230-05 | AC | Split System: Air-Cooled Condensing Unit, Coil with Blower | XC21-024-230-05 |  | CH33-42+TDR+TXV | 14.7 | 20.2 | Yes | Yes | 2011-01-21 |  | 3
FALSE | XC21-024-230-10 | 2324 | 4121528 | LENNOX INDUSTRIES, INC. | XC21-024-230-05 | AC | Split System: Air-Cooled Condensing Unit, Coil with Blower | XC21-024-230-05 |  | CH33-43+TDR+TXV | 15 | 20.7 | Yes | Yes | 2011-01-21 |  | 3
FALSE | XC21-024-230-10 | 2324 | 4121529 | LENNOX INDUSTRIES, INC. | XC21-024-230-05 | AC | Split System: Air-Cooled Condensing Unit, Coil with Blower | XC21-024-230-05 |  | CH33-43+TDR+TXV | 15.2 | 21 | Yes | Yes | 2011-01-21 |  | 3
FALSE | CZF04213 | 3880 | 4125241 | LUXAIRE BY JOHNSON CONTROLS | AL6B042F3 | AC | Split System: Air-Cooled Condensing Unit, Coil with Blower | CZF04213 |  | AHP/SHP60+TXV | 13 | 15.5 | Yes | Yes | 2011-02-28 |  | 1
FALSE | CZF06013 | 3886 | 4125325 | LUXAIRE BY JOHNSON CONTROLS | AL6B060F3 | AC | Split System: Air-Cooled Condensing Unit, Coil with Blower | CZF06013 |  | AHX60+TXV | 13 | 15.4 | Yes | Yes | 2011-02-28 |  | 1
FALSE | CZF03013 | 3874 | 4125329 | LUXAIRE BY JOHNSON CONTROLS | AL6B030F3 | AC | Split System: Air-Cooled Condensing Unit, Coil with Blower | CZF03013 |  | F6FP036+TXV | 12.75 | 15.5 | Yes | Yes | 2011-02-28 |  | 1
FALSE | CZF04213 | 3880 | 4125421 | LUXAIRE BY JOHNSON CONTROLS | AL6B042F3 | AC | Split System: Air-Cooled Condensing Unit, Coil with Blower | CZF04213 |  | F6FP048+TXV | 13 | 15.25 | Yes | Yes | 2011-02-28 |  | 1
FALSE | CZF04213 | 3880 | 4125602 | LUXAIRE BY JOHNSON CONTROLS | AL6B042F3 | AC | Split System: Air-Cooled Condensing Unit, Coil with Blower | CZF04213 |  | AHX60+TXV | 13.25 | 16 | Yes | Yes | 2011-02-28 |  | 2
FALSE | CZF04213 | 3880 | 4125603 | LUXAIRE BY JOHNSON CONTROLS | AL6B042F3 | AC | Split System: Air-Cooled Condensing Unit, Coil with Blower | CZF04213 |  | F*FV060+TXV | 13 | 15.5 | Yes | Yes | 2011-02-28 |  | 1
FALSE | CZF04213 | 3880 | 4125605 | LUXAIRE BY JOHNSON CONTROLS | AL6B042F3 | AC | Split System: Air-Cooled Condensing Unit, Coil with Blower | CZF04213 |  | F6FP060+TXV | 13.25 | 15.75 | Yes | Yes | 2011-02-28 |  | 1
TRUE | CZF04213 | 3880 | 4125610 | LUXAIRE BY JOHNSON CONTROLS | AL6B042F3 | AC | Split System: Air-Cooled Condensing Unit, Coil Alone | CZF04213 |  | FC/MC62+TXV | 12.25 | 14.5 | Yes | Yes | 2011-02-28 |  | 0
FALSE | CZF03013 | 3874 | 4125687 | LUXAIRE BY JOHNSON CONTROLS | AL6B030F3 | AC | Split System: Air-Cooled Condensing Unit, Coil with Blower | CZF03013 |  | F6FP030+TXV | 12.5 | 15.25 | Yes | Yes | 2011-02-28 |  | 1
FALSE | CZF06013 | 3886 | 4125886 | FRASER-JOHNSTON BY JOHNSON CONTROLS | AL6B060F3 | AC | Split System: Air-Cooled Condensing Unit, Coil with Blower | CZF06013 |  | AHX60+TXV | 13 | 15.4 | Yes | Yes | 2011-02-28 |  | 1
FALSE | CZF03013 | 3874 | 4125890 | FRASER-JOHNSTON BY JOHNSON CONTROLS | AL6B030F3 | AC | Split System: Air-Cooled Condensing Unit, Coil with Blower | CZF03013 |  | F6FP036+TXV | 12.75 | 15.5 | Yes | Yes | 2011-02-28 |  | 1
FALSE | CZF03013 | 3874 | 4125957 | FRASER-JOHNSTON BY JOHNSON CONTROLS | AL6B030F3 | AC | Split System: Air-Cooled Condensing Unit, Coil with Blower | CZF03013 |  | AHX36+TXV | 13.5 | 16.75 | Yes | Yes | 2011-02-28 |  | 2
FALSE | CZF04213 | 3880 | 4125962 | FRASER-JOHNSTON BY JOHNSON CONTROLS | AL6B042F3 | AC | Split System: Air-Cooled Condensing Unit, Coil with Blower | CZF04213 |  | F6FP048+TXV | 13 | 15.25 | Yes | Yes | 2011-02-28 |  | 1
FALSE | 4TTR6030B1 | 3522 | 4131771 | TRANE | 4TTR5030E1 | AC | Split System: Air-Cooled Condensing Unit, Coil with Blower | 4TTR5030E1 |  | 4TXCC044BC3 | 13.5 | 15.75 | Yes | Yes | 2011-01-21 |  | 1
FALSE | 4TTR6030B1 | 3522 | 4131772 | TRANE | 4TTR5030E1 | AC | Split System: Air-Cooled Condensing Unit, Coil with Blower | 4TTR5030E1 |  | 4TXCC044BC3 | 13.5 | 15.75 | Yes | Yes | 2011-01-21 |  | 1
FALSE | 4TTR6030B1 | 3522 | 4131773 | TRANE | 4TTR5030E1 | AC | Split System: Air-Cooled Condensing Unit, Coil with Blower | 4TTR5030E1 |  | 4TXFH033CC3 | 12.5 | 15 | Yes | Yes | 2011-01-21 |  | 1
FALSE | 4TTR6030B1 | 3522 | 4131774 | TRANE | 4TTR5030E1 | AC | Split System: Air-Cooled Condensing Unit, Coil with Blower | 4TTR5030E1 |  | 4TXFH033CC3 | 13 | 15 | Yes | Yes | 2011-01-21 |  | 1
FALSE | 4TTR6030B1 | 3522 | 4131779 | TRANE | 4TTR5030E1 | AC | Split System: Air-Cooled Condensing Unit, Coil with Blower | 4TTR5030E1 |  | 4TXFH041CC3 | 13 | 15.5 | Yes | Yes | 2011-01-21 |  | 1
FALSE | 4TTR6030B1 | 3522 | 4131780 | TRANE | 4TTR5030E1 | AC | Split System: Air-Cooled Condensing Unit, Coil with Blower | 4TTR5030E1 |  | 4TXFH041CC3 | 13 | 15.5 | Yes | Yes | 2011-01-21 |  | 1
FALSE | 4TTR6030B1 | 3522 | 4131781 | TRANE | 4TTR5030E1 | AC | Split System: Air-Cooled Condensing Unit, Coil with Blower | 4TTR5030E1 |  | 4TXFH041CC3 | 13.5 | 15.75 | Yes | Yes | 2011-01-21 |  | 1
FALSE | 4TTR6030B1 | 3522 | 4131782 | TRANE | 4TTR5030E1 | AC | Split System: Air-Cooled Condensing Unit, Coil with Blower | 4TTR5030E1 |  | 4TXFH041CC3 | 13.5 | 16 | Yes | Yes | 2011-01-21 |  | 2
FALSE | 4TTR6030B1 | 3522 | 4131783 | TRANE | 4TTR5030E1 | AC | Split System: Air-Cooled Condensing Unit, Coil with Blower | 4TTR5030E1 |  | 4TXFH041CC3 | 13 | 15.5 | Yes | Yes | 2011-01-21 |  | 1
FALSE | 4TTR6036B1 | 3674 | 4131784 | TRANE | 4TTR5036E1 | AC | Split System: Air-Cooled Condensing Unit, Coil with Blower | 4TTR5036E1 |  | 4TXCC037BC3 | 12.5 | 15.25 | Yes | Yes | 2011-01-21 |  | 1
FALSE | 4TTR6036B1 | 3674 | 4131785 | TRANE | 4TTR5036E1 | AC | Split System: Air-Cooled Condensing Unit, Coil with Blower | 4TTR5036E1 |  | 4TXCC037BC3 | 13 | 15.25 | Yes | Yes | 2011-01-21 |  | 1
FALSE | 4TTR6036B1 | 3674 | 4131786 | TRANE | 4TTR5036E1 | AC | Split System: Air-Cooled Condensing Unit, Coil with Blower | 4TTR5036E1 |  | 4TXCC043BC3 | 13 | 15.25 | Yes | Yes | 2011-01-21 |  | 1
FALSE | 4TTR6036B1 | 3674 | 4131787 | TRANE | 4TTR5036E1 | AC | Split System: Air-Cooled Condensing Unit, Coil with Blower | 4TTR5036E1 |  | 4TXCC043BC3 | 12.5 | 15.25 | Yes | Yes | 2011-01-21 |  | 1
FALSE | 4TTR6036B1 | 3674 | 4131788 | TRANE | 4TTR5036E1 | AC | Split System: Air-Cooled Condensing Unit, Coil with Blower | 4TTR5036E1 |  | 4TXCC044BC3 | 13 | 15.5 | Yes | Yes | 2011-01-21 |  | 1
FALSE | 4TTR6036B1 | 3674 | 4131789 | TRANE | 4TTR5036E1 | AC | Split System: Air-Cooled Condensing Unit, Coil with Blower | 4TTR5036E1 |  | 4TXCC044BC3 | 13 | 15.5 | Yes | Yes | 2011-01-21 |  | 1
FALSE | 4TTR6036B1 | 3674 | 4131790 | TRANE | 4TTR5036E1 | AC | Split System: Air-Cooled Condensing Unit, Coil with Blower | 4TTR5036E1 |  | 4TXCC049BC3 | 13 | 15.5 | Yes | Yes | 2011-01-21 |  | 1
FALSE | 4TTR6036B1 | 3674 | 4131791 | TRANE | 4TTR5036E1 | AC | Split System: Air-Cooled Condensing Unit, Coil with Blower | 4TTR5036E1 |  | 4TXCC049BC3 | 13 | 15.5 | Yes | Yes | 2011-01-21 |  | 1
FALSE | 4TTR6036B1 | 3674 | 4131792 | TRANE | 4TTR5036E1 | AC | Split System: Air-Cooled Condensing Unit, Coil with Blower | 4TTR5036E1 |  | 4TXCD050BC3 | 13 | 15.75 | Yes | Yes | 2011-01-21 |  | 1
FALSE | 4TTR6036B1 | 3674 | 4131793 | TRANE | 4TTR5036E1 | AC | Split System: Air-Cooled Condensing Unit, Coil with Blower | 4TTR5036E1 |  | 4TXCD050BC3 | 13 | 15.75 | Yes | Yes | 2011-01-21 |  | 1
FALSE | 4TTR6036B1 | 3674 | 4131794 | TRANE | 4TTR5036E1 | AC | Split System: Air-Cooled Condensing Unit, Coil with Blower | 4TTR5036E1 |  | 4TXCD050BC3 | 13 | 15.5 | Yes | Yes | 2011-01-21 |  | 1
FALSE | 4TTR6042B1 | 3680 | 4131836 | TRANE | 4TTR5042E1 | AC | Split System: Air-Cooled Condensing Unit, Coil with Blower | 4TTR5042E1 |  | 4TXCD050BC3 | 13 | 15.5 | Yes | Yes | 2011-01-21 |  | 1
FALSE | 4TTR6042B1 | 3680 | 4131837 | TRANE | 4TTR5042E1 | AC | Split System: Air-Cooled Condensing Unit, Coil with Blower | 4TTR5042E1 |  | 4TXCD050BC3 | 13 | 15.5 | Yes | Yes | 2011-01-21 |  | 1
FALSE | 4TTR6042B1 | 3680 | 4131838 | TRANE | 4TTR5042E1 | AC | Split System: Air-Cooled Condensing Unit, Coil with Blower | 4TTR5042E1 |  | 4TXCD050BC3 | 13 | 15.5 | Yes | Yes | 2011-01-21 |  | 1
FALSE | 4TTR6042B1 | 3680 | 4131839 | TRANE | 4TTR5042E1 | AC | Split System: Air-Cooled Condensing Unit, Coil with Blower | 4TTR5042E1 |  | 4TXFH041CC3 | 13 | 15.5 | Yes | Yes | 2011-01-21 |  | 1
FALSE | 4TTR6042B1 | 3680 | 4131840 | TRANE | 4TTR5042E1 | AC | Split System: Air-Cooled Condensing Unit, Coil with Blower | 4TTR5042E1 |  | 4TXFH041CC3 | 12.5 | 15 | Yes | Yes | 2011-01-21 |  | 1
FALSE | 4TTR6042B1 | 3680 | 4131841 | TRANE | 4TTR5042E1 | AC | Split System: Air-Cooled Condensing Unit, Coil with Blower | 4TTR5042E1 |  | 4TXFH041CC3 | 12.5 | 15.5 | Yes | Yes | 2011-01-21 |  | 1
FALSE | 4TTR6042B1 | 3680 | 4131842 | TRANE | 4TTR5042E1 | AC | Split System: Air-Cooled Condensing Unit, Coil with Blower | 4TTR5042E1 |  | 4TXFH041CC3 | 12.5 | 15 | Yes | Yes | 2011-01-21 |  | 1
FALSE | 4TTR6042B1 | 3680 | 4131843 | TRANE | 4TTR5042E1 | AC | Split System: Air-Cooled Condensing Unit, Coil with Blower | 4TTR5042E1 |  | 4TXFH054CC3 | 12.5 | 15 | Yes | Yes | 2011-01-21 |  | 1
FALSE | 4TTR6042B1 | 3680 | 4131844 | TRANE | 4TTR5042E1 | AC | Split System: Air-Cooled Condensing Unit, Coil with Blower | 4TTR5042E1 |  | 4TXFH054CC3 | 12.5 | 15.5 | Yes | Yes | 2011-01-21 |  | 1
FALSE | 4TTR6042B1 | 3680 | 4131846 | TRANE | 4TTR5042E1 | AC | Split System: Air-Cooled Condensing Unit, Coil with Blower | 4TTR5042E1 |  | 4TXFH054CC3 | 12.5 | 15 | Yes | Yes | 2011-01-21 |  | 1
FALSE | 4TTR6042B1 | 3680 | 4131847 | TRANE | 4TTR5042E1 | AC | Split System: Air-Cooled Condensing Unit, Coil with Blower | 4TTR5042E1 |  | 4TXFH054CC3 | 12.5 | 15.5 | Yes | Yes | 2011-01-21 |  | 1
FALSE | 4TTR6042B1 | 3680 | 4131848 | TRANE | 4TTR5042E1 | AC | Split System: Air-Cooled Condensing Unit, Coil Alone | 4TTR5042E1 |  | 4TXFH054CC3 | 12 | 14.5 | Yes | Yes | 2011-01-21 |  | 0
FALSE | 4TTR6048B1 | 3695 | 4131853 | TRANE | 4TTR5048E1 | AC | Split System: Air-Cooled Condensing Unit, Coil with Blower | 4TTR5048E1 |  | 4TXCC008CC3 | 12.5 | 15 | Yes | Yes | 2011-01-21 |  | 1
FALSE | 4TTR6048B1 | 3695 | 4131854 | TRANE | 4TTR5048E1 | AC | Split System: Air-Cooled Condensing Unit, Coil with Blower | 4TTR5048E1 |  | 4TXCC008CC3 | 12.5 | 15 | Yes | Yes | 2011-01-21 |  | 1
FALSE | 4TTR6048B1 | 3695 | 4131855 | TRANE | 4TTR5048E1 | AC | Split System: Air-Cooled Condensing Unit, Coil with Blower | 4TTR5048E1 |  | 4TXCC043BC3 | 12 | 14.5 | Yes | Yes | 2011-01-21 |  | 0
FALSE | 4TTR6048B1 | 3695 | 4131856 | TRANE | 4TTR5048E1 | AC | Split System: Air-Cooled Condensing Unit, Coil with Blower | 4TTR5048E1 |  | 4TXCC043BC3 | 12 | 14.5 | Yes | Yes | 2011-01-21 |  | 0
FALSE | 4TTR6048B1 | 3695 | 4131857 | TRANE | 4TTR5048E1 | AC | Split System: Air-Cooled Condensing Unit, Coil with Blower | 4TTR5048E1 |  | 4TXCC044BC3 | 12 | 15 | Yes | Yes | 2011-01-21 |  | 0
FALSE | 4TTR6048B1 | 3695 | 4131858 | TRANE | 4TTR5048E1 | AC | Split System: Air-Cooled Condensing Unit, Coil with Blower | 4TTR5048E1 |  | 4TXCC044BC3 | 12 | 14.75 | Yes | Yes | 2011-01-21 |  | 0
FALSE | 4TTR6048B1 | 3695 | 4131859 | TRANE | 4TTR5048E1 | AC | Split System: Air-Cooled Condensing Unit, Coil with Blower | 4TTR5048E1 |  | 4TXCC049BC3 | 12 | 15 | Yes | Yes | 2011-01-21 |  | 0
FALSE | 4TTR6048B1 | 3695 | 4131860 | TRANE | 4TTR5048E1 | AC | Split System: Air-Cooled Condensing Unit, Coil with Blower | 4TTR5048E1 |  | 4TXCC049BC3 | 12 | 14.75 | Yes | Yes | 2011-01-21 |  | 0
FALSE | 4TTR6048B1 | 3695 | 4131884 | TRANE | 4TTR5048E1 | AC | Split System: Air-Cooled Condensing Unit, Coil with Blower | 4TTR5048E1 |  | 4TXFH054CC3 | 12 | 15 | Yes | Yes | 2011-01-21 |  | 0
FALSE | 4TTR6048B1 | 3695 | 4131885 | TRANE | 4TTR5048E1 | AC | Split System: Air-Cooled Condensing Unit, Coil with Blower | 4TTR5048E1 |  | 4TXFH054CC3 | 12.5 | 15 | Yes | Yes | 2011-01-21 |  | 1
FALSE | 4TTR6048B1 | 3695 | 4131887 | TRANE | 4TTR5048E1 | AC | Split System: Air-Cooled Condensing Unit, Coil with Blower | 4TTR5048E1 |  | 4TXFH054CC3 | 12 | 15 | Yes | Yes | 2011-01-21 |  | 0
FALSE | 4TTR6048B1 | 3695 | 4131888 | TRANE | 4TTR5048E1 | AC | Split System: Air-Cooled Condensing Unit, Coil with Blower | 4TTR5048E1 |  | 4TXFH054CC3 | 12.5 | 15 | Yes | Yes | 2011-01-21 |  | 1
FALSE | 4TTR6048B1 | 3695 | 4131889 | TRANE | 4TTR5048E1 | AC | Split System: Air-Cooled Condensing Unit, Coil with Blower | 4TTR5048E1 |  | 4TXFH063CZ3 | 12.5 | 15.5 | Yes | Yes | 2011-01-21 |  | 1
FALSE | 4TTR6048B1 | 3695 | 4131891 | TRANE | 4TTR5048E1 | AC | Split System: Air-Cooled Condensing Unit, Coil with Blower | 4TTR5048E1 |  | 4TXFH063CZ3 | 12.5 | 15 | Yes | Yes | 2011-01-21 |  | 1
FALSE | 4TTR6048B1 | 3695 | 4131893 | TRANE | 4TTR5048E1 | AC | Split System: Air-Cooled Condensing Unit, Coil with Blower | 4TTR5048E1 |  | 4TXFH063CZ3 | 12.5 | 15.5 | Yes | Yes | 2011-01-21 |  | 1
FALSE | 4TTR6048B1 | 3695 | 4131894 | TRANE | 4TTR5048E1 | AC | Split System: Air-Cooled Condensing Unit, Coil with Blower | 4TTR5048E1 |  | 4TXFH063CZ3 | 12.5 | 15.5 | Yes | Yes | 2011-01-21 |  | 1
FALSE | 4TTR6048B1 | 3695 | 4131895 | TRANE | 4TTR5048E1 | AC | Split System: Air-Cooled Condensing Unit, Coil with Blower | 4TTR5048E1 |  | 4TXFH063CZ3 | 12.5 | 15.5 | Yes | Yes | 2011-01-21 |  | 1
FALSE | 4TTR6048B1 | 3695 | 4131896 | TRANE | 4TTR5048E1 | AC | Split System: Air-Cooled Condensing Unit, Coil with Blower | 4TTR5048E1 |  | 4TXFH063CZ3 | 12.5 | 15.5 | Yes | Yes | 2011-01-21 |  | 1
FALSE | 4TTR6048B1 | 3695 | 4131898 | TRANE | 4TTR5048E1 | AC | Split System: Air-Cooled Condensing Unit, Coil with Blower | 4TTR5048E1 |  | 4TXFH063CZ3 | 12.5 | 15.5 | Yes | Yes | 2011-01-21 |  | 1
FALSE | 4TTX6030H1 | 3530 | 4131925 | TRANE | 4TTX5030A1 | AC | Split System: Air-Cooled Condensing Unit, Coil with Blower | 4TTX5030A1 |  | 4TXCC005CC3 | 13 | 15.75 | Yes | Yes | 2011-01-21 |  | 1
FALSE | 4TTX6030H1 | 3530 | 4131926 | TRANE | 4TTX5030A1 | AC | Split System: Air-Cooled Condensing Unit, Coil with Blower | 4TTX5030A1 |  | 4TXCC005CC3 | 13.5 | 15.75 | Yes | Yes | 2011-01-21 |  | 1
FALSE | 4TTX6030H1 | 3530 | 4131927 | TRANE | 4TTX5030A1 | AC | Split System: Air-Cooled Condensing Unit, Coil with Blower | 4TTX5030A1 |  | 4TXCC007CC3 | 13 | 15.75 | Yes | Yes | 2011-01-21 |  | 1
FALSE | 4TTX6030H1 | 3530 | 4131928 | TRANE | 4TTX5030A1 | AC | Split System: Air-Cooled Condensing Unit, Coil with Blower | 4TTX5030A1 |  | 4TXCC007CC3 | 13.5 | 15.75 | Yes | Yes | 2011-01-21 |  | 1
FALSE | 4TTX6030H1 | 3530 | 4131929 | TRANE | 4TTX5030A1 | AC | Split System: Air-Cooled Condensing Unit, Coil with Blower | 4TTX5030A1 |  | 4TXCC037BC3 | 13 | 15.25 | Yes | Yes | 2011-01-21 |  | 1
FALSE | 4TTX6030H1 | 3530 | 4131930 | TRANE | 4TTX5030A1 | AC | Split System: Air-Cooled Condensing Unit, Coil with Blower | 4TTX5030A1 |  | 4TXCC037BC3 | 13 | 15.5 | Yes | Yes | 2011-01-21 |  | 1
FALSE | 4TTX6030H1 | 3530 | 4131931 | TRANE | 4TTX5030A1 | AC | Split System: Air-Cooled Condensing Unit, Coil with Blower | 4TTX5030A1 |  | 4TXCC043BC3 | 13 | 15.25 | Yes | Yes | 2011-01-21 |  | 1
FALSE | 4TTX6030H1 | 3530 | 4131932 | TRANE | 4TTX5030A1 | AC | Split System: Air-Cooled Condensing Unit, Coil with Blower | 4TTX5030A1 |  | 4TXCC043BC3 | 13 | 15.5 | Yes | Yes | 2011-01-21 |  | 1
FALSE | 4TTX6030H1 | 3530 | 4131933 | TRANE | 4TTX5030A1 | AC | Split System: Air-Cooled Condensing Unit, Coil with Blower | 4TTX5030A1 |  | 4TXCC044BC3 | 13 | 15.75 | Yes | Yes | 2011-01-21 |  | 1
FALSE | 4TTX6030H1 | 3530 | 4131934 | TRANE | 4TTX5030A1 | AC | Split System: Air-Cooled Condensing Unit, Coil with Blower | 4TTX5030A1 |  | 4TXCC044BC3 | 13 | 15.75 | Yes | Yes | 2011-01-21 |  | 1
FALSE | 4TTX6048H1 | 3702 | 4131970 | TRANE | 4TTX5048A1 | AC | Split System: Air-Cooled Condensing Unit, Coil with Blower | 4TTX5048A1 |  | 4TXCC008CC3 | 12 | 15.25 | Yes | Yes | 2011-01-21 |  | 0
FALSE | 4TTX6048H1 | 3702 | 4131971 | TRANE | 4TTX5048A1 | AC | Split System: Air-Cooled Condensing Unit, Coil with Blower | 4TTX5048A1 |  | 4TXCC008CC3 | 12.5 | 15.25 | Yes | Yes | 2011-01-21 |  | 1
FALSE | 4TTX6048H1 | 3702 | 4131972 | TRANE | 4TTX5048A1 | AC | Split System: Air-Cooled Condensing Unit, Coil with Blower | 4TTX5048A1 |  | 4TXCC043BC3 | 12 | 14.75 | Yes | Yes | 2011-01-21 |  | 0
FALSE | 4TTX6048H1 | 3702 | 4131973 | TRANE | 4TTX5048A1 | AC | Split System: Air-Cooled Condensing Unit, Coil with Blower | 4TTX5048A1 |  | 4TXCC043BC3 | 12 | 14.75 | Yes | Yes | 2011-01-21 |  | 0
FALSE | 4TTX6048H1 | 3702 | 4131974 | TRANE | 4TTX5048A1 | AC | Split System: Air-Cooled Condensing Unit, Coil with Blower | 4TTX5048A1 |  | 4TXCC044BC3 | 12 | 15 | Yes | Yes | 2011-01-21 |  | 0
FALSE | 4TTX6048H1 | 3702 | 4131975 | TRANE | 4TTX5048A1 | AC | Split System: Air-Cooled Condensing Unit, Coil with Blower | 4TTX5048A1 |  | 4TXCC044BC3 | 12 | 15 | Yes | Yes | 2011-01-21 |  | 0
FALSE | 4TTX6048H1 | 3702 | 4131976 | TRANE | 4TTX5048A1 | AC | Split System: Air-Cooled Condensing Unit, Coil with Blower | 4TTX5048A1 |  | 4TXCC049BC3 | 12 | 15 | Yes | Yes | 2011-01-21 |  | 0
FALSE | 4TTX6048H1 | 3702 | 4131977 | TRANE | 4TTX5048A1 | AC | Split System: Air-Cooled Condensing Unit, Coil with Blower | 4TTX5048A1 |  | 4TXCC049BC3 | 12 | 15 | Yes | Yes | 2011-01-21 |  | 0
FALSE | 4TTX6048H1 | 3702 | 4131978 | TRANE | 4TTX5048A1 | AC | Split System: Air-Cooled Condensing Unit, Coil with Blower | 4TTX5048A1 |  | 4TXCC060BC3 | 12 | 15.25 | Yes | Yes | 2011-01-21 |  | 0
FALSE | 4TTX6048H1 | 3702 | 4131979 | TRANE | 4TTX5048A1 | AC | Split System: Air-Cooled Condensing Unit, Coil with Blower | 4TTX5048A1 |  | 4TXCC060BC3 | 12.5 | 15.25 | Yes | Yes | 2011-01-21 |  | 1
FALSE | 4TTX6048H1 | 3702 | 4131980 | TRANE | 4TTX5048A1 | AC | Split System: Air-Cooled Condensing Unit, Coil with Blower | 4TTX5048A1 |  | 4TXCD009CC3 | 12.5 | 15.25 | Yes | Yes | 2011-01-21 |  | 1
FALSE | 4TTX6048H1 | 3702 | 4131981 | TRANE | 4TTX5048A1 | AC | Split System: Air-Cooled Condensing Unit, Coil with Blower | 4TTX5048A1 |  | 4TXCD009CC3 | 12.5 | 15.25 | Yes | Yes | 2011-01-21 |  | 1
FALSE | 4TTX6060H1 | 3708 | 4132017 | TRANE | 4TTX5060A1 | AC | Split System: Air-Cooled Condensing Unit, Coil with Blower | 4TTX5060A1 |  | 4TXCD063BC3 | 12 | 14.75 | Yes | Yes | 2011-01-21 |  | 0
FALSE | 4TTX6060H1 | 3708 | 4132019 | TRANE | 4TTX5060A1 | AC | Split System: Air-Cooled Condensing Unit, Coil with Blower | 4TTX5060A1 |  | 4TXCD063BC3 | 12 | 14.75 | Yes | Yes | 2011-01-21 |  | 0
FALSE | 4TTX6060H1 | 3708 | 4132023 | TRANE | 4TTX5060A1 | AC | Split System: Air-Cooled Condensing Unit, Coil with Blower | 4TTX5060A1 |  | 4TXFH063CZ3 | 12 | 14.5 | Yes | Yes | 2011-01-21 |  | 0
FALSE | 4TTX6060H1 | 3708 | 4132024 | TRANE | 4TTX5060A1 | AC | Split System: Air-Cooled Condensing Unit, Coil with Blower | 4TTX5060A1 |  | 4TXFH063CZ3 | 12 | 14.5 | Yes | Yes | 2011-01-21 |  | 0
FALSE | 4TTX6060H1 | 3708 | 4132025 | TRANE | 4TTX5060A1 | AC | Split System: Air-Cooled Condensing Unit, Coil with Blower | 4TTX5060A1 |  | 4TXFH063CZ3 | 12 | 14.5 | Yes | Yes | 2011-01-21 |  | 0
FALSE | 4TTR6042B1 | 3680 | 4132837 | AMERICAN STANDARD, INC. | 4A7A5042E1 | AC | Split System: Air-Cooled Condensing Unit, Coil with Blower | 4TTR5042E1 |  | 4TXFH041CC3 | 12.5 | 15 | Yes | Yes | 2011-02-28 |  | 1
FALSE | 4TTR6042B1 | 3680 | 4132838 | AMERICAN STANDARD, INC. | 4A7A5042E1 | AC | Split System: Air-Cooled Condensing Unit, Coil with Blower | 4TTR5042E1 |  | 4TXFH041CC3 | 12.5 | 15.5 | Yes | Yes | 2011-02-28 |  | 1
FALSE | 4TTR6042B1 | 3680 | 4132839 | AMERICAN STANDARD, INC. | 4A7A5042E1 | AC | Split System: Air-Cooled Condensing Unit, Coil with Blower | 4TTR5042E1 |  | 4TXFH041CC3 | 12.5 | 15 | Yes | Yes | 2011-02-28 |  | 1
FALSE | 4TTR6042B1 | 3680 | 4132840 | AMERICAN STANDARD, INC. | 4A7A5042E1 | AC | Split System: Air-Cooled Condensing Unit, Coil with Blower | 4TTR5042E1 |  | 4TXFH054CC3 | 12.5 | 15 | Yes | Yes | 2011-02-28 |  | 1
FALSE | 4TTR6042B1 | 3680 | 4132841 | AMERICAN STANDARD, INC. | 4A7A5042E1 | AC | Split System: Air-Cooled Condensing Unit, Coil with Blower | 4TTR5042E1 |  | 4TXFH054CC3 | 12.5 | 15.5 | Yes | Yes | 2011-02-28 |  | 1
FALSE | 4TTR6042B1 | 3680 | 4132843 | AMERICAN STANDARD, INC. | 4A7A5042E1 | AC | Split System: Air-Cooled Condensing Unit, Coil with Blower | 4TTR5042E1 |  | 4TXFH054CC3 | 12.5 | 15 | Yes | Yes | 2011-02-28 |  | 1
FALSE | 4TTR6042B1 | 3680 | 4132844 | AMERICAN STANDARD, INC. | 4A7A5042E1 | AC | Split System: Air-Cooled Condensing Unit, Coil with Blower | 4TTR5042E1 |  | 4TXFH054CC3 | 12.5 | 15.5 | Yes | Yes | 2011-02-28 |  | 1
FALSE | 4TTR6042B1 | 3680 | 4132845 | AMERICAN STANDARD, INC. | 4A7A5042E1 | AC | Split System: Air-Cooled Condensing Unit, Coil Alone | 4TTR5042E1 |  | 4TXFH054CC3 | 12 | 14.5 | Yes | Yes | 2011-02-28 |  | 0
FALSE | 4TTR6048B1 | 3695 | 4132850 | AMERICAN STANDARD, INC. | 4A7A5048E1 | AC | Split System: Air-Cooled Condensing Unit, Coil with Blower | 4TTR5048E1 |  | 4TXCC008CC3 | 12.5 | 15 | Yes | Yes | 2011-02-28 |  | 1
FALSE | 4TTR6048B1 | 3695 | 4132851 | AMERICAN STANDARD, INC. | 4A7A5048E1 | AC | Split System: Air-Cooled Condensing Unit, Coil with Blower | 4TTR5048E1 |  | 4TXCC008CC3 | 12.5 | 15 | Yes | Yes | 2011-02-28 |  | 1
FALSE | 4TTR6048B1 | 3695 | 4132852 | AMERICAN STANDARD, INC. | 4A7A5048E1 | AC | Split System: Air-Cooled Condensing Unit, Coil with Blower | 4TTR5048E1 |  | 4TXCC043BC3 | 12 | 14.5 | Yes | Yes | 2011-02-28 |  | 0
FALSE | 4TTR6048B1 | 3695 | 4132853 | AMERICAN STANDARD, INC. | 4A7A5048E1 | AC | Split System: Air-Cooled Condensing Unit, Coil with Blower | 4TTR5048E1 |  | 4TXCC043BC3 | 12 | 14.5 | Yes | Yes | 2011-02-28 |  | 0
FALSE | 4TTR6048B1 | 3695 | 4132854 | AMERICAN STANDARD, INC. | 4A7A5048E1 | AC | Split System: Air-Cooled Condensing Unit, Coil with Blower | 4TTR5048E1 |  | 4TXCC044BC3 | 12 | 15 | Yes | Yes | 2011-02-28 |  | 0
FALSE | 4TTR6048B1 | 3695 | 4132855 | AMERICAN STANDARD, INC. | 4A7A5048E1 | AC | Split System: Air-Cooled Condensing Unit, Coil with Blower | 4TTR5048E1 |  | 4TXCC044BC3 | 12 | 14.75 | Yes | Yes | 2011-02-28 |  | 0
FALSE | 4TTR6048B1 | 3695 | 4132856 | AMERICAN STANDARD, INC. | 4A7A5048E1 | AC | Split System: Air-Cooled Condensing Unit, Coil with Blower | 4TTR5048E1 |  | 4TXCC049BC3 | 12 | 15 | Yes | Yes | 2011-02-28 |  | 0
FALSE | 4TTR6048B1 | 3695 | 4132857 | AMERICAN STANDARD, INC. | 4A7A5048E1 | AC | Split System: Air-Cooled Condensing Unit, Coil with Blower | 4TTR5048E1 |  | 4TXCC049BC3 | 12 | 14.75 | Yes | Yes | 2011-02-28 |  | 0
FALSE | 4TTR6048B1 | 3695 | 4132858 | AMERICAN STANDARD, INC. | 4A7A5048E1 | AC | Split System: Air-Cooled Condensing Unit, Coil with Blower | 4TTR5048E1 |  | 4TXCC060BC3 | 12.5 | 15 | Yes | Yes | 2011-02-28 |  | 1
FALSE | 4TTR6048B1 | 3695 | 4132859 | AMERICAN STANDARD, INC. | 4A7A5048E1 | AC | Split System: Air-Cooled Condensing Unit, Coil with Blower | 4TTR5048E1 |  | 4TXCC060BC3 | 12.5 | 15 | Yes | Yes | 2011-02-28 |  | 1
FALSE | 4TTR6048B1 | 3695 | 4132860 | AMERICAN STANDARD, INC. | 4A7A5048E1 | AC | Split System: Air-Cooled Condensing Unit, Coil with Blower | 4TTR5048E1 |  | 4TXCD009CC3 | 12.5 | 15.25 | Yes | Yes | 2011-02-28 |  | 1
FALSE | 4TTR6048B1 | 3695 | 4132861 | AMERICAN STANDARD, INC. | 4A7A5048E1 | AC | Split System: Air-Cooled Condensing Unit, Coil with Blower | 4TTR5048E1 |  | 4TXCD009CC3 | 12.5 | 15 | Yes | Yes | 2011-02-28 |  | 1
FALSE | 4TTR6048B1 | 3695 | 4132862 | AMERICAN STANDARD, INC. | 4A7A5048E1 | AC | Split System: Air-Cooled Condensing Unit, Coil with Blower | 4TTR5048E1 |  | 4TXCD009CC3 | 12.5 | 15 | Yes | Yes | 2011-02-28 |  | 1
FALSE | 4TTR6048B1 | 3695 | 4132863 | AMERICAN STANDARD, INC. | 4A7A5048E1 | AC | Split System: Air-Cooled Condensing Unit, Coil with Blower | 4TTR5048E1 |  | 4TXCD010CC3 | 12 | 15 | Yes | Yes | 2011-02-28 |  | 0
FALSE | 4TTR6048B1 | 3695 | 4132864 | AMERICAN STANDARD, INC. | 4A7A5048E1 | AC | Split System: Air-Cooled Condensing Unit, Coil with Blower | 4TTR5048E1 |  | 4TXCD010CC3 | 12.5 | 15 | Yes | Yes | 2011-02-28 |  | 1
FALSE | 4TTR6048B1 | 3695 | 4132865 | AMERICAN STANDARD, INC. | 4A7A5048E1 | AC | Split System: Air-Cooled Condensing Unit, Coil with Blower | 4TTR5048E1 |  | 4TXCD010CC3 | 12 | 15 | Yes | Yes | 2011-02-28 |  | 0
FALSE | 4TTR6048B1 | 3695 | 4132866 | AMERICAN STANDARD, INC. | 4A7A5048E1 | AC | Split System: Air-Cooled Condensing Unit, Coil with Blower | 4TTR5048E1 |  | 4TXCD050BC3 | 12.5 | 15 | Yes | Yes | 2011-02-28 |  | 1
FALSE | 4TTR6048B1 | 3695 | 4132867 | AMERICAN STANDARD, INC. | 4A7A5048E1 | AC | Split System: Air-Cooled Condensing Unit, Coil with Blower | 4TTR5048E1 |  | 4TXCD050BC3 | 12.5 | 15 | Yes | Yes | 2011-02-28 |  | 1
FALSE | 4TTR6048B1 | 3695 | 4132868 | AMERICAN STANDARD, INC. | 4A7A5048E1 | AC | Split System: Air-Cooled Condensing Unit, Coil with Blower | 4TTR5048E1 |  | 4TXCD050BC3 | 12 | 15 | Yes | Yes | 2011-02-28 |  | 0
FALSE | 4TTR6048B1 | 3695 | 4132869 | AMERICAN STANDARD, INC. | 4A7A5048E1 | AC | Split System: Air-Cooled Condensing Unit, Coil with Blower | 4TTR5048E1 |  | 4TXCD061BC3 | 12.5 | 15 | Yes | Yes | 2011-02-28 |  | 1
FALSE | 4TTR6048B1 | 3695 | 4132870 | AMERICAN STANDARD, INC. | 4A7A5048E1 | AC | Split System: Air-Cooled Condensing Unit, Coil with Blower | 4TTR5048E1 |  | 4TXCD061BC3 | 12.5 | 15 | Yes | Yes | 2011-02-28 |  | 1
FALSE | 4TTR6048B1 | 3695 | 4132871 | AMERICAN STANDARD, INC. | 4A7A5048E1 | AC | Split System: Air-Cooled Condensing Unit, Coil with Blower | 4TTR5048E1 |  | 4TXCD061BC3 | 12.5 | 15.25 | Yes | Yes | 2011-02-28 |  | 1
FALSE | 4TTR6048B1 | 3695 | 4132872 | AMERICAN STANDARD, INC. | 4A7A5048E1 | AC | Split System: Air-Cooled Condensing Unit, Coil with Blower | 4TTR5048E1 |  | 4TXCD063BC3 | 13 | 16 | Yes | Yes | 2011-02-28 |  | 2
FALSE | 4TTR6048B1 | 3695 | 4132873 | AMERICAN STANDARD, INC. | 4A7A5048E1 | AC | Split System: Air-Cooled Condensing Unit, Coil with Blower | 4TTR5048E1 |  | 4TXCD063BC3 | 13 | 15.75 | Yes | Yes | 2011-02-28 |  | 1
FALSE | 4TTR6048B1 | 3695 | 4132874 | AMERICAN STANDARD, INC. | 4A7A5048E1 | AC | Split System: Air-Cooled Condensing Unit, Coil with Blower | 4TTR5048E1 |  | 4TXCD064BC3 | 12.5 | 15 | Yes | Yes | 2011-02-28 |  | 1
FALSE | 4TTR6048B1 | 3695 | 4132875 | AMERICAN STANDARD, INC. | 4A7A5048E1 | AC | Split System: Air-Cooled Condensing Unit, Coil with Blower | 4TTR5048E1 |  | 4TXCD064BC3 | 12.5 | 15 | Yes | Yes | 2011-02-28 |  | 1
FALSE | 4TTR6048B1 | 3695 | 4132876 | AMERICAN STANDARD, INC. | 4A7A5048E1 | AC | Split System: Air-Cooled Condensing Unit, Coil with Blower | 4TTR5048E1 |  | 4TXCD064BC3 | 12.5 | 15.25 | Yes | Yes | 2011-02-28 |  | 1
FALSE | 4TTR6048B1 | 3695 | 4132877 | AMERICAN STANDARD, INC. | 4A7A5048E1 | AC | Split System: Air-Cooled Condensing Unit, Coil with Blower | 4TTR5048E1 |  | 4TXFH054CC3 | 12 | 15 | Yes | Yes | 2011-02-28 |  | 0
FALSE | 4TTR6048B1 | 3695 | 4132878 | AMERICAN STANDARD, INC. | 4A7A5048E1 | AC | Split System: Air-Cooled Condensing Unit, Coil with Blower | 4TTR5048E1 |  | 4TXFH054CC3 | 12.5 | 15 | Yes | Yes | 2011-02-28 |  | 1
FALSE | 4TTR6048B1 | 3695 | 4132879 | AMERICAN STANDARD, INC. | 4A7A5048E1 | AC | Split System: Air-Cooled Condensing Unit, Coil with Blower | 4TTR5048E1 |  | 4TXFH054CC3 | 12 | 15 | Yes | Yes | 2011-02-28 |  | 0
FALSE | 4TTR6030B1 | 3522 | 4150148 | TRANE | 4TTR5030E1 | AC | Split System: Air-Cooled Condensing Unit, Coil with Blower | 4TTR5030E1 |  | 4TXCB004CC3 | 13 | 15.25 | Yes | Yes | 2011-01-21 |  | 1
FALSE | 4TTR6030B1 | 3522 | 4150149 | AMERICAN STANDARD, INC. | 4A7A5030E1 | AC | Split System: Air-Cooled Condensing Unit, Coil with Blower | 4TTR5030E1 |  | 4TXCB004CC3 | 13 | 15.25 | Yes | Yes | 2011-02-28 |  | 1
FALSE | XC17-036-230-** | 2261 | 4150150 | LENNOX INDUSTRIES, INC. | XC17-036-230* | AC | Split System: Air-Cooled Condensing Unit, Coil with Blower | XC17-036-230* |  | C33-38+TDR+TXV | 13.5 | 16.2 | Yes | Yes | 2011-01-21 |  | 2
FALSE | XC17-036-230-** | 2261 | 4150151 | LENNOX INDUSTRIES, INC. | XC17-036-230* | AC | Split System: Air-Cooled Condensing Unit, Coil with Blower | XC17-036-230* |  | CX34-38+TDR | 13.5 | 16.2 | Yes | Yes | 2011-01-21 |  | 2
FALSE | XC17-036-230-** | 2261 | 4150152 | LENNOX INDUSTRIES, INC. | XC17-036-230* | AC | Split System: Air-Cooled Condensing Unit, Coil with Blower | XC17-036-230* |  | C33-38+TDR+TXV | 13.5 | 16.2 | Yes | Yes | 2011-01-21 |  | 2
FALSE | XC17-036-230-** | 2261 | 4150153 | LENNOX INDUSTRIES, INC. | XC17-036-230* | AC | Split System: Air-Cooled Condensing Unit, Coil with Blower | XC17-036-230* |  | CX34-38+TDR | 13.5 | 16.2 | Yes | Yes | 2011-01-21 |  | 2
FALSE | XC17-048-230-** | 2300 | 4150361 | LENNOX INDUSTRIES, INC. | XC17-048-230* | AC | Split System: Air-Cooled Condensing Unit, Coil with Blower | XC17-048-230* |  | C33-50/60C+TDR+TXV | 12.5 | 15 | Yes | Yes | 2011-01-21 |  | 1
FALSE | 4TTR6018B1 | 3489 | 4150903 | TRANE | 4TTR5018E1 | AC | Split System: Air-Cooled Condensing Unit, Coil with Blower | 4TTR5018E1 |  | GAM5A0A18M11 | 14 | 17 | Yes | Yes | 2011-01-21 |  | 2
FALSE | 4TTR6024B1 | 3503 | 4150904 | TRANE | 4TTR5024E1 | AC | Split System: Air-Cooled Condensing Unit, Coil with Blower | 4TTR5024E1 |  | GAM5A0A18M11 | 14 | 16.75 | Yes | Yes | 2011-01-21 |  | 2
FALSE | 4TTR6024B1 | 3503 | 4150905 | TRANE | 4TTR5024E1 | AC | Split System: Air-Cooled Condensing Unit, Coil with Blower | 4TTR5024E1 |  | GAM5A0A24M21 | 13.5 | 16.25 | Yes | Yes | 2011-01-21 |  | 2
FALSE | 4TTR6024B1 | 3503 | 4150906 | TRANE | 4TTR5024E1 | AC | Split System: Air-Cooled Condensing Unit, Coil with Blower | 4TTR5024E1 |  | GAM5A0B30M21 | 14 | 17 | Yes | Yes | 2011-01-21 |  | 2
FALSE | 4TTR6030B1 | 3522 | 4150907 | TRANE | 4TTR5030E1 | AC | Split System: Air-Cooled Condensing Unit, Coil with Blower | 4TTR5030E1 |  | GAM5A0A24M21 | 13 | 15 | Yes | Yes | 2011-01-21 |  | 1
FALSE | 4TTR6030B1 | 3522 | 4150908 | TRANE | 4TTR5030E1 | AC | Split System: Air-Cooled Condensing Unit, Coil with Blower | 4TTR5030E1 |  | GAM5A0B30M21 | 13.5 | 16 | Yes | Yes | 2011-01-21 |  | 2
FALSE | 4TTR6030B1 | 3522 | 4150909 | TRANE | 4TTR5030E1 | AC | Split System: Air-Cooled Condensing Unit, Coil with Blower | 4TTR5030E1 |  | GAM5A0B36M31 | 13.5 | 16.25 | Yes | Yes | 2011-01-21 |  | 2
FALSE | 4TTR6036B1 | 3674 | 4150910 | TRANE | 4TTR5036E1 | AC | Split System: Air-Cooled Condensing Unit, Coil with Blower | 4TTR5036E1 |  | GAM5A0B30M21 | 13 | 16 | Yes | Yes | 2011-01-21 |  | 2
FALSE | 4TTR6036B1 | 3674 | 4150911 | TRANE | 4TTR5036E1 | AC | Split System: Air-Cooled Condensing Unit, Coil with Blower | 4TTR5036E1 |  | GAM5A0B36M31 | 13 | 16 | Yes | Yes | 2011-01-21 |  | 2
FALSE | 4TTR6036B1 | 3674 | 4150912 | TRANE | 4TTR5036E1 | AC | Split System: Air-Cooled Condensing Unit, Coil with Blower | 4TTR5036E1 |  | GAM5A0C42M31 | 13.5 | 16.5 | Yes | Yes | 2011-01-21 |  | 2
FALSE | 4TTR6042B1 | 3680 | 4150913 | TRANE | 4TTR5042E1 | AC | Split System: Air-Cooled Condensing Unit, Coil with Blower | 4TTR5042E1 |  | GAM5A0B36M31 | 13 | 16 | Yes | Yes | 2011-01-21 |  | 2
FALSE | 4TTR6042B1 | 3680 | 4150914 | TRANE | 4TTR5042E1 | AC | Split System: Air-Cooled Condensing Unit, Coil with Blower | 4TTR5042E1 |  | GAM5A0C42M31 | 13.5 | 16.25 | Yes | Yes | 2011-01-21 |  | 2
FALSE | 4TTX6048H1 | 3702 | 4150939 | TRANE | 4TTX5048A1 | AC | Split System: Air-Cooled Condensing Unit, Coil with Blower | 4TTX5048A1 |  | GAM5A0C60M51 | 12.5 | 15.5 | Yes | Yes | 2011-01-21 |  | 1
FALSE | 4TTX6049H1 | 3690 | 4150940 | TRANE | 4TTX5049E1 | AC | Split System: Air-Cooled Condensing Unit, Coil with Blower | 4TTX5049E1 |  | GAM5A0C42M31 | 13.5 | 16.5 | Yes | Yes | 2011-01-21 |  | 2
FALSE | 4TTX6049H1 | 3690 | 4150941 | TRANE | 4TTX5049E1 | AC | Split System: Air-Cooled Condensing Unit, Coil with Blower | 4TTX5049E1 |  | GAM5A0C48M41 | 13 | 16.25 | Yes | Yes | 2011-01-21 |  | 2
FALSE | 4TTX6049H1 | 3690 | 4150942 | TRANE | 4TTX5049E1 | AC | Split System: Air-Cooled Condensing Unit, Coil with Blower | 4TTX5049E1 |  | GAM5A0C60M51 | 13 | 15.75 | Yes | Yes | 2011-01-21 |  | 1
FALSE | 4TTX6060H1 | 3708 | 4150943 | TRANE | 4TTX5060A1 | AC | Split System: Air-Cooled Condensing Unit, Coil with Blower | 4TTX5060A1 |  | GAM5A0C48M41 | 12 | 14.75 | Yes | Yes | 2011-01-21 |  | 0
FALSE | 4TTX6060H1 | 3708 | 4150944 | TRANE | 4TTX5060A1 | AC | Split System: Air-Cooled Condensing Unit, Coil with Blower | 4TTX5060A1 |  | GAM5A0C60M51 | 12 | 14.5 | Yes | Yes | 2011-01-21 |  | 0
FALSE | 4TTR6018B1 | 3489 | 4151102 | AMERICAN STANDARD, INC. | 4A7A5018E1 | AC | Split System: Air-Cooled Condensing Unit, Coil with Blower | 4TTR5018E1 |  | GAM5A0A18M11 | 14 | 17 | Yes | Yes | 2011-02-28 |  | 2
FALSE | 4TTR6024B1 | 3503 | 4151103 | AMERICAN STANDARD, INC. | 4A7A5024E1 | AC | Split System: Air-Cooled Condensing Unit, Coil with Blower | 4TTR5024E1 |  | GAM5A0A18M11 | 14 | 16.75 | Yes | Yes | 2011-02-28 |  | 2
FALSE | 4TTR6024B1 | 3503 | 4151104 | AMERICAN STANDARD, INC. | 4A7A5024E1 | AC | Split System: Air-Cooled Condensing Unit, Coil with Blower | 4TTR5024E1 |  | GAM5A0A24M21 | 13.5 | 16.25 | Yes | Yes | 2011-02-28 |  | 2
FALSE | 4TTR6024B1 | 3503 | 4151105 | AMERICAN STANDARD, INC. | 4A7A5024E1 | AC | Split System: Air-Cooled Condensing Unit, Coil with Blower | 4TTR5024E1 |  | GAM5A0B30M21 | 14 | 17 | Yes | Yes | 2011-02-28 |  | 2
FALSE | XC14-047-230* | 2292 | 4151651 | LENNOX INDUSTRIES, INC. | XC14-047-230* | AC | Split System: Air-Cooled Condensing Unit, Coil with Blower | XC14-047-230* |  | CX34-49+TDR | 12.7 | 15.2 | Yes | Yes | 2011-01-21 |  | 1
FALSE | 4A7A7048A1 | 288 | 4151662 | AMERICAN STANDARD, INC. | 4A7A6048E1 | AC | Split System: Air-Cooled Condensing Unit, Coil with Blower | 4A7A6048E1 |  | 4TEE3F40B1 | 12.5 | 16 | Yes | Yes | 2011-01-21 |  | 1
FALSE | 4A7A7048A1 | 288 | 4151663 | TRANE | 4TTX6048E1 | AC | Split System: Air-Cooled Condensing Unit, Coil with Blower | 4A7A6048E1 |  | 4TEE3F40B1 | 12.5 | 16 | Yes | Yes | 2011-03-16 |  | 1
FALSE | XC14-041-230* | 2272 | 4154557 | LENNOX INDUSTRIES, INC. | 14ACX-041-230* | AC | Split System: Air-Cooled Condensing Unit, Coil with Blower | 14ACX-041-230* |  | CX34-43+TDR | 13 | 15.5 | Yes | Yes | 2011-01-21 |  | 1
FALSE | XC14-041-230* | 2272 | 4154560 | LENNOX INDUSTRIES, INC. | 14ACX-041-230* | AC | Split System: Air-Cooled Condensing Unit, Coil with Blower | 14ACX-041-230* |  | CX34-43+TDR | 13 | 15.7 | Yes | Yes | 2011-01-21 |  | 1
FALSE | XC14-041-230* | 2272 | 4154562 | LENNOX INDUSTRIES, INC. | 14ACX-041-230* | AC | Split System: Air-Cooled Condensing Unit, Coil with Blower | 14ACX-041-230* |  | CX34-43+TDR | 13 | 15.5 | Yes | Yes | 2011-01-21 |  | 1
FALSE | XC14-041-230* | 2272 | 4154564 | LENNOX INDUSTRIES, INC. | 14ACX-041-230* | AC | Split System: Air-Cooled Condensing Unit, Coil with Blower | 14ACX-041-230* |  | CX34-43+TDR | 13.7 | 16 | Yes | Yes | 2011-01-21 |  | 2
FALSE | XC14-041-230* | 2272 | 4154566 | LENNOX INDUSTRIES, INC. | 14ACX-041-230* | AC | Split System: Air-Cooled Condensing Unit, Coil with Blower | 14ACX-041-230* |  | CH33-43+TDR+TXV | 13 | 15.7 | Yes | Yes | 2011-01-21 |  | 1
FALSE | XC14-041-230* | 2272 | 4154568 | LENNOX INDUSTRIES, INC. | 14ACX-041-230* | AC | Split System: Air-Cooled Condensing Unit, Coil with Blower | 14ACX-041-230* |  | CH33-43+TDR+TXV | 13 | 15.7 | Yes | Yes | 2011-01-21 |  | 1
FALSE | XC14-041-230* | 2272 | 4154570 | LENNOX INDUSTRIES, INC. | 14ACX-041-230* | AC | Split System: Air-Cooled Condensing Unit, Coil with Blower | 14ACX-041-230* |  | CH33-43+TDR+TXV | 13 | 15.7 | Yes | Yes | 2011-01-21 |  | 1
FALSE | XC14-041-230* | 2272 | 4154572 | LENNOX INDUSTRIES, INC. | 14ACX-041-230* | AC | Split System: Air-Cooled Condensing Unit, Coil with Blower | 14ACX-041-230* |  | CH33-43+TDR+TXV | 13 | 16 | Yes | Yes | 2011-01-21 |  | 2
FALSE | XC14-041-230* | 2272 | 4154580 | LENNOX INDUSTRIES, INC. | XC14-041-230* | AC | Split System: Air-Cooled Condensing Unit, Coil with Blower | XC14-041-230* |  | CX34-43+TDR | 13 | 15.5 | Yes | Yes | 2011-01-21 |  | 1
FALSE | XC14-041-230* | 2272 | 4154582 | LENNOX INDUSTRIES, INC. | XC14-041-230* | AC | Split System: Air-Cooled Condensing Unit, Coil with Blower | XC14-041-230* |  | CX34-43+TDR | 13 | 15.7 | Yes | Yes | 2011-01-21 |  | 1
FALSE | XC14-041-230* | 2272 | 4154584 | LENNOX INDUSTRIES, INC. | XC14-041-230* | AC | Split System: Air-Cooled Condensing Unit, Coil with Blower | XC14-041-230* |  | CX34-43+TDR | 13 | 15.5 | Yes | Yes | 2011-01-21 |  | 1
FALSE | XC14-041-230* | 2272 | 4154586 | LENNOX INDUSTRIES, INC. | XC14-041-230* | AC | Split System: Air-Cooled Condensing Unit, Coil with Blower | XC14-041-230* |  | CX34-43+TDR | 13 | 16 | Yes | Yes | 2011-01-21 |  | 2
FALSE | XC14-041-230* | 2272 | 4154588 | LENNOX INDUSTRIES, INC. | XC14-041-230* | AC | Split System: Air-Cooled Condensing Unit, Coil with Blower | XC14-041-230* |  | CH33-43+TDR+TXV | 13 | 15.7 | Yes | Yes | 2011-01-21 |  | 1
FALSE | XC14-041-230* | 2272 | 4154589 | LENNOX INDUSTRIES, INC. | XC14-041-230* | AC | Split System: Air-Cooled Condensing Unit, Coil with Blower | XC14-041-230* |  | CH33-43+TDR+TXV | 13 | 15.7 | Yes | Yes | 2011-01-21 |  | 1
FALSE | 4TTR6018B1 | 3489 | 4161983 | TRANE | 4TTR5018E1 | AC | Split System: Air-Cooled Condensing Unit, Coil with Blower | 4TTR5018E1 |  | 4TXAB032BC3 | 13 | 16 | Yes | Yes | 2011-01-21 |  | 2
FALSE | 4TTR6018B1 | 3489 | 4161984 | TRANE | 4TTR5018E1 | AC | Split System: Air-Cooled Condensing Unit, Coil with Blower | 4TTR5018E1 |  | 4TXAB036BC3 | 13 | 16 | Yes | Yes | 2011-01-21 |  | 2
FALSE | 4TTR6018B1 | 3489 | 4161985 | TRANE | 4TTR5018E1 | AC | Split System: Air-Cooled Condensing Unit, Coil with Blower | 4TTR5018E1 |  | 4TXAC037BC3 | 13 | 16 | Yes | Yes | 2011-01-21 |  | 2
FALSE | 4TTR6018B1 | 3489 | 4161986 | TRANE | 4TTR5018E1 | AC | Split System: Air-Cooled Condensing Unit, Coil with Blower | 4TTR5018E1 |  | 4TXCA018BC3 | 13 | 15.5 | Yes | Yes | 2011-01-21 |  | 1
FALSE | 4TTR6018B1 | 3489 | 4161987 | TRANE | 4TTR5018E1 | AC | Split System: Air-Cooled Condensing Unit, Coil with Blower | 4TTR5018E1 |  | 4TXCA024BC3 | 13 | 15 | Yes | Yes | 2011-01-21 |  | 1
FALSE | 4TTR6018B1 | 3489 | 4161988 | TRANE | 4TTR5018E1 | AC | Split System: Air-Cooled Condensing Unit, Coil with Blower | 4TTR5018E1 |  | 4TXCB003CC3 | 13 | 16 | Yes | Yes | 2011-01-21 |  | 2
FALSE | 4TTR6018B1 | 3489 | 4161989 | TRANE | 4TTR5018E1 | AC | Split System: Air-Cooled Condensing Unit, Coil with Blower | 4TTR5018E1 |  | 4TXCB004CC3 | 13 | 16 | Yes | Yes | 2011-01-21 |  | 2
FALSE | 4TTR6018B1 | 3489 | 4161990 | TRANE | 4TTR5018E1 | AC | Split System: Air-Cooled Condensing Unit, Coil with Blower | 4TTR5018E1 |  | 4TXCB025BC3 | 13 | 16 | Yes | Yes | 2011-01-21 |  | 2
FALSE | 4TTR6018B1 | 3489 | 4161991 | TRANE | 4TTR5018E1 | AC | Split System: Air-Cooled Condensing Unit, Coil with Blower | 4TTR5018E1 |  | 4TXCB031BC3 | 13 | 16 | Yes | Yes | 2011-01-21 |  | 2
FALSE | 4TTR6018B1 | 3489 | 4161992 | TRANE | 4TTR5018E1 | AC | Split System: Air-Cooled Condensing Unit, Coil with Blower | 4TTR5018E1 |  | 4TXCB032BC3 | 13 | 16 | Yes | Yes | 2011-01-21 |  | 2
FALSE | 4TTR6018B1 | 3489 | 4161993 | TRANE | 4TTR5018E1 | AC | Split System: Air-Cooled Condensing Unit, Coil with Blower | 4TTR5018E1 |  | 4TXCB036BC3 | 13 | 16 | Yes | Yes | 2011-01-21 |  | 2
FALSE | 4TTR6018B1 | 3489 | 4161994 | TRANE | 4TTR5018E1 | AC | Split System: Air-Cooled Condensing Unit, Coil with Blower | 4TTR5018E1 |  | 4TXCC005CC3 | 13 | 16 | Yes | Yes | 2011-01-21 |  | 2
FALSE | 4TTR6018B1 | 3489 | 4161995 | TRANE | 4TTR5018E1 | AC | Split System: Air-Cooled Condensing Unit, Coil with Blower | 4TTR5018E1 |  | 4TXCC006CC3 | 13 | 16 | Yes | Yes | 2011-01-21 |  | 2
FALSE | 4TTR6018B1 | 3489 | 4161996 | TRANE | 4TTR5018E1 | AC | Split System: Air-Cooled Condensing Unit, Coil with Blower | 4TTR5018E1 |  | 4TXCC007CC3 | 13 | 16 | Yes | Yes | 2011-01-21 |  | 2
FALSE | 4TTR6018B1 | 3489 | 4161997 | TRANE | 4TTR5018E1 | AC | Split System: Air-Cooled Condensing Unit, Coil with Blower | 4TTR5018E1 |  | 4TXCC037BC3 | 13 | 16 | Yes | Yes | 2011-01-21 |  | 2
FALSE | 4TTR6024B1 | 3503 | 4162002 | TRANE | 4TTR5024E1 | AC | Split System: Air-Cooled Condensing Unit, Coil with Blower | 4TTR5024E1 |  | 4CXCA024CC3 | 13 | 14.5 | Yes | Yes | 2011-01-21 |  | 0
FALSE | 4TTR6024B1 | 3503 | 4162003 | TRANE | 4TTR5024E1 | AC | Split System: Air-Cooled Condensing Unit, Coil with Blower | 4TTR5024E1 |  | 4CXCB025CC3 | 13 | 16 | Yes | Yes | 2011-01-21 |  | 2
FALSE | 4TTR6024B1 | 3503 | 4162004 | TRANE | 4TTR5024E1 | AC | Split System: Air-Cooled Condensing Unit, Coil with Blower | 4TTR5024E1 |  | 4CXCB031CC3 | 13 | 16 | Yes | Yes | 2011-01-21 |  | 2
FALSE | 4TTR6024B1 | 3503 | 4162005 | TRANE | 4TTR5024E1 | AC | Split System: Air-Cooled Condensing Unit, Coil with Blower | 4TTR5024E1 |  | 4CXCB036CC3 | 13 | 16 | Yes | Yes | 2011-01-21 |  | 2
FALSE | 4TTR6024B1 | 3503 | 4162006 | TRANE | 4TTR5024E1 | AC | Split System: Air-Cooled Condensing Unit, Coil with Blower | 4TTR5024E1 |  | 4CXCB042CC3 | 13 | 16 | Yes | Yes | 2011-01-21 |  | 2
FALSE | 4TTR6024B1 | 3503 | 4162029 | TRANE | 4TTR5024E1 | AC | Split System: Air-Cooled Condensing Unit, Coil with Blower | 4TTR5024E1 |  | 4TXCB048BC3 | 13 | 16 | Yes | Yes | 2011-01-21 |  | 2
FALSE | 4TTR6024B1 | 3503 | 4162030 | TRANE | 4TTR5024E1 | AC | Split System: Air-Cooled Condensing Unit, Coil with Blower | 4TTR5024E1 |  | 4TXCC005CC3 | 13 | 16 | Yes | Yes | 2011-01-21 |  | 2
FALSE | 4TTR6024B1 | 3503 | 4162031 | TRANE | 4TTR5024E1 | AC | Split System: Air-Cooled Condensing Unit, Coil with Blower | 4TTR5024E1 |  | 4TXCC006CC3 | 13 | 16 | Yes | Yes | 2011-01-21 |  | 2
FALSE | 4TTR6024B1 | 3503 | 4162032 | TRANE | 4TTR5024E1 | AC | Split System: Air-Cooled Condensing Unit, Coil with Blower | 4TTR5024E1 |  | 4TXCC007CC3 | 13 | 16 | Yes | Yes | 2011-01-21 |  | 2
FALSE | 4TTR6024B1 | 3503 | 4162033 | TRANE | 4TTR5024E1 | AC | Split System: Air-Cooled Condensing Unit, Coil with Blower | 4TTR5024E1 |  | 4TXCC008CC3 | 13 | 16 | Yes | Yes | 2011-01-21 |  | 2
FALSE | 4TTR6024B1 | 3503 | 4162034 | TRANE | 4TTR5024E1 | AC | Split System: Air-Cooled Condensing Unit, Coil with Blower | 4TTR5024E1 |  | 4TXCC037BC3 | 13 | 16 | Yes | Yes | 2011-01-21 |  | 2
FALSE | 4TTR6024B1 | 3503 | 4162035 | TRANE | 4TTR5024E1 | AC | Split System: Air-Cooled Condensing Unit, Coil with Blower | 4TTR5024E1 |  | 4TXCC043BC3 | 13 | 16 | Yes | Yes | 2011-01-21 |  | 2
FALSE | 4TTR6024B1 | 3503 | 4162036 | TRANE | 4TTR5024E1 | AC | Split System: Air-Cooled Condensing Unit, Coil with Blower | 4TTR5024E1 |  | 4TXCC044BC3 | 13 | 16 | Yes | Yes | 2011-01-21 |  | 2
FALSE | 4TTR6024B1 | 3503 | 4162037 | TRANE | 4TTR5024E1 | AC | Split System: Air-Cooled Condensing Unit, Coil with Blower | 4TTR5024E1 |  | 4TXCD009CC3 | 13 | 16 | Yes | Yes | 2011-01-21 |  | 2
FALSE | 4TTR6024B1 | 3503 | 4162038 | TRANE | 4TTR5024E1 | AC | Split System: Air-Cooled Condensing Unit, Coil with Blower | 4TTR5024E1 |  | 4TXCD010CC3 | 13 | 16 | Yes | Yes | 2011-01-21 |  | 2
FALSE | 4TTR6030B1 | 3522 | 4162046 | TRANE | 4TTR5030E1 | AC | Split System: Air-Cooled Condensing Unit, Coil with Blower | 4TTR5030E1 |  | 4CXCB025CC3 | 12.5 | 14.5 | Yes | Yes | 2011-01-21 |  | 0
FALSE | 4TTR6030B1 | 3522 | 4162047 | TRANE | 4TTR5030E1 | AC | Split System: Air-Cooled Condensing Unit, Coil with Blower | 4TTR5030E1 |  | 4CXCB031CC3 | 12.5 | 14.5 | Yes | Yes | 2011-01-21 |  | 0
FALSE | 4TTR6030B1 | 3522 | 4162048 | TRANE | 4TTR5030E1 | AC | Split System: Air-Cooled Condensing Unit, Coil with Blower | 4TTR5030E1 |  | 4CXCB036CC3 | 12.5 | 15 | Yes | Yes | 2011-01-21 |  | 1
FALSE | 4TTR6030B1 | 3522 | 4162049 | TRANE | 4TTR5030E1 | AC | Split System: Air-Cooled Condensing Unit, Coil with Blower | 4TTR5030E1 |  | 4CXCB042CC3 | 12.5 | 15 | Yes | Yes | 2011-01-21 |  | 1
FALSE | 4TTR6030B1 | 3522 | 4162050 | TRANE | 4TTR5030E1 | AC | Split System: Air-Cooled Condensing Unit, Coil with Blower | 4TTR5030E1 |  | 4CXCC037CC3 | 12.5 | 15 | Yes | Yes | 2011-01-21 |  | 1
FALSE | 4TTR6030B1 | 3522 | 4162051 | TRANE | 4TTR5030E1 | AC | Split System: Air-Cooled Condensing Unit, Coil with Blower | 4TTR5030E1 |  | 4CXCC043CC3 | 12.5 | 15 | Yes | Yes | 2011-01-21 |  | 1
FALSE | 4TTR6030B1 | 3522 | 4162053 | TRANE | 4TTR5030E1 | AC | Split System: Air-Cooled Condensing Unit, Coil with Blower | 4TTR5030E1 |  | 4TXAB025BC3 | 12.5 | 14.5 | Yes | Yes | 2011-01-21 |  | 0
FALSE | 4TTR6030B1 | 3522 | 4162054 | TRANE | 4TTR5030E1 | AC | Split System: Air-Cooled Condensing Unit, Coil with Blower | 4TTR5030E1 |  | 4TXAB031BC3 | 12.5 | 14.5 | Yes | Yes | 2011-01-21 |  | 0
FALSE | 4TTR6030B1 | 3522 | 4162055 | TRANE | 4TTR5030E1 | AC | Split System: Air-Cooled Condensing Unit, Coil with Blower | 4TTR5030E1 |  | 4TXAB032BC3 | 12.5 | 15 | Yes | Yes | 2011-01-21 |  | 1
FALSE | 4TTR6030B1 | 3522 | 4162056 | TRANE | 4TTR5030E1 | AC | Split System: Air-Cooled Condensing Unit, Coil with Blower | 4TTR5030E1 |  | 4TXAB036BC3 | 12.5 | 15 | Yes | Yes | 2011-01-21 |  | 1
FALSE | 4TTR6036B1 | 3674 | 4162086 | TRANE | 4TTR5036E1 | AC | Split System: Air-Cooled Condensing Unit, Coil with Blower | 4TTR5036E1 |  | 4TXAC037BC3 | 12 | 14.5 | Yes | Yes | 2011-01-21 |  | 0
FALSE | 4TTR6036B1 | 3674 | 4162087 | TRANE | 4TTR5036E1 | AC | Split System: Air-Cooled Condensing Unit, Coil with Blower | 4TTR5036E1 |  | 4TXAC043BC3 | 12 | 14.5 | Yes | Yes | 2011-01-21 |  | 0
FALSE | 4TTR6036B1 | 3674 | 4162088 | TRANE | 4TTR5036E1 | AC | Split System: Air-Cooled Condensing Unit, Coil with Blower | 4TTR5036E1 |  | 4TXAC044BC3 | 13 | 15 | Yes | Yes | 2011-01-21 |  | 1
FALSE | 4TTR6036B1 | 3674 | 4162089 | TRANE | 4TTR5036E1 | AC | Split System: Air-Cooled Condensing Unit, Coil with Blower | 4TTR5036E1 |  | 4TXAC049BC3 | 13 | 15 | Yes | Yes | 2011-01-21 |  | 1
FALSE | 4TTR6036B1 | 3674 | 4162090 | TRANE | 4TTR5036E1 | AC | Split System: Air-Cooled Condensing Unit, Coil with Blower | 4TTR5036E1 |  | 4TXAC060BC3 | 13 | 15 | Yes | Yes | 2011-01-21 |  | 1
FALSE | 4TTR6036B1 | 3674 | 4162092 | TRANE | 4TTR5036E1 | AC | Split System: Air-Cooled Condensing Unit, Coil with Blower | 4TTR5036E1 |  | 4TXCB032BC3 | 12 | 14.5 | Yes | Yes | 2011-01-21 |  | 0
FALSE | 4TTR6036B1 | 3674 | 4162093 | TRANE | 4TTR5036E1 | AC | Split System: Air-Cooled Condensing Unit, Coil with Blower | 4TTR5036E1 |  | 4TXCB036BC3 | 12 | 14.5 | Yes | Yes | 2011-01-21 |  | 0
FALSE | 4TTR6036B1 | 3674 | 4162094 | TRANE | 4TTR5036E1 | AC | Split System: Air-Cooled Condensing Unit, Coil with Blower | 4TTR5036E1 |  | 4TXCB042BC3 | 12 | 14.5 | Yes | Yes | 2011-01-21 |  | 0
FALSE | 4TTR6036B1 | 3674 | 4162095 | TRANE | 4TTR5036E1 | AC | Split System: Air-Cooled Condensing Unit, Coil with Blower | 4TTR5036E1 |  | 4TXCB048BC3 | 12.5 | 15 | Yes | Yes | 2011-01-21 |  | 1
FALSE | 4TTR6036B1 | 3674 | 4162096 | TRANE | 4TTR5036E1 | AC | Split System: Air-Cooled Condensing Unit, Coil with Blower | 4TTR5036E1 |  | 4TXCC037BC3 | 12 | 14.5 | Yes | Yes | 2011-01-21 |  | 0
FALSE | 4TTR6036B1 | 3674 | 4162097 | TRANE | 4TTR5036E1 | AC | Split System: Air-Cooled Condensing Unit, Coil with Blower | 4TTR5036E1 |  | 4TXCC043BC3 | 12 | 14.5 | Yes | Yes | 2011-01-21 |  | 0
FALSE | 4TTR6036B1 | 3674 | 4162098 | TRANE | 4TTR5036E1 | AC | Split System: Air-Cooled Condensing Unit, Coil with Blower | 4TTR5036E1 |  | 4TXCC044BC3 | 13 | 15 | Yes | Yes | 2011-01-21 |  | 1
FALSE | 4TTR6036B1 | 3674 | 4162099 | TRANE | 4TTR5036E1 | AC | Split System: Air-Cooled Condensing Unit, Coil with Blower | 4TTR5036E1 |  | 4TXCC049BC3 | 13 | 15 | Yes | Yes | 2011-01-21 |  | 1
FALSE | 4TTR6036B1 | 3674 | 4162100 | TRANE | 4TTR5036E1 | AC | Split System: Air-Cooled Condensing Unit, Coil with Blower | 4TTR5036E1 |  | 4TXCC060BC3 | 13 | 15 | Yes | Yes | 2011-01-21 |  | 1
FALSE | 4TTX6018H1 | 3491 | 4162107 | TRANE | 4TTX5018A1 | AC | Split System: Air-Cooled Condensing Unit, Coil with Blower | 4TTX5018A1 |  | 4CXCA024CC3 | 13 | 15.75 | Yes | Yes | 2011-01-21 |  | 1
FALSE | 4TTX6018H1 | 3491 | 4162108 | TRANE | 4TTX5018A1 | AC | Split System: Air-Cooled Condensing Unit, Coil with Blower | 4TTX5018A1 |  | 4CXCB025CC3 | 13.5 | 16 | Yes | Yes | 2011-01-21 |  | 2
FALSE | 4TTX6018H1 | 3491 | 4162109 | TRANE | 4TTX5018A1 | AC | Split System: Air-Cooled Condensing Unit, Coil with Blower | 4TTX5018A1 |  | 4CXCB031CC3 | 13.5 | 16 | Yes | Yes | 2011-01-21 |  | 2
FALSE | 4TTX6018H1 | 3491 | 4162110 | TRANE | 4TTX5018A1 | AC | Split System: Air-Cooled Condensing Unit, Coil with Blower | 4TTX5018A1 |  | 4TXAA018BC3 | 13 | 16 | Yes | Yes | 2011-01-21 |  | 2
FALSE | 4TTX6018H1 | 3491 | 4162111 | TRANE | 4TTX5018A1 | AC | Split System: Air-Cooled Condensing Unit, Coil with Blower | 4TTX5018A1 |  | 4TXAA024BC3 | 13 | 15.75 | Yes | Yes | 2011-01-21 |  | 1
FALSE | 4TTX6018H1 | 3491 | 4162112 | TRANE | 4TTX5018A1 | AC | Split System: Air-Cooled Condensing Unit, Coil with Blower | 4TTX5018A1 |  | 4TXAB025BC3 | 13.5 | 16 | Yes | Yes | 2011-01-21 |  | 2
FALSE | 4TTX6030H1 | 3530 | 4162138 | TRANE | 4TTX5030A1 | AC | Split System: Air-Cooled Condensing Unit, Coil with Blower | 4TTX5030A1 |  | 4TXCB042BC3 | 12 | 14.75 | Yes | Yes | 2011-01-21 |  | 0
FALSE | 4TTX6030H1 | 3530 | 4162139 | TRANE | 4TTX5030A1 | AC | Split System: Air-Cooled Condensing Unit, Coil with Blower | 4TTX5030A1 |  | 4TXCC037BC3 | 12.5 | 15.25 | Yes | Yes | 2011-01-21 |  | 1
FALSE | 4TTX6036H1 | 3598 | 4162142 | TRANE | 4TTX5036A1 | AC | Split System: Air-Cooled Condensing Unit, Coil with Blower | 4TTX5036A1 |  | 4CXCB036CC3 | 12 | 14.75 | Yes | Yes | 2011-01-21 |  | 0
FALSE | 4TTX6036H1 | 3598 | 4162143 | TRANE | 4TTX5036A1 | AC | Split System: Air-Cooled Condensing Unit, Coil with Blower | 4TTX5036A1 |  | 4CXCB042CC3 | 12 | 14.5 | Yes | Yes | 2011-01-21 |  | 0
FALSE | 4TTX6036H1 | 3598 | 4162144 | TRANE | 4TTX5036A1 | AC | Split System: Air-Cooled Condensing Unit, Coil with Blower | 4TTX5036A1 |  | 4CXCC037CC3 | 12.5 | 14.75 | Yes | Yes | 2011-01-21 |  | 0
FALSE | 4TTX6036H1 | 3598 | 4162145 | TRANE | 4TTX5036A1 | AC | Split System: Air-Cooled Condensing Unit, Coil with Blower | 4TTX5036A1 |  | 4CXCC043CC3 | 12 | 14.5 | Yes | Yes | 2011-01-21 |  | 0
FALSE | 4TTX6036H1 | 3598 | 4162146 | TRANE | 4TTX5036A1 | AC | Split System: Air-Cooled Condensing Unit, Coil with Blower | 4TTX5036A1 |  | 4TXAB036BC3 | 12 | 14.75 | Yes | Yes | 2011-01-21 |  | 0
FALSE | 4TTX6036H1 | 3598 | 4162147 | TRANE | 4TTX5036A1 | AC | Split System: Air-Cooled Condensing Unit, Coil with Blower | 4TTX5036A1 |  | 4TXAB042BC3 | 12 | 14.5 | Yes | Yes | 2011-01-21 |  | 0
FALSE | 4TTX6036H1 | 3598 | 4162148 | TRANE | 4TTX5036A1 | AC | Split System: Air-Cooled Condensing Unit, Coil with Blower | 4TTX5036A1 |  | 4TXAB048BC3 | 12 | 14.75 | Yes | Yes | 2011-01-21 |  | 0
FALSE | 4TTX6036H1 | 3598 | 4162149 | TRANE | 4TTX5036A1 | AC | Split System: Air-Cooled Condensing Unit, Coil with Blower | 4TTX5036A1 |  | 4TXAC037BC3 | 12.5 | 14.75 | Yes | Yes | 2011-01-21 |  | 0
FALSE | 4TTX6036H1 | 3598 | 4162150 | TRANE | 4TTX5036A1 | AC | Split System: Air-Cooled Condensing Unit, Coil with Blower | 4TTX5036A1 |  | 4TXAC043BC3 | 12 | 14.5 | Yes | Yes | 2011-01-21 |  | 0
FALSE | 4TTX6036H1 | 3598 | 4162151 | TRANE | 4TTX5036A1 | AC | Split System: Air-Cooled Condensing Unit, Coil with Blower | 4TTX5036A1 |  | 4TXAC044BC3 | 12.5 | 15 | Yes | Yes | 2011-01-21 |  | 1
FALSE | 4TTX6036H1 | 3598 | 4162152 | TRANE | 4TTX5036A1 | AC | Split System: Air-Cooled Condensing Unit, Coil with Blower | 4TTX5036A1 |  | 4TXCB036BC3 | 12 | 14.75 | Yes | Yes | 2011-01-21 |  | 0
FALSE | 4TTX6036H1 | 3598 | 4162153 | TRANE | 4TTX5036A1 | AC | Split System: Air-Cooled Condensing Unit, Coil with Blower | 4TTX5036A1 |  | 4TXCB042BC3 | 12 | 14.5 | Yes | Yes | 2011-01-21 |  | 0
FALSE | 4TTX6036H1 | 3598 | 4162154 | TRANE | 4TTX5036A1 | AC | Split System: Air-Cooled Condensing Unit, Coil with Blower | 4TTX5036A1 |  | 4TXCB048BC3 | 12 | 14.75 | Yes | Yes | 2011-01-21 |  | 0
FALSE | 4TTX6036H1 | 3598 | 4162155 | TRANE | 4TTX5036A1 | AC | Split System: Air-Cooled Condensing Unit, Coil with Blower | 4TTX5036A1 |  | 4TXCC037BC3 | 12.5 | 14.75 | Yes | Yes | 2011-01-21 |  | 0
FALSE | 4TTX6036H1 | 3598 | 4162156 | TRANE | 4TTX5036A1 | AC | Split System: Air-Cooled Condensing Unit, Coil with Blower | 4TTX5036A1 |  | 4TXCC043BC3 | 12 | 14.5 | Yes | Yes | 2011-01-21 |  | 0
FALSE | 4TTX6036H1 | 3598 | 4162157 | TRANE | 4TTX5036A1 | AC | Split System: Air-Cooled Condensing Unit, Coil with Blower | 4TTX5036A1 |  | 4TXCC044BC3 | 12.5 | 15 | Yes | Yes | 2011-01-21 |  | 1
FALSE | 4TTR6018B1 | 3489 | 4163206 | AMERICAN STANDARD, INC. | 4A7A5018E1 | AC | Split System: Air-Cooled Condensing Unit, Coil with Blower | 4TTR5018E1 |  | 4TXAA018BC3 | 13 | 15.5 | Yes | Yes | 2011-02-28 |  | 1
FALSE | 4TTR6018B1 | 3489 | 4163207 | AMERICAN STANDARD, INC. | 4A7A5018E1 | AC | Split System: Air-Cooled Condensing Unit, Coil with Blower | 4TTR5018E1 |  | 4TXAA024BC3 | 13 | 15 | Yes | Yes | 2011-02-28 |  | 1
FALSE | 4TTR6018B1 | 3489 | 4163208 | AMERICAN STANDARD, INC. | 4A7A5018E1 | AC | Split System: Air-Cooled Condensing Unit, Coil with Blower | 4TTR5018E1 |  | 4TXAB025BC3 | 13 | 16 | Yes | Yes | 2011-02-28 |  | 2
FALSE | 4TTR6018B1 | 3489 | 4163209 | AMERICAN STANDARD, INC. | 4A7A5018E1 | AC | Split System: Air-Cooled Condensing Unit, Coil with Blower | 4TTR5018E1 |  | 4TXAB031BC3 | 13 | 16 | Yes | Yes | 2011-02-28 |  | 2
FALSE | 4TTR6018B1 | 3489 | 4163210 | AMERICAN STANDARD, INC. | 4A7A5018E1 | AC | Split System: Air-Cooled Condensing Unit, Coil with Blower | 4TTR5018E1 |  | 4TXAB032BC3 | 13 | 16 | Yes | Yes | 2011-02-28 |  | 2
FALSE | 4TTR6018B1 | 3489 | 4163211 | AMERICAN STANDARD, INC. | 4A7A5018E1 | AC | Split System: Air-Cooled Condensing Unit, Coil with Blower | 4TTR5018E1 |  | 4TXAB036BC3 | 13 | 16 | Yes | Yes | 2011-02-28 |  | 2
FALSE | 4TTR6018B1 | 3489 | 4163212 | AMERICAN STANDARD, INC. | 4A7A5018E1 | AC | Split System: Air-Cooled Condensing Unit, Coil with Blower | 4TTR5018E1 |  | 4TXAC037BC3 | 13 | 16 | Yes | Yes | 2011-02-28 |  | 2
FALSE | 4TTR6018B1 | 3489 | 4163213 | AMERICAN STANDARD, INC. | 4A7A5018E1 | AC | Split System: Air-Cooled Condensing Unit, Coil with Blower | 4TTR5018E1 |  | 4TXCA018BC3 | 13 | 15.5 | Yes | Yes | 2011-02-28 |  | 1
FALSE | 4TTR6018B1 | 3489 | 4163214 | AMERICAN STANDARD, INC. | 4A7A5018E1 | AC | Split System: Air-Cooled Condensing Unit, Coil with Blower | 4TTR5018E1 |  | 4TXCA024BC3 | 13 | 15 | Yes | Yes | 2011-02-28 |  | 1
FALSE | 4TTR6018B1 | 3489 | 4163215 | AMERICAN STANDARD, INC. | 4A7A5018E1 | AC | Split System: Air-Cooled Condensing Unit, Coil with Blower | 4TTR5018E1 |  | 4TXCB003CC3 | 13 | 16 | Yes | Yes | 2011-02-28 |  | 2
FALSE | 4TTR6018B1 | 3489 | 4163216 | AMERICAN STANDARD, INC. | 4A7A5018E1 | AC | Split System: Air-Cooled Condensing Unit, Coil with Blower | 4TTR5018E1 |  | 4TXCB004CC3 | 13 | 16 | Yes | Yes | 2011-02-28 |  | 2
FALSE | 4TTR6018B1 | 3489 | 4163217 | AMERICAN STANDARD, INC. | 4A7A5018E1 | AC | Split System: Air-Cooled Condensing Unit, Coil with Blower | 4TTR5018E1 |  | 4TXCB025BC3 | 13 | 16 | Yes | Yes | 2011-02-28 |  | 2
FALSE | 4TTR6018B1 | 3489 | 4163218 | AMERICAN STANDARD, INC. | 4A7A5018E1 | AC | Split System: Air-Cooled Condensing Unit, Coil with Blower | 4TTR5018E1 |  | 4TXCB031BC3 | 13 | 16 | Yes | Yes | 2011-02-28 |  | 2
FALSE | 4TTR6018B1 | 3489 | 4163219 | AMERICAN STANDARD, INC. | 4A7A5018E1 | AC | Split System: Air-Cooled Condensing Unit, Coil with Blower | 4TTR5018E1 |  | 4TXCB032BC3 | 13 | 16 | Yes | Yes | 2011-02-28 |  | 2
FALSE | 4TTR6018B1 | 3489 | 4163220 | AMERICAN STANDARD, INC. | 4A7A5018E1 | AC | Split System: Air-Cooled Condensing Unit, Coil with Blower | 4TTR5018E1 |  | 4TXCB036BC3 | 13 | 16 | Yes | Yes | 2011-02-28 |  | 2
FALSE | 4TTR6018B1 | 3489 | 4163221 | AMERICAN STANDARD, INC. | 4A7A5018E1 | AC | Split System: Air-Cooled Condensing Unit, Coil with Blower | 4TTR5018E1 |  | 4TXCC005CC3 | 13 | 16 | Yes | Yes | 2011-02-28 |  | 2
FALSE | 4TTR6018B1 | 3489 | 4163222 | AMERICAN STANDARD, INC. | 4A7A5018E1 | AC | Split System: Air-Cooled Condensing Unit, Coil with Blower | 4TTR5018E1 |  | 4TXCC006CC3 | 13 | 16 | Yes | Yes | 2011-02-28 |  | 2
FALSE | 4TTR6018B1 | 3489 | 4163223 | AMERICAN STANDARD, INC. | 4A7A5018E1 | AC | Split System: Air-Cooled Condensing Unit, Coil with Blower | 4TTR5018E1 |  | 4TXCC007CC3 | 13 | 16 | Yes | Yes | 2011-02-28 |  | 2
FALSE | 4TTR6036B1 | 3674 | 4163303 | AMERICAN STANDARD, INC. | 4A7A5036E1 | AC | Split System: Air-Cooled Condensing Unit, Coil with Blower | 4TTR5036E1 |  | 4CXCB036CC3 | 12 | 14.5 | Yes | Yes | 2011-02-28 |  | 0
FALSE | 4TTR6036B1 | 3674 | 4163304 | AMERICAN STANDARD, INC. | 4A7A5036E1 | AC | Split System: Air-Cooled Condensing Unit, Coil with Blower | 4TTR5036E1 |  | 4CXCB042CC3 | 12 | 14.5 | Yes | Yes | 2011-02-28 |  | 0
FALSE | 4TTR6036B1 | 3674 | 4163305 | AMERICAN STANDARD, INC. | 4A7A5036E1 | AC | Split System: Air-Cooled Condensing Unit, Coil with Blower | 4TTR5036E1 |  | 4CXCC037CC3 | 12 | 14.5 | Yes | Yes | 2011-02-28 |  | 0
FALSE | 4TTR6036B1 | 3674 | 4163306 | AMERICAN STANDARD, INC. | 4A7A5036E1 | AC | Split System: Air-Cooled Condensing Unit, Coil with Blower | 4TTR5036E1 |  | 4CXCC043CC3 | 12 | 14.5 | Yes | Yes | 2011-02-28 |  | 0
FALSE | 4TTR6036B1 | 3674 | 4163307 | AMERICAN STANDARD, INC. | 4A7A5036E1 | AC | Split System: Air-Cooled Condensing Unit, Coil with Blower | 4TTR5036E1 |  | 4CXCC049CC3 | 13 | 15 | Yes | Yes | 2011-02-28 |  | 1
FALSE | 4TTR6036B1 | 3674 | 4163309 | AMERICAN STANDARD, INC. | 4A7A5036E1 | AC | Split System: Air-Cooled Condensing Unit, Coil with Blower | 4TTR5036E1 |  | 4TXAB032BC3 | 12 | 14.5 | Yes | Yes | 2011-02-28 |  | 0
FALSE | 4TTR6036B1 | 3674 | 4163310 | AMERICAN STANDARD, INC. | 4A7A5036E1 | AC | Split System: Air-Cooled Condensing Unit, Coil with Blower | 4TTR5036E1 |  | 4TXAB036BC3 | 12 | 14.5 | Yes | Yes | 2011-02-28 |  | 0
FALSE | 4TTR6036B1 | 3674 | 4163311 | AMERICAN STANDARD, INC. | 4A7A5036E1 | AC | Split System: Air-Cooled Condensing Unit, Coil with Blower | 4TTR5036E1 |  | 4TXAB042BC3 | 12 | 14.5 | Yes | Yes | 2011-02-28 |  | 0
FALSE | 4TTR6036B1 | 3674 | 4163312 | AMERICAN STANDARD, INC. | 4A7A5036E1 | AC | Split System: Air-Cooled Condensing Unit, Coil with Blower | 4TTR5036E1 |  | 4TXAB048BC3 | 12.5 | 15 | Yes | Yes | 2011-02-28 |  | 1
FALSE | 4TTR6036B1 | 3674 | 4163313 | AMERICAN STANDARD, INC. | 4A7A5036E1 | AC | Split System: Air-Cooled Condensing Unit, Coil with Blower | 4TTR5036E1 |  | 4TXAC037BC3 | 12 | 14.5 | Yes | Yes | 2011-02-28 |  | 0
FALSE | 4TTR6036B1 | 3674 | 4163314 | AMERICAN STANDARD, INC. | 4A7A5036E1 | AC | Split System: Air-Cooled Condensing Unit, Coil with Blower | 4TTR5036E1 |  | 4TXAC043BC3 | 12 | 14.5 | Yes | Yes | 2011-02-28 |  | 0
FALSE | 4TTR6036B1 | 3674 | 4163315 | AMERICAN STANDARD, INC. | 4A7A5036E1 | AC | Split System: Air-Cooled Condensing Unit, Coil with Blower | 4TTR5036E1 |  | 4TXAC044BC3 | 13 | 15 | Yes | Yes | 2011-02-28 |  | 1
FALSE | 4TTR6036B1 | 3674 | 4163316 | AMERICAN STANDARD, INC. | 4A7A5036E1 | AC | Split System: Air-Cooled Condensing Unit, Coil with Blower | 4TTR5036E1 |  | 4TXAC049BC3 | 13 | 15 | Yes | Yes | 2011-02-28 |  | 1
FALSE | 4TTR6036B1 | 3674 | 4163317 | AMERICAN STANDARD, INC. | 4A7A5036E1 | AC | Split System: Air-Cooled Condensing Unit, Coil with Blower | 4TTR5036E1 |  | 4TXAC060BC3 | 13 | 15 | Yes | Yes | 2011-02-28 |  | 1
FALSE | 4TTR6036B1 | 3674 | 4163319 | AMERICAN STANDARD, INC. | 4A7A5036E1 | AC | Split System: Air-Cooled Condensing Unit, Coil with Blower | 4TTR5036E1 |  | 4TXCB032BC3 | 12 | 14.5 | Yes | Yes | 2011-02-28 |  | 0
FALSE | 4TTR6036B1 | 3674 | 4163320 | AMERICAN STANDARD, INC. | 4A7A5036E1 | AC | Split System: Air-Cooled Condensing Unit, Coil with Blower | 4TTR5036E1 |  | 4TXCB036BC3 | 12 | 14.5 | Yes | Yes | 2011-02-28 |  | 0
FALSE | 4TTR6036B1 | 3674 | 4163321 | AMERICAN STANDARD, INC. | 4A7A5036E1 | AC | Split System: Air-Cooled Condensing Unit, Coil with Blower | 4TTR5036E1 |  | 4TXCB042BC3 | 12 | 14.5 | Yes | Yes | 2011-02-28 |  | 0
FALSE | 4TTR6036B1 | 3674 | 4163322 | AMERICAN STANDARD, INC. | 4A7A5036E1 | AC | Split System: Air-Cooled Condensing Unit, Coil with Blower | 4TTR5036E1 |  | 4TXCB048BC3 | 12.5 | 15 | Yes | Yes | 2011-02-28 |  | 1
FALSE | 4TTR6018B1 | 3489 | 4163954 | TRANE | 4TTR5018E1 | AC | Split System: Air-Cooled Condensing Unit, Coil with Blower | 4TTR5018E1 |  | 4TXCA018BC3 | 13 | 15.5 | Yes | Yes | 2011-01-21 |  | 1
FALSE | 4TTR6018B1 | 3489 | 4163955 | TRANE | 4TTR5018E1 | AC | Split System: Air-Cooled Condensing Unit, Coil with Blower | 4TTR5018E1 |  | 4TXCA024BC3 | 13 | 15 | Yes | Yes | 2011-01-21 |  | 1
FALSE | 4TTR6018B1 | 3489 | 4163956 | TRANE | 4TTR5018E1 | AC | Split System: Air-Cooled Condensing Unit, Coil with Blower | 4TTR5018E1 |  | 4TXCB003CC3 | 13 | 16 | Yes | Yes | 2011-01-21 |  | 2
FALSE | 4TTR6018B1 | 3489 | 4163957 | TRANE | 4TTR5018E1 | AC | Split System: Air-Cooled Condensing Unit, Coil with Blower | 4TTR5018E1 |  | 4TXCB004CC3 | 13 | 16 | Yes | Yes | 2011-01-21 |  | 2
FALSE | 4TTR6018B1 | 3489 | 4163958 | TRANE | 4TTR5018E1 | AC | Split System: Air-Cooled Condensing Unit, Coil with Blower | 4TTR5018E1 |  | 4TXCB025BC3 | 13 | 16 | Yes | Yes | 2011-01-21 |  | 2
FALSE | 4TTR6018B1 | 3489 | 4163959 | TRANE | 4TTR5018E1 | AC | Split System: Air-Cooled Condensing Unit, Coil with Blower | 4TTR5018E1 |  | 4TXCB031BC3 | 13 | 16 | Yes | Yes | 2011-01-21 |  | 2
FALSE | 4TTR6018B1 | 3489 | 4163960 | TRANE | 4TTR5018E1 | AC | Split System: Air-Cooled Condensing Unit, Coil with Blower | 4TTR5018E1 |  | 4TXCB032BC3 | 13 | 16 | Yes | Yes | 2011-01-21 |  | 2
FALSE | 4TTR6018B1 | 3489 | 4163961 | TRANE | 4TTR5018E1 | AC | Split System: Air-Cooled Condensing Unit, Coil with Blower | 4TTR5018E1 |  | 4TXCB036BC3 | 13 | 16 | Yes | Yes | 2011-01-21 |  | 2
FALSE | 4TTR6018B1 | 3489 | 4163962 | TRANE | 4TTR5018E1 | AC | Split System: Air-Cooled Condensing Unit, Coil with Blower | 4TTR5018E1 |  | 4TXCC005CC3 | 13 | 16 | Yes | Yes | 2011-01-21 |  | 2
FALSE | 4TTR6018B1 | 3489 | 4163963 | TRANE | 4TTR5018E1 | AC | Split System: Air-Cooled Condensing Unit, Coil with Blower | 4TTR5018E1 |  | 4TXCC006CC3 | 13 | 16 | Yes | Yes | 2011-01-21 |  | 2
FALSE | 4TTR6018B1 | 3489 | 4163964 | TRANE | 4TTR5018E1 | AC | Split System: Air-Cooled Condensing Unit, Coil with Blower | 4TTR5018E1 |  | 4TXCC007CC3 | 13 | 16 | Yes | Yes | 2011-01-21 |  | 2
FALSE | 4TTR6018B1 | 3489 | 4163965 | TRANE | 4TTR5018E1 | AC | Split System: Air-Cooled Condensing Unit, Coil with Blower | 4TTR5018E1 |  | 4TXCC037BC3 | 13 | 16 | Yes | Yes | 2011-01-21 |  | 2
FALSE | 4TTR6024B1 | 3503 | 4163970 | TRANE | 4TTR5024E1 | AC | Split System: Air-Cooled Condensing Unit, Coil with Blower | 4TTR5024E1 |  | 4CXCA024CC3 | 13 | 14.5 | Yes | Yes | 2011-01-21 |  | 0
FALSE | 4TTR6024B1 | 3503 | 4163971 | TRANE | 4TTR5024E1 | AC | Split System: Air-Cooled Condensing Unit, Coil with Blower | 4TTR5024E1 |  | 4CXCB025CC3 | 13 | 16 | Yes | Yes | 2011-01-21 |  | 2
FALSE | 4TTR6024B1 | 3503 | 4163972 | TRANE | 4TTR5024E1 | AC | Split System: Air-Cooled Condensing Unit, Coil with Blower | 4TTR5024E1 |  | 4CXCB031CC3 | 13 | 16 | Yes | Yes | 2011-01-21 |  | 2
FALSE | 4TTR6024B1 | 3503 | 4163973 | TRANE | 4TTR5024E1 | AC | Split System: Air-Cooled Condensing Unit, Coil with Blower | 4TTR5024E1 |  | 4CXCB036CC3 | 13 | 16 | Yes | Yes | 2011-01-21 |  | 2
FALSE | 4TTR6024B1 | 3503 | 4163974 | TRANE | 4TTR5024E1 | AC | Split System: Air-Cooled Condensing Unit, Coil with Blower | 4TTR5024E1 |  | 4CXCB042CC3 | 13 | 16 | Yes | Yes | 2011-01-21 |  | 2
FALSE | 4TTR6024B1 | 3503 | 4163975 | TRANE | 4TTR5024E1 | AC | Split System: Air-Cooled Condensing Unit, Coil with Blower | 4TTR5024E1 |  | 4CXCC037CC3 | 13 | 16 | Yes | Yes | 2011-01-21 |  | 2
FALSE | 4TTR6024B1 | 3503 | 4163976 | TRANE | 4TTR5024E1 | AC | Split System: Air-Cooled Condensing Unit, Coil with Blower | 4TTR5024E1 |  | 4CXCC043CC3 | 13 | 16 | Yes | Yes | 2011-01-21 |  | 2
FALSE | 4TTR6024B1 | 3503 | 4163977 | TRANE | 4TTR5024E1 | AC | Split System: Air-Cooled Condensing Unit, Coil with Blower | 4TTR5024E1 |  | 4TXAA018BC3 | 13 | 15 | Yes | Yes | 2011-01-21 |  | 1
FALSE | 4TTR6024B1 | 3503 | 4164000 | TRANE | 4TTR5024E1 | AC | Split System: Air-Cooled Condensing Unit, Coil with Blower | 4TTR5024E1 |  | 4TXCC007CC3 | 13 | 16 | Yes | Yes | 2011-01-21 |  | 2
FALSE | 4TTR6024B1 | 3503 | 4164001 | TRANE | 4TTR5024E1 | AC | Split System: Air-Cooled Condensing Unit, Coil with Blower | 4TTR5024E1 |  | 4TXCC008CC3 | 13 | 16 | Yes | Yes | 2011-01-21 |  | 2
FALSE | 4TTR6024B1 | 3503 | 4164002 | TRANE | 4TTR5024E1 | AC | Split System: Air-Cooled Condensing Unit, Coil with Blower | 4TTR5024E1 |  | 4TXCC037BC3 | 13 | 16 | Yes | Yes | 2011-01-21 |  | 2
FALSE | 4TTR6024B1 | 3503 | 4164003 | TRANE | 4TTR5024E1 | AC | Split System: Air-Cooled Condensing Unit, Coil with Blower | 4TTR5024E1 |  | 4TXCC043BC3 | 13 | 16 | Yes | Yes | 2011-01-21 |  | 2
FALSE | 4TTR6024B1 | 3503 | 4164004 | TRANE | 4TTR5024E1 | AC | Split System: Air-Cooled Condensing Unit, Coil with Blower | 4TTR5024E1 |  | 4TXCC044BC3 | 13 | 16 | Yes | Yes | 2011-01-21 |  | 2
FALSE | 4TTR6024B1 | 3503 | 4164005 | TRANE | 4TTR5024E1 | AC | Split System: Air-Cooled Condensing Unit, Coil with Blower | 4TTR5024E1 |  | 4TXCD009CC3 | 13 | 16 | Yes | Yes | 2011-01-21 |  | 2
FALSE | 4TTR6024B1 | 3503 | 4164006 | TRANE | 4TTR5024E1 | AC | Split System: Air-Cooled Condensing Unit, Coil with Blower | 4TTR5024E1 |  | 4TXCD010CC3 | 13 | 16 | Yes | Yes | 2011-01-21 |  | 2
FALSE | 4TTR6030B1 | 3522 | 4164014 | TRANE | 4TTR5030E1 | AC | Split System: Air-Cooled Condensing Unit, Coil with Blower | 4TTR5030E1 |  | 4CXCB025CC3 | 12.5 | 14.5 | Yes | Yes | 2011-01-21 |  | 0
FALSE | 4TTR6030B1 | 3522 | 4164015 | TRANE | 4TTR5030E1 | AC | Split System: Air-Cooled Condensing Unit, Coil with Blower | 4TTR5030E1 |  | 4CXCB031CC3 | 12.5 | 14.5 | Yes | Yes | 2011-01-21 |  | 0
FALSE | 4TTR6030B1 | 3522 | 4164016 | TRANE | 4TTR5030E1 | AC | Split System: Air-Cooled Condensing Unit, Coil with Blower | 4TTR5030E1 |  | 4CXCB036CC3 | 12.5 | 15 | Yes | Yes | 2011-01-21 |  | 1
FALSE | 4TTR6030B1 | 3522 | 4164017 | TRANE | 4TTR5030E1 | AC | Split System: Air-Cooled Condensing Unit, Coil with Blower | 4TTR5030E1 |  | 4CXCB042CC3 | 12.5 | 15 | Yes | Yes | 2011-01-21 |  | 1
FALSE | 4TTR6030B1 | 3522 | 4164018 | TRANE | 4TTR5030E1 | AC | Split System: Air-Cooled Condensing Unit, Coil with Blower | 4TTR5030E1 |  | 4CXCC037CC3 | 12.5 | 15 | Yes | Yes | 2011-01-21 |  | 1
FALSE | 4TTR6030B1 | 3522 | 4164019 | TRANE | 4TTR5030E1 | AC | Split System: Air-Cooled Condensing Unit, Coil with Blower | 4TTR5030E1 |  | 4CXCC043CC3 | 12.5 | 15 | Yes | Yes | 2011-01-21 |  | 1
FALSE | 4TTR6030B1 | 3522 | 4164021 | TRANE | 4TTR5030E1 | AC | Split System: Air-Cooled Condensing Unit, Coil with Blower | 4TTR5030E1 |  | 4TXAB025BC3 | 12.5 | 14.5 | Yes | Yes | 2011-01-21 |  | 0
FALSE | 4TTR6030B1 | 3522 | 4164022 | TRANE | 4TTR5030E1 | AC | Split System: Air-Cooled Condensing Unit, Coil with Blower | 4TTR5030E1 |  | 4TXAB031BC3 | 12.5 | 14.5 | Yes | Yes | 2011-01-21 |  | 0
FALSE | 4TTR6030B1 | 3522 | 4164023 | TRANE | 4TTR5030E1 | AC | Split System: Air-Cooled Condensing Unit, Coil with Blower | 4TTR5030E1 |  | 4TXAB032BC3 | 12.5 | 15 | Yes | Yes | 2011-01-21 |  | 1
FALSE | 4TTR6030B1 | 3522 | 4164024 | TRANE | 4TTR5030E1 | AC | Split System: Air-Cooled Condensing Unit, Coil with Blower | 4TTR5030E1 |  | 4TXAB036BC3 | 12.5 | 15 | Yes | Yes | 2011-01-21 |  | 1
FALSE | 4TTR6030B1 | 3522 | 4164025 | TRANE | 4TTR5030E1 | AC | Split System: Air-Cooled Condensing Unit, Coil with Blower | 4TTR5030E1 |  | 4TXAB042BC3 | 12.5 | 15 | Yes | Yes | 2011-01-21 |  | 1
FALSE | 4TTR6030B1 | 3522 | 4164026 | TRANE | 4TTR5030E1 | AC | Split System: Air-Cooled Condensing Unit, Coil with Blower | 4TTR5030E1 |  | 4TXAC037BC3 | 12.5 | 15 | Yes | Yes | 2011-01-21 |  | 1
FALSE | 4TTR6030B1 | 3522 | 4164027 | TRANE | 4TTR5030E1 | AC | Split System: Air-Cooled Condensing Unit, Coil with Blower | 4TTR5030E1 |  | 4TXAC043BC3 | 12.5 | 15 | Yes | Yes | 2011-01-21 |  | 1
FALSE | 4TTR6036B1 | 3674 | 4164057 | TRANE | 4TTR5036E1 | AC | Split System: Air-Cooled Condensing Unit, Coil with Blower | 4TTR5036E1 |  | 4TXAC049BC3 | 12.5 | 15 | Yes | Yes | 2011-01-21 |  | 1
FALSE | 4TTR6036B1 | 3674 | 4164058 | TRANE | 4TTR5036E1 | AC | Split System: Air-Cooled Condensing Unit, Coil with Blower | 4TTR5036E1 |  | 4TXAC060BC3 | 13 | 15 | Yes | Yes | 2011-01-21 |  | 1
FALSE | 4TTR6036B1 | 3674 | 4164060 | TRANE | 4TTR5036E1 | AC | Split System: Air-Cooled Condensing Unit, Coil with Blower | 4TTR5036E1 |  | 4TXCB032BC3 | 12 | 14.5 | Yes | Yes | 2011-01-21 |  | 0
FALSE | 4TTR6036B1 | 3674 | 4164061 | TRANE | 4TTR5036E1 | AC | Split System: Air-Cooled Condensing Unit, Coil with Blower | 4TTR5036E1 |  | 4TXCB036BC3 | 12 | 14.5 | Yes | Yes | 2011-01-21 |  | 0
FALSE | 4TTR6036B1 | 3674 | 4164062 | TRANE | 4TTR5036E1 | AC | Split System: Air-Cooled Condensing Unit, Coil with Blower | 4TTR5036E1 |  | 4TXCB042BC3 | 12 | 14.5 | Yes | Yes | 2011-01-21 |  | 0
FALSE | 4TTR6036B1 | 3674 | 4164063 | TRANE | 4TTR5036E1 | AC | Split System: Air-Cooled Condensing Unit, Coil with Blower | 4TTR5036E1 |  | 4TXCB048BC3 | 12.5 | 15 | Yes | Yes | 2011-01-21 |  | 1
FALSE | 4TTR6036B1 | 3674 | 4164064 | TRANE | 4TTR5036E1 | AC | Split System: Air-Cooled Condensing Unit, Coil with Blower | 4TTR5036E1 |  | 4TXCC037BC3 | 12 | 14.5 | Yes | Yes | 2011-01-21 |  | 0
FALSE | 4TTR6036B1 | 3674 | 4164065 | TRANE | 4TTR5036E1 | AC | Split System: Air-Cooled Condensing Unit, Coil with Blower | 4TTR5036E1 |  | 4TXCC043BC3 | 12 | 14.5 | Yes | Yes | 2011-01-21 |  | 0
FALSE | 4TTR6036B1 | 3674 | 4164066 | TRANE | 4TTR5036E1 | AC | Split System: Air-Cooled Condensing Unit, Coil with Blower | 4TTR5036E1 |  | 4TXCC044BC3 | 12.5 | 15 | Yes | Yes | 2011-01-21 |  | 1
FALSE | 4TTR6036B1 | 3674 | 4164067 | TRANE | 4TTR5036E1 | AC | Split System: Air-Cooled Condensing Unit, Coil with Blower | 4TTR5036E1 |  | 4TXCC049BC3 | 12.5 | 15 | Yes | Yes | 2011-01-21 |  | 1
FALSE | 4TTR6036B1 | 3674 | 4164068 | TRANE | 4TTR5036E1 | AC | Split System: Air-Cooled Condensing Unit, Coil with Blower | 4TTR5036E1 |  | 4TXCC060BC3 | 13 | 15 | Yes | Yes | 2011-01-21 |  | 1
FALSE | 4TTX6018H1 | 3491 | 4164075 | TRANE | 4TTX5018A1 | AC | Split System: Air-Cooled Condensing Unit, Coil with Blower | 4TTX5018A1 |  | 4CXCA024CC3 | 13 | 15.75 | Yes | Yes | 2011-01-21 |  | 1
FALSE | 4TTX6018H1 | 3491 | 4164076 | TRANE | 4TTX5018A1 | AC | Split System: Air-Cooled Condensing Unit, Coil with Blower | 4TTX5018A1 |  | 4CXCB025CC3 | 13.5 | 16 | Yes | Yes | 2011-01-21 |  | 2
FALSE | 4TTX6018H1 | 3491 | 4164077 | TRANE | 4TTX5018A1 | AC | Split System: Air-Cooled Condensing Unit, Coil with Blower | 4TTX5018A1 |  | 4CXCB031CC3 | 13.5 | 16 | Yes | Yes | 2011-01-21 |  | 2
FALSE | 4TTX6018H1 | 3491 | 4164078 | TRANE | 4TTX5018A1 | AC | Split System: Air-Cooled Condensing Unit, Coil with Blower | 4TTX5018A1 |  | 4TXAA018BC3 | 13 | 16 | Yes | Yes | 2011-01-21 |  | 2
FALSE | 4TTX6018H1 | 3491 | 4164079 | TRANE | 4TTX5018A1 | AC | Split System: Air-Cooled Condensing Unit, Coil with Blower | 4TTX5018A1 |  | 4TXAA024BC3 | 13 | 15.75 | Yes | Yes | 2011-01-21 |  | 1
FALSE | 4TTX6018H1 | 3491 | 4164080 | TRANE | 4TTX5018A1 | AC | Split System: Air-Cooled Condensing Unit, Coil with Blower | 4TTX5018A1 |  | 4TXAB025BC3 | 13.5 | 16 | Yes | Yes | 2011-01-21 |  | 2
FALSE | 4TTX6018H1 | 3491 | 4164081 | TRANE | 4TTX5018A1 | AC | Split System: Air-Cooled Condensing Unit, Coil with Blower | 4TTX5018A1 |  | 4TXAB031BC3 | 13.5 | 16 | Yes | Yes | 2011-01-21 |  | 2
FALSE | 4TTX6018H1 | 3491 | 4164082 | TRANE | 4TTX5018A1 | AC | Split System: Air-Cooled Condensing Unit, Coil with Blower | 4TTX5018A1 |  | 4TXCA018BC3 | 13 | 16 | Yes | Yes | 2011-01-21 |  | 2
FALSE | 4TTX6018H1 | 3491 | 4164083 | TRANE | 4TTX5018A1 | AC | Split System: Air-Cooled Condensing Unit, Coil with Blower | 4TTX5018A1 |  | 4TXCA024BC3 | 13 | 15.75 | Yes | Yes | 2011-01-21 |  | 1
FALSE | 4TTX6036H1 | 3598 | 4164111 | TRANE | 4TTX5036A1 | AC | Split System: Air-Cooled Condensing Unit, Coil with Blower | 4TTX5036A1 |  | 4CXCB042CC3 | 12 | 14.5 | Yes | Yes | 2011-01-21 |  | 0
FALSE | 4TTX6036H1 | 3598 | 4164112 | TRANE | 4TTX5036A1 | AC | Split System: Air-Cooled Condensing Unit, Coil with Blower | 4TTX5036A1 |  | 4CXCC037CC3 | 12.5 | 14.75 | Yes | Yes | 2011-01-21 |  | 0
FALSE | 4TTX6036H1 | 3598 | 4164113 | TRANE | 4TTX5036A1 | AC | Split System: Air-Cooled Condensing Unit, Coil with Blower | 4TTX5036A1 |  | 4CXCC043CC3 | 12 | 14.5 | Yes | Yes | 2011-01-21 |  | 0
FALSE | 4TTX6036H1 | 3598 | 4164114 | TRANE | 4TTX5036A1 | AC | Split System: Air-Cooled Condensing Unit, Coil with Blower | 4TTX5036A1 |  | 4TXAB036BC3 | 12 | 14.75 | Yes | Yes | 2011-01-21 |  | 0
FALSE | 4TTX6036H1 | 3598 | 4164115 | TRANE | 4TTX5036A1 | AC | Split System: Air-Cooled Condensing Unit, Coil with Blower | 4TTX5036A1 |  | 4TXAB042BC3 | 12 | 14.5 | Yes | Yes | 2011-01-21 |  | 0
FALSE | 4TTX6036H1 | 3598 | 4164116 | TRANE | 4TTX5036A1 | AC | Split System: Air-Cooled Condensing Unit, Coil with Blower | 4TTX5036A1 |  | 4TXAB048BC3 | 12.5 | 14.75 | Yes | Yes | 2011-01-21 |  | 0
FALSE | 4TTX6036H1 | 3598 | 4164117 | TRANE | 4TTX5036A1 | AC | Split System: Air-Cooled Condensing Unit, Coil with Blower | 4TTX5036A1 |  | 4TXAC037BC3 | 12.5 | 14.75 | Yes | Yes | 2011-01-21 |  | 0
FALSE | 4TTX6036H1 | 3598 | 4164118 | TRANE | 4TTX5036A1 | AC | Split System: Air-Cooled Condensing Unit, Coil with Blower | 4TTX5036A1 |  | 4TXAC043BC3 | 12 | 14.5 | Yes | Yes | 2011-01-21 |  | 0
FALSE | 4TTX6036H1 | 3598 | 4164119 | TRANE | 4TTX5036A1 | AC | Split System: Air-Cooled Condensing Unit, Coil with Blower | 4TTX5036A1 |  | 4TXAC044BC3 | 12.5 | 15 | Yes | Yes | 2011-01-21 |  | 1
FALSE | 4TTX6036H1 | 3598 | 4164120 | TRANE | 4TTX5036A1 | AC | Split System: Air-Cooled Condensing Unit, Coil with Blower | 4TTX5036A1 |  | 4TXCB036BC3 | 12 | 14.75 | Yes | Yes | 2011-01-21 |  | 0
FALSE | 4TTX6036H1 | 3598 | 4164121 | TRANE | 4TTX5036A1 | AC | Split System: Air-Cooled Condensing Unit, Coil with Blower | 4TTX5036A1 |  | 4TXCB042BC3 | 12 | 14.5 | Yes | Yes | 2011-01-21 |  | 0
FALSE | 4TTX6036H1 | 3598 | 4164122 | TRANE | 4TTX5036A1 | AC | Split System: Air-Cooled Condensing Unit, Coil with Blower | 4TTX5036A1 |  | 4TXCB048BC3 | 12.5 | 14.75 | Yes | Yes | 2011-01-21 |  | 0
FALSE | 4TTX6036H1 | 3598 | 4164123 | TRANE | 4TTX5036A1 | AC | Split System: Air-Cooled Condensing Unit, Coil with Blower | 4TTX5036A1 |  | 4TXCC037BC3 | 12.5 | 14.75 | Yes | Yes | 2011-01-21 |  | 0
FALSE | 4TTX6036H1 | 3598 | 4164124 | TRANE | 4TTX5036A1 | AC | Split System: Air-Cooled Condensing Unit, Coil with Blower | 4TTX5036A1 |  | 4TXCC043BC3 | 12 | 14.5 | Yes | Yes | 2011-01-21 |  | 0
FALSE | 4TTX6036H1 | 3598 | 4164125 | TRANE | 4TTX5036A1 | AC | Split System: Air-Cooled Condensing Unit, Coil with Blower | 4TTX5036A1 |  | 4TXCC044BC3 | 12.5 | 15 | Yes | Yes | 2011-01-21 |  | 1
FALSE | 4TTR6018B1 | 3489 | 4164978 | AMERICAN STANDARD, INC. | 4A7A5018E1 | AC | Split System: Air-Cooled Condensing Unit, Coil with Blower | 4TTR5018E1 |  | 4TXAC037BC3 | 13 | 16 | Yes | Yes | 2011-02-28 |  | 2
FALSE | 4TTR6018B1 | 3489 | 4164979 | AMERICAN STANDARD, INC. | 4A7A5018E1 | AC | Split System: Air-Cooled Condensing Unit, Coil with Blower | 4TTR5018E1 |  | 4TXCA018BC3 | 13 | 15.5 | Yes | Yes | 2011-02-28 |  | 1
FALSE | 4TTR6018B1 | 3489 | 4164980 | AMERICAN STANDARD, INC. | 4A7A5018E1 | AC | Split System: Air-Cooled Condensing Unit, Coil with Blower | 4TTR5018E1 |  | 4TXCA024BC3 | 13 | 15 | Yes | Yes | 2011-02-28 |  | 1
FALSE | 4TTR6018B1 | 3489 | 4164981 | AMERICAN STANDARD, INC. | 4A7A5018E1 | AC | Split System: Air-Cooled Condensing Unit, Coil with Blower | 4TTR5018E1 |  | 4TXCB003CC3 | 13 | 16 | Yes | Yes | 2011-02-28 |  | 2
FALSE | 4TTR6018B1 | 3489 | 4164982 | AMERICAN STANDARD, INC. | 4A7A5018E1 | AC | Split System: Air-Cooled Condensing Unit, Coil with Blower | 4TTR5018E1 |  | 4TXCB004CC3 | 13 | 16 | Yes | Yes | 2011-02-28 |  | 2
FALSE | 4TTR6018B1 | 3489 | 4164983 | AMERICAN STANDARD, INC. | 4A7A5018E1 | AC | Split System: Air-Cooled Condensing Unit, Coil with Blower | 4TTR5018E1 |  | 4TXCB025BC3 | 13 | 16 | Yes | Yes | 2011-02-28 |  | 2
FALSE | 4TTR6018B1 | 3489 | 4164984 | AMERICAN STANDARD, INC. | 4A7A5018E1 | AC | Split System: Air-Cooled Condensing Unit, Coil with Blower | 4TTR5018E1 |  | 4TXCB031BC3 | 13 | 16 | Yes | Yes | 2011-02-28 |  | 2
FALSE | 4TTR6018B1 | 3489 | 4164985 | AMERICAN STANDARD, INC. | 4A7A5018E1 | AC | Split System: Air-Cooled Condensing Unit, Coil with Blower | 4TTR5018E1 |  | 4TXCB032BC3 | 13 | 16 | Yes | Yes | 2011-02-28 |  | 2
FALSE | 4TTR6018B1 | 3489 | 4164986 | AMERICAN STANDARD, INC. | 4A7A5018E1 | AC | Split System: Air-Cooled Condensing Unit, Coil with Blower | 4TTR5018E1 |  | 4TXCB036BC3 | 13 | 16 | Yes | Yes | 2011-02-28 |  | 2
FALSE | 4TTR6018B1 | 3489 | 4164987 | AMERICAN STANDARD, INC. | 4A7A5018E1 | AC | Split System: Air-Cooled Condensing Unit, Coil with Blower | 4TTR5018E1 |  | 4TXCC005CC3 | 13 | 16 | Yes | Yes | 2011-02-28 |  | 2
FALSE | 4TTR6018B1 | 3489 | 4164988 | AMERICAN STANDARD, INC. | 4A7A5018E1 | AC | Split System: Air-Cooled Condensing Unit, Coil with Blower | 4TTR5018E1 |  | 4TXCC006CC3 | 13 | 16 | Yes | Yes | 2011-02-28 |  | 2
FALSE | 4TTR6018B1 | 3489 | 4164989 | AMERICAN STANDARD, INC. | 4A7A5018E1 | AC | Split System: Air-Cooled Condensing Unit, Coil with Blower | 4TTR5018E1 |  | 4TXCC007CC3 | 13 | 16 | Yes | Yes | 2011-02-28 |  | 2
FALSE | 4TTR6018B1 | 3489 | 4164990 | AMERICAN STANDARD, INC. | 4A7A5018E1 | AC | Split System: Air-Cooled Condensing Unit, Coil with Blower | 4TTR5018E1 |  | 4TXCC037BC3 | 13 | 16 | Yes | Yes | 2011-02-28 |  | 2
FALSE | 4TTR6024B1 | 3503 | 4164995 | AMERICAN STANDARD, INC. | 4A7A5024E1 | AC | Split System: Air-Cooled Condensing Unit, Coil with Blower | 4TTR5024E1 |  | 4CXCA024CC3 | 13 | 14.5 | Yes | Yes | 2011-02-28 |  | 0
FALSE | 4TTR6024B1 | 3503 | 4164996 | AMERICAN STANDARD, INC. | 4A7A5024E1 | AC | Split System: Air-Cooled Condensing Unit, Coil with Blower | 4TTR5024E1 |  | 4CXCB025CC3 | 13 | 16 | Yes | Yes | 2011-02-28 |  | 2
FALSE | 4TTR6024B1 | 3503 | 4164997 | AMERICAN STANDARD, INC. | 4A7A5024E1 | AC | Split System: Air-Cooled Condensing Unit, Coil with Blower | 4TTR5024E1 |  | 4CXCB031CC3 | 13 | 16 | Yes | Yes | 2011-02-28 |  | 2
FALSE | 4TTR6024B1 | 3503 | 4164998 | AMERICAN STANDARD, INC. | 4A7A5024E1 | AC | Split System: Air-Cooled Condensing Unit, Coil with Blower | 4TTR5024E1 |  | 4CXCB036CC3 | 13 | 16 | Yes | Yes | 2011-02-28 |  | 2
FALSE | 4TTR6024B1 | 3503 | 4164999 | AMERICAN STANDARD, INC. | 4A7A5024E1 | AC | Split System: Air-Cooled Condensing Unit, Coil with Blower | 4TTR5024E1 |  | 4CXCB042CC3 | 13 | 16 | Yes | Yes | 2011-02-28 |  | 2
FALSE | 4TTR6036B1 | 3674 | 4165076 | AMERICAN STANDARD, INC. | 4A7A5036E1 | AC | Split System: Air-Cooled Condensing Unit, Coil with Blower | 4TTR5036E1 |  | 4TXAB036BC3 | 12 | 14.5 | Yes | Yes | 2011-02-28 |  | 0
FALSE | 4TTR6036B1 | 3674 | 4165077 | AMERICAN STANDARD, INC. | 4A7A5036E1 | AC | Split System: Air-Cooled Condensing Unit, Coil with Blower | 4TTR5036E1 |  | 4TXAB042BC3 | 12 | 14.5 | Yes | Yes | 2011-02-28 |  | 0
FALSE | 4TTR6036B1 | 3674 | 4165078 | AMERICAN STANDARD, INC. | 4A7A5036E1 | AC | Split System: Air-Cooled Condensing Unit, Coil with Blower | 4TTR5036E1 |  | 4TXAB048BC3 | 12.5 | 15 | Yes | Yes | 2011-02-28 |  | 1
FALSE | 4TTR6036B1 | 3674 | 4165079 | AMERICAN STANDARD, INC. | 4A7A5036E1 | AC | Split System: Air-Cooled Condensing Unit, Coil with Blower | 4TTR5036E1 |  | 4TXAC037BC3 | 12 | 14.5 | Yes | Yes | 2011-02-28 |  | 0
FALSE | 4TTR6036B1 | 3674 | 4165080 | AMERICAN STANDARD, INC. | 4A7A5036E1 | AC | Split System: Air-Cooled Condensing Unit, Coil with Blower | 4TTR5036E1 |  | 4TXAC043BC3 | 12 | 14.5 | Yes | Yes | 2011-02-28 |  | 0
FALSE | 4TTR6036B1 | 3674 | 4165081 | AMERICAN STANDARD, INC. | 4A7A5036E1 | AC | Split System: Air-Cooled Condensing Unit, Coil with Blower | 4TTR5036E1 |  | 4TXAC044BC3 | 12.5 | 15 | Yes | Yes | 2011-02-28 |  | 1
FALSE | 4TTR6036B1 | 3674 | 4165082 | AMERICAN STANDARD, INC. | 4A7A5036E1 | AC | Split System: Air-Cooled Condensing Unit, Coil with Blower | 4TTR5036E1 |  | 4TXAC049BC3 | 12.5 | 15 | Yes | Yes | 2011-02-28 |  | 1
FALSE | 4TTR6036B1 | 3674 | 4165083 | AMERICAN STANDARD, INC. | 4A7A5036E1 | AC | Split System: Air-Cooled Condensing Unit, Coil with Blower | 4TTR5036E1 |  | 4TXAC060BC3 | 13 | 15 | Yes | Yes | 2011-02-28 |  | 1
FALSE | 4TTR6036B1 | 3674 | 4165085 | AMERICAN STANDARD, INC. | 4A7A5036E1 | AC | Split System: Air-Cooled Condensing Unit, Coil with Blower | 4TTR5036E1 |  | 4TXCB032BC3 | 12 | 14.5 | Yes | Yes | 2011-02-28 |  | 0
FALSE | 4TTR6036B1 | 3674 | 4165086 | AMERICAN STANDARD, INC. | 4A7A5036E1 | AC | Split System: Air-Cooled Condensing Unit, Coil with Blower | 4TTR5036E1 |  | 4TXCB036BC3 | 12 | 14.5 | Yes | Yes | 2011-02-28 |  | 0
FALSE | 4TTR6036B1 | 3674 | 4165087 | AMERICAN STANDARD, INC. | 4A7A5036E1 | AC | Split System: Air-Cooled Condensing Unit, Coil with Blower | 4TTR5036E1 |  | 4TXCB042BC3 | 12 | 14.5 | Yes | Yes | 2011-02-28 |  | 0
FALSE | 4TTR6036B1 | 3674 | 4165088 | AMERICAN STANDARD, INC. | 4A7A5036E1 | AC | Split System: Air-Cooled Condensing Unit, Coil with Blower | 4TTR5036E1 |  | 4TXCB048BC3 | 12.5 | 15 | Yes | Yes | 2011-02-28 |  | 1
FALSE | 4TTR6036B1 | 3674 | 4165089 | AMERICAN STANDARD, INC. | 4A7A5036E1 | AC | Split System: Air-Cooled Condensing Unit, Coil with Blower | 4TTR5036E1 |  | 4TXCC037BC3 | 12 | 14.5 | Yes | Yes | 2011-02-28 |  | 0
FALSE | 4TTR6036B1 | 3674 | 4165090 | AMERICAN STANDARD, INC. | 4A7A5036E1 | AC | Split System: Air-Cooled Condensing Unit, Coil with Blower | 4TTR5036E1 |  | 4TXCC043BC3 | 12 | 14.5 | Yes | Yes | 2011-02-28 |  | 0
FALSE | 4TTR6036B1 | 3674 | 4165091 | AMERICAN STANDARD, INC. | 4A7A5036E1 | AC | Split System: Air-Cooled Condensing Unit, Coil with Blower | 4TTR5036E1 |  | 4TXCC044BC3 | 12.5 | 15 | Yes | Yes | 2011-02-28 |  | 1
FALSE | 4TTR6036B1 | 3674 | 4165092 | AMERICAN STANDARD, INC. | 4A7A5036E1 | AC | Split System: Air-Cooled Condensing Unit, Coil with Blower | 4TTR5036E1 |  | 4TXCC049BC3 | 12.5 | 15 | Yes | Yes | 2011-02-28 |  | 1
FALSE | 4TTR6036B1 | 3674 | 4165093 | AMERICAN STANDARD, INC. | 4A7A5036E1 | AC | Split System: Air-Cooled Condensing Unit, Coil with Blower | 4TTR5036E1 |  | 4TXCC060BC3 | 13 | 15 | Yes | Yes | 2011-02-28 |  | 1
FALSE | 4TTX6018H1 | 3491 | 4165100 | AMERICAN STANDARD, INC. | 4A7A5018A1 | AC | Split System: Air-Cooled Condensing Unit, Coil with Blower | 4TTX5018A1 |  | 4CXCA024CC3 | 13 | 15.75 | Yes | Yes | 2011-02-28 |  | 1
FALSE | 4TTX6018H1 | 3491 | 4165101 | AMERICAN STANDARD, INC. | 4A7A5018A1 | AC | Split System: Air-Cooled Condensing Unit, Coil with Blower | 4TTX5018A1 |  | 4CXCB025CC3 | 13.5 | 16 | Yes | Yes | 2011-02-28 |  | 2
FALSE | 4TTX6018H1 | 3491 | 4165102 | AMERICAN STANDARD, INC. | 4A7A5018A1 | AC | Split System: Air-Cooled Condensing Unit, Coil with Blower | 4TTX5018A1 |  | 4CXCB031CC3 | 13.5 | 16 | Yes | Yes | 2011-02-28 |  | 2
FALSE | 4TTX6018H1 | 3491 | 4165103 | AMERICAN STANDARD, INC. | 4A7A5018A1 | AC | Split System: Air-Cooled Condensing Unit, Coil with Blower | 4TTX5018A1 |  | 4TXAA018BC3 | 13 | 16 | Yes | Yes | 2011-02-28 |  | 2
FALSE | 4TTX6018H1 | 3491 | 4165104 | AMERICAN STANDARD, INC. | 4A7A5018A1 | AC | Split System: Air-Cooled Condensing Unit, Coil with Blower | 4TTX5018A1 |  | 4TXAA024BC3 | 13 | 15.75 | Yes | Yes | 2011-02-28 |  | 1
FALSE | 4TTX6018H1 | 3491 | 4165105 | AMERICAN STANDARD, INC. | 4A7A5018A1 | AC | Split System: Air-Cooled Condensing Unit, Coil with Blower | 4TTX5018A1 |  | 4TXAB025BC3 | 13.5 | 16 | Yes | Yes | 2011-02-28 |  | 2
FALSE | 4TTX6018H1 | 3491 | 4165106 | AMERICAN STANDARD, INC. | 4A7A5018A1 | AC | Split System: Air-Cooled Condensing Unit, Coil with Blower | 4TTX5018A1 |  | 4TXAB031BC3 | 13.5 | 16 | Yes | Yes | 2011-02-28 |  | 2
FALSE | 4TTX6018H1 | 3491 | 4165107 | AMERICAN STANDARD, INC. | 4A7A5018A1 | AC | Split System: Air-Cooled Condensing Unit, Coil with Blower | 4TTX5018A1 |  | 4TXCA018BC3 | 13 | 16 | Yes | Yes | 2011-02-28 |  | 2
FALSE | 4TTX6018H1 | 3491 | 4165108 | AMERICAN STANDARD, INC. | 4A7A5018A1 | AC | Split System: Air-Cooled Condensing Unit, Coil with Blower | 4TTX5018A1 |  | 4TXCA024BC3 | 13 | 15.75 | Yes | Yes | 2011-02-28 |  | 1
FALSE | 4TTX6018H1 | 3491 | 4165109 | AMERICAN STANDARD, INC. | 4A7A5018A1 | AC | Split System: Air-Cooled Condensing Unit, Coil with Blower | 4TTX5018A1 |  | 4TXCB025BC3 | 13.5 | 16 | Yes | Yes | 2011-02-28 |  | 2
FALSE | 4TTX6018H1 | 3491 | 4165110 | AMERICAN STANDARD, INC. | 4A7A5018A1 | AC | Split System: Air-Cooled Condensing Unit, Coil with Blower | 4TTX5018A1 |  | 4TXCB031BC3 | 13.5 | 16 | Yes | Yes | 2011-02-28 |  | 2
FALSE | 4TTX6024H1 | 3520 | 4165112 | AMERICAN STANDARD, INC. | 4A7A5024A1 | AC | Split System: Air-Cooled Condensing Unit, Coil with Blower | 4TTX5024A1 |  | 4CXCB025CC3 | 12.5 | 15.5 | Yes | Yes | 2011-02-28 |  | 1
FALSE | 4TTX6024H1 | 3520 | 4165113 | AMERICAN STANDARD, INC. | 4A7A5024A1 | AC | Split System: Air-Cooled Condensing Unit, Coil with Blower | 4TTX5024A1 |  | 4CXCB031CC3 | 12.5 | 15.5 | Yes | Yes | 2011-02-28 |  | 1
FALSE | 4TTX6024H1 | 3520 | 4165114 | AMERICAN STANDARD, INC. | 4A7A5024A1 | AC | Split System: Air-Cooled Condensing Unit, Coil with Blower | 4TTX5024A1 |  | 4TXAB025BC3 | 12.5 | 15.5 | Yes | Yes | 2011-02-28 |  | 1
FALSE | 4TTX6024H1 | 3520 | 4165115 | AMERICAN STANDARD, INC. | 4A7A5024A1 | AC | Split System: Air-Cooled Condensing Unit, Coil with Blower | 4TTX5024A1 |  | 4TXAB031BC3 | 12.5 | 15.5 | Yes | Yes | 2011-02-28 |  | 1
FALSE | 4TTX6024H1 | 3520 | 4165116 | AMERICAN STANDARD, INC. | 4A7A5024A1 | AC | Split System: Air-Cooled Condensing Unit, Coil with Blower | 4TTX5024A1 |  | 4TXAB032BC3 | 13 | 15.75 | Yes | Yes | 2011-02-28 |  | 1
FALSE | 4TTX6024H1 | 3520 | 4165117 | AMERICAN STANDARD, INC. | 4A7A5024A1 | AC | Split System: Air-Cooled Condensing Unit, Coil with Blower | 4TTX5024A1 |  | 4TXCB025BC3 | 12.5 | 15.5 | Yes | Yes | 2011-02-28 |  | 1
FALSE | 4TTX6024H1 | 3520 | 4165118 | AMERICAN STANDARD, INC. | 4A7A5024A1 | AC | Split System: Air-Cooled Condensing Unit, Coil with Blower | 4TTX5024A1 |  | 4TXCB031BC3 | 12.5 | 15.5 | Yes | Yes | 2011-02-28 |  | 1
FALSE | 4TTX6024H1 | 3520 | 4165119 | AMERICAN STANDARD, INC. | 4A7A5024A1 | AC | Split System: Air-Cooled Condensing Unit, Coil with Blower | 4TTX5024A1 |  | 4TXCB032BC3 | 13 | 15.75 | Yes | Yes | 2011-02-28 |  | 1
FALSE | 4TTR6030B1 | 3522 | 4165911 | TRANE | 4TTR5030E1 | AC | Split System: Air-Cooled Condensing Unit, Coil with Blower | 4TTR5030E1 |  | 4CXCB036CC3 | 12.5 | 15 | Yes | Yes | 2011-01-21 |  | 1
FALSE | 4TTR6030B1 | 3522 | 4165912 | TRANE | 4TTR5030E1 | AC | Split System: Air-Cooled Condensing Unit, Coil with Blower | 4TTR5030E1 |  | 4CXCB042CC3 | 12.5 | 15 | Yes | Yes | 2011-01-21 |  | 1
FALSE | 4TTR6030B1 | 3522 | 4165913 | TRANE | 4TTR5030E1 | AC | Split System: Air-Cooled Condensing Unit, Coil with Blower | 4TTR5030E1 |  | 4CXCC037CC3 | 12.5 | 15 | Yes | Yes | 2011-01-21 |  | 1
FALSE | 4TTR6030B1 | 3522 | 4165914 | TRANE | 4TTR5030E1 | AC | Split System: Air-Cooled Condensing Unit, Coil with Blower | 4TTR5030E1 |  | 4CXCC043CC3 | 12.5 | 15 | Yes | Yes | 2011-01-21 |  | 1
FALSE | 4TTR6030B1 | 3522 | 4165915 | TRANE | 4TTR5030E1 | AC | Split System: Air-Cooled Condensing Unit, Coil with Blower | 4TTR5030E1 |  | 4TXAB032BC3 | 12.5 | 15 | Yes | Yes | 2011-01-21 |  | 1
FALSE | 4TTR6030B1 | 3522 | 4165916 | TRANE | 4TTR5030E1 | AC | Split System: Air-Cooled Condensing Unit, Coil with Blower | 4TTR5030E1 |  | 4TXAB036BC3 | 12.5 | 15 | Yes | Yes | 2011-01-21 |  | 1
FALSE | 4TTR6030B1 | 3522 | 4165917 | TRANE | 4TTR5030E1 | AC | Split System: Air-Cooled Condensing Unit, Coil with Blower | 4TTR5030E1 |  | 4TXAB042BC3 | 12.5 | 15 | Yes | Yes | 2011-01-21 |  | 1
FALSE | 4TTR6030B1 | 3522 | 4165918 | TRANE | 4TTR5030E1 | AC | Split System: Air-Cooled Condensing Unit, Coil with Blower | 4TTR5030E1 |  | 4TXAC037BC3 | 12.5 | 15 | Yes | Yes | 2011-01-21 |  | 1
FALSE | 4TTR6030B1 | 3522 | 4165919 | TRANE | 4TTR5030E1 | AC | Split System: Air-Cooled Condensing Unit, Coil with Blower | 4TTR5030E1 |  | 4TXAC043BC3 | 12.5 | 15 | Yes | Yes | 2011-01-21 |  | 1
FALSE | 4TTR6030B1 | 3522 | 4165921 | TRANE | 4TTR5030E1 | AC | Split System: Air-Cooled Condensing Unit, Coil with Blower | 4TTR5030E1 |  | 4TXAC044BC3 | 12.5 | 15.5 | Yes | Yes | 2011-01-21 |  | 1
FALSE | 4TTR6030B1 | 3522 | 4165922 | TRANE | 4TTR5030E1 | AC | Split System: Air-Cooled Condensing Unit, Coil with Blower | 4TTR5030E1 |  | 4TXCB032BC3 | 12.5 | 15 | Yes | Yes | 2011-01-21 |  | 1
FALSE | 4TTR6030B1 | 3522 | 4165923 | TRANE | 4TTR5030E1 | AC | Split System: Air-Cooled Condensing Unit, Coil with Blower | 4TTR5030E1 |  | 4TXCB036BC3 | 12.5 | 15 | Yes | Yes | 2011-01-21 |  | 1
FALSE | 4TTR6030B1 | 3522 | 4165924 | TRANE | 4TTR5030E1 | AC | Split System: Air-Cooled Condensing Unit, Coil with Blower | 4TTR5030E1 |  | 4TXCB042BC3 | 12.5 | 15 | Yes | Yes | 2011-01-21 |  | 1
FALSE | 4TTR6030B1 | 3522 | 4165925 | TRANE | 4TTR5030E1 | AC | Split System: Air-Cooled Condensing Unit, Coil with Blower | 4TTR5030E1 |  | 4TXCC037BC3 | 12.5 | 15 | Yes | Yes | 2011-01-21 |  | 1
FALSE | 4TTR6036B1 | 3674 | 4165950 | TRANE | 4TTR5036E1 | AC | Split System: Air-Cooled Condensing Unit, Coil with Blower | 4TTR5036E1 |  | 4TXCB031BC3 | 12 | 14.5 | Yes | Yes | 2011-01-21 |  | 0
FALSE | 4TTR6036B1 | 3674 | 4165951 | TRANE | 4TTR5036E1 | AC | Split System: Air-Cooled Condensing Unit, Coil with Blower | 4TTR5036E1 |  | 4TXCB032BC3 | 12 | 14.5 | Yes | Yes | 2011-01-21 |  | 0
FALSE | 4TTR6036B1 | 3674 | 4165952 | TRANE | 4TTR5036E1 | AC | Split System: Air-Cooled Condensing Unit, Coil with Blower | 4TTR5036E1 |  | 4TXCB036BC3 | 12 | 14.5 | Yes | Yes | 2011-01-21 |  | 0
FALSE | 4TTR6036B1 | 3674 | 4165953 | TRANE | 4TTR5036E1 | AC | Split System: Air-Cooled Condensing Unit, Coil with Blower | 4TTR5036E1 |  | 4TXCB042BC3 | 12 | 14.5 | Yes | Yes | 2011-01-21 |  | 0
FALSE | 4TTR6036B1 | 3674 | 4165954 | TRANE | 4TTR5036E1 | AC | Split System: Air-Cooled Condensing Unit, Coil with Blower | 4TTR5036E1 |  | 4TXCB048BC3 | 12.5 | 15 | Yes | Yes | 2011-01-21 |  | 1
FALSE | 4TTR6036B1 | 3674 | 4165955 | TRANE | 4TTR5036E1 | AC | Split System: Air-Cooled Condensing Unit, Coil with Blower | 4TTR5036E1 |  | 4TXCC037BC3 | 12.5 | 15 | Yes | Yes | 2011-01-21 |  | 1
FALSE | 4TTR6036B1 | 3674 | 4165956 | TRANE | 4TTR5036E1 | AC | Split System: Air-Cooled Condensing Unit, Coil with Blower | 4TTR5036E1 |  | 4TXCC043BC3 | 12.5 | 15 | Yes | Yes | 2011-01-21 |  | 1
FALSE | 4TTR6036B1 | 3674 | 4165957 | TRANE | 4TTR5036E1 | AC | Split System: Air-Cooled Condensing Unit, Coil with Blower | 4TTR5036E1 |  | 4TXCC044BC3 | 13 | 15 | Yes | Yes | 2011-01-21 |  | 1
FALSE | 4TTR6036B1 | 3674 | 4165958 | TRANE | 4TTR5036E1 | AC | Split System: Air-Cooled Condensing Unit, Coil with Blower | 4TTR5036E1 |  | 4TXCC049BC3 | 13 | 15 | Yes | Yes | 2011-01-21 |  | 1
FALSE | 4TTR6036B1 | 3674 | 4165959 | TRANE | 4TTR5036E1 | AC | Split System: Air-Cooled Condensing Unit, Coil with Blower | 4TTR5036E1 |  | 4TXCC060BC3 | 13 | 15.5 | Yes | Yes | 2011-01-21 |  | 1
FALSE | 4TTR6036B1 | 3674 | 4165960 | TRANE | 4TTR5036E1 | AC | Split System: Air-Cooled Condensing Unit, Coil with Blower | 4TTR5036E1 |  | 4TXCD050BC3 | 13 | 15.5 | Yes | Yes | 2011-01-21 |  | 1
FALSE | 4TTR6036B1 | 3674 | 4165961 | TRANE | 4TTR5036E1 | AC | Split System: Air-Cooled Condensing Unit, Coil with Blower | 4TTR5036E1 |  | 4TXCD061BC3 | 13 | 15.5 | Yes | Yes | 2011-01-21 |  | 1
FALSE | 4TTR6036B1 | 3674 | 4165962 | TRANE | 4TTR5036E1 | AC | Split System: Air-Cooled Condensing Unit, Coil with Blower | 4TTR5036E1 |  | 4TXCD064BC3 | 13 | 15.5 | Yes | Yes | 2011-01-21 |  | 1
FALSE | 4TTR6042B1 | 3680 | 4165969 | TRANE | 4TTR5042E1 | AC | Split System: Air-Cooled Condensing Unit, Coil with Blower | 4TTR5042E1 |  | 4CXCB036CC3 | 12 | 14.5 | Yes | Yes | 2011-01-21 |  | 0
FALSE | 4TTR6042B1 | 3680 | 4165970 | TRANE | 4TTR5042E1 | AC | Split System: Air-Cooled Condensing Unit, Coil with Blower | 4TTR5042E1 |  | 4CXCB042CC3 | 12 | 14.5 | Yes | Yes | 2011-01-21 |  | 0
FALSE | 4TTR6042B1 | 3680 | 4165971 | TRANE | 4TTR5042E1 | AC | Split System: Air-Cooled Condensing Unit, Coil with Blower | 4TTR5042E1 |  | 4CXCC037CC3 | 12.5 | 14.5 | Yes | Yes | 2011-01-21 |  | 0
FALSE | 4TTR6042B1 | 3680 | 4165972 | TRANE | 4TTR5042E1 | AC | Split System: Air-Cooled Condensing Unit, Coil with Blower | 4TTR5042E1 |  | 4CXCC043CC3 | 12.5 | 14.5 | Yes | Yes | 2011-01-21 |  | 0
FALSE | 4TTR6042B1 | 3680 | 4165973 | TRANE | 4TTR5042E1 | AC | Split System: Air-Cooled Condensing Unit, Coil with Blower | 4TTR5042E1 |  | 4CXCC049CC3 | 12.5 | 15 | Yes | Yes | 2011-01-21 |  | 1
FALSE | 4TTR6042B1 | 3680 | 4165974 | TRANE | 4TTR5042E1 | AC | Split System: Air-Cooled Condensing Unit, Coil with Blower | 4TTR5042E1 |  | 4TXAB036BC3 | 12 | 14.5 | Yes | Yes | 2011-01-21 |  | 0
FALSE | 4TTR6042B1 | 3680 | 4165975 | TRANE | 4TTR5042E1 | AC | Split System: Air-Cooled Condensing Unit, Coil with Blower | 4TTR5042E1 |  | 4TXAB042BC3 | 12 | 14.5 | Yes | Yes | 2011-01-21 |  | 0
FALSE | 4TTR6048B1 | 3695 | 4166009 | TRANE | 4TTR5048E1 | AC | Split System: Air-Cooled Condensing Unit, Coil with Blower | 4TTR5048E1 |  | 4TXCC044BC3 | 12 | 14.5 | Yes | Yes | 2011-01-21 |  | 0
FALSE | 4TTR6048B1 | 3695 | 4166010 | TRANE | 4TTR5048E1 | AC | Split System: Air-Cooled Condensing Unit, Coil with Blower | 4TTR5048E1 |  | 4TXCC049BC3 | 12 | 14.5 | Yes | Yes | 2011-01-21 |  | 0
FALSE | 4TTR6048B1 | 3695 | 4166011 | TRANE | 4TTR5048E1 | AC | Split System: Air-Cooled Condensing Unit, Coil with Blower | 4TTR5048E1 |  | 4TXCC060BC3 | 12 | 14.5 | Yes | Yes | 2011-01-21 |  | 0
FALSE | 4TTR6048B1 | 3695 | 4166012 | TRANE | 4TTR5048E1 | AC | Split System: Air-Cooled Condensing Unit, Coil with Blower | 4TTR5048E1 |  | 4TXCD050BC3 | 12 | 14.5 | Yes | Yes | 2011-01-21 |  | 0
FALSE | 4TTR6048B1 | 3695 | 4166013 | TRANE | 4TTR5048E1 | AC | Split System: Air-Cooled Condensing Unit, Coil with Blower | 4TTR5048E1 |  | 4TXCD061BC3 | 12 | 14.5 | Yes | Yes | 2011-01-21 |  | 0
FALSE | 4TTR6048B1 | 3695 | 4166014 | TRANE | 4TTR5048E1 | AC | Split System: Air-Cooled Condensing Unit, Coil with Blower | 4TTR5048E1 |  | 4TXCD064BC3 | 12 | 14.5 | Yes | Yes | 2011-01-21 |  | 0
FALSE | 4TTR6049B1 | 3692 | 4166018 | TRANE | 4TTR5049E1 | AC | Split System: Air-Cooled Condensing Unit, Coil with Blower | 4TTR5049E1 |  | 4TXAC043BC3 | 12.5 | 15 | Yes | Yes | 2011-01-21 |  | 1
FALSE | 4TTR6049B1 | 3692 | 4166019 | TRANE | 4TTR5049E1 | AC | Split System: Air-Cooled Condensing Unit, Coil with Blower | 4TTR5049E1 |  | 4TXAC044BC3 | 12.5 | 15.5 | Yes | Yes | 2011-01-21 |  | 1
FALSE | 4TTR6049B1 | 3692 | 4166020 | TRANE | 4TTR5049E1 | AC | Split System: Air-Cooled Condensing Unit, Coil with Blower | 4TTR5049E1 |  | 4TXAC049BC3 | 12.5 | 15.5 | Yes | Yes | 2011-01-21 |  | 1
FALSE | 4TTR6049B1 | 3692 | 4166021 | TRANE | 4TTR5049E1 | AC | Split System: Air-Cooled Condensing Unit, Coil with Blower | 4TTR5049E1 |  | 4TXAC060BC3 | 13 | 15.5 | Yes | Yes | 2011-01-21 |  | 1
FALSE | 4TTR6049B1 | 3692 | 4166022 | TRANE | 4TTR5049E1 | AC | Split System: Air-Cooled Condensing Unit, Coil with Blower | 4TTR5049E1 |  | 4TXAD050BC3 | 13 | 15.5 | Yes | Yes | 2011-01-21 |  | 1
FALSE | 4TTR6049B1 | 3692 | 4166023 | TRANE | 4TTR5049E1 | AC | Split System: Air-Cooled Condensing Unit, Coil with Blower | 4TTR5049E1 |  | 4TXAD061BC3 | 13 | 15.5 | Yes | Yes | 2011-01-21 |  | 1
FALSE | 4TTR6049B1 | 3692 | 4166024 | TRANE | 4TTR5049E1 | AC | Split System: Air-Cooled Condensing Unit, Coil with Blower | 4TTR5049E1 |  | 4TXAD064BC3 | 13 | 15.5 | Yes | Yes | 2011-01-21 |  | 1
FALSE | 4TTR6049B1 | 3692 | 4166025 | TRANE | 4TTR5049E1 | AC | Split System: Air-Cooled Condensing Unit, Coil with Blower | 4TTR5049E1 |  | 4TXCC008CC3 | 12.5 | 15.5 | Yes | Yes | 2011-01-21 |  | 1
FALSE | 4TTR6049B1 | 3692 | 4166026 | TRANE | 4TTR5049E1 | AC | Split System: Air-Cooled Condensing Unit, Coil with Blower | 4TTR5049E1 |  | 4TXCC043BC3 | 12.5 | 15 | Yes | Yes | 2011-01-21 |  | 1
FALSE | 4TTR6049B1 | 3692 | 4166027 | TRANE | 4TTR5049E1 | AC | Split System: Air-Cooled Condensing Unit, Coil with Blower | 4TTR5049E1 |  | 4TXCC044BC3 | 12.5 | 15.5 | Yes | Yes | 2011-01-21 |  | 1
FALSE | 4TTR6049B1 | 3692 | 4166028 | TRANE | 4TTR5049E1 | AC | Split System: Air-Cooled Condensing Unit, Coil with Blower | 4TTR5049E1 |  | 4TXCC049BC3 | 12.5 | 15.5 | Yes | Yes | 2011-01-21 |  | 1
FALSE | 4TTR6049B1 | 3692 | 4166029 | TRANE | 4TTR5049E1 | AC | Split System: Air-Cooled Condensing Unit, Coil with Blower | 4TTR5049E1 |  | 4TXCC060BC3 | 13 | 15.5 | Yes | Yes | 2011-01-21 |  | 1
FALSE | 4TTR6049B1 | 3692 | 4166030 | TRANE | 4TTR5049E1 | AC | Split System: Air-Cooled Condensing Unit, Coil with Blower | 4TTR5049E1 |  | 4TXCD009CC3 | 12.5 | 15.5 | Yes | Yes | 2011-01-21 |  | 1
FALSE | 4TTR6049B1 | 3692 | 4166031 | TRANE | 4TTR5049E1 | AC | Split System: Air-Cooled Condensing Unit, Coil with Blower | 4TTR5049E1 |  | 4TXCD010CC3 | 12.5 | 15 | Yes | Yes | 2011-01-21 |  | 1
FALSE | 4TTR6049B1 | 3692 | 4166032 | TRANE | 4TTR5049E1 | AC | Split System: Air-Cooled Condensing Unit, Coil with Blower | 4TTR5049E1 |  | 4TXCD050BC3 | 13 | 15.5 | Yes | Yes | 2011-01-21 |  | 1
FALSE | 4TTX6049H1 | 3690 | 4166065 | TRANE | 4TTX5049E1 | AC | Split System: Air-Cooled Condensing Unit, Coil with Blower | 4TTX5049E1 |  | 4TXAC044BC3 | 12.5 | 15.5 | Yes | Yes | 2011-01-21 |  | 1
FALSE | 4TTX6049H1 | 3690 | 4166066 | TRANE | 4TTX5049E1 | AC | Split System: Air-Cooled Condensing Unit, Coil with Blower | 4TTX5049E1 |  | 4TXAC049BC3 | 12.5 | 15.5 | Yes | Yes | 2011-01-21 |  | 1
FALSE | 4TTX6049H1 | 3690 | 4166067 | TRANE | 4TTX5049E1 | AC | Split System: Air-Cooled Condensing Unit, Coil with Blower | 4TTX5049E1 |  | 4TXAC060BC3 | 13 | 15.5 | Yes | Yes | 2011-01-21 |  | 1
FALSE | 4TTX6049H1 | 3690 | 4166068 | TRANE | 4TTX5049E1 | AC | Split System: Air-Cooled Condensing Unit, Coil with Blower | 4TTX5049E1 |  | 4TXAD050BC3 | 13 | 15.5 | Yes | Yes | 2011-01-21 |  | 1
FALSE | 4TTX6049H1 | 3690 | 4166069 | TRANE | 4TTX5049E1 | AC | Split System: Air-Cooled Condensing Unit, Coil with Blower | 4TTX5049E1 |  | 4TXAD061BC3 | 13 | 15.5 | Yes | Yes | 2011-01-21 |  | 1
FALSE | 4TTX6049H1 | 3690 | 4166070 | TRANE | 4TTX5049E1 | AC | Split System: Air-Cooled Condensing Unit, Coil with Blower | 4TTX5049E1 |  | 4TXAD064BC3 | 13 | 15.5 | Yes | Yes | 2011-01-21 |  | 1
FALSE | 4TTX6049H1 | 3690 | 4166071 | TRANE | 4TTX5049E1 | AC | Split System: Air-Cooled Condensing Unit, Coil with Blower | 4TTX5049E1 |  | 4TXCC008CC3 | 12.5 | 15.5 | Yes | Yes | 2011-01-21 |  | 1
FALSE | 4TTX6049H1 | 3690 | 4166072 | TRANE | 4TTX5049E1 | AC | Split System: Air-Cooled Condensing Unit, Coil with Blower | 4TTX5049E1 |  | 4TXCC043BC3 | 12.5 | 15 | Yes | Yes | 2011-01-21 |  | 1
FALSE | 4TTX6049H1 | 3690 | 4166073 | TRANE | 4TTX5049E1 | AC | Split System: Air-Cooled Condensing Unit, Coil with Blower | 4TTX5049E1 |  | 4TXCC044BC3 | 12.5 | 15.5 | Yes | Yes | 2011-01-21 |  | 1
FALSE | 4TTX6049H1 | 3690 | 4166074 | TRANE | 4TTX5049E1 | AC | Split System: Air-Cooled Condensing Unit, Coil with Blower | 4TTX5049E1 |  | 4TXCC049BC3 | 12.5 | 15.5 | Yes | Yes | 2011-01-21 |  | 1
FALSE | 4TTX6049H1 | 3690 | 4166075 | TRANE | 4TTX5049E1 | AC | Split System: Air-Cooled Condensing Unit, Coil with Blower | 4TTX5049E1 |  | 4TXCC060BC3 | 13 | 15.5 | Yes | Yes | 2011-01-21 |  | 1
FALSE | 4TTX6049H1 | 3690 | 4166076 | TRANE | 4TTX5049E1 | AC | Split System: Air-Cooled Condensing Unit, Coil with Blower | 4TTX5049E1 |  | 4TXCD009CC3 | 12.5 | 15.5 | Yes | Yes | 2011-01-21 |  | 1
FALSE | 4TTX6049H1 | 3690 | 4166077 | TRANE | 4TTX5049E1 | AC | Split System: Air-Cooled Condensing Unit, Coil with Blower | 4TTX5049E1 |  | 4TXCD010CC3 | 12.5 | 15 | Yes | Yes | 2011-01-21 |  | 1
FALSE | 4TTX6049H1 | 3690 | 4166078 | TRANE | 4TTX5049E1 | AC | Split System: Air-Cooled Condensing Unit, Coil with Blower | 4TTX5049E1 |  | 4TXCD050BC3 | 13 | 15.5 | Yes | Yes | 2011-01-21 |  | 1
FALSE | 4TTX6049H1 | 3690 | 4166079 | TRANE | 4TTX5049E1 | AC | Split System: Air-Cooled Condensing Unit, Coil with Blower | 4TTX5049E1 |  | 4TXCD061BC3 | 13 | 15.5 | Yes | Yes | 2011-01-21 |  | 1
FALSE | 4TTX6049H1 | 3690 | 4166080 | TRANE | 4TTX5049E1 | AC | Split System: Air-Cooled Condensing Unit, Coil with Blower | 4TTX5049E1 |  | 4TXCD063BC3 | 13 | 16 | Yes | Yes | 2011-01-21 |  | 2
FALSE | 4TTX6049H1 | 3690 | 4166081 | TRANE | 4TTX5049E1 | AC | Split System: Air-Cooled Condensing Unit, Coil with Blower | 4TTX5049E1 |  | 4TXCD064BC3 | 13 | 15.5 | Yes | Yes | 2011-01-21 |  | 1
FALSE | 4TTX6049H1 | 3690 | 4166082 | TRANE | 4TTX5049E1 | AC | Split System: Air-Cooled Condensing Unit, Coil with Blower | 4TTX5049E1 |  | 4TXFH054CC3 | 13 | 15.5 | Yes | Yes | 2011-01-21 |  | 1
FALSE | 4TTX6049H1 | 3690 | 4166083 | TRANE | 4TTX5049E1 | AC | Split System: Air-Cooled Condensing Unit, Coil with Blower | 4TTX5049E1 |  | 4TXFH063CZ3 | 13 | 16 | Yes | Yes | 2011-01-21 |  | 2
FALSE | 4A7A7048A1 | 288 | 4166124 | AMERICAN STANDARD, INC. | 4A7A6048E1 | AC | Split System: Air-Cooled Condensing Unit, Coil with Blower | 4A7A6048E1 |  | 4TXAD061BC3 | 12.5 | 16 | Yes | Yes | 2011-01-21 |  | 1
FALSE | 4A7A7048A1 | 288 | 4166125 | AMERICAN STANDARD, INC. | 4A7A6048E1 | AC | Split System: Air-Cooled Condensing Unit, Coil with Blower | 4A7A6048E1 |  | 4TXAD064BC3 | 12 | 16 | Yes | Yes | 2011-01-21 |  | 0
FALSE | 4A7A7048A1 | 288 | 4166126 | AMERICAN STANDARD, INC. | 4A7A6048E1 | AC | Split System: Air-Cooled Condensing Unit, Coil with Blower | 4A7A6048E1 |  | 4TXCC008CC3 | 12 | 16 | Yes | Yes | 2011-01-21 |  | 0
FALSE | 4A7A7048A1 | 288 | 4166127 | AMERICAN STANDARD, INC. | 4A7A6048E1 | AC | Split System: Air-Cooled Condensing Unit, Coil with Blower | 4A7A6048E1 |  | 4TXCC043BC3 | 12 | 15 | Yes | Yes | 2011-01-21 |  | 0
FALSE | 4A7A7048A1 | 288 | 4166128 | AMERICAN STANDARD, INC. | 4A7A6048E1 | AC | Split System: Air-Cooled Condensing Unit, Coil with Blower | 4A7A6048E1 |  | 4TXCC044BC3 | 12 | 16 | Yes | Yes | 2011-01-21 |  | 0
FALSE | 4A7A7048A1 | 288 | 4166129 | AMERICAN STANDARD, INC. | 4A7A6048E1 | AC | Split System: Air-Cooled Condensing Unit, Coil with Blower | 4A7A6048E1 |  | 4TXCC049BC3 | 12 | 15.5 | Yes | Yes | 2011-01-21 |  | 0
FALSE | 4A7A7048A1 | 288 | 4166130 | AMERICAN STANDARD, INC. | 4A7A6048E1 | AC | Split System: Air-Cooled Condensing Unit, Coil with Blower | 4A7A6048E1 |  | 4TXCC060BC3 | 12 | 16 | Yes | Yes | 2011-01-21 |  | 0
FALSE | 4A7A7048A1 | 288 | 4166131 | AMERICAN STANDARD, INC. | 4A7A6048E1 | AC | Split System: Air-Cooled Condensing Unit, Coil with Blower | 4A7A6048E1 |  | 4TXCD009CC3 | 12 | 16 | Yes | Yes | 2011-01-21 |  | 0
FALSE | 4A7A7048A1 | 288 | 4166132 | AMERICAN STANDARD, INC. | 4A7A6048E1 | AC | Split System: Air-Cooled Condensing Unit, Coil with Blower | 4A7A6048E1 |  | 4TXCD010CC3 | 12 | 16 | Yes | Yes | 2011-01-21 |  | 0
FALSE | 4A7A7048A1 | 288 | 4166133 | AMERICAN STANDARD, INC. | 4A7A6048E1 | AC | Split System: Air-Cooled Condensing Unit, Coil with Blower | 4A7A6048E1 |  | 4TXCD050BC3 | 12 | 16 | Yes | Yes | 2011-01-21 |  | 0
FALSE | 4A7A7048A1 | 288 | 4166134 | AMERICAN STANDARD, INC. | 4A7A6048E1 | AC | Split System: Air-Cooled Condensing Unit, Coil with Blower | 4A7A6048E1 |  | 4TXCD061BC3 | 12.5 | 16 | Yes | Yes | 2011-01-21 |  | 1
FALSE | 4A7A7048A1 | 288 | 4166135 | AMERICAN STANDARD, INC. | 4A7A6048E1 | AC | Split System: Air-Cooled Condensing Unit, Coil with Blower | 4A7A6048E1 |  | 4TXCD063BC3 | 13 | 16 | Yes | Yes | 2011-01-21 |  | 2
FALSE | 4A7A7048A1 | 288 | 4166136 | AMERICAN STANDARD, INC. | 4A7A6048E1 | AC | Split System: Air-Cooled Condensing Unit, Coil with Blower | 4A7A6048E1 |  | 4TXCD064BC3 | 12 | 16 | Yes | Yes | 2011-01-21 |  | 0
FALSE | 4A7A7048A1 | 288 | 4166137 | AMERICAN STANDARD, INC. | 4A7A6048E1 | AC | Split System: Air-Cooled Condensing Unit, Coil with Blower | 4A7A6048E1 |  | 4TXFH054CC3 | 12.5 | 16 | Yes | Yes | 2011-01-21 |  | 1
FALSE | 4A7A7048A1 | 288 | 4166138 | AMERICAN STANDARD, INC. | 4A7A6048E1 | AC | Split System: Air-Cooled Condensing Unit, Coil with Blower | 4A7A6048E1 |  | 4TXFH063CZ3 | 12.5 | 16.5 | Yes | Yes | 2011-01-21 |  | 1
FALSE | 4A7A7060A1 | 289 | 4166139 | AMERICAN STANDARD, INC. | 4A7A6060E1 | AC | Split System: Air-Cooled Condensing Unit, Coil with Blower | 4A7A6060E1 |  | 4TXAC060BC3 | 12 | 15 | Yes | Yes | 2011-01-21 |  | 0
FALSE | 4A7A7060A1 | 289 | 4166140 | AMERICAN STANDARD, INC. | 4A7A6060E1 | AC | Split System: Air-Cooled Condensing Unit, Coil with Blower | 4A7A6060E1 |  | 4TXAD061BC3 | 12 | 15 | Yes | Yes | 2011-01-21 |  | 0
FALSE | 4A7A7060A1 | 289 | 4166141 | AMERICAN STANDARD, INC. | 4A7A6060E1 | AC | Split System: Air-Cooled Condensing Unit, Coil with Blower | 4A7A6060E1 |  | 4TXAD064BC3 | 12 | 15 | Yes | Yes | 2011-01-21 |  | 0
FALSE | 4A7A7060A1 | 289 | 4166142 | AMERICAN STANDARD, INC. | 4A7A6060E1 | AC | Split System: Air-Cooled Condensing Unit, Coil with Blower | 4A7A6060E1 |  | 4TXCC060BC3 | 12 | 15 | Yes | Yes | 2011-01-21 |  | 0
FALSE | 4A7A7060A1 | 289 | 4166486 | TRANE | 4TTX6060E1 | AC | Split System: Air-Cooled Condensing Unit, Coil with Blower | 4A7A6060E1 |  | 4TXCC060BC3 | 12 | 15 | Yes | Yes | 2011-03-16 |  | 0
FALSE | 4A7A7060A1 | 289 | 4166487 | TRANE | 4TTX6060E1 | AC | Split System: Air-Cooled Condensing Unit, Coil with Blower | 4A7A6060E1 |  | 4TXCD061BC3 | 12 | 15 | Yes | Yes | 2011-03-16 |  | 0
FALSE | 4A7A7060A1 | 289 | 4166488 | TRANE | 4TTX6060E1 | AC | Split System: Air-Cooled Condensing Unit, Coil with Blower | 4A7A6060E1 |  | 4TXCD063BC3 | 12 | 15.5 | Yes | Yes | 2011-03-16 |  | 0
FALSE | 4A7A7060A1 | 289 | 4166489 | TRANE | 4TTX6060E1 | AC | Split System: Air-Cooled Condensing Unit, Coil with Blower | 4A7A6060E1 |  | 4TXCD064BC3 | 12 | 15 | Yes | Yes | 2011-03-16 |  | 0
FALSE | 4A7A7060A1 | 289 | 4166490 | TRANE | 4TTX6060E1 | AC | Split System: Air-Cooled Condensing Unit, Coil with Blower | 4A7A6060E1 |  | 4TXFH054CC3 | 12 | 15 | Yes | Yes | 2011-03-16 |  | 0
FALSE | 4A7A7060A1 | 289 | 4166491 | TRANE | 4TTX6060E1 | AC | Split System: Air-Cooled Condensing Unit, Coil with Blower | 4A7A6060E1 |  | 4TXFH063CZ3 | 12 | 15.5 | Yes | Yes | 2011-03-16 |  | 0
FALSE | 4TTR6036B1 | 3674 | 4166990 | AMERICAN STANDARD, INC. | 4A7A5036E1 | AC | Split System: Air-Cooled Condensing Unit, Coil with Blower | 4TTR5036E1 |  | 4TXCB032BC3 | 12 | 14.5 | Yes | Yes | 2011-02-28 |  | 0
FALSE | 4TTR6036B1 | 3674 | 4166991 | AMERICAN STANDARD, INC. | 4A7A5036E1 | AC | Split System: Air-Cooled Condensing Unit, Coil with Blower | 4TTR5036E1 |  | 4TXCB036BC3 | 12 | 14.5 | Yes | Yes | 2011-02-28 |  | 0
FALSE | 4TTR6036B1 | 3674 | 4166992 | AMERICAN STANDARD, INC. | 4A7A5036E1 | AC | Split System: Air-Cooled Condensing Unit, Coil with Blower | 4TTR5036E1 |  | 4TXCB042BC3 | 12 | 14.5 | Yes | Yes | 2011-02-28 |  | 0
FALSE | 4TTR6036B1 | 3674 | 4166993 | AMERICAN STANDARD, INC. | 4A7A5036E1 | AC | Split System: Air-Cooled Condensing Unit, Coil with Blower | 4TTR5036E1 |  | 4TXCB048BC3 | 12.5 | 15 | Yes | Yes | 2011-02-28 |  | 1
FALSE | 4TTR6036B1 | 3674 | 4166994 | AMERICAN STANDARD, INC. | 4A7A5036E1 | AC | Split System: Air-Cooled Condensing Unit, Coil with Blower | 4TTR5036E1 |  | 4TXCC037BC3 | 12.5 | 15 | Yes | Yes | 2011-02-28 |  | 1
FALSE | 4TTR6036B1 | 3674 | 4166995 | AMERICAN STANDARD, INC. | 4A7A5036E1 | AC | Split System: Air-Cooled Condensing Unit, Coil with Blower | 4TTR5036E1 |  | 4TXCC043BC3 | 12.5 | 15 | Yes | Yes | 2011-02-28 |  | 1
FALSE | 4TTR6036B1 | 3674 | 4166996 | AMERICAN STANDARD, INC. | 4A7A5036E1 | AC | Split System: Air-Cooled Condensing Unit, Coil with Blower | 4TTR5036E1 |  | 4TXCC044BC3 | 13 | 15 | Yes | Yes | 2011-02-28 |  | 1
FALSE | 4TTR6036B1 | 3674 | 4166997 | AMERICAN STANDARD, INC. | 4A7A5036E1 | AC | Split System: Air-Cooled Condensing Unit, Coil with Blower | 4TTR5036E1 |  | 4TXCC049BC3 | 13 | 15 | Yes | Yes | 2011-02-28 |  | 1
FALSE | 4TTR6036B1 | 3674 | 4166998 | AMERICAN STANDARD, INC. | 4A7A5036E1 | AC | Split System: Air-Cooled Condensing Unit, Coil with Blower | 4TTR5036E1 |  | 4TXCC060BC3 | 13 | 15.5 | Yes | Yes | 2011-02-28 |  | 1
FALSE | 4TTR6036B1 | 3674 | 4166999 | AMERICAN STANDARD, INC. | 4A7A5036E1 | AC | Split System: Air-Cooled Condensing Unit, Coil with Blower | 4TTR5036E1 |  | 4TXCD050BC3 | 13 | 15.5 | Yes | Yes | 2011-02-28 |  | 1
FALSE | 4TTR6036B1 | 3674 | 4167000 | AMERICAN STANDARD, INC. | 4A7A5036E1 | AC | Split System: Air-Cooled Condensing Unit, Coil with Blower | 4TTR5036E1 |  | 4TXCD061BC3 | 13 | 15.5 | Yes | Yes | 2011-02-28 |  | 1
FALSE | 4TTR6036B1 | 3674 | 4167001 | AMERICAN STANDARD, INC. | 4A7A5036E1 | AC | Split System: Air-Cooled Condensing Unit, Coil with Blower | 4TTR5036E1 |  | 4TXCD064BC3 | 13 | 15.5 | Yes | Yes | 2011-02-28 |  | 1
FALSE | 4TTR6042B1 | 3680 | 4167008 | AMERICAN STANDARD, INC. | 4A7A5042E1 | AC | Split System: Air-Cooled Condensing Unit, Coil with Blower | 4TTR5042E1 |  | 4CXCB036CC3 | 12 | 14.5 | Yes | Yes | 2011-02-28 |  | 0
FALSE | 4TTR6042B1 | 3680 | 4167009 | AMERICAN STANDARD, INC. | 4A7A5042E1 | AC | Split System: Air-Cooled Condensing Unit, Coil with Blower | 4TTR5042E1 |  | 4CXCB042CC3 | 12 | 14.5 | Yes | Yes | 2011-02-28 |  | 0
FALSE | 4TTR6042B1 | 3680 | 4167010 | AMERICAN STANDARD, INC. | 4A7A5042E1 | AC | Split System: Air-Cooled Condensing Unit, Coil with Blower | 4TTR5042E1 |  | 4CXCC037CC3 | 12.5 | 14.5 | Yes | Yes | 2011-02-28 |  | 0
FALSE | 4TTR6042B1 | 3680 | 4167011 | AMERICAN STANDARD, INC. | 4A7A5042E1 | AC | Split System: Air-Cooled Condensing Unit, Coil with Blower | 4TTR5042E1 |  | 4CXCC043CC3 | 12.5 | 14.5 | Yes | Yes | 2011-02-28 |  | 0
FALSE | 4TTR6042B1 | 3680 | 4167012 | AMERICAN STANDARD, INC. | 4A7A5042E1 | AC | Split System: Air-Cooled Condensing Unit, Coil with Blower | 4TTR5042E1 |  | 4CXCC049CC3 | 12.5 | 15 | Yes | Yes | 2011-02-28 |  | 1
FALSE | 4TTR6042B1 | 3680 | 4167013 | AMERICAN STANDARD, INC. | 4A7A5042E1 | AC | Split System: Air-Cooled Condensing Unit, Coil with Blower | 4TTR5042E1 |  | 4TXAB036BC3 | 12 | 14.5 | Yes | Yes | 2011-02-28 |  | 0
FALSE | 4TTR6042B1 | 3680 | 4167014 | AMERICAN STANDARD, INC. | 4A7A5042E1 | AC | Split System: Air-Cooled Condensing Unit, Coil with Blower | 4TTR5042E1 |  | 4TXAB042BC3 | 12 | 14.5 | Yes | Yes | 2011-02-28 |  | 0
FALSE | 4TTR6042B1 | 3680 | 4167015 | AMERICAN STANDARD, INC. | 4A7A5042E1 | AC | Split System: Air-Cooled Condensing Unit, Coil with Blower | 4TTR5042E1 |  | 4TXAB048BC3 | 12.5 | 14.5 | Yes | Yes | 2011-02-28 |  | 0
FALSE | 4TTR6042B1 | 3680 | 4167016 | AMERICAN STANDARD, INC. | 4A7A5042E1 | AC | Split System: Air-Cooled Condensing Unit, Coil with Blower | 4TTR5042E1 |  | 4TXAC037BC3 | 12.5 | 14.5 | Yes | Yes | 2011-02-28 |  | 0
FALSE | 4TTR6042B1 | 3680 | 4167017 | AMERICAN STANDARD, INC. | 4A7A5042E1 | AC | Split System: Air-Cooled Condensing Unit, Coil with Blower | 4TTR5042E1 |  | 4TXAC043BC3 | 12.5 | 14.5 | Yes | Yes | 2011-02-28 |  | 0
FALSE | 4TTR6042B1 | 3680 | 4167018 | AMERICAN STANDARD, INC. | 4A7A5042E1 | AC | Split System: Air-Cooled Condensing Unit, Coil with Blower | 4TTR5042E1 |  | 4TXAC044BC3 | 12.5 | 15 | Yes | Yes | 2011-02-28 |  | 1
FALSE | 4TTR6042B1 | 3680 | 4167019 | AMERICAN STANDARD, INC. | 4A7A5042E1 | AC | Split System: Air-Cooled Condensing Unit, Coil with Blower | 4TTR5042E1 |  | 4TXAC049BC3 | 12.5 | 15 | Yes | Yes | 2011-02-28 |  | 1
FALSE | 4TTR6042B1 | 3680 | 4167020 | AMERICAN STANDARD, INC. | 4A7A5042E1 | AC | Split System: Air-Cooled Condensing Unit, Coil with Blower | 4TTR5042E1 |  | 4TXAD050BC3 | 12.5 | 15 | Yes | Yes | 2011-02-28 |  | 1
FALSE | 4TTR6042B1 | 3680 | 4167021 | AMERICAN STANDARD, INC. | 4A7A5042E1 | AC | Split System: Air-Cooled Condensing Unit, Coil with Blower | 4TTR5042E1 |  | 4TXCB036BC3 | 12 | 14.5 | Yes | Yes | 2011-02-28 |  | 0
FALSE | 4TTR6042B1 | 3680 | 4167022 | AMERICAN STANDARD, INC. | 4A7A5042E1 | AC | Split System: Air-Cooled Condensing Unit, Coil with Blower | 4TTR5042E1 |  | 4TXCB042BC3 | 12 | 14.5 | Yes | Yes | 2011-02-28 |  | 0
FALSE | 4TTR6042B1 | 3680 | 4167023 | AMERICAN STANDARD, INC. | 4A7A5042E1 | AC | Split System: Air-Cooled Condensing Unit, Coil with Blower | 4TTR5042E1 |  | 4TXCB048BC3 | 12.5 | 14.5 | Yes | Yes | 2011-02-28 |  | 0
FALSE | 4TTR6042B1 | 3680 | 4167024 | AMERICAN STANDARD, INC. | 4A7A5042E1 | AC | Split System: Air-Cooled Condensing Unit, Coil with Blower | 4TTR5042E1 |  | 4TXCC037BC3 | 12.5 | 14.5 | Yes | Yes | 2011-02-28 |  | 0
FALSE | 4TTR6042B1 | 3680 | 4167025 | AMERICAN STANDARD, INC. | 4A7A5042E1 | AC | Split System: Air-Cooled Condensing Unit, Coil with Blower | 4TTR5042E1 |  | 4TXCC043BC3 | 12.5 | 14.5 | Yes | Yes | 2011-02-28 |  | 0
FALSE | 4TTR6042B1 | 3680 | 4167026 | AMERICAN STANDARD, INC. | 4A7A5042E1 | AC | Split System: Air-Cooled Condensing Unit, Coil with Blower | 4TTR5042E1 |  | 4TXCC044BC3 | 12.5 | 15 | Yes | Yes | 2011-02-28 |  | 1
FALSE | 4TTR6042B1 | 3680 | 4167027 | AMERICAN STANDARD, INC. | 4A7A5042E1 | AC | Split System: Air-Cooled Condensing Unit, Coil with Blower | 4TTR5042E1 |  | 4TXCC049BC3 | 12.5 | 15 | Yes | Yes | 2011-02-28 |  | 1
FALSE | 4TTR6042B1 | 3680 | 4167028 | AMERICAN STANDARD, INC. | 4A7A5042E1 | AC | Split System: Air-Cooled Condensing Unit, Coil with Blower | 4TTR5042E1 |  | 4TXCD050BC3 | 12.5 | 15 | Yes | Yes | 2011-02-28 |  | 1
FALSE | 4TTR6048B1 | 3695 | 4167034 | AMERICAN STANDARD, INC. | 4A7A5048E1 | AC | Split System: Air-Cooled Condensing Unit, Coil with Blower | 4TTR5048E1 |  | 4CXCC049CC3 | 12 | 14.5 | Yes | Yes | 2011-02-28 |  | 0
FALSE | 4TTR6048B1 | 3695 | 4167035 | AMERICAN STANDARD, INC. | 4A7A5048E1 | AC | Split System: Air-Cooled Condensing Unit, Coil with Blower | 4TTR5048E1 |  | 4CXCD061CC3 | 12 | 14.5 | Yes | Yes | 2011-02-28 |  | 0
FALSE | 4TTR6048B1 | 3695 | 4167039 | AMERICAN STANDARD, INC. | 4A7A5048E1 | AC | Split System: Air-Cooled Condensing Unit, Coil with Blower | 4TTR5048E1 |  | 4TXAC044BC3 | 12 | 14.5 | Yes | Yes | 2011-02-28 |  | 0
FALSE | 4TTR6048B1 | 3695 | 4167040 | AMERICAN STANDARD, INC. | 4A7A5048E1 | AC | Split System: Air-Cooled Condensing Unit, Coil with Blower | 4TTR5048E1 |  | 4TXAC049BC3 | 12 | 14.5 | Yes | Yes | 2011-02-28 |  | 0
FALSE | 4TTR6048B1 | 3695 | 4167041 | AMERICAN STANDARD, INC. | 4A7A5048E1 | AC | Split System: Air-Cooled Condensing Unit, Coil with Blower | 4TTR5048E1 |  | 4TXAC060BC3 | 12 | 14.5 | Yes | Yes | 2011-02-28 |  | 0
FALSE | 4TTR6030B1 | 3522 | 4169359 | TRANE | 4TTR5030E1 | AC | Split System: Air-Cooled Condensing Unit, Coil with Blower | 4TTR5030E1 |  | 4CXCC043CC3 | 12.5 | 15.5 | Yes | Yes | 2011-01-21 |  | 1
FALSE | 4TTR6030B1 | 3522 | 4169360 | TRANE | 4TTR5030E1 | AC | Split System: Air-Cooled Condensing Unit, Coil with Blower | 4TTR5030E1 |  | 4TXAC037BC3 | 12.5 | 15.5 | Yes | Yes | 2011-01-21 |  | 1
FALSE | 4TTR6030B1 | 3522 | 4169361 | TRANE | 4TTR5030E1 | AC | Split System: Air-Cooled Condensing Unit, Coil with Blower | 4TTR5030E1 |  | 4TXAC043BC3 | 12.5 | 15.5 | Yes | Yes | 2011-01-21 |  | 1
FALSE | 4TTR6030B1 | 3522 | 4169362 | TRANE | 4TTR5030E1 | AC | Split System: Air-Cooled Condensing Unit, Coil with Blower | 4TTR5030E1 |  | 4TXAC044BC3 | 13 | 16 | Yes | Yes | 2011-01-21 |  | 2
FALSE | 4TTR6030B1 | 3522 | 4169363 | TRANE | 4TTR5030E1 | AC | Split System: Air-Cooled Condensing Unit, Coil with Blower | 4TTR5030E1 |  | 4TXCC037BC3 | 12.5 | 15.5 | Yes | Yes | 2011-01-21 |  | 1
FALSE | 4TTR6030B1 | 3522 | 4169364 | TRANE | 4TTR5030E1 | AC | Split System: Air-Cooled Condensing Unit, Coil with Blower | 4TTR5030E1 |  | 4TXCC043BC3 | 12.5 | 15.5 | Yes | Yes | 2011-01-21 |  | 1
FALSE | 4TTR6030B1 | 3522 | 4169365 | TRANE | 4TTR5030E1 | AC | Split System: Air-Cooled Condensing Unit, Coil with Blower | 4TTR5030E1 |  | 4TXCC044BC3 | 13 | 16 | Yes | Yes | 2011-01-21 |  | 2
FALSE | 4TTR6036B1 | 3674 | 4169368 | TRANE | 4TTR5036E1 | AC | Split System: Air-Cooled Condensing Unit, Coil with Blower | 4TTR5036E1 |  | 4CXCC037CC3 | 13 | 15 | Yes | Yes | 2011-01-21 |  | 1
FALSE | 4TTR6036B1 | 3674 | 4169369 | TRANE | 4TTR5036E1 | AC | Split System: Air-Cooled Condensing Unit, Coil with Blower | 4TTR5036E1 |  | 4CXCC043CC3 | 13 | 15 | Yes | Yes | 2011-01-21 |  | 1
FALSE | 4TTR6036B1 | 3674 | 4169370 | TRANE | 4TTR5036E1 | AC | Split System: Air-Cooled Condensing Unit, Coil with Blower | 4TTR5036E1 |  | 4CXCC049CC3 | 13 | 15.5 | Yes | Yes | 2011-01-21 |  | 1
FALSE | 4TTR6036B1 | 3674 | 4169371 | TRANE | 4TTR5036E1 | AC | Split System: Air-Cooled Condensing Unit, Coil with Blower | 4TTR5036E1 |  | 4CXCD061CC3 | 13 | 16 | Yes | Yes | 2011-01-21 |  | 2
FALSE | 4TTR6036B1 | 3674 | 4169372 | TRANE | 4TTR5036E1 | AC | Split System: Air-Cooled Condensing Unit, Coil with Blower | 4TTR5036E1 |  | 4TXAC037BC3 | 13 | 15 | Yes | Yes | 2011-01-21 |  | 1
FALSE | 4TTR6036B1 | 3674 | 4169373 | TRANE | 4TTR5036E1 | AC | Split System: Air-Cooled Condensing Unit, Coil with Blower | 4TTR5036E1 |  | 4TXAC043BC3 | 13 | 15 | Yes | Yes | 2011-01-21 |  | 1
FALSE | 4TTR6036B1 | 3674 | 4169374 | TRANE | 4TTR5036E1 | AC | Split System: Air-Cooled Condensing Unit, Coil with Blower | 4TTR5036E1 |  | 4TXAC044BC3 | 13 | 15.5 | Yes | Yes | 2011-01-21 |  | 1
FALSE | 4TTR6036B1 | 3674 | 4169375 | TRANE | 4TTR5036E1 | AC | Split System: Air-Cooled Condensing Unit, Coil with Blower | 4TTR5036E1 |  | 4TXAC049BC3 | 13 | 15.5 | Yes | Yes | 2011-01-21 |  | 1
FALSE | 4TTR6036B1 | 3674 | 4169376 | TRANE | 4TTR5036E1 | AC | Split System: Air-Cooled Condensing Unit, Coil with Blower | 4TTR5036E1 |  | 4TXAC060BC3 | 13 | 15.75 | Yes | Yes | 2011-01-21 |  | 1
FALSE | 4TTR6036B1 | 3674 | 4169377 | TRANE | 4TTR5036E1 | AC | Split System: Air-Cooled Condensing Unit, Coil with Blower | 4TTR5036E1 |  | 4TXAD050BC3 | 13 | 15.5 | Yes | Yes | 2011-01-21 |  | 1
FALSE | 4TTR6036B1 | 3674 | 4169378 | TRANE | 4TTR5036E1 | AC | Split System: Air-Cooled Condensing Unit, Coil with Blower | 4TTR5036E1 |  | 4TXAD061BC3 | 13 | 16 | Yes | Yes | 2011-01-21 |  | 2
FALSE | 4TTR6036B1 | 3674 | 4169379 | TRANE | 4TTR5036E1 | AC | Split System: Air-Cooled Condensing Unit, Coil with Blower | 4TTR5036E1 |  | 4TXAD064BC3 | 13 | 15.5 | Yes | Yes | 2011-01-21 |  | 1
FALSE | 4TTR6036B1 | 3674 | 4169380 | TRANE | 4TTR5036E1 | AC | Split System: Air-Cooled Condensing Unit, Coil with Blower | 4TTR5036E1 |  | 4TXCC037BC3 | 13 | 15 | Yes | Yes | 2011-01-21 |  | 1
FALSE | 4TTR6048B1 | 3695 | 4169422 | TRANE | 4TTR5048E1 | AC | Split System: Air-Cooled Condensing Unit, Coil with Blower | 4TTR5048E1 |  | 4CXCD061CC3 | 12.5 | 15 | Yes | Yes | 2011-01-21 |  | 1
FALSE | 4TTR6048B1 | 3695 | 4169423 | TRANE | 4TTR5048E1 | AC | Split System: Air-Cooled Condensing Unit, Coil with Blower | 4TTR5048E1 |  | 4TXAC043BC3 | 12 | 14.5 | Yes | Yes | 2011-01-21 |  | 0
FALSE | 4TTR6048B1 | 3695 | 4169426 | TRANE | 4TTR5048E1 | AC | Split System: Air-Cooled Condensing Unit, Coil with Blower | 4TTR5048E1 |  | 4TXAC044BC3 | 12 | 14.5 | Yes | Yes | 2011-01-21 |  | 0
FALSE | 4TTR6048B1 | 3695 | 4169429 | TRANE | 4TTR5048E1 | AC | Split System: Air-Cooled Condensing Unit, Coil with Blower | 4TTR5048E1 |  | 4TXAC049BC3 | 12 | 14.5 | Yes | Yes | 2011-01-21 |  | 0
FALSE | 4TTR6048B1 | 3695 | 4169434 | TRANE | 4TTR5048E1 | AC | Split System: Air-Cooled Condensing Unit, Coil with Blower | 4TTR5048E1 |  | 4TXAC060BC3 | 12.5 | 15 | Yes | Yes | 2011-01-21 |  | 1
FALSE | 4TTR6048B1 | 3695 | 4169437 | TRANE | 4TTR5048E1 | AC | Split System: Air-Cooled Condensing Unit, Coil with Blower | 4TTR5048E1 |  | 4TXAD050BC3 | 12.5 | 15 | Yes | Yes | 2011-01-21 |  | 1
FALSE | 4TTR6048B1 | 3695 | 4169438 | TRANE | 4TTR5048E1 | AC | Split System: Air-Cooled Condensing Unit, Coil with Blower | 4TTR5048E1 |  | 4TXAD061BC3 | 12.5 | 15 | Yes | Yes | 2011-01-21 |  | 1
FALSE | 4TTR6048B1 | 3695 | 4169439 | TRANE | 4TTR5048E1 | AC | Split System: Air-Cooled Condensing Unit, Coil with Blower | 4TTR5048E1 |  | 4TXAD064BC3 | 12.5 | 15 | Yes | Yes | 2011-01-21 |  | 1
FALSE | 4TTR6048B1 | 3695 | 4169441 | TRANE | 4TTR5048E1 | AC | Split System: Air-Cooled Condensing Unit, Coil with Blower | 4TTR5048E1 |  | 4TXCC043BC3 | 12 | 14.5 | Yes | Yes | 2011-01-21 |  | 0
FALSE | 4TTR6048B1 | 3695 | 4169445 | TRANE | 4TTR5048E1 | AC | Split System: Air-Cooled Condensing Unit, Coil with Blower | 4TTR5048E1 |  | 4TXCC044BC3 | 12 | 14.5 | Yes | Yes | 2011-01-21 |  | 0
FALSE | 4TTR6048B1 | 3695 | 4169449 | TRANE | 4TTR5048E1 | AC | Split System: Air-Cooled Condensing Unit, Coil with Blower | 4TTR5048E1 |  | 4TXCC049BC3 | 12 | 14.5 | Yes | Yes | 2011-01-21 |  | 0
FALSE | 4TTR6048B1 | 3695 | 4169451 | TRANE | 4TTR5048E1 | AC | Split System: Air-Cooled Condensing Unit, Coil with Blower | 4TTR5048E1 |  | 4TXCC060BC3 | 12.5 | 15 | Yes | Yes | 2011-01-21 |  | 1
FALSE | 4TTR6048B1 | 3695 | 4169454 | TRANE | 4TTR5048E1 | AC | Split System: Air-Cooled Condensing Unit, Coil with Blower | 4TTR5048E1 |  | 4TXCD050BC3 | 12.5 | 15 | Yes | Yes | 2011-01-21 |  | 1
FALSE | 4TTR6048B1 | 3695 | 4169455 | TRANE | 4TTR5048E1 | AC | Split System: Air-Cooled Condensing Unit, Coil with Blower | 4TTR5048E1 |  | 4TXCD061BC3 | 12.5 | 15 | Yes | Yes | 2011-01-21 |  | 1
FALSE | 4TTR6048B1 | 3695 | 4169458 | TRANE | 4TTR5048E1 | AC | Split System: Air-Cooled Condensing Unit, Coil with Blower | 4TTR5048E1 |  | 4TXCD064BC3 | 12.5 | 15 | Yes | Yes | 2011-01-21 |  | 1
FALSE | 4TTR6049B1 | 3692 | 4169472 | TRANE | 4TTR5049E1 | AC | Split System: Air-Cooled Condensing Unit, Coil with Blower | 4TTR5049E1 |  | 4TXAD050BC3 | 13 | 15.5 | Yes | Yes | 2011-01-21 |  | 1
FALSE | 4TTR6049B1 | 3692 | 4169476 | TRANE | 4TTR5049E1 | AC | Split System: Air-Cooled Condensing Unit, Coil with Blower | 4TTR5049E1 |  | 4TXAD061BC3 | 13 | 16 | Yes | Yes | 2011-01-21 |  | 2
FALSE | 4TTR6049B1 | 3692 | 4169480 | TRANE | 4TTR5049E1 | AC | Split System: Air-Cooled Condensing Unit, Coil with Blower | 4TTR5049E1 |  | 4TXAD064BC3 | 13 | 16 | Yes | Yes | 2011-01-21 |  | 2
FALSE | 4TTR6049B1 | 3692 | 4169484 | TRANE | 4TTR5049E1 | AC | Split System: Air-Cooled Condensing Unit, Coil with Blower | 4TTR5049E1 |  | 4TXCD009CC3 | 13 | 15.5 | Yes | Yes | 2011-01-21 |  | 1
FALSE | 4TTR6049B1 | 3692 | 4169487 | TRANE | 4TTR5049E1 | AC | Split System: Air-Cooled Condensing Unit, Coil with Blower | 4TTR5049E1 |  | 4TXCD010CC3 | 13 | 15.5 | Yes | Yes | 2011-01-21 |  | 1
FALSE | 4TTR6049B1 | 3692 | 4169491 | TRANE | 4TTR5049E1 | AC | Split System: Air-Cooled Condensing Unit, Coil with Blower | 4TTR5049E1 |  | 4TXCD050BC3 | 13 | 15.5 | Yes | Yes | 2011-01-21 |  | 1
FALSE | 4TTX6048H1 | 3702 | 4169590 | TRANE | 4TTX5048A1 | AC | Split System: Air-Cooled Condensing Unit, Coil with Blower | 4TTX5048A1 |  | 4TXCD064BC3 | 12.3 | 15 | Yes | Yes | 2011-01-21 |  | 0
FALSE | 4TTX6049H1 | 3690 | 4169603 | TRANE | 4TTX5049E1 | AC | Split System: Air-Cooled Condensing Unit, Coil with Blower | 4TTX5049E1 |  | 4TXAD050BC3 | 13 | 15.5 | Yes | Yes | 2011-01-21 |  | 1
FALSE | 4TTX6049H1 | 3690 | 4169606 | TRANE | 4TTX5049E1 | AC | Split System: Air-Cooled Condensing Unit, Coil with Blower | 4TTX5049E1 |  | 4TXAD061BC3 | 13 | 16 | Yes | Yes | 2011-01-21 |  | 2
FALSE | 4TTX6049H1 | 3690 | 4169610 | TRANE | 4TTX5049E1 | AC | Split System: Air-Cooled Condensing Unit, Coil with Blower | 4TTX5049E1 |  | 4TXAD064BC3 | 13 | 16 | Yes | Yes | 2011-01-21 |  | 2
FALSE | 4TTX6049H1 | 3690 | 4169614 | TRANE | 4TTX5049E1 | AC | Split System: Air-Cooled Condensing Unit, Coil with Blower | 4TTX5049E1 |  | 4TXCD009CC3 | 13 | 15.5 | Yes | Yes | 2011-01-21 |  | 1
FALSE | 4TTX6049H1 | 3690 | 4169618 | TRANE | 4TTX5049E1 | AC | Split System: Air-Cooled Condensing Unit, Coil with Blower | 4TTX5049E1 |  | 4TXCD010CC3 | 13 | 15.5 | Yes | Yes | 2011-01-21 |  | 1
FALSE | 4TTX6049H1 | 3690 | 4169622 | TRANE | 4TTX5049E1 | AC | Split System: Air-Cooled Condensing Unit, Coil with Blower | 4TTX5049E1 |  | 4TXCD050BC3 | 13 | 15.5 | Yes | Yes | 2011-01-21 |  | 1
FALSE | 4TTX6049H1 | 3690 | 4169625 | TRANE | 4TTX5049E1 | AC | Split System: Air-Cooled Condensing Unit, Coil with Blower | 4TTX5049E1 |  | 4TXCD061BC3 | 13 | 16 | Yes | Yes | 2011-01-21 |  | 2
FALSE | 4TTX6049H1 | 3690 | 4169629 | TRANE | 4TTX5049E1 | AC | Split System: Air-Cooled Condensing Unit, Coil with Blower | 4TTX5049E1 |  | 4TXCD063BC3 | 13 | 16 | Yes | Yes | 2011-01-21 |  | 2
FALSE | 4TTX6049H1 | 3690 | 4169634 | TRANE | 4TTX5049E1 | AC | Split System: Air-Cooled Condensing Unit, Coil with Blower | 4TTX5049E1 |  | 4TXCD064BC3 | 13 | 16 | Yes | Yes | 2011-01-21 |  | 2
FALSE | 4TTX6049H1 | 3690 | 4169637 | TRANE | 4TTX5049E1 | AC | Split System: Air-Cooled Condensing Unit, Coil with Blower | 4TTX5049E1 |  | 4TXFH054CC3 | 13 | 15.5 | Yes | Yes | 2011-01-21 |  | 1
FALSE | 4TTX6049H1 | 3690 | 4169641 | TRANE | 4TTX5049E1 | AC | Split System: Air-Cooled Condensing Unit, Coil with Blower | 4TTX5049E1 |  | 4TXFH063CZ3 | 13 | 16 | Yes | Yes | 2011-01-21 |  | 2
FALSE | 4TTX6060H1 | 3708 | 4169657 | TRANE | 4TTX5060A1 | AC | Split System: Air-Cooled Condensing Unit, Coil with Blower | 4TTX5060A1 |  | 4TXAD064BC3 | 12.1 | 14.5 | Yes | Yes | 2011-01-21 |  | 0
FALSE | 4TTX6060H1 | 3708 | 4169669 | TRANE | 4TTX5060A1 | AC | Split System: Air-Cooled Condensing Unit, Coil with Blower | 4TTX5060A1 |  | 4TXCD064BC3 | 12.1 | 14.5 | Yes | Yes | 2011-01-21 |  | 0
FALSE | 4A7A7060A1 | 289 | 4170074 | AMERICAN STANDARD, INC. | 4A7A6060E1 | AC | Split System: Air-Cooled Condensing Unit, Coil with Blower | 4A7A6060E1 |  | 4TXCD063BC3 | 12 | 16 | Yes | Yes | 2011-01-21 |  | 0
FALSE | 4A7A7060A1 | 289 | 4170080 | AMERICAN STANDARD, INC. | 4A7A6060E1 | AC | Split System: Air-Cooled Condensing Unit, Coil with Blower | 4A7A6060E1 |  | 4TXCD064BC3 | 12 | 15.5 | Yes | Yes | 2011-01-21 |  | 0
FALSE | 4A7A7060A1 | 289 | 4170084 | AMERICAN STANDARD, INC. | 4A7A6060E1 | AC | Split System: Air-Cooled Condensing Unit, Coil with Blower | 4A7A6060E1 |  | 4TXFH054CC3 | 12 | 15.5 | Yes | Yes | 2011-01-21 |  | 0
FALSE | 4A7A7060A1 | 289 | 4170088 | AMERICAN STANDARD, INC. | 4A7A6060E1 | AC | Split System: Air-Cooled Condensing Unit, Coil with Blower | 4A7A6060E1 |  | 4TXFH063CZ3 | 12.3 | 16 | Yes | Yes | 2011-01-21 |  | 0
FALSE | 4TTR6018B1 | 3489 | 4170944 | TRANE | 4TTR5018E1 | AC | Split System: Air-Cooled Condensing Unit, Coil with Blower | 4TTR5018E1 |  | 4TXCB003CC3 | 13 | 16 | Yes | Yes | 2011-01-21 |  | 2
FALSE | 4TTR6018B1 | 3489 | 4170945 | TRANE | 4TTR5018E1 | AC | Split System: Air-Cooled Condensing Unit, Coil with Blower | 4TTR5018E1 |  | 4TXCB004CC3 | 13 | 16 | Yes | Yes | 2011-01-21 |  | 2
FALSE | 4TTR6018B1 | 3489 | 4170946 | TRANE | 4TTR5018E1 | AC | Split System: Air-Cooled Condensing Unit, Coil with Blower | 4TTR5018E1 |  | 4TXCB025BC3 | 13 | 16 | Yes | Yes | 2011-01-21 |  | 2
FALSE | 4TTR6018B1 | 3489 | 4170947 | TRANE | 4TTR5018E1 | AC | Split System: Air-Cooled Condensing Unit, Coil with Blower | 4TTR5018E1 |  | 4TXCB031BC3 | 13 | 16 | Yes | Yes | 2011-01-21 |  | 2
FALSE | 4TTR6018B1 | 3489 | 4170948 | TRANE | 4TTR5018E1 | AC | Split System: Air-Cooled Condensing Unit, Coil with Blower | 4TTR5018E1 |  | 4TXCB032BC3 | 13 | 16 | Yes | Yes | 2011-01-21 |  | 2
FALSE | 4TTR6018B1 | 3489 | 4170949 | TRANE | 4TTR5018E1 | AC | Split System: Air-Cooled Condensing Unit, Coil with Blower | 4TTR5018E1 |  | 4TXCB036BC3 | 13 | 16 | Yes | Yes | 2011-01-21 |  | 2
FALSE | 4TTR6018B1 | 3489 | 4170950 | TRANE | 4TTR5018E1 | AC | Split System: Air-Cooled Condensing Unit, Coil with Blower | 4TTR5018E1 |  | 4TXCC005CC3 | 13 | 16 | Yes | Yes | 2011-01-21 |  | 2
FALSE | 4TTR6018B1 | 3489 | 4170951 | TRANE | 4TTR5018E1 | AC | Split System: Air-Cooled Condensing Unit, Coil with Blower | 4TTR5018E1 |  | 4TXCC006CC3 | 13 | 16 | Yes | Yes | 2011-01-21 |  | 2
FALSE | 4TTR6018B1 | 3489 | 4170952 | TRANE | 4TTR5018E1 | AC | Split System: Air-Cooled Condensing Unit, Coil with Blower | 4TTR5018E1 |  | 4TXCC007CC3 | 13 | 16 | Yes | Yes | 2011-01-21 |  | 2
FALSE | 4TTR6018B1 | 3489 | 4170953 | TRANE | 4TTR5018E1 | AC | Split System: Air-Cooled Condensing Unit, Coil with Blower | 4TTR5018E1 |  | 4TXCC037BC3 | 13 | 16 | Yes | Yes | 2011-01-21 |  | 2
FALSE | 4TTR6018B1 | 3489 | 4170958 | TRANE | 4TTR5018E1 | AC | Split System: Air-Cooled Condensing Unit, Coil with Blower | 4TTR5018E1 |  | 4TXFH033CC3 | 13 | 15.5 | Yes | Yes | 2011-01-21 |  | 1
FALSE | 4TTR6018B1 | 3489 | 4170959 | TRANE | 4TTR5018E1 | AC | Split System: Air-Cooled Condensing Unit, Coil with Blower | 4TTR5018E1 |  | 4TXFH036CZ3 | 13 | 16 | Yes | Yes | 2011-01-21 |  | 2
FALSE | 4TTR6024B1 | 3503 | 4170960 | TRANE | 4TTR5024E1 | AC | Split System: Air-Cooled Condensing Unit, Coil with Blower | 4TTR5024E1 |  | 4CXCA024CC3 | 12.5 | 14.5 | Yes | Yes | 2011-01-21 |  | 0
FALSE | 4TTR6024B1 | 3503 | 4170961 | TRANE | 4TTR5024E1 | AC | Split System: Air-Cooled Condensing Unit, Coil with Blower | 4TTR5024E1 |  | 4CXCB025CC3 | 13 | 15.5 | Yes | Yes | 2011-01-21 |  | 1
FALSE | 4TTR6024B1 | 3503 | 4170962 | TRANE | 4TTR5024E1 | AC | Split System: Air-Cooled Condensing Unit, Coil with Blower | 4TTR5024E1 |  | 4CXCB031CC3 | 13 | 15.5 | Yes | Yes | 2011-01-21 |  | 1
FALSE | 4TTR6024B1 | 3503 | 4170963 | TRANE | 4TTR5024E1 | AC | Split System: Air-Cooled Condensing Unit, Coil with Blower | 4TTR5024E1 |  | 4CXCB036CC3 | 13 | 16 | Yes | Yes | 2011-01-21 |  | 2
FALSE | 4TTR6024B1 | 3503 | 4170964 | TRANE | 4TTR5024E1 | AC | Split System: Air-Cooled Condensing Unit, Coil with Blower | 4TTR5024E1 |  | 4CXCB042CC3 | 13 | 16 | Yes | Yes | 2011-01-21 |  | 2
FALSE | 4TTR6024B1 | 3503 | 4170965 | TRANE | 4TTR5024E1 | AC | Split System: Air-Cooled Condensing Unit, Coil with Blower | 4TTR5024E1 |  | 4CXCC037CC3 | 13 | 16 | Yes | Yes | 2011-01-21 |  | 2
FALSE | 4TTR6024B1 | 3503 | 4170966 | TRANE | 4TTR5024E1 | AC | Split System: Air-Cooled Condensing Unit, Coil with Blower | 4TTR5024E1 |  | 4CXCC043CC3 | 13 | 16 | Yes | Yes | 2011-01-21 |  | 2
FALSE | 4TTR6024B1 | 3503 | 4170967 | TRANE | 4TTR5024E1 | AC | Split System: Air-Cooled Condensing Unit, Coil with Blower | 4TTR5024E1 |  | 4TXAA018BC3 | 13 | 14.5 | Yes | Yes | 2011-01-21 |  | 0
FALSE | 4TTR6024B1 | 3503 | 4170990 | TRANE | 4TTR5024E1 | AC | Split System: Air-Cooled Condensing Unit, Coil with Blower | 4TTR5024E1 |  | 4TXCC007CC3 | 13 | 16 | Yes | Yes | 2011-01-21 |  | 2
FALSE | 4TTR6024B1 | 3503 | 4170991 | TRANE | 4TTR5024E1 | AC | Split System: Air-Cooled Condensing Unit, Coil with Blower | 4TTR5024E1 |  | 4TXCC008CC3 | 13 | 16 | Yes | Yes | 2011-01-21 |  | 2
FALSE | 4TTR6024B1 | 3503 | 4170992 | TRANE | 4TTR5024E1 | AC | Split System: Air-Cooled Condensing Unit, Coil with Blower | 4TTR5024E1 |  | 4TXCC037BC3 | 13 | 16 | Yes | Yes | 2011-01-21 |  | 2
FALSE | 4TTR6024B1 | 3503 | 4170993 | TRANE | 4TTR5024E1 | AC | Split System: Air-Cooled Condensing Unit, Coil with Blower | 4TTR5024E1 |  | 4TXCC043BC3 | 13 | 16 | Yes | Yes | 2011-01-21 |  | 2
FALSE | 4TTR6024B1 | 3503 | 4170994 | TRANE | 4TTR5024E1 | AC | Split System: Air-Cooled Condensing Unit, Coil with Blower | 4TTR5024E1 |  | 4TXCC044BC3 | 13 | 16 | Yes | Yes | 2011-01-21 |  | 2
FALSE | 4TTR6024B1 | 3503 | 4170995 | TRANE | 4TTR5024E1 | AC | Split System: Air-Cooled Condensing Unit, Coil with Blower | 4TTR5024E1 |  | 4TXCD009CC3 | 13 | 16 | Yes | Yes | 2011-01-21 |  | 2
FALSE | 4TTR6024B1 | 3503 | 4170996 | TRANE | 4TTR5024E1 | AC | Split System: Air-Cooled Condensing Unit, Coil with Blower | 4TTR5024E1 |  | 4TXCD010CC3 | 13 | 16 | Yes | Yes | 2011-01-21 |  | 2
FALSE | 4TTR6024B1 | 3503 | 4171002 | TRANE | 4TTR5024E1 | AC | Split System: Air-Cooled Condensing Unit, Coil with Blower | 4TTR5024E1 |  | 4TXFH033CC3 | 13 | 15 | Yes | Yes | 2011-01-21 |  | 1
FALSE | 4TTR6024B1 | 3503 | 4171003 | TRANE | 4TTR5024E1 | AC | Split System: Air-Cooled Condensing Unit, Coil with Blower | 4TTR5024E1 |  | 4TXFH036CZ3 | 13.5 | 16.25 | Yes | Yes | 2011-01-21 |  | 2
FALSE | 4TTR6024B1 | 3503 | 4171005 | TRANE | 4TTR5024E1 | AC | Split System: Air-Cooled Condensing Unit, Coil with Blower | 4TTR5024E1 |  | 4TXFH041CC3 | 13 | 16 | Yes | Yes | 2011-01-21 |  | 2
FALSE | 4TTR6030B1 | 3522 | 4171008 | TRANE | 4TTR5030E1 | AC | Split System: Air-Cooled Condensing Unit, Coil with Blower | 4TTR5030E1 |  | 4CXCB036CC3 | 12.5 | 14.5 | Yes | Yes | 2011-01-21 |  | 0
FALSE | 4TTR6030B1 | 3522 | 4171009 | TRANE | 4TTR5030E1 | AC | Split System: Air-Cooled Condensing Unit, Coil with Blower | 4TTR5030E1 |  | 4CXCB042CC3 | 12.5 | 14.5 | Yes | Yes | 2011-01-21 |  | 0
FALSE | 4TTR6030B1 | 3522 | 4171010 | TRANE | 4TTR5030E1 | AC | Split System: Air-Cooled Condensing Unit, Coil with Blower | 4TTR5030E1 |  | 4CXCC037CC3 | 12.5 | 14.5 | Yes | Yes | 2011-01-21 |  | 0
FALSE | 4TTR6030B1 | 3522 | 4171011 | TRANE | 4TTR5030E1 | AC | Split System: Air-Cooled Condensing Unit, Coil with Blower | 4TTR5030E1 |  | 4CXCC043CC3 | 12.5 | 14.5 | Yes | Yes | 2011-01-21 |  | 0
FALSE | 4TTR6030B1 | 3522 | 4171014 | TRANE | 4TTR5030E1 | AC | Split System: Air-Cooled Condensing Unit, Coil with Blower | 4TTR5030E1 |  | 4TXAB032BC3 | 12.5 | 14.5 | Yes | Yes | 2011-01-21 |  | 0
FALSE | 4TTR6030B1 | 3522 | 4171015 | TRANE | 4TTR5030E1 | AC | Split System: Air-Cooled Condensing Unit, Coil with Blower | 4TTR5030E1 |  | 4TXAB036BC3 | 12.5 | 14.5 | Yes | Yes | 2011-01-21 |  | 0
FALSE | 4TTR6030B1 | 3522 | 4171016 | TRANE | 4TTR5030E1 | AC | Split System: Air-Cooled Condensing Unit, Coil with Blower | 4TTR5030E1 |  | 4TXAB042BC3 | 12.5 | 14.5 | Yes | Yes | 2011-01-21 |  | 0
FALSE | 4TTR6030B1 | 3522 | 4171017 | TRANE | 4TTR5030E1 | AC | Split System: Air-Cooled Condensing Unit, Coil with Blower | 4TTR5030E1 |  | 4TXAC037BC3 | 12.5 | 14.5 | Yes | Yes | 2011-01-21 |  | 0
FALSE | 4TTR6030B1 | 3522 | 4171018 | TRANE | 4TTR5030E1 | AC | Split System: Air-Cooled Condensing Unit, Coil with Blower | 4TTR5030E1 |  | 4TXAC043BC3 | 12.5 | 14.5 | Yes | Yes | 2011-01-21 |  | 0
FALSE | 4TTR6030B1 | 3522 | 4171019 | TRANE | 4TTR5030E1 | AC | Split System: Air-Cooled Condensing Unit, Coil with Blower | 4TTR5030E1 |  | 4TXAC044BC3 | 12.5 | 15 | Yes | Yes | 2011-01-21 |  | 1
FALSE | 4TTR6036B1 | 3674 | 4171056 | TRANE | 4TTR5036E1 | AC | Split System: Air-Cooled Condensing Unit, Coil with Blower | 4TTR5036E1 |  | 4TXCC060BC3 | 12.5 | 15 | Yes | Yes | 2011-01-21 |  | 1
FALSE | 4TTR6036B1 | 3674 | 4171060 | TRANE | 4TTR5036E1 | AC | Split System: Air-Cooled Condensing Unit, Coil with Blower | 4TTR5036E1 |  | 4TXFH036CZ3 | 12.5 | 15 | Yes | Yes | 2011-01-21 |  | 1
FALSE | 4TTR6036B1 | 3674 | 4171063 | TRANE | 4TTR5036E1 | AC | Split System: Air-Cooled Condensing Unit, Coil with Blower | 4TTR5036E1 |  | 4TXFH054CC3 | 12 | 15 | Yes | Yes | 2011-01-21 |  | 0
FALSE | 4TTR6036B1 | 3674 | 4171065 | TRANE | 4TTR5036E1 | AC | Split System: Air-Cooled Condensing Unit, Coil with Blower | 4TTR5036E1 |  | 4TXFH063CZ3 | 12.5 | 15.5 | Yes | Yes | 2011-01-21 |  | 1
FALSE | 4TTR6042B1 | 3680 | 4171068 | TRANE | 4TTR5042E1 | AC | Split System: Air-Cooled Condensing Unit, Coil with Blower | 4TTR5042E1 |  | 4CXCC037CC3 | 12 | 14.5 | Yes | Yes | 2011-01-21 |  | 0
FALSE | 4TTR6042B1 | 3680 | 4171069 | TRANE | 4TTR5042E1 | AC | Split System: Air-Cooled Condensing Unit, Coil with Blower | 4TTR5042E1 |  | 4CXCC043CC3 | 12 | 14.5 | Yes | Yes | 2011-01-21 |  | 0
FALSE | 4TTR6042B1 | 3680 | 4171070 | TRANE | 4TTR5042E1 | AC | Split System: Air-Cooled Condensing Unit, Coil with Blower | 4TTR5042E1 |  | 4CXCC049CC3 | 12 | 14.5 | Yes | Yes | 2011-01-21 |  | 0
FALSE | 4TTR6042B1 | 3680 | 4171073 | TRANE | 4TTR5042E1 | AC | Split System: Air-Cooled Condensing Unit, Coil with Blower | 4TTR5042E1 |  | 4TXAB048BC3 | 12 | 14.5 | Yes | Yes | 2011-01-21 |  | 0
FALSE | 4TTR6042B1 | 3680 | 4171074 | TRANE | 4TTR5042E1 | AC | Split System: Air-Cooled Condensing Unit, Coil with Blower | 4TTR5042E1 |  | 4TXAC037BC3 | 12 | 14.5 | Yes | Yes | 2011-01-21 |  | 0
FALSE | 4TTR6042B1 | 3680 | 4171075 | TRANE | 4TTR5042E1 | AC | Split System: Air-Cooled Condensing Unit, Coil with Blower | 4TTR5042E1 |  | 4TXAC043BC3 | 12 | 14.5 | Yes | Yes | 2011-01-21 |  | 0
FALSE | 4TTR6042B1 | 3680 | 4171076 | TRANE | 4TTR5042E1 | AC | Split System: Air-Cooled Condensing Unit, Coil with Blower | 4TTR5042E1 |  | 4TXAC044BC3 | 12 | 14.5 | Yes | Yes | 2011-01-21 |  | 0
FALSE | 4TTR6042B1 | 3680 | 4171077 | TRANE | 4TTR5042E1 | AC | Split System: Air-Cooled Condensing Unit, Coil with Blower | 4TTR5042E1 |  | 4TXAC049BC3 | 12 | 14.5 | Yes | Yes | 2011-01-21 |  | 0
FALSE | 4TTR6042B1 | 3680 | 4171080 | TRANE | 4TTR5042E1 | AC | Split System: Air-Cooled Condensing Unit, Coil with Blower | 4TTR5042E1 |  | 4TXCB048BC3 | 12 | 14.5 | Yes | Yes | 2011-01-21 |  | 0
FALSE | 4TTR6042B1 | 3680 | 4171081 | TRANE | 4TTR5042E1 | AC | Split System: Air-Cooled Condensing Unit, Coil with Blower | 4TTR5042E1 |  | 4TXCC037BC3 | 12 | 14.5 | Yes | Yes | 2011-01-21 |  | 0
FALSE | 4TTR6042B1 | 3680 | 4171082 | TRANE | 4TTR5042E1 | AC | Split System: Air-Cooled Condensing Unit, Coil with Blower | 4TTR5042E1 |  | 4TXCC043BC3 | 12 | 14.5 | Yes | Yes | 2011-01-21 |  | 0
FALSE | 4TTR6042B1 | 3680 | 4171083 | TRANE | 4TTR5042E1 | AC | Split System: Air-Cooled Condensing Unit, Coil with Blower | 4TTR5042E1 |  | 4TXCC044BC3 | 12 | 14.5 | Yes | Yes | 2011-01-21 |  | 0
FALSE | 4TTR6042B1 | 3680 | 4171084 | TRANE | 4TTR5042E1 | AC | Split System: Air-Cooled Condensing Unit, Coil with Blower | 4TTR5042E1 |  | 4TXCC049BC3 | 12 | 14.5 | Yes | Yes | 2011-01-21 |  | 0
FALSE | 4TTR6042B1 | 3680 | 4171086 | TRANE | 4TTR5042E1 | AC | Split System: Air-Cooled Condensing Unit, Coil with Blower | 4TTR5042E1 |  | 4TXFH041CC3 | 12 | 15 | Yes | Yes | 2011-01-21 |  | 0
FALSE | 4TTX6018H1 | 3491 | 4171088 | TRANE | 4TTX5018A1 | AC | Split System: Air-Cooled Condensing Unit, Coil with Blower | 4TTX5018A1 |  | 4CXCA024CC3 | 12.9 | 15.5 | Yes | Yes | 2011-01-21 |  | 1
FALSE | 4TTX6018H1 | 3491 | 4171089 | TRANE | 4TTX5018A1 | AC | Split System: Air-Cooled Condensing Unit, Coil with Blower | 4TTX5018A1 |  | 4CXCB025CC3 | 13 | 16 | Yes | Yes | 2011-01-21 |  | 2
FALSE | 4TTX6030H1 | 3530 | 4171115 | TRANE | 4TTX5030A1 | AC | Split System: Air-Cooled Condensing Unit, Coil with Blower | 4TTX5030A1 |  | 4TXAB042BC3 | 12.1 | 14.5 | Yes | Yes | 2011-01-21 |  | 0
FALSE | 4TTX6030H1 | 3530 | 4171116 | TRANE | 4TTX5030A1 | AC | Split System: Air-Cooled Condensing Unit, Coil with Blower | 4TTX5030A1 |  | 4TXAC037BC3 | 12.5 | 15 | Yes | Yes | 2011-01-21 |  | 1
FALSE | 4TTX6030H1 | 3530 | 4171117 | TRANE | 4TTX5030A1 | AC | Split System: Air-Cooled Condensing Unit, Coil with Blower | 4TTX5030A1 |  | 4TXCB031BC3 | 12.1 | 14.5 | Yes | Yes | 2011-01-21 |  | 0
FALSE | 4TTX6030H1 | 3530 | 4171118 | TRANE | 4TTX5030A1 | AC | Split System: Air-Cooled Condensing Unit, Coil with Blower | 4TTX5030A1 |  | 4TXCB032BC3 | 12.75 | 15 | Yes | Yes | 2011-01-21 |  | 1
FALSE | 4TTX6030H1 | 3530 | 4171119 | TRANE | 4TTX5030A1 | AC | Split System: Air-Cooled Condensing Unit, Coil with Blower | 4TTX5030A1 |  | 4TXCB042BC3 | 12 | 14.5 | Yes | Yes | 2011-01-21 |  | 0
FALSE | 4TTX6030H1 | 3530 | 4171120 | TRANE | 4TTX5030A1 | AC | Split System: Air-Cooled Condensing Unit, Coil with Blower | 4TTX5030A1 |  | 4TXCC005CC3 | 13 | 15.25 | Yes | Yes | 2011-01-21 |  | 1
FALSE | 4TTX6030H1 | 3530 | 4171121 | TRANE | 4TTX5030A1 | AC | Split System: Air-Cooled Condensing Unit, Coil with Blower | 4TTX5030A1 |  | 4TXCC037BC3 | 12.5 | 15 | Yes | Yes | 2011-01-21 |  | 1
FALSE | 4TTX6036H1 | 3598 | 4171126 | TRANE | 4TTX5036A1 | AC | Split System: Air-Cooled Condensing Unit, Coil with Blower | 4TTX5036A1 |  | 4CXCC037CC3 | 12 | 14.5 | Yes | Yes | 2011-01-21 |  | 0
FALSE | 4TTX6036H1 | 3598 | 4171130 | TRANE | 4TTX5036A1 | AC | Split System: Air-Cooled Condensing Unit, Coil with Blower | 4TTX5036A1 |  | 4TXAC037BC3 | 12 | 14.5 | Yes | Yes | 2011-01-21 |  | 0
FALSE | 4TTX6036H1 | 3598 | 4171132 | TRANE | 4TTX5036A1 | AC | Split System: Air-Cooled Condensing Unit, Coil with Blower | 4TTX5036A1 |  | 4TXAC044BC3 | 12.3 | 14.5 | Yes | Yes | 2011-01-21 |  | 0
FALSE | 4TTX6036H1 | 3598 | 4171135 | TRANE | 4TTX5036A1 | AC | Split System: Air-Cooled Condensing Unit, Coil with Blower | 4TTX5036A1 |  | 4TXCC037BC3 | 12 | 14.5 | Yes | Yes | 2011-01-21 |  | 0
FALSE | 4TTX6036H1 | 3598 | 4171137 | TRANE | 4TTX5036A1 | AC | Split System: Air-Cooled Condensing Unit, Coil with Blower | 4TTX5036A1 |  | 4TXCC044BC3 | 12.3 | 14.5 | Yes | Yes | 2011-01-21 |  | 0
FALSE | 4TTR6024B1 | 3503 | 4172194 | AMERICAN STANDARD, INC. | 4A7A5024E1 | AC | Split System: Air-Cooled Condensing Unit, Coil with Blower | 4TTR5024E1 |  | 4CXCB031CC3 | 13 | 15.5 | Yes | Yes | 2011-02-28 |  | 1
FALSE | 4TTR6024B1 | 3503 | 4172195 | AMERICAN STANDARD, INC. | 4A7A5024E1 | AC | Split System: Air-Cooled Condensing Unit, Coil with Blower | 4TTR5024E1 |  | 4CXCB036CC3 | 13 | 16 | Yes | Yes | 2011-02-28 |  | 2
FALSE | 4TTR6024B1 | 3503 | 4172196 | AMERICAN STANDARD, INC. | 4A7A5024E1 | AC | Split System: Air-Cooled Condensing Unit, Coil with Blower | 4TTR5024E1 |  | 4CXCB042CC3 | 13 | 16 | Yes | Yes | 2011-02-28 |  | 2
FALSE | 4TTR6024B1 | 3503 | 4172197 | AMERICAN STANDARD, INC. | 4A7A5024E1 | AC | Split System: Air-Cooled Condensing Unit, Coil with Blower | 4TTR5024E1 |  | 4CXCC037CC3 | 13 | 16 | Yes | Yes | 2011-02-28 |  | 2
FALSE | 4TTR6024B1 | 3503 | 4172198 | AMERICAN STANDARD, INC. | 4A7A5024E1 | AC | Split System: Air-Cooled Condensing Unit, Coil with Blower | 4TTR5024E1 |  | 4CXCC043CC3 | 13 | 16 | Yes | Yes | 2011-02-28 |  | 2
FALSE | 4TTR6024B1 | 3503 | 4172199 | AMERICAN STANDARD, INC. | 4A7A5024E1 | AC | Split System: Air-Cooled Condensing Unit, Coil with Blower | 4TTR5024E1 |  | 4TXAA018BC3 | 13 | 14.5 | Yes | Yes | 2011-02-28 |  | 0
FALSE | 4TTR6024B1 | 3503 | 4172200 | AMERICAN STANDARD, INC. | 4A7A5024E1 | AC | Split System: Air-Cooled Condensing Unit, Coil with Blower | 4TTR5024E1 |  | 4TXAA024BC3 | 12.5 | 14.5 | Yes | Yes | 2011-02-28 |  | 0
FALSE | 4TTR6024B1 | 3503 | 4172201 | AMERICAN STANDARD, INC. | 4A7A5024E1 | AC | Split System: Air-Cooled Condensing Unit, Coil with Blower | 4TTR5024E1 |  | 4TXAB025BC3 | 13 | 15.5 | Yes | Yes | 2011-02-28 |  | 1
FALSE | 4TTR6024B1 | 3503 | 4172202 | AMERICAN STANDARD, INC. | 4A7A5024E1 | AC | Split System: Air-Cooled Condensing Unit, Coil with Blower | 4TTR5024E1 |  | 4TXAB031BC3 | 13 | 15.5 | Yes | Yes | 2011-02-28 |  | 1
FALSE | 4TTR6024B1 | 3503 | 4172203 | AMERICAN STANDARD, INC. | 4A7A5024E1 | AC | Split System: Air-Cooled Condensing Unit, Coil with Blower | 4TTR5024E1 |  | 4TXAB032BC3 | 13 | 16 | Yes | Yes | 2011-02-28 |  | 2
FALSE | 4TTR6024B1 | 3503 | 4172204 | AMERICAN STANDARD, INC. | 4A7A5024E1 | AC | Split System: Air-Cooled Condensing Unit, Coil with Blower | 4TTR5024E1 |  | 4TXAB036BC3 | 13 | 16 | Yes | Yes | 2011-02-28 |  | 2
FALSE | 4TTR6024B1 | 3503 | 4172205 | AMERICAN STANDARD, INC. | 4A7A5024E1 | AC | Split System: Air-Cooled Condensing Unit, Coil with Blower | 4TTR5024E1 |  | 4TXAB042BC3 | 13 | 16 | Yes | Yes | 2011-02-28 |  | 2
FALSE | 4TTR6024B1 | 3503 | 4172206 | AMERICAN STANDARD, INC. | 4A7A5024E1 | AC | Split System: Air-Cooled Condensing Unit, Coil with Blower | 4TTR5024E1 |  | 4TXAB048BC3 | 13 | 16 | Yes | Yes | 2011-02-28 |  | 2
FALSE | 4TTR6024B1 | 3503 | 4172207 | AMERICAN STANDARD, INC. | 4A7A5024E1 | AC | Split System: Air-Cooled Condensing Unit, Coil with Blower | 4TTR5024E1 |  | 4TXAC037BC3 | 13 | 16 | Yes | Yes | 2011-02-28 |  | 2
FALSE | 4TTR6024B1 | 3503 | 4172208 | AMERICAN STANDARD, INC. | 4A7A5024E1 | AC | Split System: Air-Cooled Condensing Unit, Coil with Blower | 4TTR5024E1 |  | 4TXAC043BC3 | 13 | 16 | Yes | Yes | 2011-02-28 |  | 2
FALSE | 4TTR6024B1 | 3503 | 4172209 | AMERICAN STANDARD, INC. | 4A7A5024E1 | AC | Split System: Air-Cooled Condensing Unit, Coil with Blower | 4TTR5024E1 |  | 4TXAC044BC3 | 13 | 16 | Yes | Yes | 2011-02-28 |  | 2
FALSE | 4TTR6024B1 | 3503 | 4172210 | AMERICAN STANDARD, INC. | 4A7A5024E1 | AC | Split System: Air-Cooled Condensing Unit, Coil with Blower | 4TTR5024E1 |  | 4TXCA018BC3 | 13 | 14.5 | Yes | Yes | 2011-02-28 |  | 0
FALSE | 4TTR6024B1 | 3503 | 4172211 | AMERICAN STANDARD, INC. | 4A7A5024E1 | AC | Split System: Air-Cooled Condensing Unit, Coil with Blower | 4TTR5024E1 |  | 4TXCA024BC3 | 12.5 | 14.5 | Yes | Yes | 2011-02-28 |  | 0
FALSE | 4TTR6042B1 | 3680 | 4172307 | AMERICAN STANDARD, INC. | 4A7A5042E1 | AC | Split System: Air-Cooled Condensing Unit, Coil with Blower | 4TTR5042E1 |  | 4TXAC043BC3 | 12 | 14.5 | Yes | Yes | 2011-02-28 |  | 0
FALSE | 4TTR6042B1 | 3680 | 4172308 | AMERICAN STANDARD, INC. | 4A7A5042E1 | AC | Split System: Air-Cooled Condensing Unit, Coil with Blower | 4TTR5042E1 |  | 4TXAC044BC3 | 12 | 14.5 | Yes | Yes | 2011-02-28 |  | 0
FALSE | 4TTR6042B1 | 3680 | 4172309 | AMERICAN STANDARD, INC. | 4A7A5042E1 | AC | Split System: Air-Cooled Condensing Unit, Coil with Blower | 4TTR5042E1 |  | 4TXAC049BC3 | 12 | 14.5 | Yes | Yes | 2011-02-28 |  | 0
FALSE | 4TTR6042B1 | 3680 | 4172312 | AMERICAN STANDARD, INC. | 4A7A5042E1 | AC | Split System: Air-Cooled Condensing Unit, Coil with Blower | 4TTR5042E1 |  | 4TXCB048BC3 | 12 | 14.5 | Yes | Yes | 2011-02-28 |  | 0
FALSE | 4TTR6042B1 | 3680 | 4172313 | AMERICAN STANDARD, INC. | 4A7A5042E1 | AC | Split System: Air-Cooled Condensing Unit, Coil with Blower | 4TTR5042E1 |  | 4TXCC037BC3 | 12 | 14.5 | Yes | Yes | 2011-02-28 |  | 0
FALSE | 4TTR6042B1 | 3680 | 4172314 | AMERICAN STANDARD, INC. | 4A7A5042E1 | AC | Split System: Air-Cooled Condensing Unit, Coil with Blower | 4TTR5042E1 |  | 4TXCC043BC3 | 12 | 14.5 | Yes | Yes | 2011-02-28 |  | 0
FALSE | 4TTR6042B1 | 3680 | 4172315 | AMERICAN STANDARD, INC. | 4A7A5042E1 | AC | Split System: Air-Cooled Condensing Unit, Coil with Blower | 4TTR5042E1 |  | 4TXCC044BC3 | 12 | 14.5 | Yes | Yes | 2011-02-28 |  | 0
FALSE | 4TTR6042B1 | 3680 | 4172316 | AMERICAN STANDARD, INC. | 4A7A5042E1 | AC | Split System: Air-Cooled Condensing Unit, Coil with Blower | 4TTR5042E1 |  | 4TXCC049BC3 | 12 | 14.5 | Yes | Yes | 2011-02-28 |  | 0
FALSE | 4TTR6042B1 | 3680 | 4172318 | AMERICAN STANDARD, INC. | 4A7A5042E1 | AC | Split System: Air-Cooled Condensing Unit, Coil with Blower | 4TTR5042E1 |  | 4TXFH041CC3 | 12 | 15 | Yes | Yes | 2011-02-28 |  | 0
FALSE | 4TTX6018H1 | 3491 | 4172320 | AMERICAN STANDARD, INC. | 4A7A5018A1 | AC | Split System: Air-Cooled Condensing Unit, Coil with Blower | 4TTX5018A1 |  | 4CXCA024CC3 | 12.9 | 15.5 | Yes | Yes | 2011-02-28 |  | 1
FALSE | 4TTX6018H1 | 3491 | 4172321 | AMERICAN STANDARD, INC. | 4A7A5018A1 | AC | Split System: Air-Cooled Condensing Unit, Coil with Blower | 4TTX5018A1 |  | 4CXCB025CC3 | 13 | 16 | Yes | Yes | 2011-02-28 |  | 2
FALSE | 4TTX6018H1 | 3491 | 4172322 | AMERICAN STANDARD, INC. | 4A7A5018A1 | AC | Split System: Air-Cooled Condensing Unit, Coil with Blower | 4TTX5018A1 |  | 4CXCB031CC3 | 13 | 16 | Yes | Yes | 2011-02-28 |  | 2
FALSE | 4TTX6018H1 | 3491 | 4172323 | AMERICAN STANDARD, INC. | 4A7A5018A1 | AC | Split System: Air-Cooled Condensing Unit, Coil with Blower | 4TTX5018A1 |  | 4TXAA018BC3 | 13 | 15.75 | Yes | Yes | 2011-02-28 |  | 1
FALSE | 4TTX6018H1 | 3491 | 4172324 | AMERICAN STANDARD, INC. | 4A7A5018A1 | AC | Split System: Air-Cooled Condensing Unit, Coil with Blower | 4TTX5018A1 |  | 4TXAA024BC3 | 12.9 | 15.5 | Yes | Yes | 2011-02-28 |  | 1
FALSE | 4TTX6018H1 | 3491 | 4172325 | AMERICAN STANDARD, INC. | 4A7A5018A1 | AC | Split System: Air-Cooled Condensing Unit, Coil with Blower | 4TTX5018A1 |  | 4TXAB031BC3 | 13 | 16 | Yes | Yes | 2011-02-28 |  | 2
FALSE | 4TTX6018H1 | 3491 | 4172326 | AMERICAN STANDARD, INC. | 4A7A5018A1 | AC | Split System: Air-Cooled Condensing Unit, Coil with Blower | 4TTX5018A1 |  | 4TXCA018BC3 | 13 | 15.75 | Yes | Yes | 2011-02-28 |  | 1
FALSE | 4TTX6018H1 | 3491 | 4172327 | AMERICAN STANDARD, INC. | 4A7A5018A1 | AC | Split System: Air-Cooled Condensing Unit, Coil with Blower | 4TTX5018A1 |  | 4TXCA024BC3 | 12.9 | 15.5 | Yes | Yes | 2011-02-28 |  | 1
FALSE | 4TTX6018H1 | 3491 | 4172328 | AMERICAN STANDARD, INC. | 4A7A5018A1 | AC | Split System: Air-Cooled Condensing Unit, Coil with Blower | 4TTX5018A1 |  | 4TXCB025BC3 | 13 | 16 | Yes | Yes | 2011-02-28 |  | 2
FALSE | 4TTX6018H1 | 3491 | 4172329 | AMERICAN STANDARD, INC. | 4A7A5018A1 | AC | Split System: Air-Cooled Condensing Unit, Coil with Blower | 4TTX5018A1 |  | 4TXCB031BC3 | 13 | 16 | Yes | Yes | 2011-02-28 |  | 2
FALSE | 4TTX6024H1 | 3520 | 4172331 | AMERICAN STANDARD, INC. | 4A7A5024A1 | AC | Split System: Air-Cooled Condensing Unit, Coil with Blower | 4TTX5024A1 |  | 4CXCB025CC3 | 12.7 | 15.25 | Yes | Yes | 2011-02-28 |  | 1
FALSE | 4TTX6024H1 | 3520 | 4172332 | AMERICAN STANDARD, INC. | 4A7A5024A1 | AC | Split System: Air-Cooled Condensing Unit, Coil with Blower | 4TTX5024A1 |  | 4CXCB031CC3 | 12.7 | 15.25 | Yes | Yes | 2011-02-28 |  | 1
FALSE | 4TTX6024H1 | 3520 | 4172333 | AMERICAN STANDARD, INC. | 4A7A5024A1 | AC | Split System: Air-Cooled Condensing Unit, Coil with Blower | 4TTX5024A1 |  | 4TXAB025BC3 | 12.7 | 15.25 | Yes | Yes | 2011-02-28 |  | 1
FALSE | 4TTX6024H1 | 3520 | 4172334 | AMERICAN STANDARD, INC. | 4A7A5024A1 | AC | Split System: Air-Cooled Condensing Unit, Coil with Blower | 4TTX5024A1 |  | 4TXAB031BC3 | 12.7 | 15.25 | Yes | Yes | 2011-02-28 |  | 1
FALSE | 4TTX6024H1 | 3520 | 4172335 | AMERICAN STANDARD, INC. | 4A7A5024A1 | AC | Split System: Air-Cooled Condensing Unit, Coil with Blower | 4TTX5024A1 |  | 4TXAB032BC3 | 13 | 15.5 | Yes | Yes | 2011-02-28 |  | 1
FALSE | 4TTX6024H1 | 3520 | 4172336 | AMERICAN STANDARD, INC. | 4A7A5024A1 | AC | Split System: Air-Cooled Condensing Unit, Coil with Blower | 4TTX5024A1 |  | 4TXCB025BC3 | 12.7 | 15.25 | Yes | Yes | 2011-02-28 |  | 1
FALSE | 4TTX6024H1 | 3520 | 4172337 | AMERICAN STANDARD, INC. | 4A7A5024A1 | AC | Split System: Air-Cooled Condensing Unit, Coil with Blower | 4TTX5024A1 |  | 4TXCB031BC3 | 12.7 | 15.25 | Yes | Yes | 2011-02-28 |  | 1
FALSE | 4TTX6024H1 | 3520 | 4172338 | AMERICAN STANDARD, INC. | 4A7A5024A1 | AC | Split System: Air-Cooled Condensing Unit, Coil with Blower | 4TTX5024A1 |  | 4TXCB032BC3 | 13 | 15.5 | Yes | Yes | 2011-02-28 |  | 1
FALSE | 4TTX6024H1 | 3520 | 4172339 | AMERICAN STANDARD, INC. | 4A7A5024A1 | AC | Split System: Air-Cooled Condensing Unit, Coil with Blower | 4TTX5024A1 |  | 4TXCC005CC3 | 13 | 15.75 | Yes | Yes | 2011-02-28 |  | 1
FALSE | 4TTX6030H1 | 3530 | 4172342 | AMERICAN STANDARD, INC. | 4A7A5030A1 | AC | Split System: Air-Cooled Condensing Unit, Coil with Blower | 4TTX5030A1 |  | 4CXCB031CC3 | 12.1 | 14.5 | Yes | Yes | 2011-02-28 |  | 0
FALSE | 4TTX6030H1 | 3530 | 4172343 | AMERICAN STANDARD, INC. | 4A7A5030A1 | AC | Split System: Air-Cooled Condensing Unit, Coil with Blower | 4TTX5030A1 |  | 4CXCB042CC3 | 12 | 14.5 | Yes | Yes | 2011-02-28 |  | 0
FALSE | 4TTX6030H1 | 3530 | 4172345 | AMERICAN STANDARD, INC. | 4A7A5030A1 | AC | Split System: Air-Cooled Condensing Unit, Coil with Blower | 4TTX5030A1 |  | 4TXAB031BC3 | 12.1 | 14.5 | Yes | Yes | 2011-02-28 |  | 0
FALSE | 4TTX6030H1 | 3530 | 4172347 | AMERICAN STANDARD, INC. | 4A7A5030A1 | AC | Split System: Air-Cooled Condensing Unit, Coil with Blower | 4TTX5030A1 |  | 4TXAB042BC3 | 12.1 | 14.5 | Yes | Yes | 2011-02-28 |  | 0
FALSE | 4TTX6030H1 | 3530 | 4172349 | AMERICAN STANDARD, INC. | 4A7A5030A1 | AC | Split System: Air-Cooled Condensing Unit, Coil with Blower | 4TTX5030A1 |  | 4TXCB031BC3 | 12.1 | 14.5 | Yes | Yes | 2011-02-28 |  | 0
FALSE | 4TTX6030H1 | 3530 | 4172351 | AMERICAN STANDARD, INC. | 4A7A5030A1 | AC | Split System: Air-Cooled Condensing Unit, Coil with Blower | 4TTX5030A1 |  | 4TXCB042BC3 | 12 | 14.5 | Yes | Yes | 2011-02-28 |  | 0
FALSE | 4TTR6018B1 | 3489 | 4173071 | TRANE | 4TTR5018E1 | AC | Split System: Air-Cooled Condensing Unit, Coil with Blower | 4TTR5018E1 |  | 4CXCA024CC3 | 13 | 15 | Yes | Yes | 2011-01-21 |  | 1
FALSE | 4TTR6018B1 | 3489 | 4173072 | TRANE | 4TTR5018E1 | AC | Split System: Air-Cooled Condensing Unit, Coil with Blower | 4TTR5018E1 |  | 4CXCB025CC3 | 13 | 15.5 | Yes | Yes | 2011-01-21 |  | 1
FALSE | 4TTR6018B1 | 3489 | 4173073 | TRANE | 4TTR5018E1 | AC | Split System: Air-Cooled Condensing Unit, Coil with Blower | 4TTR5018E1 |  | 4CXCB031CC3 | 13 | 15.5 | Yes | Yes | 2011-01-21 |  | 1
FALSE | 4TTR6018B1 | 3489 | 4173074 | TRANE | 4TTR5018E1 | AC | Split System: Air-Cooled Condensing Unit, Coil with Blower | 4TTR5018E1 |  | 4CXCB036CC3 | 13 | 16 | Yes | Yes | 2011-01-21 |  | 2
FALSE | 4TTR6018B1 | 3489 | 4173075 | TRANE | 4TTR5018E1 | AC | Split System: Air-Cooled Condensing Unit, Coil with Blower | 4TTR5018E1 |  | 4CXCC037CC3 | 13 | 16 | Yes | Yes | 2011-01-21 |  | 2
FALSE | 4TTR6024B1 | 3503 | 4173102 | TRANE | 4TTR5024E1 | AC | Split System: Air-Cooled Condensing Unit, Coil with Blower | 4TTR5024E1 |  | 4CXCB025CC3 | 13 | 15.5 | Yes | Yes | 2011-01-21 |  | 1
FALSE | 4TTR6024B1 | 3503 | 4173103 | TRANE | 4TTR5024E1 | AC | Split System: Air-Cooled Condensing Unit, Coil with Blower | 4TTR5024E1 |  | 4CXCB031CC3 | 13 | 15.5 | Yes | Yes | 2011-01-21 |  | 1
FALSE | 4TTR6024B1 | 3503 | 4173104 | TRANE | 4TTR5024E1 | AC | Split System: Air-Cooled Condensing Unit, Coil with Blower | 4TTR5024E1 |  | 4CXCB036CC3 | 13 | 16 | Yes | Yes | 2011-01-21 |  | 2
FALSE | 4TTR6024B1 | 3503 | 4173105 | TRANE | 4TTR5024E1 | AC | Split System: Air-Cooled Condensing Unit, Coil with Blower | 4TTR5024E1 |  | 4CXCB042CC3 | 13 | 16 | Yes | Yes | 2011-01-21 |  | 2
FALSE | 4TTR6024B1 | 3503 | 4173106 | TRANE | 4TTR5024E1 | AC | Split System: Air-Cooled Condensing Unit, Coil with Blower | 4TTR5024E1 |  | 4CXCC037CC3 | 13 | 16 | Yes | Yes | 2011-01-21 |  | 2
FALSE | 4TTR6024B1 | 3503 | 4173107 | TRANE | 4TTR5024E1 | AC | Split System: Air-Cooled Condensing Unit, Coil with Blower | 4TTR5024E1 |  | 4CXCC043CC3 | 13 | 16 | Yes | Yes | 2011-01-21 |  | 2
FALSE | 4TTR6024B1 | 3503 | 4173108 | TRANE | 4TTR5024E1 | AC | Split System: Air-Cooled Condensing Unit, Coil with Blower | 4TTR5024E1 |  | 4TXAA018BC3 | 13 | 14.5 | Yes | Yes | 2011-01-21 |  | 0
FALSE | 4TTR6024B1 | 3503 | 4173109 | TRANE | 4TTR5024E1 | AC | Split System: Air-Cooled Condensing Unit, Coil with Blower | 4TTR5024E1 |  | 4TXAA024BC3 | 12.5 | 14.5 | Yes | Yes | 2011-01-21 |  | 0
FALSE | 4TTR6024B1 | 3503 | 4173110 | TRANE | 4TTR5024E1 | AC | Split System: Air-Cooled Condensing Unit, Coil with Blower | 4TTR5024E1 |  | 4TXAB025BC3 | 13 | 15.5 | Yes | Yes | 2011-01-21 |  | 1
FALSE | 4TTR6024B1 | 3503 | 4173111 | TRANE | 4TTR5024E1 | AC | Split System: Air-Cooled Condensing Unit, Coil with Blower | 4TTR5024E1 |  | 4TXAB031BC3 | 13 | 15.5 | Yes | Yes | 2011-01-21 |  | 1
FALSE | 4TTR6024B1 | 3503 | 4173112 | TRANE | 4TTR5024E1 | AC | Split System: Air-Cooled Condensing Unit, Coil with Blower | 4TTR5024E1 |  | 4TXAB032BC3 | 13 | 16 | Yes | Yes | 2011-01-21 |  | 2
FALSE | 4TTR6024B1 | 3503 | 4173113 | TRANE | 4TTR5024E1 | AC | Split System: Air-Cooled Condensing Unit, Coil with Blower | 4TTR5024E1 |  | 4TXAB036BC3 | 13 | 16 | Yes | Yes | 2011-01-21 |  | 2
FALSE | 4TTR6024B1 | 3503 | 4173114 | TRANE | 4TTR5024E1 | AC | Split System: Air-Cooled Condensing Unit, Coil with Blower | 4TTR5024E1 |  | 4TXAB042BC3 | 13 | 16 | Yes | Yes | 2011-01-21 |  | 2
FALSE | 4TTR6024B1 | 3503 | 4173115 | TRANE | 4TTR5024E1 | AC | Split System: Air-Cooled Condensing Unit, Coil with Blower | 4TTR5024E1 |  | 4TXAB048BC3 | 13 | 16 | Yes | Yes | 2011-01-21 |  | 2
FALSE | 4TTR6024B1 | 3503 | 4173116 | TRANE | 4TTR5024E1 | AC | Split System: Air-Cooled Condensing Unit, Coil with Blower | 4TTR5024E1 |  | 4TXAC037BC3 | 13 | 16 | Yes | Yes | 2011-01-21 |  | 2
FALSE | 4TTR6024B1 | 3503 | 4173117 | TRANE | 4TTR5024E1 | AC | Split System: Air-Cooled Condensing Unit, Coil with Blower | 4TTR5024E1 |  | 4TXAC043BC3 | 13 | 16 | Yes | Yes | 2011-01-21 |  | 2
FALSE | 4TTR6024B1 | 3503 | 4173118 | TRANE | 4TTR5024E1 | AC | Split System: Air-Cooled Condensing Unit, Coil with Blower | 4TTR5024E1 |  | 4TXAC044BC3 | 13 | 16 | Yes | Yes | 2011-01-21 |  | 2
FALSE | 4TTR6024B1 | 3503 | 4173119 | TRANE | 4TTR5024E1 | AC | Split System: Air-Cooled Condensing Unit, Coil with Blower | 4TTR5024E1 |  | 4TXCA018BC3 | 13 | 14.5 | Yes | Yes | 2011-01-21 |  | 0
FALSE | 4TTR6024B1 | 3503 | 4173120 | TRANE | 4TTR5024E1 | AC | Split System: Air-Cooled Condensing Unit, Coil with Blower | 4TTR5024E1 |  | 4TXCA024BC3 | 12.5 | 14.5 | Yes | Yes | 2011-01-21 |  | 0
FALSE | 4TTR6024B1 | 3503 | 4173121 | TRANE | 4TTR5024E1 | AC | Split System: Air-Cooled Condensing Unit, Coil with Blower | 4TTR5024E1 |  | 4TXCB003CC3 | 13 | 16 | Yes | Yes | 2011-01-21 |  | 2
FALSE | 4TTR6030B1 | 3522 | 4173152 | TRANE | 4TTR5030E1 | AC | Split System: Air-Cooled Condensing Unit, Coil with Blower | 4TTR5030E1 |  | 4CXCC043CC3 | 12.5 | 15 | Yes | Yes | 2011-01-21 |  | 1
FALSE | 4TTR6030B1 | 3522 | 4173155 | TRANE | 4TTR5030E1 | AC | Split System: Air-Cooled Condensing Unit, Coil with Blower | 4TTR5030E1 |  | 4TXAB032BC3 | 12.5 | 14.5 | Yes | Yes | 2011-01-21 |  | 0
FALSE | 4TTR6030B1 | 3522 | 4173156 | TRANE | 4TTR5030E1 | AC | Split System: Air-Cooled Condensing Unit, Coil with Blower | 4TTR5030E1 |  | 4TXAB036BC3 | 12.5 | 14.5 | Yes | Yes | 2011-01-21 |  | 0
FALSE | 4TTR6030B1 | 3522 | 4173157 | TRANE | 4TTR5030E1 | AC | Split System: Air-Cooled Condensing Unit, Coil with Blower | 4TTR5030E1 |  | 4TXAB042BC3 | 12.5 | 14.5 | Yes | Yes | 2011-01-21 |  | 0
FALSE | 4TTR6030B1 | 3522 | 4173158 | TRANE | 4TTR5030E1 | AC | Split System: Air-Cooled Condensing Unit, Coil with Blower | 4TTR5030E1 |  | 4TXAC037BC3 | 12.5 | 15 | Yes | Yes | 2011-01-21 |  | 1
FALSE | 4TTR6030B1 | 3522 | 4173159 | TRANE | 4TTR5030E1 | AC | Split System: Air-Cooled Condensing Unit, Coil with Blower | 4TTR5030E1 |  | 4TXAC043BC3 | 12.5 | 15 | Yes | Yes | 2011-01-21 |  | 1
FALSE | 4TTR6030B1 | 3522 | 4173160 | TRANE | 4TTR5030E1 | AC | Split System: Air-Cooled Condensing Unit, Coil with Blower | 4TTR5030E1 |  | 4TXAC044BC3 | 12.5 | 15 | Yes | Yes | 2011-01-21 |  | 1
FALSE | 4TTR6030B1 | 3522 | 4173163 | TRANE | 4TTR5030E1 | AC | Split System: Air-Cooled Condensing Unit, Coil with Blower | 4TTR5030E1 |  | 4TXCB032BC3 | 12.5 | 14.5 | Yes | Yes | 2011-01-21 |  | 0
FALSE | 4TTR6030B1 | 3522 | 4173164 | TRANE | 4TTR5030E1 | AC | Split System: Air-Cooled Condensing Unit, Coil with Blower | 4TTR5030E1 |  | 4TXCB036BC3 | 12.5 | 14.5 | Yes | Yes | 2011-01-21 |  | 0
FALSE | 4TTR6030B1 | 3522 | 4173165 | TRANE | 4TTR5030E1 | AC | Split System: Air-Cooled Condensing Unit, Coil with Blower | 4TTR5030E1 |  | 4TXCB042BC3 | 12.5 | 14.5 | Yes | Yes | 2011-01-21 |  | 0
FALSE | 4TTR6030B1 | 3522 | 4173166 | TRANE | 4TTR5030E1 | AC | Split System: Air-Cooled Condensing Unit, Coil with Blower | 4TTR5030E1 |  | 4TXCC037BC3 | 12.5 | 15 | Yes | Yes | 2011-01-21 |  | 1
FALSE | 4TTR6030B1 | 3522 | 4173167 | TRANE | 4TTR5030E1 | AC | Split System: Air-Cooled Condensing Unit, Coil with Blower | 4TTR5030E1 |  | 4TXCC043BC3 | 12.5 | 15 | Yes | Yes | 2011-01-21 |  | 1
FALSE | 4TTR6030B1 | 3522 | 4173168 | TRANE | 4TTR5030E1 | AC | Split System: Air-Cooled Condensing Unit, Coil with Blower | 4TTR5030E1 |  | 4TXCC044BC3 | 12.5 | 15 | Yes | Yes | 2011-01-21 |  | 1
FALSE | 4TTR6030B1 | 3522 | 4173172 | TRANE | 4TTR5030E1 | AC | Split System: Air-Cooled Condensing Unit, Coil with Blower | 4TTR5030E1 |  | 4TXFH036CZ3 | 13 | 15 | Yes | Yes | 2011-01-21 |  | 1
FALSE | 4TTR6030B1 | 3522 | 4173174 | TRANE | 4TTR5030E1 | AC | Split System: Air-Cooled Condensing Unit, Coil with Blower | 4TTR5030E1 |  | 4TXFH041CC3 | 13 | 15 | Yes | Yes | 2011-01-21 |  | 1
FALSE | 4TTR6036B1 | 3674 | 4173177 | TRANE | 4TTR5036E1 | AC | Split System: Air-Cooled Condensing Unit, Coil with Blower | 4TTR5036E1 |  | 4CXCB036CC3 | 12 | 14.5 | Yes | Yes | 2011-01-21 |  | 0
FALSE | 4TTR6036B1 | 3674 | 4173178 | TRANE | 4TTR5036E1 | AC | Split System: Air-Cooled Condensing Unit, Coil with Blower | 4TTR5036E1 |  | 4CXCB042CC3 | 12 | 14.5 | Yes | Yes | 2011-01-21 |  | 0
FALSE | 4TTR6036B1 | 3674 | 4173179 | TRANE | 4TTR5036E1 | AC | Split System: Air-Cooled Condensing Unit, Coil with Blower | 4TTR5036E1 |  | 4CXCC037CC3 | 12 | 14.5 | Yes | Yes | 2011-01-21 |  | 0
FALSE | 4TTR6036B1 | 3674 | 4173180 | TRANE | 4TTR5036E1 | AC | Split System: Air-Cooled Condensing Unit, Coil with Blower | 4TTR5036E1 |  | 4CXCC043CC3 | 12 | 14.5 | Yes | Yes | 2011-01-21 |  | 0
FALSE | 4TTR6036B1 | 3674 | 4173181 | TRANE | 4TTR5036E1 | AC | Split System: Air-Cooled Condensing Unit, Coil with Blower | 4TTR5036E1 |  | 4CXCC049CC3 | 12.5 | 15 | Yes | Yes | 2011-01-21 |  | 1
FALSE | 4TTR6036B1 | 3674 | 4173212 | TRANE | 4TTR5036E1 | AC | Split System: Air-Cooled Condensing Unit, Coil with Blower | 4TTR5036E1 |  | 4TXFH063CZ3 | 12.5 | 15.5 | Yes | Yes | 2011-01-21 |  | 1
FALSE | 4TTR6042B1 | 3680 | 4173215 | TRANE | 4TTR5042E1 | AC | Split System: Air-Cooled Condensing Unit, Coil with Blower | 4TTR5042E1 |  | 4CXCC037CC3 | 12 | 14.5 | Yes | Yes | 2011-01-21 |  | 0
FALSE | 4TTR6042B1 | 3680 | 4173216 | TRANE | 4TTR5042E1 | AC | Split System: Air-Cooled Condensing Unit, Coil with Blower | 4TTR5042E1 |  | 4CXCC043CC3 | 12 | 14.5 | Yes | Yes | 2011-01-21 |  | 0
FALSE | 4TTR6042B1 | 3680 | 4173217 | TRANE | 4TTR5042E1 | AC | Split System: Air-Cooled Condensing Unit, Coil with Blower | 4TTR5042E1 |  | 4CXCC049CC3 | 12.5 | 14.5 | Yes | Yes | 2011-01-21 |  | 0
FALSE | 4TTR6042B1 | 3680 | 4173220 | TRANE | 4TTR5042E1 | AC | Split System: Air-Cooled Condensing Unit, Coil with Blower | 4TTR5042E1 |  | 4TXAB048BC3 | 12 | 14.5 | Yes | Yes | 2011-01-21 |  | 0
FALSE | 4TTR6042B1 | 3680 | 4173221 | TRANE | 4TTR5042E1 | AC | Split System: Air-Cooled Condensing Unit, Coil with Blower | 4TTR5042E1 |  | 4TXAC037BC3 | 12 | 14.5 | Yes | Yes | 2011-01-21 |  | 0
FALSE | 4TTR6042B1 | 3680 | 4173222 | TRANE | 4TTR5042E1 | AC | Split System: Air-Cooled Condensing Unit, Coil with Blower | 4TTR5042E1 |  | 4TXAC043BC3 | 12 | 14.5 | Yes | Yes | 2011-01-21 |  | 0
FALSE | 4TTR6042B1 | 3680 | 4173223 | TRANE | 4TTR5042E1 | AC | Split System: Air-Cooled Condensing Unit, Coil with Blower | 4TTR5042E1 |  | 4TXAC044BC3 | 12.5 | 14.5 | Yes | Yes | 2011-01-21 |  | 0
FALSE | 4TTR6042B1 | 3680 | 4173224 | TRANE | 4TTR5042E1 | AC | Split System: Air-Cooled Condensing Unit, Coil with Blower | 4TTR5042E1 |  | 4TXAC049BC3 | 12.5 | 14.5 | Yes | Yes | 2011-01-21 |  | 0
FALSE | 4TTR6042B1 | 3680 | 4173227 | TRANE | 4TTR5042E1 | AC | Split System: Air-Cooled Condensing Unit, Coil with Blower | 4TTR5042E1 |  | 4TXCB048BC3 | 12 | 14.5 | Yes | Yes | 2011-01-21 |  | 0
FALSE | 4TTR6042B1 | 3680 | 4173228 | TRANE | 4TTR5042E1 | AC | Split System: Air-Cooled Condensing Unit, Coil with Blower | 4TTR5042E1 |  | 4TXCC037BC3 | 12 | 14.5 | Yes | Yes | 2011-01-21 |  | 0
FALSE | 4TTR6042B1 | 3680 | 4173229 | TRANE | 4TTR5042E1 | AC | Split System: Air-Cooled Condensing Unit, Coil with Blower | 4TTR5042E1 |  | 4TXCC043BC3 | 12 | 14.5 | Yes | Yes | 2011-01-21 |  | 0
FALSE | 4TTR6042B1 | 3680 | 4173230 | TRANE | 4TTR5042E1 | AC | Split System: Air-Cooled Condensing Unit, Coil with Blower | 4TTR5042E1 |  | 4TXCC044BC3 | 12.5 | 14.5 | Yes | Yes | 2011-01-21 |  | 0
FALSE | 4TTR6042B1 | 3680 | 4173231 | TRANE | 4TTR5042E1 | AC | Split System: Air-Cooled Condensing Unit, Coil with Blower | 4TTR5042E1 |  | 4TXCC049BC3 | 12.5 | 14.5 | Yes | Yes | 2011-01-21 |  | 0
FALSE | 4TTR6042B1 | 3680 | 4173233 | TRANE | 4TTR5042E1 | AC | Split System: Air-Cooled Condensing Unit, Coil with Blower | 4TTR5042E1 |  | 4TXFH041CC3 | 12 | 15 | Yes | Yes | 2011-01-21 |  | 0
FALSE | 4TTR6042B1 | 3680 | 4173235 | TRANE | 4TTR5042E1 | AC | Split System: Air-Cooled Condensing Unit, Coil with Blower | 4TTR5042E1 |  | 4TXFH054CC3 | 12 | 15 | Yes | Yes | 2011-01-21 |  | 0
FALSE | 4TTX6024H1 | 3520 | 4173236 | TRANE | 4TTX5024A1 | AC | Split System: Air-Cooled Condensing Unit, Coil with Blower | 4TTX5024A1 |  | 4CXCB025CC3 | 12.8 | 15.25 | Yes | Yes | 2011-01-21 |  | 1
FALSE | 4TTX6024H1 | 3520 | 4173237 | TRANE | 4TTX5024A1 | AC | Split System: Air-Cooled Condensing Unit, Coil with Blower | 4TTX5024A1 |  | 4CXCB031CC3 | 12.8 | 15.5 | Yes | Yes | 2011-01-21 |  | 1
FALSE | 4TTX6024H1 | 3520 | 4173238 | TRANE | 4TTX5024A1 | AC | Split System: Air-Cooled Condensing Unit, Coil with Blower | 4TTX5024A1 |  | 4TXAB025BC3 | 12.8 | 15.25 | Yes | Yes | 2011-01-21 |  | 1
FALSE | 4TTX6024H1 | 3520 | 4173239 | TRANE | 4TTX5024A1 | AC | Split System: Air-Cooled Condensing Unit, Coil with Blower | 4TTX5024A1 |  | 4TXAB031BC3 | 12.8 | 15.5 | Yes | Yes | 2011-01-21 |  | 1
FALSE | 4TTX6036H1 | 3598 | 4173268 | TRANE | 4TTX5036A1 | AC | Split System: Air-Cooled Condensing Unit, Coil with Blower | 4TTX5036A1 |  | 4TXAB048BC3 | 12 | 14.5 | Yes | Yes | 2011-01-21 |  | 0
FALSE | 4TTX6036H1 | 3598 | 4173269 | TRANE | 4TTX5036A1 | AC | Split System: Air-Cooled Condensing Unit, Coil with Blower | 4TTX5036A1 |  | 4TXAC037BC3 | 12 | 14.75 | Yes | Yes | 2011-01-21 |  | 0
FALSE | 4TTX6036H1 | 3598 | 4173271 | TRANE | 4TTX5036A1 | AC | Split System: Air-Cooled Condensing Unit, Coil with Blower | 4TTX5036A1 |  | 4TXAC044BC3 | 12.5 | 14.75 | Yes | Yes | 2011-01-21 |  | 0
FALSE | 4TTX6036H1 | 3598 | 4173272 | TRANE | 4TTX5036A1 | AC | Split System: Air-Cooled Condensing Unit, Coil with Blower | 4TTX5036A1 |  | 4TXCB036BC3 | 12 | 14.5 | Yes | Yes | 2011-01-21 |  | 0
FALSE | 4TTX6036H1 | 3598 | 4173273 | TRANE | 4TTX5036A1 | AC | Split System: Air-Cooled Condensing Unit, Coil with Blower | 4TTX5036A1 |  | 4TXCB042BC3 | 12 | 14.5 | Yes | Yes | 2011-01-21 |  | 0
FALSE | 4TTX6036H1 | 3598 | 4173274 | TRANE | 4TTX5036A1 | AC | Split System: Air-Cooled Condensing Unit, Coil with Blower | 4TTX5036A1 |  | 4TXCB048BC3 | 12 | 14.5 | Yes | Yes | 2011-01-21 |  | 0
FALSE | 4TTX6036H1 | 3598 | 4173275 | TRANE | 4TTX5036A1 | AC | Split System: Air-Cooled Condensing Unit, Coil with Blower | 4TTX5036A1 |  | 4TXCC005CC3 | 12.5 | 14.75 | Yes | Yes | 2011-01-21 |  | 0
FALSE | 4TTX6036H1 | 3598 | 4173276 | TRANE | 4TTX5036A1 | AC | Split System: Air-Cooled Condensing Unit, Coil with Blower | 4TTX5036A1 |  | 4TXCC037BC3 | 12 | 14.75 | Yes | Yes | 2011-01-21 |  | 0
FALSE | 4TTX6036H1 | 3598 | 4173278 | TRANE | 4TTX5036A1 | AC | Split System: Air-Cooled Condensing Unit, Coil with Blower | 4TTX5036A1 |  | 4TXCC044BC3 | 12.5 | 14.75 | Yes | Yes | 2011-01-21 |  | 0
FALSE | 4TTR6024B1 | 3503 | 4174048 | AMERICAN STANDARD, INC. | 4A7A5024E1 | AC | Split System: Air-Cooled Condensing Unit, Coil with Blower | 4TTR5024E1 |  | 4TXAB031BC3 | 13 | 15.5 | Yes | Yes | 2011-02-28 |  | 1
FALSE | 4TTR6024B1 | 3503 | 4174049 | AMERICAN STANDARD, INC. | 4A7A5024E1 | AC | Split System: Air-Cooled Condensing Unit, Coil with Blower | 4TTR5024E1 |  | 4TXAB032BC3 | 13 | 16 | Yes | Yes | 2011-02-28 |  | 2
FALSE | 4TTR6024B1 | 3503 | 4174050 | AMERICAN STANDARD, INC. | 4A7A5024E1 | AC | Split System: Air-Cooled Condensing Unit, Coil with Blower | 4TTR5024E1 |  | 4TXAB036BC3 | 13 | 16 | Yes | Yes | 2011-02-28 |  | 2
FALSE | 4TTR6024B1 | 3503 | 4174051 | AMERICAN STANDARD, INC. | 4A7A5024E1 | AC | Split System: Air-Cooled Condensing Unit, Coil with Blower | 4TTR5024E1 |  | 4TXAB042BC3 | 13 | 16 | Yes | Yes | 2011-02-28 |  | 2
FALSE | 4TTR6024B1 | 3503 | 4174052 | AMERICAN STANDARD, INC. | 4A7A5024E1 | AC | Split System: Air-Cooled Condensing Unit, Coil with Blower | 4TTR5024E1 |  | 4TXAB048BC3 | 13 | 16 | Yes | Yes | 2011-02-28 |  | 2
FALSE | 4TTR6024B1 | 3503 | 4174053 | AMERICAN STANDARD, INC. | 4A7A5024E1 | AC | Split System: Air-Cooled Condensing Unit, Coil with Blower | 4TTR5024E1 |  | 4TXAC037BC3 | 13 | 16 | Yes | Yes | 2011-02-28 |  | 2
FALSE | 4TTR6024B1 | 3503 | 4174054 | AMERICAN STANDARD, INC. | 4A7A5024E1 | AC | Split System: Air-Cooled Condensing Unit, Coil with Blower | 4TTR5024E1 |  | 4TXAC043BC3 | 13 | 16 | Yes | Yes | 2011-02-28 |  | 2
FALSE | 4TTR6024B1 | 3503 | 4174055 | AMERICAN STANDARD, INC. | 4A7A5024E1 | AC | Split System: Air-Cooled Condensing Unit, Coil with Blower | 4TTR5024E1 |  | 4TXAC044BC3 | 13 | 16 | Yes | Yes | 2011-02-28 |  | 2
FALSE | 4TTR6024B1 | 3503 | 4174056 | AMERICAN STANDARD, INC. | 4A7A5024E1 | AC | Split System: Air-Cooled Condensing Unit, Coil with Blower | 4TTR5024E1 |  | 4TXCA018BC3 | 13 | 14.5 | Yes | Yes | 2011-02-28 |  | 0
FALSE | 4TTR6024B1 | 3503 | 4174057 | AMERICAN STANDARD, INC. | 4A7A5024E1 | AC | Split System: Air-Cooled Condensing Unit, Coil with Blower | 4TTR5024E1 |  | 4TXCA024BC3 | 12.5 | 14.5 | Yes | Yes | 2011-02-28 |  | 0
FALSE | 4TTR6024B1 | 3503 | 4174058 | AMERICAN STANDARD, INC. | 4A7A5024E1 | AC | Split System: Air-Cooled Condensing Unit, Coil with Blower | 4TTR5024E1 |  | 4TXCB003CC3 | 13 | 16 | Yes | Yes | 2011-02-28 |  | 2
FALSE | 4TTR6024B1 | 3503 | 4174059 | AMERICAN STANDARD, INC. | 4A7A5024E1 | AC | Split System: Air-Cooled Condensing Unit, Coil with Blower | 4TTR5024E1 |  | 4TXCB004CC3 | 13 | 16 | Yes | Yes | 2011-02-28 |  | 2
FALSE | 4TTR6024B1 | 3503 | 4174060 | AMERICAN STANDARD, INC. | 4A7A5024E1 | AC | Split System: Air-Cooled Condensing Unit, Coil with Blower | 4TTR5024E1 |  | 4TXCB025BC3 | 13 | 15.5 | Yes | Yes | 2011-02-28 |  | 1
FALSE | 4TTR6024B1 | 3503 | 4174061 | AMERICAN STANDARD, INC. | 4A7A5024E1 | AC | Split System: Air-Cooled Condensing Unit, Coil with Blower | 4TTR5024E1 |  | 4TXCB031BC3 | 13 | 15.5 | Yes | Yes | 2011-02-28 |  | 1
FALSE | 4TTR6024B1 | 3503 | 4174062 | AMERICAN STANDARD, INC. | 4A7A5024E1 | AC | Split System: Air-Cooled Condensing Unit, Coil with Blower | 4TTR5024E1 |  | 4TXCB032BC3 | 13 | 16 | Yes | Yes | 2011-02-28 |  | 2
FALSE | 4TTR6024B1 | 3503 | 4174063 | AMERICAN STANDARD, INC. | 4A7A5024E1 | AC | Split System: Air-Cooled Condensing Unit, Coil with Blower | 4TTR5024E1 |  | 4TXCB036BC3 | 13 | 16 | Yes | Yes | 2011-02-28 |  | 2
FALSE | 4TTR6024B1 | 3503 | 4174064 | AMERICAN STANDARD, INC. | 4A7A5024E1 | AC | Split System: Air-Cooled Condensing Unit, Coil with Blower | 4TTR5024E1 |  | 4TXCB042BC3 | 13 | 16 | Yes | Yes | 2011-02-28 |  | 2
FALSE | 4TTR6024B1 | 3503 | 4174065 | AMERICAN STANDARD, INC. | 4A7A5024E1 | AC | Split System: Air-Cooled Condensing Unit, Coil with Blower | 4TTR5024E1 |  | 4TXCB048BC3 | 13 | 16 | Yes | Yes | 2011-02-28 |  | 2
FALSE | 4TTR6042B1 | 3680 | 4174157 | AMERICAN STANDARD, INC. | 4A7A5042E1 | AC | Split System: Air-Cooled Condensing Unit, Coil with Blower | 4TTR5042E1 |  | 4TXAB048BC3 | 12 | 14.5 | Yes | Yes | 2011-02-28 |  | 0
FALSE | 4TTR6042B1 | 3680 | 4174158 | AMERICAN STANDARD, INC. | 4A7A5042E1 | AC | Split System: Air-Cooled Condensing Unit, Coil with Blower | 4TTR5042E1 |  | 4TXAC037BC3 | 12 | 14.5 | Yes | Yes | 2011-02-28 |  | 0
FALSE | 4TTR6042B1 | 3680 | 4174159 | AMERICAN STANDARD, INC. | 4A7A5042E1 | AC | Split System: Air-Cooled Condensing Unit, Coil with Blower | 4TTR5042E1 |  | 4TXAC043BC3 | 12 | 14.5 | Yes | Yes | 2011-02-28 |  | 0
FALSE | 4TTR6042B1 | 3680 | 4174160 | AMERICAN STANDARD, INC. | 4A7A5042E1 | AC | Split System: Air-Cooled Condensing Unit, Coil with Blower | 4TTR5042E1 |  | 4TXAC044BC3 | 12.5 | 14.5 | Yes | Yes | 2011-02-28 |  | 0
FALSE | 4TTR6042B1 | 3680 | 4174161 | AMERICAN STANDARD, INC. | 4A7A5042E1 | AC | Split System: Air-Cooled Condensing Unit, Coil with Blower | 4TTR5042E1 |  | 4TXAC049BC3 | 12.5 | 14.5 | Yes | Yes | 2011-02-28 |  | 0
FALSE | 4TTR6042B1 | 3680 | 4174164 | AMERICAN STANDARD, INC. | 4A7A5042E1 | AC | Split System: Air-Cooled Condensing Unit, Coil with Blower | 4TTR5042E1 |  | 4TXCB048BC3 | 12 | 14.5 | Yes | Yes | 2011-02-28 |  | 0
FALSE | 4TTR6042B1 | 3680 | 4174165 | AMERICAN STANDARD, INC. | 4A7A5042E1 | AC | Split System: Air-Cooled Condensing Unit, Coil with Blower | 4TTR5042E1 |  | 4TXCC037BC3 | 12 | 14.5 | Yes | Yes | 2011-02-28 |  | 0
FALSE | 4TTR6042B1 | 3680 | 4174166 | AMERICAN STANDARD, INC. | 4A7A5042E1 | AC | Split System: Air-Cooled Condensing Unit, Coil with Blower | 4TTR5042E1 |  | 4TXCC043BC3 | 12 | 14.5 | Yes | Yes | 2011-02-28 |  | 0
FALSE | 4TTR6042B1 | 3680 | 4174167 | AMERICAN STANDARD, INC. | 4A7A5042E1 | AC | Split System: Air-Cooled Condensing Unit, Coil with Blower | 4TTR5042E1 |  | 4TXCC044BC3 | 12.5 | 14.5 | Yes | Yes | 2011-02-28 |  | 0
FALSE | 4TTR6042B1 | 3680 | 4174168 | AMERICAN STANDARD, INC. | 4A7A5042E1 | AC | Split System: Air-Cooled Condensing Unit, Coil with Blower | 4TTR5042E1 |  | 4TXCC049BC3 | 12.5 | 14.5 | Yes | Yes | 2011-02-28 |  | 0
FALSE | 4TTR6042B1 | 3680 | 4174170 | AMERICAN STANDARD, INC. | 4A7A5042E1 | AC | Split System: Air-Cooled Condensing Unit, Coil with Blower | 4TTR5042E1 |  | 4TXFH041CC3 | 12 | 15 | Yes | Yes | 2011-02-28 |  | 0
FALSE | 4TTR6042B1 | 3680 | 4174172 | AMERICAN STANDARD, INC. | 4A7A5042E1 | AC | Split System: Air-Cooled Condensing Unit, Coil with Blower | 4TTR5042E1 |  | 4TXFH054CC3 | 12 | 15 | Yes | Yes | 2011-02-28 |  | 0
FALSE | 4TTX6024H1 | 3520 | 4174173 | AMERICAN STANDARD, INC. | 4A7A5024A1 | AC | Split System: Air-Cooled Condensing Unit, Coil with Blower | 4TTX5024A1 |  | 4CXCB025CC3 | 12.8 | 15.25 | Yes | Yes | 2011-02-28 |  | 1
FALSE | 4TTX6024H1 | 3520 | 4174174 | AMERICAN STANDARD, INC. | 4A7A5024A1 | AC | Split System: Air-Cooled Condensing Unit, Coil with Blower | 4TTX5024A1 |  | 4CXCB031CC3 | 12.8 | 15.5 | Yes | Yes | 2011-02-28 |  | 1
FALSE | 4TTX6024H1 | 3520 | 4174175 | AMERICAN STANDARD, INC. | 4A7A5024A1 | AC | Split System: Air-Cooled Condensing Unit, Coil with Blower | 4TTX5024A1 |  | 4TXAB025BC3 | 12.8 | 15.25 | Yes | Yes | 2011-02-28 |  | 1
FALSE | 4TTX6024H1 | 3520 | 4174176 | AMERICAN STANDARD, INC. | 4A7A5024A1 | AC | Split System: Air-Cooled Condensing Unit, Coil with Blower | 4TTX5024A1 |  | 4TXAB031BC3 | 12.8 | 15.5 | Yes | Yes | 2011-02-28 |  | 1
FALSE | 4TTX6024H1 | 3520 | 4174177 | AMERICAN STANDARD, INC. | 4A7A5024A1 | AC | Split System: Air-Cooled Condensing Unit, Coil with Blower | 4TTX5024A1 |  | 4TXAB032BC3 | 13 | 15.75 | Yes | Yes | 2011-02-28 |  | 1
FALSE | 4TTX6024H1 | 3520 | 4174178 | AMERICAN STANDARD, INC. | 4A7A5024A1 | AC | Split System: Air-Cooled Condensing Unit, Coil with Blower | 4TTX5024A1 |  | 4TXCB025BC3 | 12.8 | 15.25 | Yes | Yes | 2011-02-28 |  | 1
FALSE | 4TTR6042B1 | 3680 | 4175125 | AMERICAN STANDARD, INC. | 4A7A5042E1 | AC | Split System: Air-Cooled Condensing Unit, Coil with Blower | 4TTR5042E1 |  | 4CXCC049CC3 | 13 | 15 | Yes | Yes | 2011-02-28 |  | 1
FALSE | 4TTR6042B1 | 3680 | 4175126 | AMERICAN STANDARD, INC. | 4A7A5042E1 | AC | Split System: Air-Cooled Condensing Unit, Coil with Blower | 4TTR5042E1 |  | 4TXAC037BC3 | 12.5 | 15 | Yes | Yes | 2011-02-28 |  | 1
FALSE | 4TTR6042B1 | 3680 | 4175127 | AMERICAN STANDARD, INC. | 4A7A5042E1 | AC | Split System: Air-Cooled Condensing Unit, Coil with Blower | 4TTR5042E1 |  | 4TXAC043BC3 | 12.5 | 15 | Yes | Yes | 2011-02-28 |  | 1
FALSE | 4TTR6042B1 | 3680 | 4175128 | AMERICAN STANDARD, INC. | 4A7A5042E1 | AC | Split System: Air-Cooled Condensing Unit, Coil with Blower | 4TTR5042E1 |  | 4TXAC044BC3 | 13 | 15 | Yes | Yes | 2011-02-28 |  | 1
FALSE | 4TTR6042B1 | 3680 | 4175129 | AMERICAN STANDARD, INC. | 4A7A5042E1 | AC | Split System: Air-Cooled Condensing Unit, Coil with Blower | 4TTR5042E1 |  | 4TXAC049BC3 | 13 | 15 | Yes | Yes | 2011-02-28 |  | 1
FALSE | 4TTR6042B1 | 3680 | 4175130 | AMERICAN STANDARD, INC. | 4A7A5042E1 | AC | Split System: Air-Cooled Condensing Unit, Coil with Blower | 4TTR5042E1 |  | 4TXAD050BC3 | 13 | 15.5 | Yes | Yes | 2011-02-28 |  | 1
FALSE | 4TTR6042B1 | 3680 | 4175131 | AMERICAN STANDARD, INC. | 4A7A5042E1 | AC | Split System: Air-Cooled Condensing Unit, Coil with Blower | 4TTR5042E1 |  | 4TXCC037BC3 | 12.5 | 15 | Yes | Yes | 2011-02-28 |  | 1
FALSE | 4TTR6042B1 | 3680 | 4175132 | AMERICAN STANDARD, INC. | 4A7A5042E1 | AC | Split System: Air-Cooled Condensing Unit, Coil with Blower | 4TTR5042E1 |  | 4TXCC043BC3 | 12.5 | 15 | Yes | Yes | 2011-02-28 |  | 1
FALSE | 4TTR6042B1 | 3680 | 4175133 | AMERICAN STANDARD, INC. | 4A7A5042E1 | AC | Split System: Air-Cooled Condensing Unit, Coil with Blower | 4TTR5042E1 |  | 4TXCC044BC3 | 13 | 15 | Yes | Yes | 2011-02-28 |  | 1
FALSE | 4TTR6042B1 | 3680 | 4175134 | AMERICAN STANDARD, INC. | 4A7A5042E1 | AC | Split System: Air-Cooled Condensing Unit, Coil with Blower | 4TTR5042E1 |  | 4TXCC049BC3 | 13 | 15 | Yes | Yes | 2011-02-28 |  | 1
FALSE | 4TTR6042B1 | 3680 | 4175135 | AMERICAN STANDARD, INC. | 4A7A5042E1 | AC | Split System: Air-Cooled Condensing Unit, Coil with Blower | 4TTR5042E1 |  | 4TXCD050BC3 | 13 | 15.5 | Yes | Yes | 2011-02-28 |  | 1
FALSE | 4TTR6048B1 | 3695 | 4175139 | AMERICAN STANDARD, INC. | 4A7A5048E1 | AC | Split System: Air-Cooled Condensing Unit, Coil with Blower | 4TTR5048E1 |  | 4CXCC043CC3 | 12 | 14.5 | Yes | Yes | 2011-02-28 |  | 0
FALSE | 4TTR6048B1 | 3695 | 4175140 | AMERICAN STANDARD, INC. | 4A7A5048E1 | AC | Split System: Air-Cooled Condensing Unit, Coil with Blower | 4TTR5048E1 |  | 4CXCC049CC3 | 12 | 14.5 | Yes | Yes | 2011-02-28 |  | 0
FALSE | 4TTR6048B1 | 3695 | 4175141 | AMERICAN STANDARD, INC. | 4A7A5048E1 | AC | Split System: Air-Cooled Condensing Unit, Coil with Blower | 4TTR5048E1 |  | 4CXCD061CC3 | 12.5 | 15 | Yes | Yes | 2011-02-28 |  | 1
FALSE | 4TTR6048B1 | 3695 | 4175142 | AMERICAN STANDARD, INC. | 4A7A5048E1 | AC | Split System: Air-Cooled Condensing Unit, Coil with Blower | 4TTR5048E1 |  | 4TXAC043BC3 | 12 | 14.5 | Yes | Yes | 2011-02-28 |  | 0
FALSE | 4TTR6048B1 | 3695 | 4175143 | AMERICAN STANDARD, INC. | 4A7A5048E1 | AC | Split System: Air-Cooled Condensing Unit, Coil with Blower | 4TTR5048E1 |  | 4TXAC044BC3 | 12 | 14.5 | Yes | Yes | 2011-02-28 |  | 0
FALSE | 4TTR6048B1 | 3695 | 4175144 | AMERICAN STANDARD, INC. | 4A7A5048E1 | AC | Split System: Air-Cooled Condensing Unit, Coil with Blower | 4TTR5048E1 |  | 4TXAC049BC3 | 12 | 14.5 | Yes | Yes | 2011-02-28 |  | 0
FALSE | 4TTR6048B1 | 3695 | 4175145 | AMERICAN STANDARD, INC. | 4A7A5048E1 | AC | Split System: Air-Cooled Condensing Unit, Coil with Blower | 4TTR5048E1 |  | 4TXAC060BC3 | 12.5 | 15 | Yes | Yes | 2011-02-28 |  | 1
FALSE | 4TTR6048B1 | 3695 | 4175146 | AMERICAN STANDARD, INC. | 4A7A5048E1 | AC | Split System: Air-Cooled Condensing Unit, Coil with Blower | 4TTR5048E1 |  | 4TXAD050BC3 | 12.5 | 15 | Yes | Yes | 2011-02-28 |  | 1
FALSE | 4TTR6048B1 | 3695 | 4175147 | AMERICAN STANDARD, INC. | 4A7A5048E1 | AC | Split System: Air-Cooled Condensing Unit, Coil with Blower | 4TTR5048E1 |  | 4TXAD061BC3 | 12.5 | 15 | Yes | Yes | 2011-02-28 |  | 1
FALSE | 4TTR6048B1 | 3695 | 4175148 | AMERICAN STANDARD, INC. | 4A7A5048E1 | AC | Split System: Air-Cooled Condensing Unit, Coil with Blower | 4TTR5048E1 |  | 4TXAD064BC3 | 12.5 | 15 | Yes | Yes | 2011-02-28 |  | 1
FALSE | 4TTR6048B1 | 3695 | 4175149 | AMERICAN STANDARD, INC. | 4A7A5048E1 | AC | Split System: Air-Cooled Condensing Unit, Coil with Blower | 4TTR5048E1 |  | 4TXCC043BC3 | 12 | 14.5 | Yes | Yes | 2011-02-28 |  | 0
FALSE | 4TTR6048B1 | 3695 | 4175150 | AMERICAN STANDARD, INC. | 4A7A5048E1 | AC | Split System: Air-Cooled Condensing Unit, Coil with Blower | 4TTR5048E1 |  | 4TXCC044BC3 | 12 | 14.5 | Yes | Yes | 2011-02-28 |  | 0
FALSE | 4TTR6048B1 | 3695 | 4175151 | AMERICAN STANDARD, INC. | 4A7A5048E1 | AC | Split System: Air-Cooled Condensing Unit, Coil with Blower | 4TTR5048E1 |  | 4TXCC049BC3 | 12 | 14.5 | Yes | Yes | 2011-02-28 |  | 0
FALSE | 4TTR6048B1 | 3695 | 4175152 | AMERICAN STANDARD, INC. | 4A7A5048E1 | AC | Split System: Air-Cooled Condensing Unit, Coil with Blower | 4TTR5048E1 |  | 4TXCC060BC3 | 12.5 | 15 | Yes | Yes | 2011-02-28 |  | 1
FALSE | 4TTR6048B1 | 3695 | 4175153 | AMERICAN STANDARD, INC. | 4A7A5048E1 | AC | Split System: Air-Cooled Condensing Unit, Coil with Blower | 4TTR5048E1 |  | 4TXCD050BC3 | 12.5 | 15 | Yes | Yes | 2011-02-28 |  | 1
FALSE | 4TTR6048B1 | 3695 | 4175154 | AMERICAN STANDARD, INC. | 4A7A5048E1 | AC | Split System: Air-Cooled Condensing Unit, Coil with Blower | 4TTR5048E1 |  | 4TXCD061BC3 | 12.5 | 15 | Yes | Yes | 2011-02-28 |  | 1
FALSE | 4TTR6048B1 | 3695 | 4175155 | AMERICAN STANDARD, INC. | 4A7A5048E1 | AC | Split System: Air-Cooled Condensing Unit, Coil with Blower | 4TTR5048E1 |  | 4TXCD064BC3 | 12.5 | 15 | Yes | Yes | 2011-02-28 |  | 1
FALSE | 4TTR6049B1 | 3692 | 4175159 | AMERICAN STANDARD, INC. | 4A7A5049E1 | AC | Split System: Air-Cooled Condensing Unit, Coil with Blower | 4TTR5049E1 |  | 4TXAD050BC3 | 13 | 15.5 | Yes | Yes | 2011-02-28 |  | 1
FALSE | 4TTR6049B1 | 3692 | 4175160 | AMERICAN STANDARD, INC. | 4A7A5049E1 | AC | Split System: Air-Cooled Condensing Unit, Coil with Blower | 4TTR5049E1 |  | 4TXAD061BC3 | 13 | 16 | Yes | Yes | 2011-02-28 |  | 2
FALSE | 4TTR6049B1 | 3692 | 4175161 | AMERICAN STANDARD, INC. | 4A7A5049E1 | AC | Split System: Air-Cooled Condensing Unit, Coil with Blower | 4TTR5049E1 |  | 4TXAD064BC3 | 13 | 16 | Yes | Yes | 2011-02-28 |  | 2
FALSE | 4TTR6049B1 | 3692 | 4175162 | AMERICAN STANDARD, INC. | 4A7A5049E1 | AC | Split System: Air-Cooled Condensing Unit, Coil with Blower | 4TTR5049E1 |  | 4TXCD009CC3 | 13 | 15.5 | Yes | Yes | 2011-02-28 |  | 1
FALSE | 4TTR6049B1 | 3692 | 4175163 | AMERICAN STANDARD, INC. | 4A7A5049E1 | AC | Split System: Air-Cooled Condensing Unit, Coil with Blower | 4TTR5049E1 |  | 4TXCD010CC3 | 13 | 15.5 | Yes | Yes | 2011-02-28 |  | 1
FALSE | 4TTR6049B1 | 3692 | 4175164 | AMERICAN STANDARD, INC. | 4A7A5049E1 | AC | Split System: Air-Cooled Condensing Unit, Coil with Blower | 4TTR5049E1 |  | 4TXCD050BC3 | 13 | 15.5 | Yes | Yes | 2011-02-28 |  | 1
FALSE | 4TTR6049B1 | 3692 | 4175165 | AMERICAN STANDARD, INC. | 4A7A5049E1 | AC | Split System: Air-Cooled Condensing Unit, Coil with Blower | 4TTR5049E1 |  | 4TXCD061BC3 | 13 | 16 | Yes | Yes | 2011-02-28 |  | 2
FALSE | 4TTR6049B1 | 3692 | 4175166 | AMERICAN STANDARD, INC. | 4A7A5049E1 | AC | Split System: Air-Cooled Condensing Unit, Coil with Blower | 4TTR5049E1 |  | 4TXCD063BC3 | 13 | 16 | Yes | Yes | 2011-02-28 |  | 2
FALSE | 4TTR6049B1 | 3692 | 4175167 | AMERICAN STANDARD, INC. | 4A7A5049E1 | AC | Split System: Air-Cooled Condensing Unit, Coil with Blower | 4TTR5049E1 |  | 4TXCD064BC3 | 13 | 16 | Yes | Yes | 2011-02-28 |  | 2
FALSE | 4TTR6049B1 | 3692 | 4175168 | AMERICAN STANDARD, INC. | 4A7A5049E1 | AC | Split System: Air-Cooled Condensing Unit, Coil with Blower | 4TTR5049E1 |  | 4TXFH054CC3 | 13 | 15.5 | Yes | Yes | 2011-02-28 |  | 1
FALSE | 4TTR6030B1 | 3522 | 4176092 | TRANE | 4TTR5030E1 | AC | Split System: Air-Cooled Condensing Unit, Coil with Blower | 4TTR5030E1 |  | 4CXCB025CC3 | 12.5 | 14.5 | Yes | Yes | 2011-01-21 |  | 0
FALSE | 4TTR6030B1 | 3522 | 4176093 | TRANE | 4TTR5030E1 | AC | Split System: Air-Cooled Condensing Unit, Coil with Blower | 4TTR5030E1 |  | 4CXCB031CC3 | 12.5 | 14.5 | Yes | Yes | 2011-01-21 |  | 0
FALSE | 4TTR6030B1 | 3522 | 4176094 | TRANE | 4TTR5030E1 | AC | Split System: Air-Cooled Condensing Unit, Coil with Blower | 4TTR5030E1 |  | 4CXCB036CC3 | 12.5 | 15 | Yes | Yes | 2011-01-21 |  | 1
FALSE | 4TTR6030B1 | 3522 | 4176095 | TRANE | 4TTR5030E1 | AC | Split System: Air-Cooled Condensing Unit, Coil with Blower | 4TTR5030E1 |  | 4CXCB042CC3 | 12.5 | 15 | Yes | Yes | 2011-01-21 |  | 1
FALSE | 4TTR6030B1 | 3522 | 4176096 | TRANE | 4TTR5030E1 | AC | Split System: Air-Cooled Condensing Unit, Coil with Blower | 4TTR5030E1 |  | 4CXCC037CC3 | 12.5 | 15 | Yes | Yes | 2011-01-21 |  | 1
FALSE | 4TTR6030B1 | 3522 | 4176097 | TRANE | 4TTR5030E1 | AC | Split System: Air-Cooled Condensing Unit, Coil with Blower | 4TTR5030E1 |  | 4CXCC043CC3 | 12.5 | 15 | Yes | Yes | 2011-01-21 |  | 1
FALSE | 4TTR6030B1 | 3522 | 4176098 | TRANE | 4TTR5030E1 | AC | Split System: Air-Cooled Condensing Unit, Coil with Blower | 4TTR5030E1 |  | 4TXAB025BC3 | 12.5 | 14.5 | Yes | Yes | 2011-01-21 |  | 0
FALSE | 4TTR6030B1 | 3522 | 4176099 | TRANE | 4TTR5030E1 | AC | Split System: Air-Cooled Condensing Unit, Coil with Blower | 4TTR5030E1 |  | 4TXAB031BC3 | 12.5 | 14.5 | Yes | Yes | 2011-01-21 |  | 0
FALSE | 4TTR6030B1 | 3522 | 4176100 | TRANE | 4TTR5030E1 | AC | Split System: Air-Cooled Condensing Unit, Coil with Blower | 4TTR5030E1 |  | 4TXAB032BC3 | 12.5 | 15 | Yes | Yes | 2011-01-21 |  | 1
FALSE | 4TTR6030B1 | 3522 | 4176101 | TRANE | 4TTR5030E1 | AC | Split System: Air-Cooled Condensing Unit, Coil with Blower | 4TTR5030E1 |  | 4TXAB036BC3 | 12.5 | 15 | Yes | Yes | 2011-01-21 |  | 1
FALSE | 4TTR6030B1 | 3522 | 4176102 | TRANE | 4TTR5030E1 | AC | Split System: Air-Cooled Condensing Unit, Coil with Blower | 4TTR5030E1 |  | 4TXAB042BC3 | 12.5 | 15 | Yes | Yes | 2011-01-21 |  | 1
FALSE | 4TTR6030B1 | 3522 | 4176103 | TRANE | 4TTR5030E1 | AC | Split System: Air-Cooled Condensing Unit, Coil with Blower | 4TTR5030E1 |  | 4TXAC037BC3 | 12.5 | 15 | Yes | Yes | 2011-01-21 |  | 1
FALSE | 4TTR6030B1 | 3522 | 4176104 | TRANE | 4TTR5030E1 | AC | Split System: Air-Cooled Condensing Unit, Coil with Blower | 4TTR5030E1 |  | 4TXAC043BC3 | 12.5 | 15 | Yes | Yes | 2011-01-21 |  | 1
FALSE | 4TTR6030B1 | 3522 | 4176105 | TRANE | 4TTR5030E1 | AC | Split System: Air-Cooled Condensing Unit, Coil with Blower | 4TTR5030E1 |  | 4TXAC044BC3 | 12.5 | 15.5 | Yes | Yes | 2011-01-21 |  | 1
FALSE | 4TTR6030B1 | 3522 | 4176106 | TRANE | 4TTR5030E1 | AC | Split System: Air-Cooled Condensing Unit, Coil with Blower | 4TTR5030E1 |  | 4TXCB025BC3 | 12.5 | 14.5 | Yes | Yes | 2011-01-21 |  | 0
FALSE | 4TTR6030B1 | 3522 | 4176107 | TRANE | 4TTR5030E1 | AC | Split System: Air-Cooled Condensing Unit, Coil with Blower | 4TTR5030E1 |  | 4TXCB031BC3 | 12.5 | 14.5 | Yes | Yes | 2011-01-21 |  | 0
FALSE | 4TTR6030B1 | 3522 | 4176108 | TRANE | 4TTR5030E1 | AC | Split System: Air-Cooled Condensing Unit, Coil with Blower | 4TTR5030E1 |  | 4TXCB032BC3 | 12.5 | 15 | Yes | Yes | 2011-01-21 |  | 1
FALSE | 4TTR6030B1 | 3522 | 4176109 | TRANE | 4TTR5030E1 | AC | Split System: Air-Cooled Condensing Unit, Coil with Blower | 4TTR5030E1 |  | 4TXCB036BC3 | 12.5 | 15 | Yes | Yes | 2011-01-21 |  | 1
FALSE | 4TTR6030B1 | 3522 | 4176110 | TRANE | 4TTR5030E1 | AC | Split System: Air-Cooled Condensing Unit, Coil with Blower | 4TTR5030E1 |  | 4TXCB042BC3 | 12.5 | 15 | Yes | Yes | 2011-01-21 |  | 1
FALSE | 4TTR6036B1 | 3674 | 4176137 | TRANE | 4TTR5036E1 | AC | Split System: Air-Cooled Condensing Unit, Coil with Blower | 4TTR5036E1 |  | 4TXAD050BC3 | 13 | 15.5 | Yes | Yes | 2011-01-21 |  | 1
FALSE | 4TTR6036B1 | 3674 | 4176138 | TRANE | 4TTR5036E1 | AC | Split System: Air-Cooled Condensing Unit, Coil with Blower | 4TTR5036E1 |  | 4TXAD061BC3 | 13 | 16 | Yes | Yes | 2011-01-21 |  | 2
FALSE | 4TTR6036B1 | 3674 | 4176139 | TRANE | 4TTR5036E1 | AC | Split System: Air-Cooled Condensing Unit, Coil with Blower | 4TTR5036E1 |  | 4TXAD064BC3 | 13 | 15.5 | Yes | Yes | 2011-01-21 |  | 1
FALSE | 4TTR6036B1 | 3674 | 4176140 | TRANE | 4TTR5036E1 | AC | Split System: Air-Cooled Condensing Unit, Coil with Blower | 4TTR5036E1 |  | 4TXCB031BC3 | 12 | 14.5 | Yes | Yes | 2011-01-21 |  | 0
FALSE | 4TTR6036B1 | 3674 | 4176141 | TRANE | 4TTR5036E1 | AC | Split System: Air-Cooled Condensing Unit, Coil with Blower | 4TTR5036E1 |  | 4TXCB032BC3 | 12.5 | 15 | Yes | Yes | 2011-01-21 |  | 1
FALSE | 4TTR6036B1 | 3674 | 4176142 | TRANE | 4TTR5036E1 | AC | Split System: Air-Cooled Condensing Unit, Coil with Blower | 4TTR5036E1 |  | 4TXCB036BC3 | 12.5 | 15 | Yes | Yes | 2011-01-21 |  | 1
FALSE | 4TTR6036B1 | 3674 | 4176143 | TRANE | 4TTR5036E1 | AC | Split System: Air-Cooled Condensing Unit, Coil with Blower | 4TTR5036E1 |  | 4TXCB042BC3 | 12.5 | 15 | Yes | Yes | 2011-01-21 |  | 1
FALSE | 4TTR6036B1 | 3674 | 4176144 | TRANE | 4TTR5036E1 | AC | Split System: Air-Cooled Condensing Unit, Coil with Blower | 4TTR5036E1 |  | 4TXCB048BC3 | 12.5 | 15 | Yes | Yes | 2011-01-21 |  | 1
FALSE | 4TTR6036B1 | 3674 | 4176145 | TRANE | 4TTR5036E1 | AC | Split System: Air-Cooled Condensing Unit, Coil with Blower | 4TTR5036E1 |  | 4TXCC005CC3 | 13 | 15 | Yes | Yes | 2011-01-21 |  | 1
FALSE | 4TTR6036B1 | 3674 | 4176146 | TRANE | 4TTR5036E1 | AC | Split System: Air-Cooled Condensing Unit, Coil with Blower | 4TTR5036E1 |  | 4TXCC037BC3 | 12.5 | 15 | Yes | Yes | 2011-01-21 |  | 1
FALSE | 4TTR6036B1 | 3674 | 4176147 | TRANE | 4TTR5036E1 | AC | Split System: Air-Cooled Condensing Unit, Coil with Blower | 4TTR5036E1 |  | 4TXCC043BC3 | 12.5 | 15 | Yes | Yes | 2011-01-21 |  | 1
FALSE | 4TTR6036B1 | 3674 | 4176148 | TRANE | 4TTR5036E1 | AC | Split System: Air-Cooled Condensing Unit, Coil with Blower | 4TTR5036E1 |  | 4TXCC044BC3 | 13 | 15.5 | Yes | Yes | 2011-01-21 |  | 1
FALSE | 4TTR6036B1 | 3674 | 4176149 | TRANE | 4TTR5036E1 | AC | Split System: Air-Cooled Condensing Unit, Coil with Blower | 4TTR5036E1 |  | 4TXCC049BC3 | 13 | 15.5 | Yes | Yes | 2011-01-21 |  | 1
FALSE | 4TTR6036B1 | 3674 | 4176150 | TRANE | 4TTR5036E1 | AC | Split System: Air-Cooled Condensing Unit, Coil with Blower | 4TTR5036E1 |  | 4TXCC060BC3 | 13 | 15.5 | Yes | Yes | 2011-01-21 |  | 1
FALSE | 4TTR6036B1 | 3674 | 4176151 | TRANE | 4TTR5036E1 | AC | Split System: Air-Cooled Condensing Unit, Coil with Blower | 4TTR5036E1 |  | 4TXCD050BC3 | 13 | 15.5 | Yes | Yes | 2011-01-21 |  | 1
FALSE | 4TTR6036B1 | 3674 | 4176152 | TRANE | 4TTR5036E1 | AC | Split System: Air-Cooled Condensing Unit, Coil with Blower | 4TTR5036E1 |  | 4TXCD061BC3 | 13 | 16 | Yes | Yes | 2011-01-21 |  | 2
FALSE | 4TTR6036B1 | 3674 | 4176153 | TRANE | 4TTR5036E1 | AC | Split System: Air-Cooled Condensing Unit, Coil with Blower | 4TTR5036E1 |  | 4TXCD064BC3 | 13 | 15.5 | Yes | Yes | 2011-01-21 |  | 1
FALSE | 4TTR6036B1 | 3674 | 4176157 | TRANE | 4TTR5036E1 | AC | Split System: Air-Cooled Condensing Unit, Coil with Blower | 4TTR5036E1 |  | 4TXFH036CZ3 | 12.5 | 15.5 | Yes | Yes | 2011-01-21 |  | 1
FALSE | 4TTR6036B1 | 3674 | 4176159 | TRANE | 4TTR5036E1 | AC | Split System: Air-Cooled Condensing Unit, Coil with Blower | 4TTR5036E1 |  | 4TXFH041CC3 | 13 | 15.5 | Yes | Yes | 2011-01-21 |  | 1
FALSE | 4TTR6036B1 | 3674 | 4176161 | TRANE | 4TTR5036E1 | AC | Split System: Air-Cooled Condensing Unit, Coil with Blower | 4TTR5036E1 |  | 4TXFH054CC3 | 12.5 | 15.5 | Yes | Yes | 2011-01-21 |  | 1
FALSE | 4TTR6042B1 | 3680 | 4176185 | TRANE | 4TTR5042E1 | AC | Split System: Air-Cooled Condensing Unit, Coil with Blower | 4TTR5042E1 |  | 4TXCD050BC3 | 13 | 15 | Yes | Yes | 2011-01-21 |  | 1
FALSE | 4TTR6042B1 | 3680 | 4176188 | TRANE | 4TTR5042E1 | AC | Split System: Air-Cooled Condensing Unit, Coil with Blower | 4TTR5042E1 |  | 4TXFH041CC3 | 12.5 | 15.5 | Yes | Yes | 2011-01-21 |  | 1
FALSE | 4TTR6042B1 | 3680 | 4176190 | TRANE | 4TTR5042E1 | AC | Split System: Air-Cooled Condensing Unit, Coil with Blower | 4TTR5042E1 |  | 4TXFH054CC3 | 12 | 15.5 | Yes | Yes | 2011-01-21 |  | 0
FALSE | 4TTR6048B1 | 3695 | 4176192 | TRANE | 4TTR5048E1 | AC | Split System: Air-Cooled Condensing Unit, Coil with Blower | 4TTR5048E1 |  | 4CXCC049CC3 | 12 | 14.5 | Yes | Yes | 2011-01-21 |  | 0
FALSE | 4TTR6048B1 | 3695 | 4176193 | TRANE | 4TTR5048E1 | AC | Split System: Air-Cooled Condensing Unit, Coil with Blower | 4TTR5048E1 |  | 4CXCD061CC3 | 12 | 14.5 | Yes | Yes | 2011-01-21 |  | 0
FALSE | 4TTR6048B1 | 3695 | 4176196 | TRANE | 4TTR5048E1 | AC | Split System: Air-Cooled Condensing Unit, Coil with Blower | 4TTR5048E1 |  | 4TXAC044BC3 | 12 | 14.5 | Yes | Yes | 2011-01-21 |  | 0
FALSE | 4TTR6048B1 | 3695 | 4176197 | TRANE | 4TTR5048E1 | AC | Split System: Air-Cooled Condensing Unit, Coil with Blower | 4TTR5048E1 |  | 4TXAC049BC3 | 12 | 14.5 | Yes | Yes | 2011-01-21 |  | 0
FALSE | 4TTR6048B1 | 3695 | 4176198 | TRANE | 4TTR5048E1 | AC | Split System: Air-Cooled Condensing Unit, Coil with Blower | 4TTR5048E1 |  | 4TXAC060BC3 | 12 | 14.5 | Yes | Yes | 2011-01-21 |  | 0
FALSE | 4TTR6048B1 | 3695 | 4176199 | TRANE | 4TTR5048E1 | AC | Split System: Air-Cooled Condensing Unit, Coil with Blower | 4TTR5048E1 |  | 4TXAD050BC3 | 12 | 14.5 | Yes | Yes | 2011-01-21 |  | 0
FALSE | 4TTR6048B1 | 3695 | 4176200 | TRANE | 4TTR5048E1 | AC | Split System: Air-Cooled Condensing Unit, Coil with Blower | 4TTR5048E1 |  | 4TXAD061BC3 | 12 | 14.5 | Yes | Yes | 2011-01-21 |  | 0
FALSE | 4TTR6048B1 | 3695 | 4176201 | TRANE | 4TTR5048E1 | AC | Split System: Air-Cooled Condensing Unit, Coil with Blower | 4TTR5048E1 |  | 4TXAD064BC3 | 12 | 14.5 | Yes | Yes | 2011-01-21 |  | 0
FALSE | 4TTR6048B1 | 3695 | 4176204 | TRANE | 4TTR5048E1 | AC | Split System: Air-Cooled Condensing Unit, Coil with Blower | 4TTR5048E1 |  | 4TXCC044BC3 | 12 | 14.5 | Yes | Yes | 2011-01-21 |  | 0
FALSE | 4TTR6048B1 | 3695 | 4176205 | TRANE | 4TTR5048E1 | AC | Split System: Air-Cooled Condensing Unit, Coil with Blower | 4TTR5048E1 |  | 4TXCC049BC3 | 12 | 14.5 | Yes | Yes | 2011-01-21 |  | 0
FALSE | 4TTR6048B1 | 3695 | 4176206 | TRANE | 4TTR5048E1 | AC | Split System: Air-Cooled Condensing Unit, Coil with Blower | 4TTR5048E1 |  | 4TXCC060BC3 | 12 | 14.5 | Yes | Yes | 2011-01-21 |  | 0
FALSE | 4TTR6048B1 | 3695 | 4176207 | TRANE | 4TTR5048E1 | AC | Split System: Air-Cooled Condensing Unit, Coil with Blower | 4TTR5048E1 |  | 4TXCD050BC3 | 12 | 14.5 | Yes | Yes | 2011-01-21 |  | 0
FALSE | 4TTR6048B1 | 3695 | 4176208 | TRANE | 4TTR5048E1 | AC | Split System: Air-Cooled Condensing Unit, Coil with Blower | 4TTR5048E1 |  | 4TXCD061BC3 | 12 | 14.5 | Yes | Yes | 2011-01-21 |  | 0
FALSE | 4TTR6048B1 | 3695 | 4176209 | TRANE | 4TTR5048E1 | AC | Split System: Air-Cooled Condensing Unit, Coil with Blower | 4TTR5048E1 |  | 4TXCD064BC3 | 12 | 14.5 | Yes | Yes | 2011-01-21 |  | 0
FALSE | 4TTR6048B1 | 3695 | 4176212 | TRANE | 4TTR5048E1 | AC | Split System: Air-Cooled Condensing Unit, Coil with Blower | 4TTR5048E1 |  | 4TXFH054CC3 | 12 | 14.5 | Yes | Yes | 2011-01-21 |  | 0
FALSE | 4TTR6048B1 | 3695 | 4176214 | TRANE | 4TTR5048E1 | AC | Split System: Air-Cooled Condensing Unit, Coil with Blower | 4TTR5048E1 |  | 4TXFH063CZ3 | 12 | 15.5 | Yes | Yes | 2011-01-21 |  | 0
FALSE | 4TTR6049B1 | 3692 | 4176215 | TRANE | 4TTR5049E1 | AC | Split System: Air-Cooled Condensing Unit, Coil with Blower | 4TTR5049E1 |  | 4TXAC043BC3 | 12.5 | 15 | Yes | Yes | 2011-01-21 |  | 1
FALSE | 4TTX6030H1 | 3530 | 4176249 | TRANE | 4TTX5030A1 | AC | Split System: Air-Cooled Condensing Unit, Coil with Blower | 4TTX5030A1 |  | 4TXCC005CC3 | 13 | 15.75 | Yes | Yes | 2011-01-21 |  | 1
FALSE | 4TTX6030H1 | 3530 | 4176250 | TRANE | 4TTX5030A1 | AC | Split System: Air-Cooled Condensing Unit, Coil with Blower | 4TTX5030A1 |  | 4TXCC037BC3 | 12.5 | 15.25 | Yes | Yes | 2011-01-21 |  | 1
FALSE | 4TTX6036H1 | 3598 | 4176251 | TRANE | 4TTX5036A1 | AC | Split System: Air-Cooled Condensing Unit, Coil with Blower | 4TTX5036A1 |  | 4CXCC037CC3 | 12.5 | 15 | Yes | Yes | 2011-01-21 |  | 1
FALSE | 4TTX6036H1 | 3598 | 4176252 | TRANE | 4TTX5036A1 | AC | Split System: Air-Cooled Condensing Unit, Coil with Blower | 4TTX5036A1 |  | 4CXCC043CC3 | 12.2 | 14.75 | Yes | Yes | 2011-01-21 |  | 0
FALSE | 4TTX6036H1 | 3598 | 4176253 | TRANE | 4TTX5036A1 | AC | Split System: Air-Cooled Condensing Unit, Coil with Blower | 4TTX5036A1 |  | 4TXCC037BC3 | 12.5 | 15 | Yes | Yes | 2011-01-21 |  | 1
FALSE | 4TTX6036H1 | 3598 | 4176254 | TRANE | 4TTX5036A1 | AC | Split System: Air-Cooled Condensing Unit, Coil with Blower | 4TTX5036A1 |  | 4TXCC043BC3 | 12.2 | 14.75 | Yes | Yes | 2011-01-21 |  | 0
FALSE | 4TTX6036H1 | 3598 | 4176255 | TRANE | 4TTX5036A1 | AC | Split System: Air-Cooled Condensing Unit, Coil with Blower | 4TTX5036A1 |  | 4TXCC044BC3 | 13 | 15.5 | Yes | Yes | 2011-01-21 |  | 1
FALSE | 4TTX6048H1 | 3702 | 4176268 | TRANE | 4TTX5048A1 | AC | Split System: Air-Cooled Condensing Unit, Coil with Blower | 4TTX5048A1 |  | 4CXCD061CC3 | 12 | 14.75 | Yes | Yes | 2011-01-21 |  | 0
FALSE | 4TTX6048H1 | 3702 | 4176270 | TRANE | 4TTX5048A1 | AC | Split System: Air-Cooled Condensing Unit, Coil with Blower | 4TTX5048A1 |  | 4TXAD061BC3 | 12 | 14.75 | Yes | Yes | 2011-01-21 |  | 0
FALSE | 4TTX6048H1 | 3702 | 4176271 | TRANE | 4TTX5048A1 | AC | Split System: Air-Cooled Condensing Unit, Coil with Blower | 4TTX5048A1 |  | 4TXAD064BC3 | 12 | 14.75 | Yes | Yes | 2011-01-21 |  | 0
FALSE | 4TTX6048H1 | 3702 | 4176273 | TRANE | 4TTX5048A1 | AC | Split System: Air-Cooled Condensing Unit, Coil with Blower | 4TTX5048A1 |  | 4TXCD061BC3 | 12 | 14.75 | Yes | Yes | 2011-01-21 |  | 0
FALSE | 4TTX6048H1 | 3702 | 4176274 | TRANE | 4TTX5048A1 | AC | Split System: Air-Cooled Condensing Unit, Coil with Blower | 4TTX5048A1 |  | 4TXCD064BC3 | 12 | 14.75 | Yes | Yes | 2011-01-21 |  | 0
FALSE | 4TTX6048H1 | 3702 | 4176277 | TRANE | 4TTX5048A1 | AC | Split System: Air-Cooled Condensing Unit, Coil with Blower | 4TTX5048A1 |  | 4TXFH063CZ3 | 12.5 | 15.75 | Yes | Yes | 2011-01-21 |  | 1
FALSE | 4TTX6049H1 | 3690 | 4176278 | TRANE | 4TTX5049E1 | AC | Split System: Air-Cooled Condensing Unit, Coil with Blower | 4TTX5049E1 |  | 4TXAC043BC3 | 12.5 | 15 | Yes | Yes | 2011-01-21 |  | 1
FALSE | 4TTX6049H1 | 3690 | 4176279 | TRANE | 4TTX5049E1 | AC | Split System: Air-Cooled Condensing Unit, Coil with Blower | 4TTX5049E1 |  | 4TXAC044BC3 | 12.5 | 15.5 | Yes | Yes | 2011-01-21 |  | 1
FALSE | 4A7A7048A1 | 288 | 4176385 | AMERICAN STANDARD, INC. | 4A7A6048E1 | AC | Split System: Air-Cooled Condensing Unit, Coil with Blower | 4A7A6048E1 |  | 4TXAC043BC3 | 12 | 15 | Yes | Yes | 2011-01-21 |  | 0
FALSE | 4A7A7048A1 | 288 | 4176386 | AMERICAN STANDARD, INC. | 4A7A6048E1 | AC | Split System: Air-Cooled Condensing Unit, Coil with Blower | 4A7A6048E1 |  | 4TXAC044BC3 | 12 | 16 | Yes | Yes | 2011-01-21 |  | 0
FALSE | 4A7A7048A1 | 288 | 4176387 | AMERICAN STANDARD, INC. | 4A7A6048E1 | AC | Split System: Air-Cooled Condensing Unit, Coil with Blower | 4A7A6048E1 |  | 4TXAC049BC3 | 12 | 15.5 | Yes | Yes | 2011-01-21 |  | 0
FALSE | 4A7A7048A1 | 288 | 4176388 | AMERICAN STANDARD, INC. | 4A7A6048E1 | AC | Split System: Air-Cooled Condensing Unit, Coil with Blower | 4A7A6048E1 |  | 4TXAC060BC3 | 12.5 | 16 | Yes | Yes | 2011-01-21 |  | 1
FALSE | 4A7A7048A1 | 288 | 4176389 | AMERICAN STANDARD, INC. | 4A7A6048E1 | AC | Split System: Air-Cooled Condensing Unit, Coil with Blower | 4A7A6048E1 |  | 4TXAD050BC3 | 12 | 16 | Yes | Yes | 2011-01-21 |  | 0
FALSE | 4A7A7060A1 | 289 | 4176410 | AMERICAN STANDARD, INC. | 4A7A6060E1 | AC | Split System: Air-Cooled Condensing Unit, Coil with Blower | 4A7A6060E1 |  | 4TXCD063BC3 | 12.5 | 16 | Yes | Yes | 2011-01-21 |  | 1
FALSE | 4A7A7060A1 | 289 | 4176411 | AMERICAN STANDARD, INC. | 4A7A6060E1 | AC | Split System: Air-Cooled Condensing Unit, Coil with Blower | 4A7A6060E1 |  | 4TXCD064BC3 | 12 | 15 | Yes | Yes | 2011-01-21 |  | 0
FALSE | 4A7A7060A1 | 289 | 4176412 | AMERICAN STANDARD, INC. | 4A7A6060E1 | AC | Split System: Air-Cooled Condensing Unit, Coil with Blower | 4A7A6060E1 |  | 4TXFH054CC3 | 12 | 15 | Yes | Yes | 2011-01-21 |  | 0
FALSE | 4A7A7060A1 | 289 | 4176413 | AMERICAN STANDARD, INC. | 4A7A6060E1 | AC | Split System: Air-Cooled Condensing Unit, Coil with Blower | 4A7A6060E1 |  | 4TXFH063CZ3 | 12 | 15.5 | Yes | Yes | 2011-01-21 |  | 0
FALSE | 4TTR6030B1 | 3522 | 4177373 | AMERICAN STANDARD, INC. | 4A7A5030E1 | AC | Split System: Air-Cooled Condensing Unit, Coil with Blower | 4TTR5030E1 |  | 4TXAC037BC3 | 12.5 | 15 | Yes | Yes | 2011-02-28 |  | 1
FALSE | 4TTR6030B1 | 3522 | 4177374 | AMERICAN STANDARD, INC. | 4A7A5030E1 | AC | Split System: Air-Cooled Condensing Unit, Coil with Blower | 4TTR5030E1 |  | 4TXAC043BC3 | 12.5 | 15 | Yes | Yes | 2011-02-28 |  | 1
FALSE | 4TTR6030B1 | 3522 | 4177375 | AMERICAN STANDARD, INC. | 4A7A5030E1 | AC | Split System: Air-Cooled Condensing Unit, Coil with Blower | 4TTR5030E1 |  | 4TXAC044BC3 | 12.5 | 15.5 | Yes | Yes | 2011-02-28 |  | 1
FALSE | 4TTR6030B1 | 3522 | 4177376 | AMERICAN STANDARD, INC. | 4A7A5030E1 | AC | Split System: Air-Cooled Condensing Unit, Coil with Blower | 4TTR5030E1 |  | 4TXCB025BC3 | 12.5 | 14.5 | Yes | Yes | 2011-02-28 |  | 0
FALSE | 4TTR6030B1 | 3522 | 4177377 | AMERICAN STANDARD, INC. | 4A7A5030E1 | AC | Split System: Air-Cooled Condensing Unit, Coil with Blower | 4TTR5030E1 |  | 4TXCB031BC3 | 12.5 | 14.5 | Yes | Yes | 2011-02-28 |  | 0
FALSE | 4TTR6030B1 | 3522 | 4177378 | AMERICAN STANDARD, INC. | 4A7A5030E1 | AC | Split System: Air-Cooled Condensing Unit, Coil with Blower | 4TTR5030E1 |  | 4TXCB032BC3 | 12.5 | 15 | Yes | Yes | 2011-02-28 |  | 1
FALSE | 4TTR6030B1 | 3522 | 4177379 | AMERICAN STANDARD, INC. | 4A7A5030E1 | AC | Split System: Air-Cooled Condensing Unit, Coil with Blower | 4TTR5030E1 |  | 4TXCB036BC3 | 12.5 | 15 | Yes | Yes | 2011-02-28 |  | 1
FALSE | 4TTR6030B1 | 3522 | 4177380 | AMERICAN STANDARD, INC. | 4A7A5030E1 | AC | Split System: Air-Cooled Condensing Unit, Coil with Blower | 4TTR5030E1 |  | 4TXCB042BC3 | 12.5 | 15 | Yes | Yes | 2011-02-28 |  | 1
FALSE | 4TTR6030B1 | 3522 | 4177381 | AMERICAN STANDARD, INC. | 4A7A5030E1 | AC | Split System: Air-Cooled Condensing Unit, Coil with Blower | 4TTR5030E1 |  | 4TXCC005CC3 | 13 | 16 | Yes | Yes | 2011-02-28 |  | 2
FALSE | 4TTR6030B1 | 3522 | 4177382 | AMERICAN STANDARD, INC. | 4A7A5030E1 | AC | Split System: Air-Cooled Condensing Unit, Coil with Blower | 4TTR5030E1 |  | 4TXCC037BC3 | 12.5 | 15 | Yes | Yes | 2011-02-28 |  | 1
FALSE | 4TTR6030B1 | 3522 | 4177383 | AMERICAN STANDARD, INC. | 4A7A5030E1 | AC | Split System: Air-Cooled Condensing Unit, Coil with Blower | 4TTR5030E1 |  | 4TXCC043BC3 | 12.5 | 15 | Yes | Yes | 2011-02-28 |  | 1
FALSE | 4TTR6030B1 | 3522 | 4177384 | AMERICAN STANDARD, INC. | 4A7A5030E1 | AC | Split System: Air-Cooled Condensing Unit, Coil with Blower | 4TTR5030E1 |  | 4TXCC044BC3 | 12.5 | 15.5 | Yes | Yes | 2011-02-28 |  | 1
FALSE | 4TTR6030B1 | 3522 | 4177389 | AMERICAN STANDARD, INC. | 4A7A5030E1 | AC | Split System: Air-Cooled Condensing Unit, Coil with Blower | 4TTR5030E1 |  | 4TXFH041CC3 | 13 | 15.75 | Yes | Yes | 2011-02-28 |  | 1
FALSE | 4TTR6036B1 | 3674 | 4177390 | AMERICAN STANDARD, INC. | 4A7A5036E1 | AC | Split System: Air-Cooled Condensing Unit, Coil with Blower | 4TTR5036E1 |  | 4CXCB031CC3 | 12 | 14.5 | Yes | Yes | 2011-02-28 |  | 0
FALSE | 4TTR6036B1 | 3674 | 4177391 | AMERICAN STANDARD, INC. | 4A7A5036E1 | AC | Split System: Air-Cooled Condensing Unit, Coil with Blower | 4TTR5036E1 |  | 4CXCB036CC3 | 12.5 | 15 | Yes | Yes | 2011-02-28 |  | 1
FALSE | 4TTR6036B1 | 3674 | 4177392 | AMERICAN STANDARD, INC. | 4A7A5036E1 | AC | Split System: Air-Cooled Condensing Unit, Coil with Blower | 4TTR5036E1 |  | 4CXCB042CC3 | 12.5 | 15 | Yes | Yes | 2011-02-28 |  | 1
FALSE | 4TTR6036B1 | 3674 | 4177393 | AMERICAN STANDARD, INC. | 4A7A5036E1 | AC | Split System: Air-Cooled Condensing Unit, Coil with Blower | 4TTR5036E1 |  | 4CXCC037CC3 | 12.5 | 15 | Yes | Yes | 2011-02-28 |  | 1
FALSE | 4TTR6036B1 | 3674 | 4177394 | AMERICAN STANDARD, INC. | 4A7A5036E1 | AC | Split System: Air-Cooled Condensing Unit, Coil with Blower | 4TTR5036E1 |  | 4CXCC043CC3 | 12.5 | 15 | Yes | Yes | 2011-02-28 |  | 1
FALSE | 4TTR6048B1 | 3695 | 4177468 | AMERICAN STANDARD, INC. | 4A7A5048E1 | AC | Split System: Air-Cooled Condensing Unit, Coil with Blower | 4TTR5048E1 |  | 4TXAC060BC3 | 12 | 14.5 | Yes | Yes | 2011-02-28 |  | 0
FALSE | 4TTR6048B1 | 3695 | 4177469 | AMERICAN STANDARD, INC. | 4A7A5048E1 | AC | Split System: Air-Cooled Condensing Unit, Coil with Blower | 4TTR5048E1 |  | 4TXAD050BC3 | 12 | 14.5 | Yes | Yes | 2011-02-28 |  | 0
FALSE | 4TTR6048B1 | 3695 | 4177470 | AMERICAN STANDARD, INC. | 4A7A5048E1 | AC | Split System: Air-Cooled Condensing Unit, Coil with Blower | 4TTR5048E1 |  | 4TXAD061BC3 | 12 | 14.5 | Yes | Yes | 2011-02-28 |  | 0
FALSE | 4TTR6048B1 | 3695 | 4177471 | AMERICAN STANDARD, INC. | 4A7A5048E1 | AC | Split System: Air-Cooled Condensing Unit, Coil with Blower | 4TTR5048E1 |  | 4TXAD064BC3 | 12 | 14.5 | Yes | Yes | 2011-02-28 |  | 0
FALSE | 4TTR6048B1 | 3695 | 4177474 | AMERICAN STANDARD, INC. | 4A7A5048E1 | AC | Split System: Air-Cooled Condensing Unit, Coil with Blower | 4TTR5048E1 |  | 4TXCC044BC3 | 12 | 14.5 | Yes | Yes | 2011-02-28 |  | 0
FALSE | 4TTR6048B1 | 3695 | 4177475 | AMERICAN STANDARD, INC. | 4A7A5048E1 | AC | Split System: Air-Cooled Condensing Unit, Coil with Blower | 4TTR5048E1 |  | 4TXCC049BC3 | 12 | 14.5 | Yes | Yes | 2011-02-28 |  | 0
FALSE | 4TTR6048B1 | 3695 | 4177476 | AMERICAN STANDARD, INC. | 4A7A5048E1 | AC | Split System: Air-Cooled Condensing Unit, Coil with Blower | 4TTR5048E1 |  | 4TXCC060BC3 | 12 | 14.5 | Yes | Yes | 2011-02-28 |  | 0
FALSE | 4TTR6048B1 | 3695 | 4177477 | AMERICAN STANDARD, INC. | 4A7A5048E1 | AC | Split System: Air-Cooled Condensing Unit, Coil with Blower | 4TTR5048E1 |  | 4TXCD050BC3 | 12 | 14.5 | Yes | Yes | 2011-02-28 |  | 0
FALSE | 4TTR6048B1 | 3695 | 4177478 | AMERICAN STANDARD, INC. | 4A7A5048E1 | AC | Split System: Air-Cooled Condensing Unit, Coil with Blower | 4TTR5048E1 |  | 4TXCD061BC3 | 12 | 14.5 | Yes | Yes | 2011-02-28 |  | 0
FALSE | 4TTR6048B1 | 3695 | 4177479 | AMERICAN STANDARD, INC. | 4A7A5048E1 | AC | Split System: Air-Cooled Condensing Unit, Coil with Blower | 4TTR5048E1 |  | 4TXCD064BC3 | 12 | 14.5 | Yes | Yes | 2011-02-28 |  | 0
FALSE | 4TTR6048B1 | 3695 | 4177482 | AMERICAN STANDARD, INC. | 4A7A5048E1 | AC | Split System: Air-Cooled Condensing Unit, Coil with Blower | 4TTR5048E1 |  | 4TXFH054CC3 | 12 | 14.5 | Yes | Yes | 2011-02-28 |  | 0
FALSE | 4TTR6048B1 | 3695 | 4177484 | AMERICAN STANDARD, INC. | 4A7A5048E1 | AC | Split System: Air-Cooled Condensing Unit, Coil with Blower | 4TTR5048E1 |  | 4TXFH063CZ3 | 12 | 15.5 | Yes | Yes | 2011-02-28 |  | 0
FALSE | 4TTR6049B1 | 3692 | 4177485 | AMERICAN STANDARD, INC. | 4A7A5049E1 | AC | Split System: Air-Cooled Condensing Unit, Coil with Blower | 4TTR5049E1 |  | 4TXAC043BC3 | 12.5 | 15 | Yes | Yes | 2011-02-28 |  | 1
FALSE | 4TTR6049B1 | 3692 | 4177486 | AMERICAN STANDARD, INC. | 4A7A5049E1 | AC | Split System: Air-Cooled Condensing Unit, Coil with Blower | 4TTR5049E1 |  | 4TXAC044BC3 | 12.5 | 15.5 | Yes | Yes | 2011-02-28 |  | 1
FALSE | 4TTR6049B1 | 3692 | 4177487 | AMERICAN STANDARD, INC. | 4A7A5049E1 | AC | Split System: Air-Cooled Condensing Unit, Coil with Blower | 4TTR5049E1 |  | 4TXAC049BC3 | 12.5 | 15.5 | Yes | Yes | 2011-02-28 |  | 1
FALSE | 4TTR6049B1 | 3692 | 4177488 | AMERICAN STANDARD, INC. | 4A7A5049E1 | AC | Split System: Air-Cooled Condensing Unit, Coil with Blower | 4TTR5049E1 |  | 4TXAC060BC3 | 13 | 15.5 | Yes | Yes | 2011-02-28 |  | 1
FALSE | 4TTR6049B1 | 3692 | 4177489 | AMERICAN STANDARD, INC. | 4A7A5049E1 | AC | Split System: Air-Cooled Condensing Unit, Coil with Blower | 4TTR5049E1 |  | 4TXAD050BC3 | 13 | 15.5 | Yes | Yes | 2011-02-28 |  | 1
FALSE | 4TTR6049B1 | 3692 | 4177490 | AMERICAN STANDARD, INC. | 4A7A5049E1 | AC | Split System: Air-Cooled Condensing Unit, Coil with Blower | 4TTR5049E1 |  | 4TXAD061BC3 | 13 | 15.5 | Yes | Yes | 2011-02-28 |  | 1
FALSE | 4TTR6018B1 | 3489 | 4178575 | TRANE | 4TTR5018E1 | AC | Split System: Air-Cooled Condensing Unit, Coil with Blower | 4TTR5018E1 |  | 4TXAB025BC3 | 13 | 16 | Yes | Yes | 2011-01-21 |  | 2
FALSE | 4TTR6018B1 | 3489 | 4178576 | TRANE | 4TTR5018E1 | AC | Split System: Air-Cooled Condensing Unit, Coil with Blower | 4TTR5018E1 |  | 4TXAB031BC3 | 13 | 16 | Yes | Yes | 2011-01-21 |  | 2
FALSE | 4TTR6018B1 | 3489 | 4178577 | TRANE | 4TTR5018E1 | AC | Split System: Air-Cooled Condensing Unit, Coil with Blower | 4TTR5018E1 |  | 4TXAB032BC3 | 13 | 16 | Yes | Yes | 2011-01-21 |  | 2
FALSE | 4TTR6018B1 | 3489 | 4178578 | TRANE | 4TTR5018E1 | AC | Split System: Air-Cooled Condensing Unit, Coil with Blower | 4TTR5018E1 |  | 4TXAB036BC3 | 13 | 16 | Yes | Yes | 2011-01-21 |  | 2
FALSE | 4TTR6018B1 | 3489 | 4178579 | TRANE | 4TTR5018E1 | AC | Split System: Air-Cooled Condensing Unit, Coil with Blower | 4TTR5018E1 |  | 4TXAC037BC3 | 13 | 16 | Yes | Yes | 2011-01-21 |  | 2
FALSE | 4TTR6018B1 | 3489 | 4178580 | TRANE | 4TTR5018E1 | AC | Split System: Air-Cooled Condensing Unit, Coil with Blower | 4TTR5018E1 |  | 4TXCA018BC3 | 13 | 15 | Yes | Yes | 2011-01-21 |  | 1
FALSE | 4TTR6018B1 | 3489 | 4178581 | TRANE | 4TTR5018E1 | AC | Split System: Air-Cooled Condensing Unit, Coil with Blower | 4TTR5018E1 |  | 4TXCA024BC3 | 13 | 15 | Yes | Yes | 2011-01-21 |  | 1
FALSE | 4TTR6018B1 | 3489 | 4178582 | TRANE | 4TTR5018E1 | AC | Split System: Air-Cooled Condensing Unit, Coil with Blower | 4TTR5018E1 |  | 4TXCB003CC3 | 13 | 16 | Yes | Yes | 2011-01-21 |  | 2
FALSE | 4TTR6018B1 | 3489 | 4178583 | TRANE | 4TTR5018E1 | AC | Split System: Air-Cooled Condensing Unit, Coil with Blower | 4TTR5018E1 |  | 4TXCB004CC3 | 13 | 16 | Yes | Yes | 2011-01-21 |  | 2
FALSE | 4TTR6018B1 | 3489 | 4178584 | TRANE | 4TTR5018E1 | AC | Split System: Air-Cooled Condensing Unit, Coil with Blower | 4TTR5018E1 |  | 4TXCB025BC3 | 13 | 16 | Yes | Yes | 2011-01-21 |  | 2
FALSE | 4TTR6018B1 | 3489 | 4178585 | TRANE | 4TTR5018E1 | AC | Split System: Air-Cooled Condensing Unit, Coil with Blower | 4TTR5018E1 |  | 4TXCB031BC3 | 13 | 16 | Yes | Yes | 2011-01-21 |  | 2
FALSE | 4TTR6018B1 | 3489 | 4178586 | TRANE | 4TTR5018E1 | AC | Split System: Air-Cooled Condensing Unit, Coil with Blower | 4TTR5018E1 |  | 4TXCB032BC3 | 13 | 16 | Yes | Yes | 2011-01-21 |  | 2
FALSE | 4TTR6018B1 | 3489 | 4178587 | TRANE | 4TTR5018E1 | AC | Split System: Air-Cooled Condensing Unit, Coil with Blower | 4TTR5018E1 |  | 4TXCB036BC3 | 13 | 16 | Yes | Yes | 2011-01-21 |  | 2
FALSE | 4TTR6018B1 | 3489 | 4178588 | TRANE | 4TTR5018E1 | AC | Split System: Air-Cooled Condensing Unit, Coil with Blower | 4TTR5018E1 |  | 4TXCC005CC3 | 13 | 16 | Yes | Yes | 2011-01-21 |  | 2
FALSE | 4TTR6018B1 | 3489 | 4178589 | TRANE | 4TTR5018E1 | AC | Split System: Air-Cooled Condensing Unit, Coil with Blower | 4TTR5018E1 |  | 4TXCC006CC3 | 13 | 16 | Yes | Yes | 2011-01-21 |  | 2
FALSE | 4TTR6018B1 | 3489 | 4178590 | TRANE | 4TTR5018E1 | AC | Split System: Air-Cooled Condensing Unit, Coil with Blower | 4TTR5018E1 |  | 4TXCC007CC3 | 13 | 16 | Yes | Yes | 2011-01-21 |  | 2
FALSE | 4TTR6018B1 | 3489 | 4178591 | TRANE | 4TTR5018E1 | AC | Split System: Air-Cooled Condensing Unit, Coil with Blower | 4TTR5018E1 |  | 4TXCC037BC3 | 13 | 16 | Yes | Yes | 2011-01-21 |  | 2
FALSE | 4TTR6018B1 | 3489 | 4178596 | TRANE | 4TTR5018E1 | AC | Split System: Air-Cooled Condensing Unit, Coil with Blower | 4TTR5018E1 |  | 4TXFH036CZ3 | 13.5 | 16.5 | Yes | Yes | 2011-01-21 |  | 2
FALSE | 4TTR6024B1 | 3503 | 4178597 | TRANE | 4TTR5024E1 | AC | Split System: Air-Cooled Condensing Unit, Coil with Blower | 4TTR5024E1 |  | 4CXCA024CC3 | 12.5 | 14.5 | Yes | Yes | 2011-01-21 |  | 0
FALSE | 4TTR6024B1 | 3503 | 4178598 | TRANE | 4TTR5024E1 | AC | Split System: Air-Cooled Condensing Unit, Coil with Blower | 4TTR5024E1 |  | 4CXCB025CC3 | 13 | 15.5 | Yes | Yes | 2011-01-21 |  | 1
FALSE | 4TTR6024B1 | 3503 | 4178621 | TRANE | 4TTR5024E1 | AC | Split System: Air-Cooled Condensing Unit, Coil with Blower | 4TTR5024E1 |  | 4TXCB032BC3 | 13 | 16 | Yes | Yes | 2011-01-21 |  | 2
FALSE | 4TTR6024B1 | 3503 | 4178622 | TRANE | 4TTR5024E1 | AC | Split System: Air-Cooled Condensing Unit, Coil with Blower | 4TTR5024E1 |  | 4TXCB036BC3 | 13 | 16 | Yes | Yes | 2011-01-21 |  | 2
FALSE | 4TTR6024B1 | 3503 | 4178623 | TRANE | 4TTR5024E1 | AC | Split System: Air-Cooled Condensing Unit, Coil with Blower | 4TTR5024E1 |  | 4TXCB042BC3 | 13 | 16 | Yes | Yes | 2011-01-21 |  | 2
FALSE | 4TTR6024B1 | 3503 | 4178624 | TRANE | 4TTR5024E1 | AC | Split System: Air-Cooled Condensing Unit, Coil with Blower | 4TTR5024E1 |  | 4TXCB048BC3 | 13 | 16 | Yes | Yes | 2011-01-21 |  | 2
FALSE | 4TTR6024B1 | 3503 | 4178625 | TRANE | 4TTR5024E1 | AC | Split System: Air-Cooled Condensing Unit, Coil with Blower | 4TTR5024E1 |  | 4TXCC005CC3 | 13 | 16 | Yes | Yes | 2011-01-21 |  | 2
FALSE | 4TTR6024B1 | 3503 | 4178626 | TRANE | 4TTR5024E1 | AC | Split System: Air-Cooled Condensing Unit, Coil with Blower | 4TTR5024E1 |  | 4TXCC006CC3 | 13 | 16 | Yes | Yes | 2011-01-21 |  | 2
FALSE | 4TTR6024B1 | 3503 | 4178627 | TRANE | 4TTR5024E1 | AC | Split System: Air-Cooled Condensing Unit, Coil with Blower | 4TTR5024E1 |  | 4TXCC007CC3 | 13 | 16 | Yes | Yes | 2011-01-21 |  | 2
FALSE | 4TTR6024B1 | 3503 | 4178628 | TRANE | 4TTR5024E1 | AC | Split System: Air-Cooled Condensing Unit, Coil with Blower | 4TTR5024E1 |  | 4TXCC008CC3 | 13 | 16 | Yes | Yes | 2011-01-21 |  | 2
FALSE | 4TTR6024B1 | 3503 | 4178629 | TRANE | 4TTR5024E1 | AC | Split System: Air-Cooled Condensing Unit, Coil with Blower | 4TTR5024E1 |  | 4TXCC037BC3 | 13 | 16 | Yes | Yes | 2011-01-21 |  | 2
FALSE | 4TTR6024B1 | 3503 | 4178630 | TRANE | 4TTR5024E1 | AC | Split System: Air-Cooled Condensing Unit, Coil with Blower | 4TTR5024E1 |  | 4TXCC043BC3 | 13 | 16 | Yes | Yes | 2011-01-21 |  | 2
FALSE | 4TTR6024B1 | 3503 | 4178631 | TRANE | 4TTR5024E1 | AC | Split System: Air-Cooled Condensing Unit, Coil with Blower | 4TTR5024E1 |  | 4TXCC044BC3 | 13 | 16 | Yes | Yes | 2011-01-21 |  | 2
FALSE | 4TTR6024B1 | 3503 | 4178632 | TRANE | 4TTR5024E1 | AC | Split System: Air-Cooled Condensing Unit, Coil with Blower | 4TTR5024E1 |  | 4TXCD009CC3 | 13 | 16 | Yes | Yes | 2011-01-21 |  | 2
FALSE | 4TTR6024B1 | 3503 | 4178633 | TRANE | 4TTR5024E1 | AC | Split System: Air-Cooled Condensing Unit, Coil with Blower | 4TTR5024E1 |  | 4TXCD010CC3 | 13 | 16 | Yes | Yes | 2011-01-21 |  | 2
FALSE | 4TTR6024B1 | 3503 | 4178639 | TRANE | 4TTR5024E1 | AC | Split System: Air-Cooled Condensing Unit, Coil with Blower | 4TTR5024E1 |  | 4TXFH036CZ3 | 13.5 | 16.25 | Yes | Yes | 2011-01-21 |  | 2
FALSE | 4TTR6024B1 | 3503 | 4178641 | TRANE | 4TTR5024E1 | AC | Split System: Air-Cooled Condensing Unit, Coil with Blower | 4TTR5024E1 |  | 4TXFH041CC3 | 13.5 | 16 | Yes | Yes | 2011-01-21 |  | 2
FALSE | 4TTR6030B1 | 3522 | 4178644 | TRANE | 4TTR5030E1 | AC | Split System: Air-Cooled Condensing Unit, Coil with Blower | 4TTR5030E1 |  | 4CXCB036CC3 | 12.5 | 14.5 | Yes | Yes | 2011-01-21 |  | 0
FALSE | 4TTR6030B1 | 3522 | 4178645 | TRANE | 4TTR5030E1 | AC | Split System: Air-Cooled Condensing Unit, Coil with Blower | 4TTR5030E1 |  | 4CXCB042CC3 | 12.5 | 14.5 | Yes | Yes | 2011-01-21 |  | 0
FALSE | 4TTR6030B1 | 3522 | 4178646 | TRANE | 4TTR5030E1 | AC | Split System: Air-Cooled Condensing Unit, Coil with Blower | 4TTR5030E1 |  | 4CXCC037CC3 | 12.5 | 14.5 | Yes | Yes | 2011-01-21 |  | 0
FALSE | 4TTR6030B1 | 3522 | 4178647 | TRANE | 4TTR5030E1 | AC | Split System: Air-Cooled Condensing Unit, Coil with Blower | 4TTR5030E1 |  | 4CXCC043CC3 | 12.5 | 14.5 | Yes | Yes | 2011-01-21 |  | 0
FALSE | 4TTR6030B1 | 3522 | 4178650 | TRANE | 4TTR5030E1 | AC | Split System: Air-Cooled Condensing Unit, Coil with Blower | 4TTR5030E1 |  | 4TXAB032BC3 | 12.5 | 14.5 | Yes | Yes | 2011-01-21 |  | 0
FALSE | 4TTR6036B1 | 3674 | 4178687 | TRANE | 4TTR5036E1 | AC | Split System: Air-Cooled Condensing Unit, Coil with Blower | 4TTR5036E1 |  | 4TXCC037BC3 | 12 | 14.5 | Yes | Yes | 2011-01-21 |  | 0
FALSE | 4TTR6036B1 | 3674 | 4178688 | TRANE | 4TTR5036E1 | AC | Split System: Air-Cooled Condensing Unit, Coil with Blower | 4TTR5036E1 |  | 4TXCC043BC3 | 12 | 14.5 | Yes | Yes | 2011-01-21 |  | 0
FALSE | 4TTR6036B1 | 3674 | 4178689 | TRANE | 4TTR5036E1 | AC | Split System: Air-Cooled Condensing Unit, Coil with Blower | 4TTR5036E1 |  | 4TXCC044BC3 | 12 | 14.5 | Yes | Yes | 2011-01-21 |  | 0
FALSE | 4TTR6036B1 | 3674 | 4178690 | TRANE | 4TTR5036E1 | AC | Split System: Air-Cooled Condensing Unit, Coil with Blower | 4TTR5036E1 |  | 4TXCC049BC3 | 12 | 14.5 | Yes | Yes | 2011-01-21 |  | 0
FALSE | 4TTR6036B1 | 3674 | 4178691 | TRANE | 4TTR5036E1 | AC | Split System: Air-Cooled Condensing Unit, Coil with Blower | 4TTR5036E1 |  | 4TXCC060BC3 | 12.5 | 15 | Yes | Yes | 2011-01-21 |  | 1
FALSE | 4TTR6036B1 | 3674 | 4178695 | TRANE | 4TTR5036E1 | AC | Split System: Air-Cooled Condensing Unit, Coil with Blower | 4TTR5036E1 |  | 4TXFH036CZ3 | 12 | 15 | Yes | Yes | 2011-01-21 |  | 0
FALSE | 4TTR6036B1 | 3674 | 4178697 | TRANE | 4TTR5036E1 | AC | Split System: Air-Cooled Condensing Unit, Coil with Blower | 4TTR5036E1 |  | 4TXFH041CC3 | 12.5 | 15 | Yes | Yes | 2011-01-21 |  | 1
FALSE | 4TTR6036B1 | 3674 | 4178699 | TRANE | 4TTR5036E1 | AC | Split System: Air-Cooled Condensing Unit, Coil with Blower | 4TTR5036E1 |  | 4TXFH054CC3 | 12 | 15 | Yes | Yes | 2011-01-21 |  | 0
FALSE | 4TTR6042B1 | 3680 | 4178703 | TRANE | 4TTR5042E1 | AC | Split System: Air-Cooled Condensing Unit, Coil with Blower | 4TTR5042E1 |  | 4CXCC037CC3 | 12 | 14.5 | Yes | Yes | 2011-01-21 |  | 0
FALSE | 4TTR6042B1 | 3680 | 4178704 | TRANE | 4TTR5042E1 | AC | Split System: Air-Cooled Condensing Unit, Coil with Blower | 4TTR5042E1 |  | 4CXCC043CC3 | 12 | 14.5 | Yes | Yes | 2011-01-21 |  | 0
FALSE | 4TTR6042B1 | 3680 | 4178705 | TRANE | 4TTR5042E1 | AC | Split System: Air-Cooled Condensing Unit, Coil with Blower | 4TTR5042E1 |  | 4CXCC049CC3 | 12 | 14.5 | Yes | Yes | 2011-01-21 |  | 0
FALSE | 4TTR6042B1 | 3680 | 4178708 | TRANE | 4TTR5042E1 | AC | Split System: Air-Cooled Condensing Unit, Coil with Blower | 4TTR5042E1 |  | 4TXAB048BC3 | 12 | 14.5 | Yes | Yes | 2011-01-21 |  | 0
FALSE | 4TTR6042B1 | 3680 | 4178709 | TRANE | 4TTR5042E1 | AC | Split System: Air-Cooled Condensing Unit, Coil with Blower | 4TTR5042E1 |  | 4TXAC037BC3 | 12 | 14.5 | Yes | Yes | 2011-01-21 |  | 0
FALSE | 4TTR6042B1 | 3680 | 4178710 | TRANE | 4TTR5042E1 | AC | Split System: Air-Cooled Condensing Unit, Coil with Blower | 4TTR5042E1 |  | 4TXAC043BC3 | 12 | 14.5 | Yes | Yes | 2011-01-21 |  | 0
FALSE | 4TTR6042B1 | 3680 | 4178711 | TRANE | 4TTR5042E1 | AC | Split System: Air-Cooled Condensing Unit, Coil with Blower | 4TTR5042E1 |  | 4TXAC044BC3 | 12 | 14.5 | Yes | Yes | 2011-01-21 |  | 0
FALSE | 4TTR6042B1 | 3680 | 4178712 | TRANE | 4TTR5042E1 | AC | Split System: Air-Cooled Condensing Unit, Coil with Blower | 4TTR5042E1 |  | 4TXAC049BC3 | 12 | 14.5 | Yes | Yes | 2011-01-21 |  | 0
FALSE | 4TTR6042B1 | 3680 | 4178715 | TRANE | 4TTR5042E1 | AC | Split System: Air-Cooled Condensing Unit, Coil with Blower | 4TTR5042E1 |  | 4TXCB048BC3 | 12 | 14.5 | Yes | Yes | 2011-01-21 |  | 0
FALSE | 4TTR6042B1 | 3680 | 4178716 | TRANE | 4TTR5042E1 | AC | Split System: Air-Cooled Condensing Unit, Coil with Blower | 4TTR5042E1 |  | 4TXCC037BC3 | 12 | 14.5 | Yes | Yes | 2011-01-21 |  | 0
FALSE | 4TTR6042B1 | 3680 | 4178717 | TRANE | 4TTR5042E1 | AC | Split System: Air-Cooled Condensing Unit, Coil with Blower | 4TTR5042E1 |  | 4TXCC043BC3 | 12 | 14.5 | Yes | Yes | 2011-01-21 |  | 0
FALSE | 4TTR6042B1 | 3680 | 4178718 | TRANE | 4TTR5042E1 | AC | Split System: Air-Cooled Condensing Unit, Coil with Blower | 4TTR5042E1 |  | 4TXCC044BC3 | 12 | 14.5 | Yes | Yes | 2011-01-21 |  | 0
FALSE | 4TTR6018B1 | 3489 | 4179493 | AMERICAN STANDARD, INC. | 4A7A5018E1 | AC | Split System: Air-Cooled Condensing Unit, Coil with Blower | 4TTR5018E1 |  | 4CXCA024CC3 | 13 | 15 | Yes | Yes | 2011-02-28 |  | 1
FALSE | 4TTR6018B1 | 3489 | 4179494 | AMERICAN STANDARD, INC. | 4A7A5018E1 | AC | Split System: Air-Cooled Condensing Unit, Coil with Blower | 4TTR5018E1 |  | 4CXCB025CC3 | 13 | 16 | Yes | Yes | 2011-02-28 |  | 2
FALSE | 4TTR6018B1 | 3489 | 4179495 | AMERICAN STANDARD, INC. | 4A7A5018E1 | AC | Split System: Air-Cooled Condensing Unit, Coil with Blower | 4TTR5018E1 |  | 4CXCB031CC3 | 13 | 16 | Yes | Yes | 2011-02-28 |  | 2
FALSE | 4TTR6018B1 | 3489 | 4179496 | AMERICAN STANDARD, INC. | 4A7A5018E1 | AC | Split System: Air-Cooled Condensing Unit, Coil with Blower | 4TTR5018E1 |  | 4CXCB036CC3 | 13 | 16 | Yes | Yes | 2011-02-28 |  | 2
FALSE | 4TTR6018B1 | 3489 | 4179497 | AMERICAN STANDARD, INC. | 4A7A5018E1 | AC | Split System: Air-Cooled Condensing Unit, Coil with Blower | 4TTR5018E1 |  | 4CXCC037CC3 | 13 | 16 | Yes | Yes | 2011-02-28 |  | 2
FALSE | 4TTR6018B1 | 3489 | 4179498 | AMERICAN STANDARD, INC. | 4A7A5018E1 | AC | Split System: Air-Cooled Condensing Unit, Coil with Blower | 4TTR5018E1 |  | 4TXAA018BC3 | 13 | 15 | Yes | Yes | 2011-02-28 |  | 1
FALSE | 4TTR6018B1 | 3489 | 4179499 | AMERICAN STANDARD, INC. | 4A7A5018E1 | AC | Split System: Air-Cooled Condensing Unit, Coil with Blower | 4TTR5018E1 |  | 4TXAA024BC3 | 13 | 15 | Yes | Yes | 2011-02-28 |  | 1
FALSE | 4TTR6018B1 | 3489 | 4179500 | AMERICAN STANDARD, INC. | 4A7A5018E1 | AC | Split System: Air-Cooled Condensing Unit, Coil with Blower | 4TTR5018E1 |  | 4TXAB025BC3 | 13 | 16 | Yes | Yes | 2011-02-28 |  | 2
FALSE | 4TTR6030B1 | 3522 | 4179576 | AMERICAN STANDARD, INC. | 4A7A5030E1 | AC | Split System: Air-Cooled Condensing Unit, Coil with Blower | 4TTR5030E1 |  | 4TXAB036BC3 | 12.5 | 14.5 | Yes | Yes | 2011-02-28 |  | 0
FALSE | 4TTR6030B1 | 3522 | 4179577 | AMERICAN STANDARD, INC. | 4A7A5030E1 | AC | Split System: Air-Cooled Condensing Unit, Coil with Blower | 4TTR5030E1 |  | 4TXAB042BC3 | 12.5 | 14.5 | Yes | Yes | 2011-02-28 |  | 0
FALSE | 4TTR6030B1 | 3522 | 4179578 | AMERICAN STANDARD, INC. | 4A7A5030E1 | AC | Split System: Air-Cooled Condensing Unit, Coil with Blower | 4TTR5030E1 |  | 4TXAC037BC3 | 12.5 | 14.5 | Yes | Yes | 2011-02-28 |  | 0
FALSE | 4TTR6030B1 | 3522 | 4179579 | AMERICAN STANDARD, INC. | 4A7A5030E1 | AC | Split System: Air-Cooled Condensing Unit, Coil with Blower | 4TTR5030E1 |  | 4TXAC043BC3 | 12.5 | 14.5 | Yes | Yes | 2011-02-28 |  | 0
FALSE | 4TTR6030B1 | 3522 | 4179580 | AMERICAN STANDARD, INC. | 4A7A5030E1 | AC | Split System: Air-Cooled Condensing Unit, Coil with Blower | 4TTR5030E1 |  | 4TXAC044BC3 | 12.5 | 15 | Yes | Yes | 2011-02-28 |  | 1
FALSE | 4TTR6030B1 | 3522 | 4179583 | AMERICAN STANDARD, INC. | 4A7A5030E1 | AC | Split System: Air-Cooled Condensing Unit, Coil with Blower | 4TTR5030E1 |  | 4TXCB032BC3 | 12.5 | 14.5 | Yes | Yes | 2011-02-28 |  | 0
FALSE | 4TTR6030B1 | 3522 | 4179584 | AMERICAN STANDARD, INC. | 4A7A5030E1 | AC | Split System: Air-Cooled Condensing Unit, Coil with Blower | 4TTR5030E1 |  | 4TXCB036BC3 | 12.5 | 14.5 | Yes | Yes | 2011-02-28 |  | 0
FALSE | 4TTR6030B1 | 3522 | 4179585 | AMERICAN STANDARD, INC. | 4A7A5030E1 | AC | Split System: Air-Cooled Condensing Unit, Coil with Blower | 4TTR5030E1 |  | 4TXCB042BC3 | 12.5 | 14.5 | Yes | Yes | 2011-02-28 |  | 0
FALSE | 4TTR6030B1 | 3522 | 4179586 | AMERICAN STANDARD, INC. | 4A7A5030E1 | AC | Split System: Air-Cooled Condensing Unit, Coil with Blower | 4TTR5030E1 |  | 4TXCC037BC3 | 12.5 | 14.5 | Yes | Yes | 2011-02-28 |  | 0
FALSE | 4TTR6030B1 | 3522 | 4179587 | AMERICAN STANDARD, INC. | 4A7A5030E1 | AC | Split System: Air-Cooled Condensing Unit, Coil with Blower | 4TTR5030E1 |  | 4TXCC043BC3 | 12.5 | 14.5 | Yes | Yes | 2011-02-28 |  | 0
FALSE | 4TTR6030B1 | 3522 | 4179588 | AMERICAN STANDARD, INC. | 4A7A5030E1 | AC | Split System: Air-Cooled Condensing Unit, Coil with Blower | 4TTR5030E1 |  | 4TXCC044BC3 | 12.5 | 15 | Yes | Yes | 2011-02-28 |  | 1
FALSE | 4TTR6030B1 | 3522 | 4179592 | AMERICAN STANDARD, INC. | 4A7A5030E1 | AC | Split System: Air-Cooled Condensing Unit, Coil with Blower | 4TTR5030E1 |  | 4TXFH036CZ3 | 13 | 15.25 | Yes | Yes | 2011-02-28 |  | 1
FALSE | 4TTR6036B1 | 3674 | 4179596 | AMERICAN STANDARD, INC. | 4A7A5036E1 | AC | Split System: Air-Cooled Condensing Unit, Coil with Blower | 4TTR5036E1 |  | 4CXCC037CC3 | 12 | 14.5 | Yes | Yes | 2011-02-28 |  | 0
FALSE | 4TTR6036B1 | 3674 | 4179597 | AMERICAN STANDARD, INC. | 4A7A5036E1 | AC | Split System: Air-Cooled Condensing Unit, Coil with Blower | 4TTR5036E1 |  | 4CXCC043CC3 | 12 | 14.5 | Yes | Yes | 2011-02-28 |  | 0
FALSE | 4TTR6036B1 | 3674 | 4179598 | AMERICAN STANDARD, INC. | 4A7A5036E1 | AC | Split System: Air-Cooled Condensing Unit, Coil with Blower | 4TTR5036E1 |  | 4CXCC049CC3 | 12 | 14.5 | Yes | Yes | 2011-02-28 |  | 0
FALSE | 4TTR6036B1 | 3674 | 4179602 | AMERICAN STANDARD, INC. | 4A7A5036E1 | AC | Split System: Air-Cooled Condensing Unit, Coil with Blower | 4TTR5036E1 |  | 4TXAB048BC3 | 12 | 14.5 | Yes | Yes | 2011-02-28 |  | 0
FALSE | 4TTR6036B1 | 3674 | 4179603 | AMERICAN STANDARD, INC. | 4A7A5036E1 | AC | Split System: Air-Cooled Condensing Unit, Coil with Blower | 4TTR5036E1 |  | 4TXAC037BC3 | 12 | 14.5 | Yes | Yes | 2011-02-28 |  | 0
FALSE | 4TTR6036B1 | 3674 | 4179604 | AMERICAN STANDARD, INC. | 4A7A5036E1 | AC | Split System: Air-Cooled Condensing Unit, Coil with Blower | 4TTR5036E1 |  | 4TXAC043BC3 | 12 | 14.5 | Yes | Yes | 2011-02-28 |  | 0
FALSE | 4TTR6036B1 | 3674 | 4180345 | TRANE | 4TTR5036E1 | AC | Split System: Air-Cooled Condensing Unit, Coil with Blower | 4TTR5036E1 |  | 4TXCB031BC3 | 12 | 14.5 | Yes | Yes | 2011-01-21 |  | 0
FALSE | 4TTR6036B1 | 3674 | 4180346 | TRANE | 4TTR5036E1 | AC | Split System: Air-Cooled Condensing Unit, Coil with Blower | 4TTR5036E1 |  | 4TXCB032BC3 | 12 | 14.5 | Yes | Yes | 2011-01-21 |  | 0
FALSE | 4TTR6036B1 | 3674 | 4180347 | TRANE | 4TTR5036E1 | AC | Split System: Air-Cooled Condensing Unit, Coil with Blower | 4TTR5036E1 |  | 4TXCB036BC3 | 12 | 14.5 | Yes | Yes | 2011-01-21 |  | 0
FALSE | 4TTR6036B1 | 3674 | 4180348 | TRANE | 4TTR5036E1 | AC | Split System: Air-Cooled Condensing Unit, Coil with Blower | 4TTR5036E1 |  | 4TXCB042BC3 | 12 | 14.5 | Yes | Yes | 2011-01-21 |  | 0
FALSE | 4TTR6036B1 | 3674 | 4180349 | TRANE | 4TTR5036E1 | AC | Split System: Air-Cooled Condensing Unit, Coil with Blower | 4TTR5036E1 |  | 4TXCB048BC3 | 12.5 | 15 | Yes | Yes | 2011-01-21 |  | 1
FALSE | 4TTR6036B1 | 3674 | 4180350 | TRANE | 4TTR5036E1 | AC | Split System: Air-Cooled Condensing Unit, Coil with Blower | 4TTR5036E1 |  | 4TXCC005CC3 | 13 | 15 | Yes | Yes | 2011-01-21 |  | 1
FALSE | 4TTR6036B1 | 3674 | 4180351 | TRANE | 4TTR5036E1 | AC | Split System: Air-Cooled Condensing Unit, Coil with Blower | 4TTR5036E1 |  | 4TXCC037BC3 | 12.5 | 15 | Yes | Yes | 2011-01-21 |  | 1
FALSE | 4TTR6036B1 | 3674 | 4180352 | TRANE | 4TTR5036E1 | AC | Split System: Air-Cooled Condensing Unit, Coil with Blower | 4TTR5036E1 |  | 4TXCC043BC3 | 12.5 | 15 | Yes | Yes | 2011-01-21 |  | 1
FALSE | 4TTR6036B1 | 3674 | 4180353 | TRANE | 4TTR5036E1 | AC | Split System: Air-Cooled Condensing Unit, Coil with Blower | 4TTR5036E1 |  | 4TXCC044BC3 | 13 | 15 | Yes | Yes | 2011-01-21 |  | 1
FALSE | 4TTR6036B1 | 3674 | 4180354 | TRANE | 4TTR5036E1 | AC | Split System: Air-Cooled Condensing Unit, Coil with Blower | 4TTR5036E1 |  | 4TXCC049BC3 | 13 | 15 | Yes | Yes | 2011-01-21 |  | 1
FALSE | 4TTR6036B1 | 3674 | 4180355 | TRANE | 4TTR5036E1 | AC | Split System: Air-Cooled Condensing Unit, Coil with Blower | 4TTR5036E1 |  | 4TXCC060BC3 | 13 | 15.5 | Yes | Yes | 2011-01-21 |  | 1
FALSE | 4TTR6036B1 | 3674 | 4180356 | TRANE | 4TTR5036E1 | AC | Split System: Air-Cooled Condensing Unit, Coil with Blower | 4TTR5036E1 |  | 4TXCD050BC3 | 13 | 15.5 | Yes | Yes | 2011-01-21 |  | 1
FALSE | 4TTR6036B1 | 3674 | 4180357 | TRANE | 4TTR5036E1 | AC | Split System: Air-Cooled Condensing Unit, Coil with Blower | 4TTR5036E1 |  | 4TXCD061BC3 | 13 | 15.5 | Yes | Yes | 2011-01-21 |  | 1
FALSE | 4TTR6036B1 | 3674 | 4180358 | TRANE | 4TTR5036E1 | AC | Split System: Air-Cooled Condensing Unit, Coil with Blower | 4TTR5036E1 |  | 4TXCD064BC3 | 13 | 15.5 | Yes | Yes | 2011-01-21 |  | 1
FALSE | 4TTR6036B1 | 3674 | 4180362 | TRANE | 4TTR5036E1 | AC | Split System: Air-Cooled Condensing Unit, Coil with Blower | 4TTR5036E1 |  | 4TXFH036CZ3 | 12.5 | 15.5 | Yes | Yes | 2011-01-21 |  | 1
FALSE | 4TTR6036B1 | 3674 | 4180365 | TRANE | 4TTR5036E1 | AC | Split System: Air-Cooled Condensing Unit, Coil with Blower | 4TTR5036E1 |  | 4TXFH054CC3 | 12.5 | 15.5 | Yes | Yes | 2011-01-21 |  | 1
FALSE | 4TTR6036B1 | 3674 | 4180367 | TRANE | 4TTR5036E1 | AC | Split System: Air-Cooled Condensing Unit, Coil with Blower | 4TTR5036E1 |  | 4TXFH063CZ3 | 13 | 16 | Yes | Yes | 2011-01-21 |  | 2
FALSE | 4TTR6042B1 | 3680 | 4180368 | TRANE | 4TTR5042E1 | AC | Split System: Air-Cooled Condensing Unit, Coil with Blower | 4TTR5042E1 |  | 4CXCB036CC3 | 12 | 14.5 | Yes | Yes | 2011-01-21 |  | 0
FALSE | 4TTR6042B1 | 3680 | 4180369 | TRANE | 4TTR5042E1 | AC | Split System: Air-Cooled Condensing Unit, Coil with Blower | 4TTR5042E1 |  | 4CXCB042CC3 | 12 | 14.5 | Yes | Yes | 2011-01-21 |  | 0
FALSE | 4TTR6042B1 | 3680 | 4180370 | TRANE | 4TTR5042E1 | AC | Split System: Air-Cooled Condensing Unit, Coil with Blower | 4TTR5042E1 |  | 4CXCC037CC3 | 12.5 | 14.5 | Yes | Yes | 2011-01-21 |  | 0
FALSE | 4TTR6048B1 | 3695 | 4180398 | TRANE | 4TTR5048E1 | AC | Split System: Air-Cooled Condensing Unit, Coil with Blower | 4TTR5048E1 |  | 4TXAC044BC3 | 12 | 14.5 | Yes | Yes | 2011-01-21 |  | 0
FALSE | 4TTR6048B1 | 3695 | 4180399 | TRANE | 4TTR5048E1 | AC | Split System: Air-Cooled Condensing Unit, Coil with Blower | 4TTR5048E1 |  | 4TXAC049BC3 | 12 | 14.5 | Yes | Yes | 2011-01-21 |  | 0
FALSE | 4TTR6048B1 | 3695 | 4180400 | TRANE | 4TTR5048E1 | AC | Split System: Air-Cooled Condensing Unit, Coil with Blower | 4TTR5048E1 |  | 4TXAC060BC3 | 12 | 14.5 | Yes | Yes | 2011-01-21 |  | 0
FALSE | 4TTR6048B1 | 3695 | 4180401 | TRANE | 4TTR5048E1 | AC | Split System: Air-Cooled Condensing Unit, Coil with Blower | 4TTR5048E1 |  | 4TXAD050BC3 | 12 | 14.5 | Yes | Yes | 2011-01-21 |  | 0
FALSE | 4TTR6048B1 | 3695 | 4180402 | TRANE | 4TTR5048E1 | AC | Split System: Air-Cooled Condensing Unit, Coil with Blower | 4TTR5048E1 |  | 4TXAD061BC3 | 12 | 14.5 | Yes | Yes | 2011-01-21 |  | 0
FALSE | 4TTR6048B1 | 3695 | 4180403 | TRANE | 4TTR5048E1 | AC | Split System: Air-Cooled Condensing Unit, Coil with Blower | 4TTR5048E1 |  | 4TXAD064BC3 | 12 | 14.5 | Yes | Yes | 2011-01-21 |  | 0
FALSE | 4TTR6048B1 | 3695 | 4180405 | TRANE | 4TTR5048E1 | AC | Split System: Air-Cooled Condensing Unit, Coil with Blower | 4TTR5048E1 |  | 4TXCC044BC3 | 12 | 14.5 | Yes | Yes | 2011-01-21 |  | 0
FALSE | 4TTR6048B1 | 3695 | 4180406 | TRANE | 4TTR5048E1 | AC | Split System: Air-Cooled Condensing Unit, Coil with Blower | 4TTR5048E1 |  | 4TXCC049BC3 | 12 | 14.5 | Yes | Yes | 2011-01-21 |  | 0
FALSE | 4TTR6048B1 | 3695 | 4180407 | TRANE | 4TTR5048E1 | AC | Split System: Air-Cooled Condensing Unit, Coil with Blower | 4TTR5048E1 |  | 4TXCC060BC3 | 12 | 14.5 | Yes | Yes | 2011-01-21 |  | 0
FALSE | 4TTR6048B1 | 3695 | 4180408 | TRANE | 4TTR5048E1 | AC | Split System: Air-Cooled Condensing Unit, Coil with Blower | 4TTR5048E1 |  | 4TXCD050BC3 | 12 | 14.5 | Yes | Yes | 2011-01-21 |  | 0
FALSE | 4TTR6048B1 | 3695 | 4180409 | TRANE | 4TTR5048E1 | AC | Split System: Air-Cooled Condensing Unit, Coil with Blower | 4TTR5048E1 |  | 4TXCD061BC3 | 12 | 14.5 | Yes | Yes | 2011-01-21 |  | 0
FALSE | 4TTR6048B1 | 3695 | 4180410 | TRANE | 4TTR5048E1 | AC | Split System: Air-Cooled Condensing Unit, Coil with Blower | 4TTR5048E1 |  | 4TXCD064BC3 | 12 | 14.5 | Yes | Yes | 2011-01-21 |  | 0
FALSE | 4TTR6048B1 | 3695 | 4180413 | TRANE | 4TTR5048E1 | AC | Split System: Air-Cooled Condensing Unit, Coil with Blower | 4TTR5048E1 |  | 4TXFH054CC3 | 12 | 15 | Yes | Yes | 2011-01-21 |  | 0
FALSE | 4TTR6048B1 | 3695 | 4180415 | TRANE | 4TTR5048E1 | AC | Split System: Air-Cooled Condensing Unit, Coil with Blower | 4TTR5048E1 |  | 4TXFH063CZ3 | 12.5 | 15 | Yes | Yes | 2011-01-21 |  | 1
FALSE | 4TTR6049B1 | 3692 | 4180416 | TRANE | 4TTR5049E1 | AC | Split System: Air-Cooled Condensing Unit, Coil with Blower | 4TTR5049E1 |  | 4TXAC043BC3 | 12.5 | 15 | Yes | Yes | 2011-01-21 |  | 1
FALSE | 4TTR6049B1 | 3692 | 4180417 | TRANE | 4TTR5049E1 | AC | Split System: Air-Cooled Condensing Unit, Coil with Blower | 4TTR5049E1 |  | 4TXAC044BC3 | 12.5 | 15.5 | Yes | Yes | 2011-01-21 |  | 1
FALSE | 4TTR6049B1 | 3692 | 4180418 | TRANE | 4TTR5049E1 | AC | Split System: Air-Cooled Condensing Unit, Coil with Blower | 4TTR5049E1 |  | 4TXAC049BC3 | 12.5 | 15.5 | Yes | Yes | 2011-01-21 |  | 1
FALSE | 4TTR6049B1 | 3692 | 4180419 | TRANE | 4TTR5049E1 | AC | Split System: Air-Cooled Condensing Unit, Coil with Blower | 4TTR5049E1 |  | 4TXAC060BC3 | 13 | 15.5 | Yes | Yes | 2011-01-21 |  | 1
FALSE | 4TTR6049B1 | 3692 | 4180420 | TRANE | 4TTR5049E1 | AC | Split System: Air-Cooled Condensing Unit, Coil with Blower | 4TTR5049E1 |  | 4TXAD050BC3 | 13 | 15.5 | Yes | Yes | 2011-01-21 |  | 1
FALSE | 4TTR6049B1 | 3692 | 4180421 | TRANE | 4TTR5049E1 | AC | Split System: Air-Cooled Condensing Unit, Coil with Blower | 4TTR5049E1 |  | 4TXAD061BC3 | 13 | 15.5 | Yes | Yes | 2011-01-21 |  | 1
FALSE | 4TTR6049B1 | 3692 | 4180422 | TRANE | 4TTR5049E1 | AC | Split System: Air-Cooled Condensing Unit, Coil with Blower | 4TTR5049E1 |  | 4TXAD064BC3 | 13 | 15.5 | Yes | Yes | 2011-01-21 |  | 1
FALSE | 4TTX6036H1 | 3598 | 4180449 | TRANE | 4TTX5036A1 | AC | Split System: Air-Cooled Condensing Unit, Coil with Blower | 4TTX5036A1 |  | 4CXCC037CC3 | 12.5 | 15 | Yes | Yes | 2011-01-21 |  | 1
FALSE | 4TTX6036H1 | 3598 | 4180450 | TRANE | 4TTX5036A1 | AC | Split System: Air-Cooled Condensing Unit, Coil with Blower | 4TTX5036A1 |  | 4TXAC044BC3 | 13 | 16 | Yes | Yes | 2011-01-21 |  | 2
FALSE | 4TTX6036H1 | 3598 | 4180451 | TRANE | 4TTX5036A1 | AC | Split System: Air-Cooled Condensing Unit, Coil with Blower | 4TTX5036A1 |  | 4TXCC037BC3 | 12.5 | 15 | Yes | Yes | 2011-01-21 |  | 1
FALSE | 4TTX6036H1 | 3598 | 4180452 | TRANE | 4TTX5036A1 | AC | Split System: Air-Cooled Condensing Unit, Coil with Blower | 4TTX5036A1 |  | 4TXCC044BC3 | 13 | 16 | Yes | Yes | 2011-01-21 |  | 2
FALSE | 4TTX6048H1 | 3702 | 4180463 | TRANE | 4TTX5048A1 | AC | Split System: Air-Cooled Condensing Unit, Coil with Blower | 4TTX5048A1 |  | 4CXCD061CC3 | 12 | 14.75 | Yes | Yes | 2011-01-21 |  | 0
FALSE | 4TTX6048H1 | 3702 | 4180469 | TRANE | 4TTX5048A1 | AC | Split System: Air-Cooled Condensing Unit, Coil with Blower | 4TTX5048A1 |  | 4TXCD061BC3 | 12 | 14.75 | Yes | Yes | 2011-01-21 |  | 0
FALSE | 4TTX6049H1 | 3690 | 4180473 | TRANE | 4TTX5049E1 | AC | Split System: Air-Cooled Condensing Unit, Coil with Blower | 4TTX5049E1 |  | 4TXAC043BC3 | 12.5 | 15 | Yes | Yes | 2011-01-21 |  | 1
FALSE | 4TTX6049H1 | 3690 | 4180474 | TRANE | 4TTX5049E1 | AC | Split System: Air-Cooled Condensing Unit, Coil with Blower | 4TTX5049E1 |  | 4TXAC044BC3 | 12.5 | 15.5 | Yes | Yes | 2011-01-21 |  | 1
FALSE | 4TTX6049H1 | 3690 | 4180475 | TRANE | 4TTX5049E1 | AC | Split System: Air-Cooled Condensing Unit, Coil with Blower | 4TTX5049E1 |  | 4TXAC049BC3 | 12.5 | 15.5 | Yes | Yes | 2011-01-21 |  | 1
FALSE | 4TTX6049H1 | 3690 | 4180476 | TRANE | 4TTX5049E1 | AC | Split System: Air-Cooled Condensing Unit, Coil with Blower | 4TTX5049E1 |  | 4TXAC060BC3 | 13 | 15.5 | Yes | Yes | 2011-01-21 |  | 1
FALSE | 4TTX6049H1 | 3690 | 4180477 | TRANE | 4TTX5049E1 | AC | Split System: Air-Cooled Condensing Unit, Coil with Blower | 4TTX5049E1 |  | 4TXAD050BC3 | 13 | 15.5 | Yes | Yes | 2011-01-21 |  | 1
FALSE | 4TTX6049H1 | 3690 | 4180478 | TRANE | 4TTX5049E1 | AC | Split System: Air-Cooled Condensing Unit, Coil with Blower | 4TTX5049E1 |  | 4TXAD061BC3 | 13 | 15.5 | Yes | Yes | 2011-01-21 |  | 1
FALSE | 4TTX6049H1 | 3690 | 4180479 | TRANE | 4TTX5049E1 | AC | Split System: Air-Cooled Condensing Unit, Coil with Blower | 4TTX5049E1 |  | 4TXAD064BC3 | 13 | 15.5 | Yes | Yes | 2011-01-21 |  | 1
FALSE | 4TTX6049H1 | 3690 | 4180480 | TRANE | 4TTX5049E1 | AC | Split System: Air-Cooled Condensing Unit, Coil with Blower | 4TTX5049E1 |  | 4TXCC008CC3 | 13 | 15.5 | Yes | Yes | 2011-01-21 |  | 1
FALSE | 4TTX6049H1 | 3690 | 4180481 | TRANE | 4TTX5049E1 | AC | Split System: Air-Cooled Condensing Unit, Coil with Blower | 4TTX5049E1 |  | 4TXCC043BC3 | 12.5 | 15 | Yes | Yes | 2011-01-21 |  | 1
FALSE | 4TTX6049H1 | 3690 | 4180482 | TRANE | 4TTX5049E1 | AC | Split System: Air-Cooled Condensing Unit, Coil with Blower | 4TTX5049E1 |  | 4TXCC044BC3 | 12.5 | 15.5 | Yes | Yes | 2011-01-21 |  | 1
FALSE | 4TTX6049H1 | 3690 | 4180483 | TRANE | 4TTX5049E1 | AC | Split System: Air-Cooled Condensing Unit, Coil with Blower | 4TTX5049E1 |  | 4TXCC049BC3 | 12.5 | 15.5 | Yes | Yes | 2011-01-21 |  | 1
FALSE | 4TTX6049H1 | 3690 | 4180484 | TRANE | 4TTX5049E1 | AC | Split System: Air-Cooled Condensing Unit, Coil with Blower | 4TTX5049E1 |  | 4TXCC060BC3 | 13 | 15.5 | Yes | Yes | 2011-01-21 |  | 1
FALSE | 4A7A7048A1 | 288 | 4180755 | AMERICAN STANDARD, INC. | 4A7A6048E1 | AC | Split System: Air-Cooled Condensing Unit, Coil with Blower | 4A7A6048E1 |  | 4TXAC043BC3 | 12 | 15.5 | Yes | Yes | 2011-01-21 |  | 0
FALSE | 4A7A7048A1 | 288 | 4180756 | AMERICAN STANDARD, INC. | 4A7A6048E1 | AC | Split System: Air-Cooled Condensing Unit, Coil with Blower | 4A7A6048E1 |  | 4TXAC044BC3 | 12 | 16 | Yes | Yes | 2011-01-21 |  | 0
FALSE | 4A7A7048A1 | 288 | 4180757 | AMERICAN STANDARD, INC. | 4A7A6048E1 | AC | Split System: Air-Cooled Condensing Unit, Coil with Blower | 4A7A6048E1 |  | 4TXAC049BC3 | 12 | 15.5 | Yes | Yes | 2011-01-21 |  | 0
FALSE | 4A7A7048A1 | 288 | 4180758 | AMERICAN STANDARD, INC. | 4A7A6048E1 | AC | Split System: Air-Cooled Condensing Unit, Coil with Blower | 4A7A6048E1 |  | 4TXAC060BC3 | 12.5 | 16 | Yes | Yes | 2011-01-21 |  | 1
FALSE | 4A7A7048A1 | 288 | 4180759 | AMERICAN STANDARD, INC. | 4A7A6048E1 | AC | Split System: Air-Cooled Condensing Unit, Coil with Blower | 4A7A6048E1 |  | 4TXAD050BC3 | 12 | 16 | Yes | Yes | 2011-01-21 |  | 0
FALSE | 4A7A7048A1 | 288 | 4180760 | AMERICAN STANDARD, INC. | 4A7A6048E1 | AC | Split System: Air-Cooled Condensing Unit, Coil with Blower | 4A7A6048E1 |  | 4TXAD061BC3 | 12.5 | 16 | Yes | Yes | 2011-01-21 |  | 1
FALSE | 4A7A7048A1 | 288 | 4180761 | AMERICAN STANDARD, INC. | 4A7A6048E1 | AC | Split System: Air-Cooled Condensing Unit, Coil with Blower | 4A7A6048E1 |  | 4TXAD064BC3 | 12.5 | 16 | Yes | Yes | 2011-01-21 |  | 1
FALSE | 4A7A7048A1 | 288 | 4180762 | AMERICAN STANDARD, INC. | 4A7A6048E1 | AC | Split System: Air-Cooled Condensing Unit, Coil with Blower | 4A7A6048E1 |  | 4TXCC008CC3 | 12.5 | 16 | Yes | Yes | 2011-01-21 |  | 1
FALSE | 4A7A7048A1 | 288 | 4180763 | AMERICAN STANDARD, INC. | 4A7A6048E1 | AC | Split System: Air-Cooled Condensing Unit, Coil with Blower | 4A7A6048E1 |  | 4TXCC043BC3 | 12 | 15.5 | Yes | Yes | 2011-01-21 |  | 0
FALSE | 4A7A7048A1 | 288 | 4180764 | AMERICAN STANDARD, INC. | 4A7A6048E1 | AC | Split System: Air-Cooled Condensing Unit, Coil with Blower | 4A7A6048E1 |  | 4TXCC044BC3 | 12 | 16 | Yes | Yes | 2011-01-21 |  | 0
FALSE | 4A7A7048A1 | 288 | 4180765 | AMERICAN STANDARD, INC. | 4A7A6048E1 | AC | Split System: Air-Cooled Condensing Unit, Coil with Blower | 4A7A6048E1 |  | 4TXCC049BC3 | 12 | 15.5 | Yes | Yes | 2011-01-21 |  | 0
FALSE | 4A7A7048A1 | 288 | 4180766 | AMERICAN STANDARD, INC. | 4A7A6048E1 | AC | Split System: Air-Cooled Condensing Unit, Coil with Blower | 4A7A6048E1 |  | 4TXCC060BC3 | 12.5 | 16 | Yes | Yes | 2011-01-21 |  | 1
FALSE | 4A7A7048A1 | 288 | 4180767 | AMERICAN STANDARD, INC. | 4A7A6048E1 | AC | Split System: Air-Cooled Condensing Unit, Coil with Blower | 4A7A6048E1 |  | 4TXCD009CC3 | 12.5 | 16 | Yes | Yes | 2011-01-21 |  | 1
FALSE | 4A7A7048A1 | 288 | 4180768 | AMERICAN STANDARD, INC. | 4A7A6048E1 | AC | Split System: Air-Cooled Condensing Unit, Coil with Blower | 4A7A6048E1 |  | 4TXCD010CC3 | 12 | 16 | Yes | Yes | 2011-01-21 |  | 0
FALSE | 4TTR6042B1 | 3680 | 4181288 | AMERICAN STANDARD, INC. | 4A7A5042E1 | AC | Split System: Air-Cooled Condensing Unit, Coil with Blower | 4TTR5042E1 |  | 4TXCC044BC3 | 12.5 | 15 | Yes | Yes | 2011-02-28 |  | 1
FALSE | 4TTR6042B1 | 3680 | 4181289 | AMERICAN STANDARD, INC. | 4A7A5042E1 | AC | Split System: Air-Cooled Condensing Unit, Coil with Blower | 4TTR5042E1 |  | 4TXCC049BC3 | 12.5 | 15 | Yes | Yes | 2011-02-28 |  | 1
FALSE | 4TTR6042B1 | 3680 | 4181290 | AMERICAN STANDARD, INC. | 4A7A5042E1 | AC | Split System: Air-Cooled Condensing Unit, Coil with Blower | 4TTR5042E1 |  | 4TXCD050BC3 | 12.5 | 15 | Yes | Yes | 2011-02-28 |  | 1
FALSE | 4TTR6042B1 | 3680 | 4181294 | AMERICAN STANDARD, INC. | 4A7A5042E1 | AC | Split System: Air-Cooled Condensing Unit, Coil with Blower | 4TTR5042E1 |  | 4TXFH054CC3 | 12.5 | 15.5 | Yes | Yes | 2011-02-28 |  | 1
FALSE | 4TTR6048B1 | 3695 | 4181296 | AMERICAN STANDARD, INC. | 4A7A5048E1 | AC | Split System: Air-Cooled Condensing Unit, Coil with Blower | 4TTR5048E1 |  | 4CXCC049CC3 | 12 | 14.5 | Yes | Yes | 2011-02-28 |  | 0
FALSE | 4TTR6048B1 | 3695 | 4181297 | AMERICAN STANDARD, INC. | 4A7A5048E1 | AC | Split System: Air-Cooled Condensing Unit, Coil with Blower | 4TTR5048E1 |  | 4CXCD061CC3 | 12 | 14.5 | Yes | Yes | 2011-02-28 |  | 0
FALSE | 4TTR6048B1 | 3695 | 4181299 | AMERICAN STANDARD, INC. | 4A7A5048E1 | AC | Split System: Air-Cooled Condensing Unit, Coil with Blower | 4TTR5048E1 |  | 4TXAC044BC3 | 12 | 14.5 | Yes | Yes | 2011-02-28 |  | 0
FALSE | 4TTR6048B1 | 3695 | 4181300 | AMERICAN STANDARD, INC. | 4A7A5048E1 | AC | Split System: Air-Cooled Condensing Unit, Coil with Blower | 4TTR5048E1 |  | 4TXAC049BC3 | 12 | 14.5 | Yes | Yes | 2011-02-28 |  | 0
FALSE | 4TTR6048B1 | 3695 | 4181301 | AMERICAN STANDARD, INC. | 4A7A5048E1 | AC | Split System: Air-Cooled Condensing Unit, Coil with Blower | 4TTR5048E1 |  | 4TXAC060BC3 | 12 | 14.5 | Yes | Yes | 2011-02-28 |  | 0
FALSE | 4TTR6048B1 | 3695 | 4181302 | AMERICAN STANDARD, INC. | 4A7A5048E1 | AC | Split System: Air-Cooled Condensing Unit, Coil with Blower | 4TTR5048E1 |  | 4TXAD050BC3 | 12 | 14.5 | Yes | Yes | 2011-02-28 |  | 0
FALSE | 4TTR6048B1 | 3695 | 4181303 | AMERICAN STANDARD, INC. | 4A7A5048E1 | AC | Split System: Air-Cooled Condensing Unit, Coil with Blower | 4TTR5048E1 |  | 4TXAD061BC3 | 12 | 14.5 | Yes | Yes | 2011-02-28 |  | 0
FALSE | 4TTR6048B1 | 3695 | 4181304 | AMERICAN STANDARD, INC. | 4A7A5048E1 | AC | Split System: Air-Cooled Condensing Unit, Coil with Blower | 4TTR5048E1 |  | 4TXAD064BC3 | 12 | 14.5 | Yes | Yes | 2011-02-28 |  | 0
FALSE | 4TTR6048B1 | 3695 | 4181306 | AMERICAN STANDARD, INC. | 4A7A5048E1 | AC | Split System: Air-Cooled Condensing Unit, Coil with Blower | 4TTR5048E1 |  | 4TXCC044BC3 | 12 | 14.5 | Yes | Yes | 2011-02-28 |  | 0
FALSE | 4TTR6048B1 | 3695 | 4181307 | AMERICAN STANDARD, INC. | 4A7A5048E1 | AC | Split System: Air-Cooled Condensing Unit, Coil with Blower | 4TTR5048E1 |  | 4TXCC049BC3 | 12 | 14.5 | Yes | Yes | 2011-02-28 |  | 0
FALSE | 4TTR6048B1 | 3695 | 4181308 | AMERICAN STANDARD, INC. | 4A7A5048E1 | AC | Split System: Air-Cooled Condensing Unit, Coil with Blower | 4TTR5048E1 |  | 4TXCC060BC3 | 12 | 14.5 | Yes | Yes | 2011-02-28 |  | 0
FALSE | 4TTR6048B1 | 3695 | 4181309 | AMERICAN STANDARD, INC. | 4A7A5048E1 | AC | Split System: Air-Cooled Condensing Unit, Coil with Blower | 4TTR5048E1 |  | 4TXCD050BC3 | 12 | 14.5 | Yes | Yes | 2011-02-28 |  | 0
FALSE | 4TTR6048B1 | 3695 | 4181310 | AMERICAN STANDARD, INC. | 4A7A5048E1 | AC | Split System: Air-Cooled Condensing Unit, Coil with Blower | 4TTR5048E1 |  | 4TXCD061BC3 | 12 | 14.5 | Yes | Yes | 2011-02-28 |  | 0
FALSE | 4TTR6048B1 | 3695 | 4181311 | AMERICAN STANDARD, INC. | 4A7A5048E1 | AC | Split System: Air-Cooled Condensing Unit, Coil with Blower | 4TTR5048E1 |  | 4TXCD064BC3 | 12 | 14.5 | Yes | Yes | 2011-02-28 |  | 0
FALSE | 4A7A7060A1 | 289 | 4181624 | TRANE | 4TTX6060E1 | AC | Split System: Air-Cooled Condensing Unit, Coil with Blower | 4A7A6060E1 |  | 4TXCC060BC3 | 12 | 15 | Yes | Yes | 2011-03-16 |  | 0
FALSE | 4A7A7060A1 | 289 | 4181625 | TRANE | 4TTX6060E1 | AC | Split System: Air-Cooled Condensing Unit, Coil with Blower | 4A7A6060E1 |  | 4TXCD061BC3 | 12 | 15 | Yes | Yes | 2011-03-16 |  | 0
FALSE | 4A7A7060A1 | 289 | 4181626 | TRANE | 4TTX6060E1 | AC | Split System: Air-Cooled Condensing Unit, Coil with Blower | 4A7A6060E1 |  | 4TXCD063BC3 | 12 | 16 | Yes | Yes | 2011-03-16 |  | 0
FALSE | 4A7A7060A1 | 289 | 4181627 | TRANE | 4TTX6060E1 | AC | Split System: Air-Cooled Condensing Unit, Coil with Blower | 4A7A6060E1 |  | 4TXCD064BC3 | 12 | 15 | Yes | Yes | 2011-03-16 |  | 0
FALSE | 4A7A7060A1 | 289 | 4181628 | TRANE | 4TTX6060E1 | AC | Split System: Air-Cooled Condensing Unit, Coil with Blower | 4A7A6060E1 |  | 4TXFH054CC3 | 12 | 15 | Yes | Yes | 2011-03-16 |  | 0
FALSE | 4A7A7060A1 | 289 | 4181629 | TRANE | 4TTX6060E1 | AC | Split System: Air-Cooled Condensing Unit, Coil with Blower | 4A7A6060E1 |  | 4TXFH063CZ3 | 12 | 15.5 | Yes | Yes | 2011-03-16 |  | 0
FALSE | 4TTR6030B1 | 3522 | 4182067 | TRANE | 4TTR5030E1 | AC | Split System: Air-Cooled Condensing Unit, Coil with Blower | 4TTR5030E1 |  | 4CXCC037CC3 | 12.5 | 15.5 | Yes | Yes | 2011-01-21 |  | 1
FALSE | 4TTR6030B1 | 3522 | 4182068 | TRANE | 4TTR5030E1 | AC | Split System: Air-Cooled Condensing Unit, Coil with Blower | 4TTR5030E1 |  | 4CXCC043CC3 | 12.5 | 15.5 | Yes | Yes | 2011-01-21 |  | 1
FALSE | 4TTR6030B1 | 3522 | 4182069 | TRANE | 4TTR5030E1 | AC | Split System: Air-Cooled Condensing Unit, Coil with Blower | 4TTR5030E1 |  | 4TXAC037BC3 | 12.5 | 15.5 | Yes | Yes | 2011-01-21 |  | 1
FALSE | 4TTR6030B1 | 3522 | 4182070 | TRANE | 4TTR5030E1 | AC | Split System: Air-Cooled Condensing Unit, Coil with Blower | 4TTR5030E1 |  | 4TXAC043BC3 | 12.5 | 15.5 | Yes | Yes | 2011-01-21 |  | 1
FALSE | 4TTR6030B1 | 3522 | 4182071 | TRANE | 4TTR5030E1 | AC | Split System: Air-Cooled Condensing Unit, Coil with Blower | 4TTR5030E1 |  | 4TXAC044BC3 | 13 | 16 | Yes | Yes | 2011-01-21 |  | 2
FALSE | 4TTR6030B1 | 3522 | 4182072 | TRANE | 4TTR5030E1 | AC | Split System: Air-Cooled Condensing Unit, Coil with Blower | 4TTR5030E1 |  | 4TXCC005CC3 | 13 | 16 | Yes | Yes | 2011-01-21 |  | 2
FALSE | 4TTR6030B1 | 3522 | 4182073 | TRANE | 4TTR5030E1 | AC | Split System: Air-Cooled Condensing Unit, Coil with Blower | 4TTR5030E1 |  | 4TXCC037BC3 | 12.5 | 15.5 | Yes | Yes | 2011-01-21 |  | 1
FALSE | 4TTR6030B1 | 3522 | 4182074 | TRANE | 4TTR5030E1 | AC | Split System: Air-Cooled Condensing Unit, Coil with Blower | 4TTR5030E1 |  | 4TXCC043BC3 | 12.5 | 15.5 | Yes | Yes | 2011-01-21 |  | 1
FALSE | 4TTR6030B1 | 3522 | 4182075 | TRANE | 4TTR5030E1 | AC | Split System: Air-Cooled Condensing Unit, Coil with Blower | 4TTR5030E1 |  | 4TXCC044BC3 | 13 | 16 | Yes | Yes | 2011-01-21 |  | 2
FALSE | 4TTR6036B1 | 3674 | 4182078 | TRANE | 4TTR5036E1 | AC | Split System: Air-Cooled Condensing Unit, Coil with Blower | 4TTR5036E1 |  | 4CXCC037CC3 | 13 | 15 | Yes | Yes | 2011-01-21 |  | 1
FALSE | 4TTR6036B1 | 3674 | 4182079 | TRANE | 4TTR5036E1 | AC | Split System: Air-Cooled Condensing Unit, Coil with Blower | 4TTR5036E1 |  | 4CXCC043CC3 | 13 | 15 | Yes | Yes | 2011-01-21 |  | 1
FALSE | 4TTR6036B1 | 3674 | 4182080 | TRANE | 4TTR5036E1 | AC | Split System: Air-Cooled Condensing Unit, Coil with Blower | 4TTR5036E1 |  | 4CXCC049CC3 | 13 | 15.5 | Yes | Yes | 2011-01-21 |  | 1
FALSE | 4TTR6036B1 | 3674 | 4182081 | TRANE | 4TTR5036E1 | AC | Split System: Air-Cooled Condensing Unit, Coil with Blower | 4TTR5036E1 |  | 4CXCD061CC3 | 13 | 16 | Yes | Yes | 2011-01-21 |  | 2
FALSE | 4TTR6042B1 | 3680 | 4182110 | TRANE | 4TTR5042E1 | AC | Split System: Air-Cooled Condensing Unit, Coil with Blower | 4TTR5042E1 |  | 4CXCC049CC3 | 13 | 15 | Yes | Yes | 2011-01-21 |  | 1
FALSE | 4TTR6042B1 | 3680 | 4182111 | TRANE | 4TTR5042E1 | AC | Split System: Air-Cooled Condensing Unit, Coil with Blower | 4TTR5042E1 |  | 4TXAC037BC3 | 12.5 | 15 | Yes | Yes | 2011-01-21 |  | 1
FALSE | 4TTR6042B1 | 3680 | 4182112 | TRANE | 4TTR5042E1 | AC | Split System: Air-Cooled Condensing Unit, Coil with Blower | 4TTR5042E1 |  | 4TXAC043BC3 | 12.5 | 15 | Yes | Yes | 2011-01-21 |  | 1
FALSE | 4TTR6042B1 | 3680 | 4182113 | TRANE | 4TTR5042E1 | AC | Split System: Air-Cooled Condensing Unit, Coil with Blower | 4TTR5042E1 |  | 4TXAC044BC3 | 13 | 15 | Yes | Yes | 2011-01-21 |  | 1
FALSE | 4TTR6042B1 | 3680 | 4182114 | TRANE | 4TTR5042E1 | AC | Split System: Air-Cooled Condensing Unit, Coil with Blower | 4TTR5042E1 |  | 4TXAC049BC3 | 13 | 15 | Yes | Yes | 2011-01-21 |  | 1
FALSE | 4TTR6042B1 | 3680 | 4182115 | TRANE | 4TTR5042E1 | AC | Split System: Air-Cooled Condensing Unit, Coil with Blower | 4TTR5042E1 |  | 4TXAD050BC3 | 13 | 15 | Yes | Yes | 2011-01-21 |  | 1
FALSE | 4TTR6042B1 | 3680 | 4182116 | TRANE | 4TTR5042E1 | AC | Split System: Air-Cooled Condensing Unit, Coil with Blower | 4TTR5042E1 |  | 4TXCC037BC3 | 12.5 | 15 | Yes | Yes | 2011-01-21 |  | 1
FALSE | 4TTR6042B1 | 3680 | 4182117 | TRANE | 4TTR5042E1 | AC | Split System: Air-Cooled Condensing Unit, Coil with Blower | 4TTR5042E1 |  | 4TXCC043BC3 | 12.5 | 15 | Yes | Yes | 2011-01-21 |  | 1
FALSE | 4TTR6042B1 | 3680 | 4182118 | TRANE | 4TTR5042E1 | AC | Split System: Air-Cooled Condensing Unit, Coil with Blower | 4TTR5042E1 |  | 4TXCC044BC3 | 13 | 15 | Yes | Yes | 2011-01-21 |  | 1
FALSE | 4TTR6042B1 | 3680 | 4182119 | TRANE | 4TTR5042E1 | AC | Split System: Air-Cooled Condensing Unit, Coil with Blower | 4TTR5042E1 |  | 4TXCC049BC3 | 13 | 15 | Yes | Yes | 2011-01-21 |  | 1
FALSE | 4TTR6042B1 | 3680 | 4182120 | TRANE | 4TTR5042E1 | AC | Split System: Air-Cooled Condensing Unit, Coil with Blower | 4TTR5042E1 |  | 4TXCD050BC3 | 13 | 15 | Yes | Yes | 2011-01-21 |  | 1
FALSE | 4TTR6042B1 | 3680 | 4182123 | TRANE | 4TTR5042E1 | AC | Split System: Air-Cooled Condensing Unit, Coil with Blower | 4TTR5042E1 |  | 4TXFH041CC3 | 12.5 | 15.5 | Yes | Yes | 2011-01-21 |  | 1
FALSE | 4TTR6042B1 | 3680 | 4182125 | TRANE | 4TTR5042E1 | AC | Split System: Air-Cooled Condensing Unit, Coil with Blower | 4TTR5042E1 |  | 4TXFH054CC3 | 12.5 | 15.5 | Yes | Yes | 2011-01-21 |  | 1
FALSE | 4TTR6048B1 | 3695 | 4182126 | TRANE | 4TTR5048E1 | AC | Split System: Air-Cooled Condensing Unit, Coil with Blower | 4TTR5048E1 |  | 4CXCC043CC3 | 12 | 14.5 | Yes | Yes | 2011-01-21 |  | 0
FALSE | 4TTR6048B1 | 3695 | 4182127 | TRANE | 4TTR5048E1 | AC | Split System: Air-Cooled Condensing Unit, Coil with Blower | 4TTR5048E1 |  | 4CXCC049CC3 | 12 | 14.5 | Yes | Yes | 2011-01-21 |  | 0
FALSE | 4TTR6048B1 | 3695 | 4182128 | TRANE | 4TTR5048E1 | AC | Split System: Air-Cooled Condensing Unit, Coil with Blower | 4TTR5048E1 |  | 4CXCD061CC3 | 12 | 15 | Yes | Yes | 2011-01-21 |  | 0
FALSE | 4TTR6048B1 | 3695 | 4182129 | TRANE | 4TTR5048E1 | AC | Split System: Air-Cooled Condensing Unit, Coil with Blower | 4TTR5048E1 |  | 4TXAC043BC3 | 12 | 14.5 | Yes | Yes | 2011-01-21 |  | 0
FALSE | 4TTR6048B1 | 3695 | 4182130 | TRANE | 4TTR5048E1 | AC | Split System: Air-Cooled Condensing Unit, Coil with Blower | 4TTR5048E1 |  | 4TXAC044BC3 | 12 | 14.5 | Yes | Yes | 2011-01-21 |  | 0
FALSE | 4TTR6048B1 | 3695 | 4182131 | TRANE | 4TTR5048E1 | AC | Split System: Air-Cooled Condensing Unit, Coil with Blower | 4TTR5048E1 |  | 4TXAC049BC3 | 12 | 14.5 | Yes | Yes | 2011-01-21 |  | 0
FALSE | 4TTR6048B1 | 3695 | 4182132 | TRANE | 4TTR5048E1 | AC | Split System: Air-Cooled Condensing Unit, Coil with Blower | 4TTR5048E1 |  | 4TXAC060BC3 | 12 | 14.5 | Yes | Yes | 2011-01-21 |  | 0
FALSE | 4TTX6048H1 | 3702 | 4182174 | TRANE | 4TTX5048A1 | AC | Split System: Air-Cooled Condensing Unit, Coil with Blower | 4TTX5048A1 |  | 4CXCD061CC3 | 12.5 | 15 | Yes | Yes | 2011-01-21 |  | 1
FALSE | 4TTX6048H1 | 3702 | 4182175 | TRANE | 4TTX5048A1 | AC | Split System: Air-Cooled Condensing Unit, Coil with Blower | 4TTX5048A1 |  | 4TXAC060BC3 | 12 | 14.75 | Yes | Yes | 2011-01-21 |  | 0
FALSE | 4TTX6048H1 | 3702 | 4182176 | TRANE | 4TTX5048A1 | AC | Split System: Air-Cooled Condensing Unit, Coil with Blower | 4TTX5048A1 |  | 4TXAD064BC3 | 12 | 15 | Yes | Yes | 2011-01-21 |  | 0
FALSE | 4TTX6048H1 | 3702 | 4182178 | TRANE | 4TTX5048A1 | AC | Split System: Air-Cooled Condensing Unit, Coil with Blower | 4TTX5048A1 |  | 4TXCD009CC3 | 12.5 | 15.25 | Yes | Yes | 2011-01-21 |  | 1
FALSE | 4TTX6048H1 | 3702 | 4182180 | TRANE | 4TTX5048A1 | AC | Split System: Air-Cooled Condensing Unit, Coil with Blower | 4TTX5048A1 |  | 4TXCD061BC3 | 12.5 | 15 | Yes | Yes | 2011-01-21 |  | 1
FALSE | 4TTX6048H1 | 3702 | 4182181 | TRANE | 4TTX5048A1 | AC | Split System: Air-Cooled Condensing Unit, Coil with Blower | 4TTX5048A1 |  | 4TXCD064BC3 | 12 | 15 | Yes | Yes | 2011-01-21 |  | 0
FALSE | 4TTX6049H1 | 3690 | 4182184 | TRANE | 4TTX5049E1 | AC | Split System: Air-Cooled Condensing Unit, Coil with Blower | 4TTX5049E1 |  | 4TXAD050BC3 | 13 | 15.5 | Yes | Yes | 2011-01-21 |  | 1
FALSE | 4TTX6049H1 | 3690 | 4182185 | TRANE | 4TTX5049E1 | AC | Split System: Air-Cooled Condensing Unit, Coil with Blower | 4TTX5049E1 |  | 4TXAD061BC3 | 13 | 15.5 | Yes | Yes | 2011-01-21 |  | 1
FALSE | 4TTX6049H1 | 3690 | 4182186 | TRANE | 4TTX5049E1 | AC | Split System: Air-Cooled Condensing Unit, Coil with Blower | 4TTX5049E1 |  | 4TXAD064BC3 | 13 | 15.5 | Yes | Yes | 2011-01-21 |  | 1
FALSE | 4TTX6049H1 | 3690 | 4182187 | TRANE | 4TTX5049E1 | AC | Split System: Air-Cooled Condensing Unit, Coil with Blower | 4TTX5049E1 |  | 4TXCD009CC3 | 13 | 16 | Yes | Yes | 2011-01-21 |  | 2
FALSE | 4TTX6049H1 | 3690 | 4182188 | TRANE | 4TTX5049E1 | AC | Split System: Air-Cooled Condensing Unit, Coil with Blower | 4TTX5049E1 |  | 4TXCD010CC3 | 13 | 15.5 | Yes | Yes | 2011-01-21 |  | 1
FALSE | 4TTX6049H1 | 3690 | 4182189 | TRANE | 4TTX5049E1 | AC | Split System: Air-Cooled Condensing Unit, Coil with Blower | 4TTX5049E1 |  | 4TXCD050BC3 | 13 | 15.5 | Yes | Yes | 2011-01-21 |  | 1
FALSE | 4TTX6049H1 | 3690 | 4182190 | TRANE | 4TTX5049E1 | AC | Split System: Air-Cooled Condensing Unit, Coil with Blower | 4TTX5049E1 |  | 4TXCD061BC3 | 13 | 15.5 | Yes | Yes | 2011-01-21 |  | 1
FALSE | 4A7A7048A1 | 288 | 4182443 | AMERICAN STANDARD, INC. | 4A7A6048E1 | AC | Split System: Air-Cooled Condensing Unit, Coil with Blower | 4A7A6048E1 |  | 4TXCD050BC3 | 12 | 16 | Yes | Yes | 2011-01-21 |  | 0
FALSE | 4A7A7048A1 | 288 | 4182444 | AMERICAN STANDARD, INC. | 4A7A6048E1 | AC | Split System: Air-Cooled Condensing Unit, Coil with Blower | 4A7A6048E1 |  | 4TXCD061BC3 | 12.5 | 16 | Yes | Yes | 2011-01-21 |  | 1
FALSE | 4A7A7048A1 | 288 | 4182445 | AMERICAN STANDARD, INC. | 4A7A6048E1 | AC | Split System: Air-Cooled Condensing Unit, Coil with Blower | 4A7A6048E1 |  | 4TXCD063BC3 | 13 | 17 | Yes | Yes | 2011-01-21 |  | 2
FALSE | 4A7A7048A1 | 288 | 4182446 | AMERICAN STANDARD, INC. | 4A7A6048E1 | AC | Split System: Air-Cooled Condensing Unit, Coil with Blower | 4A7A6048E1 |  | 4TXCD064BC3 | 12.5 | 16 | Yes | Yes | 2011-01-21 |  | 1
FALSE | 4A7A7048A1 | 288 | 4182447 | AMERICAN STANDARD, INC. | 4A7A6048E1 | AC | Split System: Air-Cooled Condensing Unit, Coil with Blower | 4A7A6048E1 |  | 4TXFH054CC3 | 12.5 | 16 | Yes | Yes | 2011-01-21 |  | 1
FALSE | 4A7A7048A1 | 288 | 4182448 | AMERICAN STANDARD, INC. | 4A7A6048E1 | AC | Split System: Air-Cooled Condensing Unit, Coil with Blower | 4A7A6048E1 |  | 4TXFH063CZ3 | 12.5 | 17 | Yes | Yes | 2011-01-21 |  | 1
FALSE | 4A7A7060A1 | 289 | 4182449 | AMERICAN STANDARD, INC. | 4A7A6060E1 | AC | Split System: Air-Cooled Condensing Unit, Coil with Blower | 4A7A6060E1 |  | 4TXAC060BC3 | 12 | 15 | Yes | Yes | 2011-01-21 |  | 0
FALSE | 4A7A7060A1 | 289 | 4182450 | AMERICAN STANDARD, INC. | 4A7A6060E1 | AC | Split System: Air-Cooled Condensing Unit, Coil with Blower | 4A7A6060E1 |  | 4TXAD061BC3 | 12 | 15 | Yes | Yes | 2011-01-21 |  | 0
FALSE | 4A7A7060A1 | 289 | 4182451 | AMERICAN STANDARD, INC. | 4A7A6060E1 | AC | Split System: Air-Cooled Condensing Unit, Coil with Blower | 4A7A6060E1 |  | 4TXAD064BC3 | 12 | 15.5 | Yes | Yes | 2011-01-21 |  | 0
FALSE | 4A7A7060A1 | 289 | 4182452 | AMERICAN STANDARD, INC. | 4A7A6060E1 | AC | Split System: Air-Cooled Condensing Unit, Coil with Blower | 4A7A6060E1 |  | 4TXCC060BC3 | 12 | 15 | Yes | Yes | 2011-01-21 |  | 0
FALSE | 4A7A7060A1 | 289 | 4182453 | AMERICAN STANDARD, INC. | 4A7A6060E1 | AC | Split System: Air-Cooled Condensing Unit, Coil with Blower | 4A7A6060E1 |  | 4TXCD061BC3 | 12 | 15 | Yes | Yes | 2011-01-21 |  | 0
FALSE | 4A7A7060A1 | 289 | 4182454 | AMERICAN STANDARD, INC. | 4A7A6060E1 | AC | Split System: Air-Cooled Condensing Unit, Coil with Blower | 4A7A6060E1 |  | 4TXCD063BC3 | 12 | 16 | Yes | Yes | 2011-01-21 |  | 0
FALSE | 4A7A7060A1 | 289 | 4182455 | AMERICAN STANDARD, INC. | 4A7A6060E1 | AC | Split System: Air-Cooled Condensing Unit, Coil with Blower | 4A7A6060E1 |  | 4TXCD064BC3 | 12 | 15.5 | Yes | Yes | 2011-01-21 |  | 0
FALSE | 4A7A7060A1 | 289 | 4182456 | AMERICAN STANDARD, INC. | 4A7A6060E1 | AC | Split System: Air-Cooled Condensing Unit, Coil with Blower | 4A7A6060E1 |  | 4TXFH054CC3 | 12 | 15.5 | Yes | Yes | 2011-01-21 |  | 0
FALSE | 4A7A7060A1 | 289 | 4182457 | AMERICAN STANDARD, INC. | 4A7A6060E1 | AC | Split System: Air-Cooled Condensing Unit, Coil with Blower | 4A7A6060E1 |  | 4TXFH063CZ3 | 12 | 16 | Yes | Yes | 2011-01-21 |  | 0
FALSE | 4TTR6036B1 | 3674 | 4182878 | AMERICAN STANDARD, INC. | 4A7A5036E1 | AC | Split System: Air-Cooled Condensing Unit, Coil with Blower | 4TTR5036E1 |  | 4TXCC049BC3 | 13 | 15.5 | Yes | Yes | 2011-02-28 |  | 1
FALSE | 4TTR6036B1 | 3674 | 4182879 | AMERICAN STANDARD, INC. | 4A7A5036E1 | AC | Split System: Air-Cooled Condensing Unit, Coil with Blower | 4TTR5036E1 |  | 4TXCC060BC3 | 13 | 15.75 | Yes | Yes | 2011-02-28 |  | 1
FALSE | 4TTR6036B1 | 3674 | 4182880 | AMERICAN STANDARD, INC. | 4A7A5036E1 | AC | Split System: Air-Cooled Condensing Unit, Coil with Blower | 4TTR5036E1 |  | 4TXCD050BC3 | 13 | 15.5 | Yes | Yes | 2011-02-28 |  | 1
FALSE | 4TTR6036B1 | 3674 | 4182881 | AMERICAN STANDARD, INC. | 4A7A5036E1 | AC | Split System: Air-Cooled Condensing Unit, Coil with Blower | 4TTR5036E1 |  | 4TXCD061BC3 | 13 | 16 | Yes | Yes | 2011-02-28 |  | 2
FALSE | 4TTR6036B1 | 3674 | 4182882 | AMERICAN STANDARD, INC. | 4A7A5036E1 | AC | Split System: Air-Cooled Condensing Unit, Coil with Blower | 4TTR5036E1 |  | 4TXCD064BC3 | 13 | 15.5 | Yes | Yes | 2011-02-28 |  | 1
FALSE | 4TTR6036B1 | 3674 | 4182886 | AMERICAN STANDARD, INC. | 4A7A5036E1 | AC | Split System: Air-Cooled Condensing Unit, Coil with Blower | 4TTR5036E1 |  | 4TXFH036CZ3 | 12.5 | 15.5 | Yes | Yes | 2011-02-28 |  | 1
FALSE | 4TTR6036B1 | 3674 | 4182888 | AMERICAN STANDARD, INC. | 4A7A5036E1 | AC | Split System: Air-Cooled Condensing Unit, Coil with Blower | 4TTR5036E1 |  | 4TXFH041CC3 | 13 | 15.75 | Yes | Yes | 2011-02-28 |  | 1
FALSE | 4TTR6036B1 | 3674 | 4182890 | AMERICAN STANDARD, INC. | 4A7A5036E1 | AC | Split System: Air-Cooled Condensing Unit, Coil with Blower | 4TTR5036E1 |  | 4TXFH054CC3 | 12.5 | 15.75 | Yes | Yes | 2011-02-28 |  | 1
FALSE | 4TTR6036B1 | 3674 | 4182892 | AMERICAN STANDARD, INC. | 4A7A5036E1 | AC | Split System: Air-Cooled Condensing Unit, Coil with Blower | 4TTR5036E1 |  | 4TXFH063CZ3 | 13 | 16 | Yes | Yes | 2011-02-28 |  | 2
FALSE | 4TTR6042B1 | 3680 | 4182893 | AMERICAN STANDARD, INC. | 4A7A5042E1 | AC | Split System: Air-Cooled Condensing Unit, Coil with Blower | 4TTR5042E1 |  | 4CXCC037CC3 | 12.5 | 15 | Yes | Yes | 2011-02-28 |  | 1
FALSE | 4TTR6042B1 | 3680 | 4182894 | AMERICAN STANDARD, INC. | 4A7A5042E1 | AC | Split System: Air-Cooled Condensing Unit, Coil with Blower | 4TTR5042E1 |  | 4CXCC043CC3 | 12.5 | 15 | Yes | Yes | 2011-02-28 |  | 1
FALSE | 4TTR6042B1 | 3680 | 4182895 | AMERICAN STANDARD, INC. | 4A7A5042E1 | AC | Split System: Air-Cooled Condensing Unit, Coil with Blower | 4TTR5042E1 |  | 4CXCC049CC3 | 13 | 15 | Yes | Yes | 2011-02-28 |  | 1
FALSE | 4TTR6042B1 | 3680 | 4182896 | AMERICAN STANDARD, INC. | 4A7A5042E1 | AC | Split System: Air-Cooled Condensing Unit, Coil with Blower | 4TTR5042E1 |  | 4TXAC037BC3 | 12.5 | 15 | Yes | Yes | 2011-02-28 |  | 1
FALSE | 4TTR6042B1 | 3680 | 4182897 | AMERICAN STANDARD, INC. | 4A7A5042E1 | AC | Split System: Air-Cooled Condensing Unit, Coil with Blower | 4TTR5042E1 |  | 4TXAC043BC3 | 12.5 | 15 | Yes | Yes | 2011-02-28 |  | 1
FALSE | 4TTR6042B1 | 3680 | 4182898 | AMERICAN STANDARD, INC. | 4A7A5042E1 | AC | Split System: Air-Cooled Condensing Unit, Coil with Blower | 4TTR5042E1 |  | 4TXAC044BC3 | 13 | 15 | Yes | Yes | 2011-02-28 |  | 1
FALSE | 4TTR6042B1 | 3680 | 4182899 | AMERICAN STANDARD, INC. | 4A7A5042E1 | AC | Split System: Air-Cooled Condensing Unit, Coil with Blower | 4TTR5042E1 |  | 4TXAC049BC3 | 13 | 15 | Yes | Yes | 2011-02-28 |  | 1
FALSE | 4TTR6042B1 | 3680 | 4182900 | AMERICAN STANDARD, INC. | 4A7A5042E1 | AC | Split System: Air-Cooled Condensing Unit, Coil with Blower | 4TTR5042E1 |  | 4TXAD050BC3 | 13 | 15 | Yes | Yes | 2011-02-28 |  | 1
FALSE | 4TTR6042B1 | 3680 | 4182901 | AMERICAN STANDARD, INC. | 4A7A5042E1 | AC | Split System: Air-Cooled Condensing Unit, Coil with Blower | 4TTR5042E1 |  | 4TXCC037BC3 | 12.5 | 15 | Yes | Yes | 2011-02-28 |  | 1
FALSE | 4A7A7060A1 | 289 | 4183204 | TRANE | 4TTX6060E1 | AC | Split System: Air-Cooled Condensing Unit, Coil with Blower | 4A7A6060E1 |  | 4TXCD064BC3 | 12 | 15.5 | Yes | Yes | 2011-03-16 |  | 0
FALSE | 4A7A7060A1 | 289 | 4183205 | TRANE | 4TTX6060E1 | AC | Split System: Air-Cooled Condensing Unit, Coil with Blower | 4A7A6060E1 |  | 4TXFH054CC3 | 12 | 15.5 | Yes | Yes | 2011-03-16 |  | 0
FALSE | 4A7A7060A1 | 289 | 4183206 | TRANE | 4TTX6060E1 | AC | Split System: Air-Cooled Condensing Unit, Coil with Blower | 4A7A6060E1 |  | 4TXFH063CZ3 | 12 | 16 | Yes | Yes | 2011-03-16 |  | 0
FALSE | 4TTR6030B1 | 3522 | 4183612 | TRANE | 4TTR5030E1 | AC | Split System: Air-Cooled Condensing Unit, Coil with Blower | 4TTR5030E1 |  | 4CXCC043CC3 | 12.5 | 15.5 | Yes | Yes | 2011-01-21 |  | 1
FALSE | 4TTR6030B1 | 3522 | 4183613 | TRANE | 4TTR5030E1 | AC | Split System: Air-Cooled Condensing Unit, Coil with Blower | 4TTR5030E1 |  | 4TXAC037BC3 | 12.5 | 15.5 | Yes | Yes | 2011-01-21 |  | 1
FALSE | 4TTR6030B1 | 3522 | 4183614 | TRANE | 4TTR5030E1 | AC | Split System: Air-Cooled Condensing Unit, Coil with Blower | 4TTR5030E1 |  | 4TXAC043BC3 | 12.5 | 15.5 | Yes | Yes | 2011-01-21 |  | 1
FALSE | 4TTR6030B1 | 3522 | 4183615 | TRANE | 4TTR5030E1 | AC | Split System: Air-Cooled Condensing Unit, Coil with Blower | 4TTR5030E1 |  | 4TXAC044BC3 | 13 | 16 | Yes | Yes | 2011-01-21 |  | 2
FALSE | 4TTR6030B1 | 3522 | 4183616 | TRANE | 4TTR5030E1 | AC | Split System: Air-Cooled Condensing Unit, Coil with Blower | 4TTR5030E1 |  | 4TXCC005CC3 | 13 | 16 | Yes | Yes | 2011-01-21 |  | 2
FALSE | 4TTR6030B1 | 3522 | 4183617 | TRANE | 4TTR5030E1 | AC | Split System: Air-Cooled Condensing Unit, Coil with Blower | 4TTR5030E1 |  | 4TXCC037BC3 | 12.5 | 15.5 | Yes | Yes | 2011-01-21 |  | 1
FALSE | 4TTR6030B1 | 3522 | 4183618 | TRANE | 4TTR5030E1 | AC | Split System: Air-Cooled Condensing Unit, Coil with Blower | 4TTR5030E1 |  | 4TXCC043BC3 | 12.5 | 15.5 | Yes | Yes | 2011-01-21 |  | 1
FALSE | 4TTR6030B1 | 3522 | 4183619 | TRANE | 4TTR5030E1 | AC | Split System: Air-Cooled Condensing Unit, Coil with Blower | 4TTR5030E1 |  | 4TXCC044BC3 | 13 | 16 | Yes | Yes | 2011-01-21 |  | 2
FALSE | 4TTR6036B1 | 3674 | 4183623 | TRANE | 4TTR5036E1 | AC | Split System: Air-Cooled Condensing Unit, Coil with Blower | 4TTR5036E1 |  | 4CXCC037CC3 | 13 | 15 | Yes | Yes | 2011-01-21 |  | 1
FALSE | 4TTR6036B1 | 3674 | 4183624 | TRANE | 4TTR5036E1 | AC | Split System: Air-Cooled Condensing Unit, Coil with Blower | 4TTR5036E1 |  | 4CXCC043CC3 | 13 | 15 | Yes | Yes | 2011-01-21 |  | 1
FALSE | 4TTR6036B1 | 3674 | 4183625 | TRANE | 4TTR5036E1 | AC | Split System: Air-Cooled Condensing Unit, Coil with Blower | 4TTR5036E1 |  | 4CXCC049CC3 | 13 | 15.5 | Yes | Yes | 2011-01-21 |  | 1
FALSE | 4TTR6036B1 | 3674 | 4183626 | TRANE | 4TTR5036E1 | AC | Split System: Air-Cooled Condensing Unit, Coil with Blower | 4TTR5036E1 |  | 4CXCD061CC3 | 13 | 16 | Yes | Yes | 2011-01-21 |  | 2
FALSE | 4TTR6036B1 | 3674 | 4183627 | TRANE | 4TTR5036E1 | AC | Split System: Air-Cooled Condensing Unit, Coil with Blower | 4TTR5036E1 |  | 4TXAC037BC3 | 13 | 15 | Yes | Yes | 2011-01-21 |  | 1
FALSE | 4TTR6036B1 | 3674 | 4183628 | TRANE | 4TTR5036E1 | AC | Split System: Air-Cooled Condensing Unit, Coil with Blower | 4TTR5036E1 |  | 4TXAC043BC3 | 13 | 15 | Yes | Yes | 2011-01-21 |  | 1
FALSE | 4TTR6036B1 | 3674 | 4183629 | TRANE | 4TTR5036E1 | AC | Split System: Air-Cooled Condensing Unit, Coil with Blower | 4TTR5036E1 |  | 4TXAC044BC3 | 13 | 15.5 | Yes | Yes | 2011-01-21 |  | 1
FALSE | 4TTR6036B1 | 3674 | 4183630 | TRANE | 4TTR5036E1 | AC | Split System: Air-Cooled Condensing Unit, Coil with Blower | 4TTR5036E1 |  | 4TXAC049BC3 | 13 | 15.5 | Yes | Yes | 2011-01-21 |  | 1
FALSE | 4TTR6036B1 | 3674 | 4183631 | TRANE | 4TTR5036E1 | AC | Split System: Air-Cooled Condensing Unit, Coil with Blower | 4TTR5036E1 |  | 4TXAC060BC3 | 13 | 15.75 | Yes | Yes | 2011-01-21 |  | 1
FALSE | 4TTR6036B1 | 3674 | 4183632 | TRANE | 4TTR5036E1 | AC | Split System: Air-Cooled Condensing Unit, Coil with Blower | 4TTR5036E1 |  | 4TXAD050BC3 | 13 | 15.5 | Yes | Yes | 2011-01-21 |  | 1
FALSE | 4TTR6036B1 | 3674 | 4183633 | TRANE | 4TTR5036E1 | AC | Split System: Air-Cooled Condensing Unit, Coil with Blower | 4TTR5036E1 |  | 4TXAD061BC3 | 13 | 16 | Yes | Yes | 2011-01-21 |  | 2
FALSE | 4TTR6036B1 | 3674 | 4183634 | TRANE | 4TTR5036E1 | AC | Split System: Air-Cooled Condensing Unit, Coil with Blower | 4TTR5036E1 |  | 4TXAD064BC3 | 13 | 15.5 | Yes | Yes | 2011-01-21 |  | 1
FALSE | 4TTR6042B1 | 3680 | 4183663 | TRANE | 4TTR5042E1 | AC | Split System: Air-Cooled Condensing Unit, Coil with Blower | 4TTR5042E1 |  | 4TXCD050BC3 | 13 | 15 | Yes | Yes | 2011-01-21 |  | 1
FALSE | 4TTR6048B1 | 3695 | 4183667 | TRANE | 4TTR5048E1 | AC | Split System: Air-Cooled Condensing Unit, Coil with Blower | 4TTR5048E1 |  | 4CXCC043CC3 | 12 | 14.5 | Yes | Yes | 2011-01-21 |  | 0
FALSE | 4TTR6048B1 | 3695 | 4183668 | TRANE | 4TTR5048E1 | AC | Split System: Air-Cooled Condensing Unit, Coil with Blower | 4TTR5048E1 |  | 4CXCC049CC3 | 12 | 14.5 | Yes | Yes | 2011-01-21 |  | 0
FALSE | 4TTR6048B1 | 3695 | 4183669 | TRANE | 4TTR5048E1 | AC | Split System: Air-Cooled Condensing Unit, Coil with Blower | 4TTR5048E1 |  | 4CXCD061CC3 | 12.5 | 15 | Yes | Yes | 2011-01-21 |  | 1
FALSE | 4TTR6048B1 | 3695 | 4183670 | TRANE | 4TTR5048E1 | AC | Split System: Air-Cooled Condensing Unit, Coil with Blower | 4TTR5048E1 |  | 4TXAC043BC3 | 12 | 14.5 | Yes | Yes | 2011-01-21 |  | 0
FALSE | 4TTR6048B1 | 3695 | 4183671 | TRANE | 4TTR5048E1 | AC | Split System: Air-Cooled Condensing Unit, Coil with Blower | 4TTR5048E1 |  | 4TXAC044BC3 | 12 | 14.5 | Yes | Yes | 2011-01-21 |  | 0
FALSE | 4TTR6048B1 | 3695 | 4183672 | TRANE | 4TTR5048E1 | AC | Split System: Air-Cooled Condensing Unit, Coil with Blower | 4TTR5048E1 |  | 4TXAC049BC3 | 12 | 14.5 | Yes | Yes | 2011-01-21 |  | 0
FALSE | 4TTR6048B1 | 3695 | 4183673 | TRANE | 4TTR5048E1 | AC | Split System: Air-Cooled Condensing Unit, Coil with Blower | 4TTR5048E1 |  | 4TXAC060BC3 | 12 | 14.5 | Yes | Yes | 2011-01-21 |  | 0
FALSE | 4TTR6048B1 | 3695 | 4183674 | TRANE | 4TTR5048E1 | AC | Split System: Air-Cooled Condensing Unit, Coil with Blower | 4TTR5048E1 |  | 4TXAD050BC3 | 12 | 14.5 | Yes | Yes | 2011-01-21 |  | 0
FALSE | 4TTR6048B1 | 3695 | 4183675 | TRANE | 4TTR5048E1 | AC | Split System: Air-Cooled Condensing Unit, Coil with Blower | 4TTR5048E1 |  | 4TXAD061BC3 | 12.5 | 15 | Yes | Yes | 2011-01-21 |  | 1
FALSE | 4TTR6048B1 | 3695 | 4183676 | TRANE | 4TTR5048E1 | AC | Split System: Air-Cooled Condensing Unit, Coil with Blower | 4TTR5048E1 |  | 4TXAD064BC3 | 12 | 14.5 | Yes | Yes | 2011-01-21 |  | 0
FALSE | 4TTR6048B1 | 3695 | 4183677 | TRANE | 4TTR5048E1 | AC | Split System: Air-Cooled Condensing Unit, Coil with Blower | 4TTR5048E1 |  | 4TXCC043BC3 | 12 | 14.5 | Yes | Yes | 2011-01-21 |  | 0
FALSE | 4TTR6048B1 | 3695 | 4183678 | TRANE | 4TTR5048E1 | AC | Split System: Air-Cooled Condensing Unit, Coil with Blower | 4TTR5048E1 |  | 4TXCC044BC3 | 12 | 14.5 | Yes | Yes | 2011-01-21 |  | 0
FALSE | 4TTR6048B1 | 3695 | 4183679 | TRANE | 4TTR5048E1 | AC | Split System: Air-Cooled Condensing Unit, Coil with Blower | 4TTR5048E1 |  | 4TXCC049BC3 | 12 | 14.5 | Yes | Yes | 2011-01-21 |  | 0
FALSE | 4TTR6048B1 | 3695 | 4183680 | TRANE | 4TTR5048E1 | AC | Split System: Air-Cooled Condensing Unit, Coil with Blower | 4TTR5048E1 |  | 4TXCC060BC3 | 12 | 14.5 | Yes | Yes | 2011-01-21 |  | 0
FALSE | 4TTR6048B1 | 3695 | 4183681 | TRANE | 4TTR5048E1 | AC | Split System: Air-Cooled Condensing Unit, Coil with Blower | 4TTR5048E1 |  | 4TXCD050BC3 | 12 | 14.5 | Yes | Yes | 2011-01-21 |  | 0
FALSE | 4TTR6048B1 | 3695 | 4183682 | TRANE | 4TTR5048E1 | AC | Split System: Air-Cooled Condensing Unit, Coil with Blower | 4TTR5048E1 |  | 4TXCD061BC3 | 12.5 | 15 | Yes | Yes | 2011-01-21 |  | 1
FALSE | 4TTR6048B1 | 3695 | 4183683 | TRANE | 4TTR5048E1 | AC | Split System: Air-Cooled Condensing Unit, Coil with Blower | 4TTR5048E1 |  | 4TXCD064BC3 | 12 | 14.5 | Yes | Yes | 2011-01-21 |  | 0
FALSE | 4TTR6049B1 | 3692 | 4183687 | TRANE | 4TTR5049E1 | AC | Split System: Air-Cooled Condensing Unit, Coil with Blower | 4TTR5049E1 |  | 4TXAD050BC3 | 13 | 15.5 | Yes | Yes | 2011-01-21 |  | 1
FALSE | 4TTR6049B1 | 3692 | 4183688 | TRANE | 4TTR5049E1 | AC | Split System: Air-Cooled Condensing Unit, Coil with Blower | 4TTR5049E1 |  | 4TXAD061BC3 | 13 | 16 | Yes | Yes | 2011-01-21 |  | 2
FALSE | 4TTR6049B1 | 3692 | 4183689 | TRANE | 4TTR5049E1 | AC | Split System: Air-Cooled Condensing Unit, Coil with Blower | 4TTR5049E1 |  | 4TXAD064BC3 | 13 | 15.5 | Yes | Yes | 2011-01-21 |  | 1
FALSE | 4TTX6049H1 | 3690 | 4183725 | TRANE | 4TTX5049E1 | AC | Split System: Air-Cooled Condensing Unit, Coil with Blower | 4TTX5049E1 |  | 4TXCD010CC3 | 13 | 15.5 | Yes | Yes | 2011-01-21 |  | 1
FALSE | 4TTX6049H1 | 3690 | 4183726 | TRANE | 4TTX5049E1 | AC | Split System: Air-Cooled Condensing Unit, Coil with Blower | 4TTX5049E1 |  | 4TXCD050BC3 | 13 | 15.5 | Yes | Yes | 2011-01-21 |  | 1
FALSE | 4TTX6049H1 | 3690 | 4183727 | TRANE | 4TTX5049E1 | AC | Split System: Air-Cooled Condensing Unit, Coil with Blower | 4TTX5049E1 |  | 4TXCD061BC3 | 13 | 16 | Yes | Yes | 2011-01-21 |  | 2
FALSE | 4TTX6049H1 | 3690 | 4183728 | TRANE | 4TTX5049E1 | AC | Split System: Air-Cooled Condensing Unit, Coil with Blower | 4TTX5049E1 |  | 4TXCD063BC3 | 13 | 16 | Yes | Yes | 2011-01-21 |  | 2
FALSE | 4TTX6049H1 | 3690 | 4183729 | TRANE | 4TTX5049E1 | AC | Split System: Air-Cooled Condensing Unit, Coil with Blower | 4TTX5049E1 |  | 4TXCD064BC3 | 13 | 15.5 | Yes | Yes | 2011-01-21 |  | 1
FALSE | 4TTX6049H1 | 3690 | 4183730 | TRANE | 4TTX5049E1 | AC | Split System: Air-Cooled Condensing Unit, Coil with Blower | 4TTX5049E1 |  | 4TXFH054CC3 | 13 | 15.5 | Yes | Yes | 2011-01-21 |  | 1
FALSE | 4TTX6049H1 | 3690 | 4183731 | TRANE | 4TTX5049E1 | AC | Split System: Air-Cooled Condensing Unit, Coil with Blower | 4TTX5049E1 |  | 4TXFH063CZ3 | 13 | 16 | Yes | Yes | 2011-01-21 |  | 2
FALSE | 4TTX6060H1 | 3708 | 4183735 | TRANE | 4TTX5060A1 | AC | Split System: Air-Cooled Condensing Unit, Coil with Blower | 4TTX5060A1 |  | 4TXAD064BC3 | 12 | 14.5 | Yes | Yes | 2011-01-21 |  | 0
FALSE | 4TTX6060H1 | 3708 | 4183738 | TRANE | 4TTX5060A1 | AC | Split System: Air-Cooled Condensing Unit, Coil with Blower | 4TTX5060A1 |  | 4TXCD064BC3 | 12 | 14.5 | Yes | Yes | 2011-01-21 |  | 0
FALSE | 4TTR6048B1 | 3695 | 4184367 | AMERICAN STANDARD, INC. | 4A7A5048E1 | AC | Split System: Air-Cooled Condensing Unit, Coil with Blower | 4TTR5048E1 |  | 4TXAD050BC3 | 12 | 14.5 | Yes | Yes | 2011-02-28 |  | 0
FALSE | 4TTR6048B1 | 3695 | 4184368 | AMERICAN STANDARD, INC. | 4A7A5048E1 | AC | Split System: Air-Cooled Condensing Unit, Coil with Blower | 4TTR5048E1 |  | 4TXAD061BC3 | 12.5 | 15 | Yes | Yes | 2011-02-28 |  | 1
FALSE | 4TTR6048B1 | 3695 | 4184369 | AMERICAN STANDARD, INC. | 4A7A5048E1 | AC | Split System: Air-Cooled Condensing Unit, Coil with Blower | 4TTR5048E1 |  | 4TXAD064BC3 | 12 | 14.5 | Yes | Yes | 2011-02-28 |  | 0
FALSE | 4TTR6048B1 | 3695 | 4184370 | AMERICAN STANDARD, INC. | 4A7A5048E1 | AC | Split System: Air-Cooled Condensing Unit, Coil with Blower | 4TTR5048E1 |  | 4TXCC043BC3 | 12 | 14.5 | Yes | Yes | 2011-02-28 |  | 0
FALSE | 4TTR6048B1 | 3695 | 4184371 | AMERICAN STANDARD, INC. | 4A7A5048E1 | AC | Split System: Air-Cooled Condensing Unit, Coil with Blower | 4TTR5048E1 |  | 4TXCC044BC3 | 12 | 14.5 | Yes | Yes | 2011-02-28 |  | 0
FALSE | 4TTR6048B1 | 3695 | 4184372 | AMERICAN STANDARD, INC. | 4A7A5048E1 | AC | Split System: Air-Cooled Condensing Unit, Coil with Blower | 4TTR5048E1 |  | 4TXCC049BC3 | 12 | 14.5 | Yes | Yes | 2011-02-28 |  | 0
FALSE | 4TTR6048B1 | 3695 | 4184373 | AMERICAN STANDARD, INC. | 4A7A5048E1 | AC | Split System: Air-Cooled Condensing Unit, Coil with Blower | 4TTR5048E1 |  | 4TXCC060BC3 | 12 | 14.5 | Yes | Yes | 2011-02-28 |  | 0
FALSE | 4TTR6048B1 | 3695 | 4184374 | AMERICAN STANDARD, INC. | 4A7A5048E1 | AC | Split System: Air-Cooled Condensing Unit, Coil with Blower | 4TTR5048E1 |  | 4TXCD050BC3 | 12 | 14.5 | Yes | Yes | 2011-02-28 |  | 0
FALSE | 4TTR6048B1 | 3695 | 4184375 | AMERICAN STANDARD, INC. | 4A7A5048E1 | AC | Split System: Air-Cooled Condensing Unit, Coil with Blower | 4TTR5048E1 |  | 4TXCD061BC3 | 12.5 | 15 | Yes | Yes | 2011-02-28 |  | 1
FALSE | 4TTR6048B1 | 3695 | 4184376 | AMERICAN STANDARD, INC. | 4A7A5048E1 | AC | Split System: Air-Cooled Condensing Unit, Coil with Blower | 4TTR5048E1 |  | 4TXCD064BC3 | 12 | 14.5 | Yes | Yes | 2011-02-28 |  | 0
FALSE | 4TTR6049B1 | 3692 | 4184380 | AMERICAN STANDARD, INC. | 4A7A5049E1 | AC | Split System: Air-Cooled Condensing Unit, Coil with Blower | 4TTR5049E1 |  | 4TXAD050BC3 | 13 | 15.5 | Yes | Yes | 2011-02-28 |  | 1
FALSE | 4TTR6049B1 | 3692 | 4184381 | AMERICAN STANDARD, INC. | 4A7A5049E1 | AC | Split System: Air-Cooled Condensing Unit, Coil with Blower | 4TTR5049E1 |  | 4TXAD061BC3 | 13 | 16 | Yes | Yes | 2011-02-28 |  | 2
FALSE | 4TTR6049B1 | 3692 | 4184382 | AMERICAN STANDARD, INC. | 4A7A5049E1 | AC | Split System: Air-Cooled Condensing Unit, Coil with Blower | 4TTR5049E1 |  | 4TXAD064BC3 | 13 | 15.5 | Yes | Yes | 2011-02-28 |  | 1
FALSE | 4TTR6049B1 | 3692 | 4184383 | AMERICAN STANDARD, INC. | 4A7A5049E1 | AC | Split System: Air-Cooled Condensing Unit, Coil with Blower | 4TTR5049E1 |  | 4TXCD009CC3 | 13 | 15.5 | Yes | Yes | 2011-02-28 |  | 1
FALSE | 4TTR6049B1 | 3692 | 4184384 | AMERICAN STANDARD, INC. | 4A7A5049E1 | AC | Split System: Air-Cooled Condensing Unit, Coil with Blower | 4TTR5049E1 |  | 4TXCD010CC3 | 13 | 15.5 | Yes | Yes | 2011-02-28 |  | 1
FALSE | 4TTR6049B1 | 3692 | 4184385 | AMERICAN STANDARD, INC. | 4A7A5049E1 | AC | Split System: Air-Cooled Condensing Unit, Coil with Blower | 4TTR5049E1 |  | 4TXCD050BC3 | 13 | 15.5 | Yes | Yes | 2011-02-28 |  | 1
FALSE | 4TTR6049B1 | 3692 | 4184386 | AMERICAN STANDARD, INC. | 4A7A5049E1 | AC | Split System: Air-Cooled Condensing Unit, Coil with Blower | 4TTR5049E1 |  | 4TXCD061BC3 | 13 | 16 | Yes | Yes | 2011-02-28 |  | 2
FALSE | 4TTR6049B1 | 3692 | 4184387 | AMERICAN STANDARD, INC. | 4A7A5049E1 | AC | Split System: Air-Cooled Condensing Unit, Coil with Blower | 4TTR5049E1 |  | 4TXCD063BC3 | 13 | 16 | Yes | Yes | 2011-02-28 |  | 2
FALSE | 4TTR6049B1 | 3692 | 4184388 | AMERICAN STANDARD, INC. | 4A7A5049E1 | AC | Split System: Air-Cooled Condensing Unit, Coil with Blower | 4TTR5049E1 |  | 4TXCD064BC3 | 13 | 15.5 | Yes | Yes | 2011-02-28 |  | 1
FALSE | 4TTR6049B1 | 3692 | 4184389 | AMERICAN STANDARD, INC. | 4A7A5049E1 | AC | Split System: Air-Cooled Condensing Unit, Coil with Blower | 4TTR5049E1 |  | 4TXFH054CC3 | 13 | 15.5 | Yes | Yes | 2011-02-28 |  | 1
FALSE | 4TTR6049B1 | 3692 | 4184390 | AMERICAN STANDARD, INC. | 4A7A5049E1 | AC | Split System: Air-Cooled Condensing Unit, Coil with Blower | 4TTR5049E1 |  | 4TXFH063CZ3 | 13 | 16 | Yes | Yes | 2011-02-28 |  | 2
FALSE | 4A7A7048A1 | 288 | 4184669 | AMERICAN STANDARD, INC. | 4A7A6048E1 | AC | Split System: Air-Cooled Condensing Unit, Coil with Blower | 4A7A6048E1 |  | 4TXAD050BC3 | 12 | 16 | Yes | Yes | 2011-01-21 |  | 0
FALSE | 4A7A7048A1 | 288 | 4184736 | TRANE | 4TTX6048E1 | AC | Split System: Air-Cooled Condensing Unit, Coil with Blower | 4A7A6048E1 |  | 4TXAD050BC3 | 12 | 16 | Yes | Yes | 2011-03-16 |  | 0
FALSE | 4A7A7048A1 | 288 | 4184737 | TRANE | 4TTX6048E1 | AC | Split System: Air-Cooled Condensing Unit, Coil with Blower | 4A7A6048E1 |  | 4TXAD061BC3 | 12.5 | 16 | Yes | Yes | 2011-03-16 |  | 1
FALSE | 4A7A7048A1 | 288 | 4184738 | TRANE | 4TTX6048E1 | AC | Split System: Air-Cooled Condensing Unit, Coil with Blower | 4A7A6048E1 |  | 4TXAD064BC3 | 12.5 | 16 | Yes | Yes | 2011-03-16 |  | 1
FALSE | 4A7A7048A1 | 288 | 4184739 | TRANE | 4TTX6048E1 | AC | Split System: Air-Cooled Condensing Unit, Coil with Blower | 4A7A6048E1 |  | 4TXCD009CC3 | 12.5 | 16 | Yes | Yes | 2011-03-16 |  | 1
FALSE | 4A7A7048A1 | 288 | 4184740 | TRANE | 4TTX6048E1 | AC | Split System: Air-Cooled Condensing Unit, Coil with Blower | 4A7A6048E1 |  | 4TXCD010CC3 | 12 | 16 | Yes | Yes | 2011-03-16 |  | 0
FALSE | 4A7A7048A1 | 288 | 4184741 | TRANE | 4TTX6048E1 | AC | Split System: Air-Cooled Condensing Unit, Coil with Blower | 4A7A6048E1 |  | 4TXCD050BC3 | 12 | 16 | Yes | Yes | 2011-03-16 |  | 0
FALSE | 4A7A7048A1 | 288 | 4184742 | TRANE | 4TTX6048E1 | AC | Split System: Air-Cooled Condensing Unit, Coil with Blower | 4A7A6048E1 |  | 4TXCD061BC3 | 12.5 | 16 | Yes | Yes | 2011-03-16 |  | 1
FALSE | 4A7A7048A1 | 288 | 4184743 | TRANE | 4TTX6048E1 | AC | Split System: Air-Cooled Condensing Unit, Coil with Blower | 4A7A6048E1 |  | 4TXCD063BC3 | 13 | 17 | Yes | Yes | 2011-03-16 |  | 2
FALSE | 4A7A7048A1 | 288 | 4184744 | TRANE | 4TTX6048E1 | AC | Split System: Air-Cooled Condensing Unit, Coil with Blower | 4A7A6048E1 |  | 4TXCD064BC3 | 12.5 | 16 | Yes | Yes | 2011-03-16 |  | 1
FALSE | 4A7A7048A1 | 288 | 4184745 | TRANE | 4TTX6048E1 | AC | Split System: Air-Cooled Condensing Unit, Coil with Blower | 4A7A6048E1 |  | 4TXFH054CC3 | 12.5 | 16 | Yes | Yes | 2011-03-16 |  | 1
FALSE | 4A7A7048A1 | 288 | 4184746 | TRANE | 4TTX6048E1 | AC | Split System: Air-Cooled Condensing Unit, Coil with Blower | 4A7A6048E1 |  | 4TXFH063CZ3 | 13 | 17 | Yes | Yes | 2011-03-16 |  | 2
FALSE | 4A7A7060A1 | 289 | 4184747 | TRANE | 4TTX6060E1 | AC | Split System: Air-Cooled Condensing Unit, Coil with Blower | 4A7A6060E1 |  | 4TXAC060BC3 | 12 | 15 | Yes | Yes | 2011-03-16 |  | 0
FALSE | 4A7A7060A1 | 289 | 4184748 | TRANE | 4TTX6060E1 | AC | Split System: Air-Cooled Condensing Unit, Coil with Blower | 4A7A6060E1 |  | 4TXAD061BC3 | 12 | 15 | Yes | Yes | 2011-03-16 |  | 0
FALSE | 4A7A7060A1 | 289 | 4184749 | TRANE | 4TTX6060E1 | AC | Split System: Air-Cooled Condensing Unit, Coil with Blower | 4A7A6060E1 |  | 4TXAD064BC3 | 12 | 15.5 | Yes | Yes | 2011-03-16 |  | 0
FALSE | 4A7A7060A1 | 289 | 4184750 | TRANE | 4TTX6060E1 | AC | Split System: Air-Cooled Condensing Unit, Coil with Blower | 4A7A6060E1 |  | 4TXCC060BC3 | 12 | 15 | Yes | Yes | 2011-03-16 |  | 0
FALSE | 4A7A7060A1 | 289 | 4184751 | TRANE | 4TTX6060E1 | AC | Split System: Air-Cooled Condensing Unit, Coil with Blower | 4A7A6060E1 |  | 4TXCD061BC3 | 12 | 15 | Yes | Yes | 2011-03-16 |  | 0
FALSE | 4A7A7060A1 | 289 | 4184752 | TRANE | 4TTX6060E1 | AC | Split System: Air-Cooled Condensing Unit, Coil with Blower | 4A7A6060E1 |  | 4TXCD063BC3 | 13 | 16 | Yes | Yes | 2011-03-16 |  | 2
FALSE | 4A7A7060A1 | 289 | 4184753 | TRANE | 4TTX6060E1 | AC | Split System: Air-Cooled Condensing Unit, Coil with Blower | 4A7A6060E1 |  | 4TXCD064BC3 | 12 | 15.5 | Yes | Yes | 2011-03-16 |  | 0
FALSE | 4A7A7060A1 | 289 | 4184754 | TRANE | 4TTX6060E1 | AC | Split System: Air-Cooled Condensing Unit, Coil with Blower | 4A7A6060E1 |  | 4TXFH054CC3 | 12 | 15.5 | Yes | Yes | 2011-03-16 |  | 0
FALSE | 4A7A7060A1 | 289 | 4184755 | TRANE | 4TTX6060E1 | AC | Split System: Air-Cooled Condensing Unit, Coil with Blower | 4A7A6060E1 |  | 4TXFH063CZ3 | 12 | 16 | Yes | Yes | 2011-03-16 |  | 0
FALSE | XC14-060-230-** | 2308 | 4184801 | LENNOX INDUSTRIES, INC. | XC14-060-230* | AC | Split System: Air-Cooled Condensing Unit, Coil with Blower | XC14-060-230* |  | CH33-62D+TDR+TXV | 12 | 14.5 | Yes | Yes | 2011-01-21 |  | 0
FALSE | XC14-060-230-** | 2308 | 4184802 | LENNOX INDUSTRIES, INC. | XC14-060-230* | AC | Split System: Air-Cooled Condensing Unit, Coil with Blower | XC14-060-230* |  | CH33-62D+TDR+TXV | 12 | 14.5 | Yes | Yes | 2011-01-21 |  | 0
FALSE | XC17-060-230-08 | 2305 | 4185168 | LENNOX INDUSTRIES, INC. | XC17-060-230-03 | AC | Split System: Air-Cooled Condensing Unit, Coil with Blower | XC17-060-230-03 |  | CH33-62D+TDR+TXV | 12.5 | 15.5 | Yes | Yes | 2011-01-21 |  | 1
FALSE | XC17-060-230-08 | 2305 | 4185169 | LENNOX INDUSTRIES, INC. | XC17-060-230-03 | AC | Split System: Air-Cooled Condensing Unit, Coil with Blower | XC17-060-230-03 |  | CH33-62D+TDR+TXV | 12.5 | 15.5 | Yes | Yes | 2011-01-21 |  | 1
FALSE | XC17-060-230-08 | 2305 | 4185170 | LENNOX INDUSTRIES, INC. | XC17-060-230-03 | AC | Split System: Air-Cooled Condensing Unit, Coil with Blower | XC17-060-230-03 |  | CH33-62D+TDR+TXV | 12.7 | 15.5 | Yes | Yes | 2011-01-21 |  | 1
FALSE | XC17-060-230-08 | 2305 | 4185171 | LENNOX INDUSTRIES, INC. | XC17-060-230-03 | AC | Split System: Air-Cooled Condensing Unit, Coil with Blower | XC17-060-230-03 |  | CH33-62D+TDR+TXV | 12.7 | 15.5 | Yes | Yes | 2011-01-21 |  | 1
FALSE | XC17-060-230-08 | 2305 | 4185172 | LENNOX INDUSTRIES, INC. | XC17-060-230-03 | AC | Split System: Air-Cooled Condensing Unit, Coil with Blower | XC17-060-230-03 |  | CH33-62D+TDR+TXV | 13 | 15.7 | Yes | Yes | 2011-01-21 |  | 1
FALSE | XC17-060-230-08 | 2305 | 4185173 | LENNOX INDUSTRIES, INC. | XC17-060-230-03 | AC | Split System: Air-Cooled Condensing Unit, Coil with Blower | XC17-060-230-03 |  | CH33-62D+TDR+TXV | 12.7 | 15.7 | Yes | Yes | 2011-01-21 |  | 1
FALSE | XC17-048-230-** | 2300 | 4185174 | LENNOX INDUSTRIES, INC. | XC17-048-230* | AC | Split System: Air-Cooled Condensing Unit, Coil with Blower | XC17-048-230* |  | CR33-50/60+TDR+TXV | 12.2 | 14.7 | Yes | Yes | 2011-01-21 |  | 0
FALSE | XC17-048-230-** | 2300 | 4185175 | LENNOX INDUSTRIES, INC. | XC17-048-230* | AC | Split System: Air-Cooled Condensing Unit, Coil with Blower | XC17-048-230* |  | CR33-50/60+TDR+TXV | 12.5 | 15 | Yes | Yes | 2011-01-21 |  | 1
FALSE | XC17-036-230-** | 2261 | 4185195 | LENNOX INDUSTRIES, INC. | XC17-036-230* | AC | Split System: Air-Cooled Condensing Unit, Coil with Blower | XC17-036-230* |  | CR33-48+TDR+TXV | 13.7 | 16.2 | Yes | Yes | 2011-01-21 |  | 2
FALSE | XC17-024-230* | 2237 | 4185202 | LENNOX INDUSTRIES, INC. | XC17-024-230* | AC | Split System: Air-Cooled Condensing Unit, Coil with Blower | XC17-024-230* |  | CR33-24+TDR+TXV | 13.2 | 16.2 | Yes | Yes | 2011-01-21 |  | 2
FALSE | XC17-024-230* | 2237 | 4185203 | LENNOX INDUSTRIES, INC. | XC17-024-230* | AC | Split System: Air-Cooled Condensing Unit, Coil with Blower | XC17-024-230* |  | CR33-30/36+TDR+TXV | 14.5 | 17.5 | Yes | Yes | 2011-01-21 |  | 2
FALSE | XC17-024-230* | 2237 | 4185204 | LENNOX INDUSTRIES, INC. | XC17-024-230* | AC | Split System: Air-Cooled Condensing Unit, Coil with Blower | XC17-024-230* |  | CR33-30/36+TDR+TXV | 14.5 | 17.5 | Yes | Yes | 2011-01-21 |  | 2
FALSE | XC21-024-230-10 | 2324 | 4185206 | LENNOX INDUSTRIES, INC. | XC21-024-230-05 | AC | Split System: Air-Cooled Condensing Unit, Coil with Blower | XC21-024-230-05 |  | CX34-18/24+TDR | 13.5 | 18.2 | Yes | Yes | 2011-01-21 |  | 3
FALSE | XC21-024-230-10 | 2324 | 4185207 | LENNOX INDUSTRIES, INC. | XC21-024-230-05 | AC | Split System: Air-Cooled Condensing Unit, Coil with Blower | XC21-024-230-05 |  | CX34-36+TDR | 14.5 | 19.5 | Yes | Yes | 2011-01-21 |  | 3
FALSE | XC21-024-230-10 | 2324 | 4185208 | LENNOX INDUSTRIES, INC. | XC21-024-230-05 | AC | Split System: Air-Cooled Condensing Unit, Coil with Blower | XC21-024-230-05 |  | CX34-36+TDR | 14.5 | 19.7 | Yes | Yes | 2011-01-21 |  | 3
FALSE | XC21-024-230-10 | 2324 | 4185209 | LENNOX INDUSTRIES, INC. | XC21-024-230-05 | AC | Split System: Air-Cooled Condensing Unit, Coil with Blower | XC21-024-230-05 |  | CR33-30/36+TDR+TXV | 14.7 | 20.2 | Yes | Yes | 2011-01-21 |  | 3
FALSE | XC21-024-230-10 | 2324 | 4185210 | LENNOX INDUSTRIES, INC. | XC21-024-230-05 | AC | Split System: Air-Cooled Condensing Unit, Coil with Blower | XC21-024-230-05 |  | CR33-30/36+TDR+TXV | 14.7 | 20.2 | Yes | Yes | 2011-01-21 |  | 3
FALSE | TSA036S4N*G | 2270 | 4188512 | LENNOX INDUSTRIES, INC. | TSA036S4N*G | AC | Split System: Air-Cooled Condensing Unit, Coil with Blower | TSA036S4N*G |  | CBX27UH-042-230*+TDR | 12 | 14.5 | Yes | Yes | 2011-01-21 |  | 0
FALSE | TSA036S4N*G | 2270 | 4188513 | LENNOX INDUSTRIES, INC. | TSA036S4N*Y | AC | Split System: Air-Cooled Condensing Unit, Coil with Blower | TSA036S4N*Y |  | CBX27UH-042-230*+TDR | 12 | 14.5 | Yes | Yes | 2011-01-21 |  | 0
FALSE | 14ACX-036-230-15 | 2264 | 4207543 | LENNOX INDUSTRIES, INC. | XC14-036-230-03 | AC | Split System: Air-Cooled Condensing Unit, Coil with Blower | XC14-036-230-03 |  | C33-49+TDR+TXV | 13 | 15.5 | Yes | Yes | 2011-01-21 |  | 1
FALSE | 14ACX-036-230-15 | 2264 | 4207544 | LENNOX INDUSTRIES, INC. | XC14-036-230-03 | AC | Split System: Air-Cooled Condensing Unit, Coil with Blower | XC14-036-230-03 |  | CX34-49+TDR | 13 | 15.5 | Yes | Yes | 2011-01-21 |  | 1
FALSE | XC17-024-230* | 2237 | 4208021 | LENNOX INDUSTRIES, INC. | XC17-024-230* | AC | Split System: Air-Cooled Condensing Unit, Coil with Blower | XC17-024-230* |  | C33-25+TDR+TXV | 14 | 17 | Yes | Yes | 2011-01-21 |  | 2
FALSE | XC17-024-230* | 2237 | 4208022 | LENNOX INDUSTRIES, INC. | XC17-024-230* | AC | Split System: Air-Cooled Condensing Unit, Coil with Blower | XC17-024-230* |  | CX34-25+TDR | 14 | 17 | Yes | Yes | 2011-01-21 |  | 2
FALSE | 4A7A7048A1 | 288 | 4218204 | TRANE | 4TTX6048E1 | AC | Split System: Air-Cooled Condensing Unit, Coil with Blower | 4A7A6048E1 |  | 4TEE3D06B1 | 13 | 16 | Yes | Yes | 2011-03-16 |  | 2
FALSE | 4A7A7048A1 | 288 | 4218205 | TRANE | 4TTX6048E1 | AC | Split System: Air-Cooled Condensing Unit, Coil with Blower | 4A7A6048E1 |  | 4TEE3D06B1+18-GJ01D | 12 | 16 | Yes | Yes | 2011-03-16 |  | 0
FALSE | 4A7A7048A1 | 288 | 4218206 | TRANE | 4TTX6048E1 | AC | Split System: Air-Cooled Condensing Unit, Coil with Blower | 4A7A6048E1 |  | 4TEE3D08B1 | 12 | 16 | Yes | Yes | 2011-03-16 |  | 0
FALSE | 4A7A7048A1 | 288 | 4218207 | TRANE | 4TTX6048E1 | AC | Split System: Air-Cooled Condensing Unit, Coil with Blower | 4A7A6048E1 |  | 4TEE3D08B1+18-GJ01D | 12 | 16 | Yes | Yes | 2011-03-16 |  | 0
FALSE | 4A7A7048A1 | 288 | 4218208 | TRANE | 4TTX6048E1 | AC | Split System: Air-Cooled Condensing Unit, Coil with Blower | 4A7A6048E1 |  | 4TEE3D09B1 | 13 | 17 | Yes | Yes | 2011-03-16 |  | 2
FALSE | 4A7A7048A1 | 288 | 4218209 | TRANE | 4TTX6048E1 | AC | Split System: Air-Cooled Condensing Unit, Coil with Blower | 4A7A6048E1 |  | 4TEE3D09B1+18-GJ01D | 13 | 17 | Yes | Yes | 2011-03-16 |  | 2
FALSE | 4A7A7048A1 | 288 | 4218210 | TRANE | 4TTX6048E1 | AC | Split System: Air-Cooled Condensing Unit, Coil with Blower | 4A7A6048E1 |  | 4TEE3D10B1 | 13 | 17 | Yes | Yes | 2011-03-16 |  | 2
FALSE | 4A7A7048A1 | 288 | 4218211 | TRANE | 4TTX6048E1 | AC | Split System: Air-Cooled Condensing Unit, Coil with Blower | 4A7A6048E1 |  | 4TEE3D10B1+18-GJ01D | 13 | 16.5 | Yes | Yes | 2011-03-16 |  | 2
FALSE | 4A7A7060A1 | 289 | 4218212 | TRANE | 4TTX6060E1 | AC | Split System: Air-Cooled Condensing Unit, Coil with Blower | 4A7A6060E1 |  | 4TEE3D06B1 | 12 | 15 | Yes | Yes | 2011-03-16 |  | 0
FALSE | 4A7A7060A1 | 289 | 4218216 | TRANE | 4TTX6060E1 | AC | Split System: Air-Cooled Condensing Unit, Coil with Blower | 4A7A6060E1 |  | 4TEE3D09B1 | 12 | 16 | Yes | Yes | 2011-03-16 |  | 0
FALSE | 4A7A7060A1 | 289 | 4218217 | TRANE | 4TTX6060E1 | AC | Split System: Air-Cooled Condensing Unit, Coil with Blower | 4A7A6060E1 |  | 4TEE3D09B1+18-GJ01D | 12 | 16 | Yes | Yes | 2011-03-16 |  | 0
FALSE | 4A7A7060A1 | 289 | 4218218 | TRANE | 4TTX6060E1 | AC | Split System: Air-Cooled Condensing Unit, Coil with Blower | 4A7A6060E1 |  | 4TEE3D10B1 | 12 | 16 | Yes | Yes | 2011-03-16 |  | 0
FALSE | 14AJM30 | 4513 | 4218609 | RHEEM SALES COMPANY, INC. | 14AJM30 | AC | Split System: Air-Cooled Condensing Unit, Coil with Blower | 14AJM30 |  | RCFL-A*3617 | 13 | 15.5 | Yes | Yes | 2011-01-21 |  | 1
FALSE | 14AJM30 | 4513 | 4218610 | RHEEM SALES COMPANY, INC. | 14AJM30 | AC | Split System: Air-Cooled Condensing Unit, Coil with Blower | 14AJM30 |  | RCFL-A*3621 | 13 | 15.5 | Yes | Yes | 2011-01-21 |  | 1
FALSE | 14AJM30 | 4513 | 4218653 | RUUD AIR CONDITIONING DIVISION | 14AJM30 | AC | Split System: Air-Cooled Condensing Unit, Coil with Blower | 14AJM30 |  | RCFL-A*3617 | 13 | 15.5 | Yes | Yes | 2011-03-08 |  | 1
FALSE | 14AJM30 | 4513 | 4218654 | RUUD AIR CONDITIONING DIVISION | 14AJM30 | AC | Split System: Air-Cooled Condensing Unit, Coil with Blower | 14AJM30 |  | RCFL-A*3621 | 13 | 15.5 | Yes | Yes | 2011-03-08 |  | 1
FALSE | 14AJM30 | 4513 | 4218655 | RUUD AIR CONDITIONING DIVISION | 14AJM30 | AC | Split System: Air-Cooled Condensing Unit, Coil with Blower | 14AJM30 |  | RCFL-A*3821 | 13 | 16 | Yes | Yes | 2011-03-08 |  | 2
FALSE | 14AJM30 | 4513 | 4218656 | RUUD AIR CONDITIONING DIVISION | 14AJM30 | AC | Split System: Air-Cooled Condensing Unit, Coil with Blower | 14AJM30 |  | RCFL-H*3617 | 13 | 15.5 | Yes | Yes | 2011-03-08 |  | 1
FALSE | 14AJM30 | 4513 | 4218657 | RUUD AIR CONDITIONING DIVISION | 14AJM30 | AC | Split System: Air-Cooled Condensing Unit, Coil with Blower | 14AJM30 |  | RCFL-H*3621 | 13 | 15.5 | Yes | Yes | 2011-03-08 |  | 1
FALSE | 14AJM30 | 4513 | 4218658 | RUUD AIR CONDITIONING DIVISION | 14AJM30 | AC | Split System: Air-Cooled Condensing Unit, Coil with Blower | 14AJM30 |  | RCFL-H*3821 | 13 | 16 | Yes | Yes | 2011-03-08 |  | 2
FALSE | 14AJM30 | 4513 | 4218659 | RUUD AIR CONDITIONING DIVISION | 14AJM30 | AC | Split System: Air-Cooled Condensing Unit, Coil with Blower | 14AJM30 |  | RCQD-3621 | 13 | 16 | Yes | Yes | 2011-03-08 |  | 2
FALSE | 14AJM36 | 38 | 4218660 | RUUD AIR CONDITIONING DIVISION | 14AJM36 | AC | Split System: Air-Cooled Condensing Unit, Coil with Blower | 14AJM36 |  | RCFL-A*3617 | 12.5 | 15.1 | Yes | Yes | 2011-03-08 |  | 1
FALSE | 14AJM36 | 38 | 4218661 | RUUD AIR CONDITIONING DIVISION | 14AJM36 | AC | Split System: Air-Cooled Condensing Unit, Coil with Blower | 14AJM36 |  | RCFL-A*3621 | 12.5 | 15.1 | Yes | Yes | 2011-03-08 |  | 1
FALSE | 14AJM36 | 38 | 4218662 | RUUD AIR CONDITIONING DIVISION | 14AJM36 | AC | Split System: Air-Cooled Condensing Unit, Coil with Blower | 14AJM36 |  | RCFL-A*3821 | 13 | 15.5 | Yes | Yes | 2011-03-08 |  | 1
FALSE | 14AJM36 | 38 | 4218663 | RUUD AIR CONDITIONING DIVISION | 14AJM36 | AC | Split System: Air-Cooled Condensing Unit, Coil with Blower | 14AJM36 |  | RCFL-H*3617 | 12.5 | 15.1 | Yes | Yes | 2011-03-08 |  | 1
FALSE | 14AJM36 | 38 | 4218664 | RUUD AIR CONDITIONING DIVISION | 14AJM36 | AC | Split System: Air-Cooled Condensing Unit, Coil with Blower | 14AJM36 |  | RCFL-H*3621 | 12.5 | 15.1 | Yes | Yes | 2011-03-08 |  | 1
FALSE | 14AJM36 | 38 | 4218665 | RUUD AIR CONDITIONING DIVISION | 14AJM36 | AC | Split System: Air-Cooled Condensing Unit, Coil with Blower | 14AJM36 |  | RCFL-H*3821 | 13 | 15.5 | Yes | Yes | 2011-03-08 |  | 1
FALSE | 14AJM36 | 38 | 4218666 | RUUD AIR CONDITIONING DIVISION | 14AJM36 | AC | Split System: Air-Cooled Condensing Unit, Coil with Blower | 14AJM36 |  | RCQD-3621 | 13 | 15.5 | Yes | Yes | 2011-03-08 |  | 1
FALSE | 14AJM42 | 4530 | 4218667 | RUUD AIR CONDITIONING DIVISION | 14AJM42 | AC | Split System: Air-Cooled Condensing Unit, Coil with Blower | 14AJM42 |  | RCFL-A*3821 | 12 | 14.5 | Yes | Yes | 2011-03-08 |  | 0
FALSE | 14AJM42 | 4530 | 4218668 | RUUD AIR CONDITIONING DIVISION | 14AJM42 | AC | Split System: Air-Cooled Condensing Unit, Coil with Blower | 14AJM42 |  | RCFL-A*4821 | 12 | 14.5 | Yes | Yes | 2011-03-08 |  | 0
FALSE | 14AJM42 | 4530 | 4218669 | RUUD AIR CONDITIONING DIVISION | 14AJM42 | AC | Split System: Air-Cooled Condensing Unit, Coil with Blower | 14AJM42 |  | RCFL-H*3821 | 12 | 14.5 | Yes | Yes | 2011-03-08 |  | 0
FALSE | 14AJM42 | 4530 | 4218670 | RUUD AIR CONDITIONING DIVISION | 14AJM42 | AC | Split System: Air-Cooled Condensing Unit, Coil with Blower | 14AJM42 |  | RCFL-H*4821 | 12 | 14.5 | Yes | Yes | 2011-03-08 |  | 0
FALSE | 14AJM42 | 4530 | 4218671 | RUUD AIR CONDITIONING DIVISION | 14AJM42 | AC | Split System: Air-Cooled Condensing Unit, Coil with Blower | 14AJM42 |  | RCQD-4821 | 12 | 14.5 | Yes | Yes | 2011-03-08 |  | 0
FALSE | 4TTR6042B1 | 3680 | 4219319 | TRANE | 4TTR5042E1 | AC | Split System: Air-Cooled Condensing Unit, Coil with Blower | 4TTR5042E1 |  | 4TXFH063CZ3 | 13 | 16 | Yes | Yes | 2011-01-21 |  | 2
FALSE | 4TTR6042B1 | 3680 | 4219320 | AMERICAN STANDARD, INC. | 4A7A5042E1 | AC | Split System: Air-Cooled Condensing Unit, Coil with Blower | 4TTR5042E1 |  | 4TXFH063CZ3 | 13 | 16 | Yes | Yes | 2011-02-28 |  | 2
FALSE | TCHD18S41S3 | 3868 | 4233445 | YORK BY JOHNSON CONTROLS | TCHD18S41S3 | AC | Split System: Air-Cooled Condensing Unit, Coil with Blower | TCHD18S41S3 |  | HC18+TXV | 12.05 | 14.5 | Yes | Yes | 2011-01-21 |  | 0
FALSE | TCHD18S41S3 | 3868 | 4233446 | YORK BY JOHNSON CONTROLS | TCHD18S41S3 | AC | Split System: Air-Cooled Condensing Unit, Coil with Blower | TCHD18S41S3 |  | HC30+TXV | 12.05 | 14.5 | Yes | Yes | 2011-01-21 |  | 0
FALSE | TCHD18S41S3 | 3868 | 4233447 | YORK BY JOHNSON CONTROLS | TCHD18S41S3 | AC | Split System: Air-Cooled Condensing Unit, Coil with Blower | TCHD18S41S3 |  | HC36+TXV | 12.4 | 14.75 | Yes | Yes | 2011-01-21 |  | 0
FALSE | TCHD30S44S3 | 3873 | 4233491 | YORK BY JOHNSON CONTROLS | TCHD30S41S3 | AC | Split System: Air-Cooled Condensing Unit, Coil with Blower | TCHD30S41S3 |  | HC36+TXV | 13 | 14.5 | Yes | Yes | 2011-01-21 |  | 0
FALSE | TCHD30S44S3 | 3873 | 4233492 | YORK BY JOHNSON CONTROLS | TCHD30S41S3 | AC | Split System: Air-Cooled Condensing Unit, Coil with Blower | TCHD30S41S3 |  | HC42+TXV | 13.6 | 15.35 | Yes | Yes | 2011-01-21 |  | 1
FALSE | TCHD30S44S3 | 3873 | 4233493 | YORK BY JOHNSON CONTROLS | TCHD30S41S3 | AC | Split System: Air-Cooled Condensing Unit, Coil with Blower | TCHD30S41S3 |  | HC42+TXV | 13.65 | 15.4 | Yes | Yes | 2011-01-21 |  | 1
FALSE | TCHD30S44S3 | 3873 | 4233499 | YORK BY JOHNSON CONTROLS | TCHD30S43S3 | AC | Split System: Air-Cooled Condensing Unit, Coil with Blower | TCHD30S43S3 |  | FC/MC/PC35B+TXV | 12.75 | 14.5 | Yes | Yes | 2015-03-20 |  | 0
FALSE | TCHD30S44S3 | 3873 | 4233500 | YORK BY JOHNSON CONTROLS | TCHD30S43S3 | AC | Split System: Air-Cooled Condensing Unit, Coil with Blower | TCHD30S43S3 |  | FC/MC/PC35C+TXV | 13.15 | 15 | Yes | Yes | 2015-03-20 |  | 1
FALSE | TCHD30S44S3 | 3873 | 4233501 | YORK BY JOHNSON CONTROLS | TCHD30S43S3 | AC | Split System: Air-Cooled Condensing Unit, Coil with Blower | TCHD30S43S3 |  | FC/MC/PC35C+TXV | 13 | 15 | Yes | Yes | 2015-03-20 |  | 1
FALSE | TCHD30S44S3 | 3873 | 4233502 | YORK BY JOHNSON CONTROLS | TCHD30S43S3 | AC | Split System: Air-Cooled Condensing Unit, Coil with Blower | TCHD30S43S3 |  | FC/MC/PC37A+TXV | 12.8 | 14.5 | Yes | Yes | 2015-03-20 |  | 0
FALSE | TCHD30S44S3 | 3873 | 4233503 | YORK BY JOHNSON CONTROLS | TCHD30S43S3 | AC | Split System: Air-Cooled Condensing Unit, Coil with Blower | TCHD30S43S3 |  | FC/MC/PC43B+TXV | 13.2 | 15 | Yes | Yes | 2015-03-20 |  | 1
FALSE | TCHD30S44S3 | 3873 | 4233504 | YORK BY JOHNSON CONTROLS | TCHD30S43S3 | AC | Split System: Air-Cooled Condensing Unit, Coil with Blower | TCHD30S43S3 |  | FC/MC/PC43C+TXV | 13.6 | 15.35 | Yes | Yes | 2015-03-20 |  | 1
FALSE | TCHD30S44S3 | 3873 | 4233505 | YORK BY JOHNSON CONTROLS | TCHD30S43S3 | AC | Split System: Air-Cooled Condensing Unit, Coil with Blower | TCHD30S43S3 |  | FC/MC/PC43C+TXV | 13.65 | 15.4 | Yes | Yes | 2015-03-20 |  | 1
FALSE | TCHD30S44S3 | 3873 | 4233529 | YORK BY JOHNSON CONTROLS | TCHD30S44S3 | AC | Split System: Air-Cooled Condensing Unit, Coil with Blower | TCHD30S44S3 |  | HD36+TXV | 13.25 | 15 | Yes | Yes | 2015-03-20 |  | 1
FALSE | TCHD36S44S3 | 3844 | 4233541 | YORK BY JOHNSON CONTROLS | TCHD36S41S3 | AC | Split System: Air-Cooled Condensing Unit, Coil with Blower | TCHD36S41S3 |  | HC42+TXV | 12.75 | 14.75 | Yes | Yes | 2011-01-21 |  | 0
FALSE | TCHD36S44S3 | 3844 | 4233542 | YORK BY JOHNSON CONTROLS | TCHD36S41S3 | AC | Split System: Air-Cooled Condensing Unit, Coil with Blower | TCHD36S41S3 |  | HC42+TXV | 13 | 15 | Yes | Yes | 2011-01-21 |  | 1
FALSE | TCHD36S44S3 | 3844 | 4233580 | YORK BY JOHNSON CONTROLS | TCHD36S44S3 | AC | Split System: Air-Cooled Condensing Unit, Coil with Blower | TCHD36S44S3 |  | FC/MC/PC43C+TXV | 12.5 | 14.6 | Yes | Yes | 2015-03-20 |  | 0
FALSE | TCHD36S44S3 | 3844 | 4233581 | YORK BY JOHNSON CONTROLS | TCHD36S44S3 | AC | Split System: Air-Cooled Condensing Unit, Coil with Blower | TCHD36S44S3 |  | FC/MC/PC43C+TXV | 12.5 | 14.8 | Yes | Yes | 2015-03-20 |  | 0
FALSE | TCHD36S44S3 | 3844 | 4233582 | YORK BY JOHNSON CONTROLS | TCHD36S44S3 | AC | Split System: Air-Cooled Condensing Unit, Coil with Blower | TCHD36S44S3 |  | FC/MC/PC48C+TXV | 13 | 15.1 | Yes | Yes | 2015-03-20 |  | 1
FALSE | TCHD36S44S3 | 3844 | 4233583 | YORK BY JOHNSON CONTROLS | TCHD36S44S3 | AC | Split System: Air-Cooled Condensing Unit, Coil with Blower | TCHD36S44S3 |  | FC/MC/PC48C+TXV | 13.1 | 15.35 | Yes | Yes | 2015-03-20 |  | 1
FALSE | TCHD36S44S3 | 3844 | 4233585 | YORK BY JOHNSON CONTROLS | TCHD36S44S3 | AC | Split System: Air-Cooled Condensing Unit, Coil with Blower | TCHD36S44S3 |  | HC42+TXV | 12.75 | 14.75 | Yes | Yes | 2011-01-21 |  | 0
FALSE | TCHD36S44S3 | 3844 | 4233586 | YORK BY JOHNSON CONTROLS | TCHD36S44S3 | AC | Split System: Air-Cooled Condensing Unit, Coil with Blower | TCHD36S44S3 |  | HC42+TXV | 13 | 15 | Yes | Yes | 2011-01-21 |  | 1
FALSE | TCHD36S44S3 | 3844 | 4233591 | YORK BY JOHNSON CONTROLS | TCHD36S44S3 | AC | Split System: Air-Cooled Condensing Unit, Coil with Blower | TCHD36S44S3 |  | HD48+TXV | 12.45 | 14.5 | Yes | Yes | 2015-03-20 |  | 0
FALSE | TCHD36S44S3 | 3844 | 4233592 | YORK BY JOHNSON CONTROLS | TCHD36S44S3 | AC | Split System: Air-Cooled Condensing Unit, Coil with Blower | TCHD36S44S3 |  | HD48+TXV | 13 | 15 | Yes | Yes | 2015-03-20 |  | 1
FALSE | TCHD36S44S3 | 3844 | 4233593 | YORK BY JOHNSON CONTROLS | TCHD36S44S3 | AC | Split System: Air-Cooled Condensing Unit, Coil with Blower | TCHD36S44S3 |  | HD48+TXV | 13.05 | 15.2 | Yes | Yes | 2015-03-20 |  | 1
FALSE | TCHD36S44S3 | 3844 | 4233594 | YORK BY JOHNSON CONTROLS | TCHD36S44S3 | AC | Split System: Air-Cooled Condensing Unit, Coil with Blower | TCHD36S44S3 |  | UC48C+TXV | 12.45 | 14.55 | Yes | Yes | 2015-03-20 |  | 0
FALSE | TCHD36S44S3 | 3844 | 4233595 | YORK BY JOHNSON CONTROLS | TCHD36S44S3 | AC | Split System: Air-Cooled Condensing Unit, Coil with Blower | TCHD36S44S3 |  | UC48C+TXV | 12.6 | 14.75 | Yes | Yes | 2015-03-20 |  | 0
FALSE | TCHD36S44S3 | 3844 | 4233661 | YORK BY JOHNSON CONTROLS | TCHD36S43S3 | AC | Split System: Air-Cooled Condensing Unit, Coil with Blower | TCHD36S43S3 |  | FC/MC/PC43C+TXV | 12.6 | 14.65 | Yes | Yes | 2015-03-20 |  | 0
FALSE | TCHD36S44S3 | 3844 | 4233662 | YORK BY JOHNSON CONTROLS | TCHD36S43S3 | AC | Split System: Air-Cooled Condensing Unit, Coil with Blower | TCHD36S43S3 |  | FC/MC/PC48C+TXV | 12.8 | 14.85 | Yes | Yes | 2015-03-20 |  | 0
FALSE | TCHD36S44S3 | 3844 | 4233663 | YORK BY JOHNSON CONTROLS | TCHD36S43S3 | AC | Split System: Air-Cooled Condensing Unit, Coil with Blower | TCHD36S43S3 |  | FC/MC/PC48C+TXV | 12.55 | 14.55 | Yes | Yes | 2015-03-20 |  | 0
FALSE | TCHD36S44S3 | 3844 | 4233664 | YORK BY JOHNSON CONTROLS | TCHD36S43S3 | AC | Split System: Air-Cooled Condensing Unit, Coil with Blower | TCHD36S43S3 |  | FC/MC/PC48D+TXV | 13 | 15 | Yes | Yes | 2015-03-20 |  | 1
FALSE | TCHD36S44S3 | 3844 | 4233669 | YORK BY JOHNSON CONTROLS | TCHD36S43S3 | AC | Split System: Air-Cooled Condensing Unit, Coil with Blower | TCHD36S43S3 |  | HD48+TXV | 12.7 | 14.7 | Yes | Yes | 2015-03-20 |  | 0
FALSE | TCHD36S44S3 | 3844 | 4233671 | YORK BY JOHNSON CONTROLS | TCHD36S43S3 | AC | Split System: Air-Cooled Condensing Unit, Coil with Blower | TCHD36S43S3 |  | HD48+TXV | 12.85 | 15 | Yes | Yes | 2015-03-20 |  | 1
FALSE | TCHD36S44S3 | 3844 | 4233862 | COLEMAN BY JOHNSON CONTROLS | TCHD36S43S3 | AC | Split System: Air-Cooled Condensing Unit, Coil with Blower | TCHD36S43S3 |  | FC/MC/PC35C+TXV | 12.55 | 14.5 | Yes | Yes | 2015-03-20 |  | 0
FALSE | TCHD36S44S3 | 3844 | 4233865 | COLEMAN BY JOHNSON CONTROLS | TCHD36S43S3 | AC | Split System: Air-Cooled Condensing Unit, Coil with Blower | TCHD36S43S3 |  | FC/MC/PC43C+TXV | 12.5 | 14.6 | Yes | Yes | 2015-03-20 |  | 0
FALSE | TCHD36S44S3 | 3844 | 4233866 | COLEMAN BY JOHNSON CONTROLS | TCHD36S43S3 | AC | Split System: Air-Cooled Condensing Unit, Coil with Blower | TCHD36S43S3 |  | FC/MC/PC43C+TXV | 12.5 | 14.8 | Yes | Yes | 2015-03-20 |  | 0
FALSE | TCHD36S44S3 | 3844 | 4233867 | COLEMAN BY JOHNSON CONTROLS | TCHD36S43S3 | AC | Split System: Air-Cooled Condensing Unit, Coil with Blower | TCHD36S43S3 |  | FC/MC/PC48C+TXV | 13 | 15.1 | Yes | Yes | 2015-03-20 |  | 1
FALSE | TCHD36S44S3 | 3844 | 4233868 | COLEMAN BY JOHNSON CONTROLS | TCHD36S43S3 | AC | Split System: Air-Cooled Condensing Unit, Coil with Blower | TCHD36S43S3 |  | FC/MC/PC48C+TXV | 13.1 | 15.35 | Yes | Yes | 2015-03-20 |  | 1
FALSE | TCHD36S44S3 | 3844 | 4233870 | COLEMAN BY JOHNSON CONTROLS | TCHD36S43S3 | AC | Split System: Air-Cooled Condensing Unit, Coil with Blower | TCHD36S43S3 |  | HC42+TXV | 12.75 | 14.75 | Yes | Yes | 2011-02-28 |  | 0
FALSE | TCHD36S44S3 | 3844 | 4233871 | COLEMAN BY JOHNSON CONTROLS | TCHD36S43S3 | AC | Split System: Air-Cooled Condensing Unit, Coil with Blower | TCHD36S43S3 |  | HC42+TXV | 13 | 15 | Yes | Yes | 2011-02-28 |  | 1
FALSE | TCHD36S44S3 | 3844 | 4233876 | COLEMAN BY JOHNSON CONTROLS | TCHD36S43S3 | AC | Split System: Air-Cooled Condensing Unit, Coil with Blower | TCHD36S43S3 |  | HD48+TXV | 12.45 | 14.5 | Yes | Yes | 2015-03-20 |  | 0
FALSE | TCHD36S44S3 | 3844 | 4233877 | COLEMAN BY JOHNSON CONTROLS | TCHD36S43S3 | AC | Split System: Air-Cooled Condensing Unit, Coil with Blower | TCHD36S43S3 |  | HD48+TXV | 13 | 15 | Yes | Yes | 2015-03-20 |  | 1
FALSE | TCHD36S44S3 | 3844 | 4233878 | COLEMAN BY JOHNSON CONTROLS | TCHD36S43S3 | AC | Split System: Air-Cooled Condensing Unit, Coil with Blower | TCHD36S43S3 |  | HD48+TXV | 13.05 | 15.2 | Yes | Yes | 2015-03-20 |  | 1
FALSE | TCHD36S44S3 | 3844 | 4233879 | COLEMAN BY JOHNSON CONTROLS | TCHD36S43S3 | AC | Split System: Air-Cooled Condensing Unit, Coil with Blower | TCHD36S43S3 |  | UC48C+TXV | 12.45 | 14.55 | Yes | Yes | 2015-03-20 |  | 0
FALSE | TCHD36S44S3 | 3844 | 4233987 | COLEMAN BY JOHNSON CONTROLS | TCHD36S44S3 | AC | Split System: Air-Cooled Condensing Unit, Coil with Blower | TCHD36S44S3 |  | FC/MC/PC43C+TXV | 12.6 | 14.65 | Yes | Yes | 2015-03-20 |  | 0
FALSE | TCHD36S44S3 | 3844 | 4233988 | COLEMAN BY JOHNSON CONTROLS | TCHD36S44S3 | AC | Split System: Air-Cooled Condensing Unit, Coil with Blower | TCHD36S44S3 |  | FC/MC/PC48C+TXV | 12.8 | 14.85 | Yes | Yes | 2015-03-20 |  | 0
FALSE | TCHD36S44S3 | 3844 | 4233989 | COLEMAN BY JOHNSON CONTROLS | TCHD36S44S3 | AC | Split System: Air-Cooled Condensing Unit, Coil with Blower | TCHD36S44S3 |  | FC/MC/PC48C+TXV | 12.55 | 14.55 | Yes | Yes | 2015-03-20 |  | 0
FALSE | TCHD36S44S3 | 3844 | 4233990 | COLEMAN BY JOHNSON CONTROLS | TCHD36S44S3 | AC | Split System: Air-Cooled Condensing Unit, Coil with Blower | TCHD36S44S3 |  | FC/MC/PC48D+TXV | 13 | 15 | Yes | Yes | 2015-03-20 |  | 1
FALSE | TCHD36S44S3 | 3844 | 4233995 | COLEMAN BY JOHNSON CONTROLS | TCHD36S44S3 | AC | Split System: Air-Cooled Condensing Unit, Coil with Blower | TCHD36S44S3 |  | HD48+TXV | 12.7 | 14.7 | Yes | Yes | 2015-03-20 |  | 0
FALSE | TCHD36S44S3 | 3844 | 4233997 | COLEMAN BY JOHNSON CONTROLS | TCHD36S44S3 | AC | Split System: Air-Cooled Condensing Unit, Coil with Blower | TCHD36S44S3 |  | HD48+TXV | 12.85 | 15 | Yes | Yes | 2015-03-20 |  | 1
FALSE | TCHD30S44S3 | 3873 | 4234122 | LUXAIRE BY JOHNSON CONTROLS | TCHD30S43S3 | AC | Split System: Air-Cooled Condensing Unit, Coil with Blower | TCHD30S43S3 |  | HC42+TXV | 13.6 | 15.35 | Yes | Yes | 2011-02-28 |  | 1
FALSE | TCHD30S44S3 | 3873 | 4234123 | LUXAIRE BY JOHNSON CONTROLS | TCHD30S43S3 | AC | Split System: Air-Cooled Condensing Unit, Coil with Blower | TCHD30S43S3 |  | HC42+TXV | 13.65 | 15.4 | Yes | Yes | 2011-02-28 |  | 1
FALSE | TCHD30S44S3 | 3873 | 4234125 | LUXAIRE BY JOHNSON CONTROLS | TCHD30S43S3 | AC | Split System: Air-Cooled Condensing Unit, Coil with Blower | TCHD30S43S3 |  | HD36+TXV | 13 | 14.65 | Yes | Yes | 2015-03-20 |  | 0
FALSE | TCHD30S44S3 | 3873 | 4234126 | LUXAIRE BY JOHNSON CONTROLS | TCHD30S43S3 | AC | Split System: Air-Cooled Condensing Unit, Coil with Blower | TCHD30S43S3 |  | HD36+TXV | 13.05 | 14.8 | Yes | Yes | 2015-03-20 |  | 0
FALSE | TCHD30S44S3 | 3873 | 4234127 | LUXAIRE BY JOHNSON CONTROLS | TCHD30S43S3 | AC | Split System: Air-Cooled Condensing Unit, Coil with Blower | TCHD30S43S3 |  | HD36+TXV | 13.25 | 15 | Yes | Yes | 2015-03-20 |  | 1
FALSE | TCHD30S44S3 | 3873 | 4234129 | LUXAIRE BY JOHNSON CONTROLS | TCHD30S44S3 | AC | Split System: Air-Cooled Condensing Unit, Coil with Blower | TCHD30S44S3 |  | FC/MC/PC35B+TXV | 12.75 | 14.5 | Yes | Yes | 2015-03-20 |  | 0
FALSE | TCHD30S44S3 | 3873 | 4234130 | LUXAIRE BY JOHNSON CONTROLS | TCHD30S44S3 | AC | Split System: Air-Cooled Condensing Unit, Coil with Blower | TCHD30S44S3 |  | FC/MC/PC35C+TXV | 13.15 | 15 | Yes | Yes | 2015-03-20 |  | 1
FALSE | TCHD30S44S3 | 3873 | 4234131 | LUXAIRE BY JOHNSON CONTROLS | TCHD30S44S3 | AC | Split System: Air-Cooled Condensing Unit, Coil with Blower | TCHD30S44S3 |  | FC/MC/PC35C+TXV | 13 | 15 | Yes | Yes | 2015-03-20 |  | 1
FALSE | TCHD30S44S3 | 3873 | 4234132 | LUXAIRE BY JOHNSON CONTROLS | TCHD30S44S3 | AC | Split System: Air-Cooled Condensing Unit, Coil with Blower | TCHD30S44S3 |  | FC/MC/PC37A+TXV | 12.8 | 14.5 | Yes | Yes | 2015-03-20 |  | 0
FALSE | TCHD30S44S3 | 3873 | 4234133 | LUXAIRE BY JOHNSON CONTROLS | TCHD30S44S3 | AC | Split System: Air-Cooled Condensing Unit, Coil with Blower | TCHD30S44S3 |  | FC/MC/PC43B+TXV | 13.2 | 15 | Yes | Yes | 2015-03-20 |  | 1
FALSE | TCHD30S44S3 | 3873 | 4234134 | LUXAIRE BY JOHNSON CONTROLS | TCHD30S44S3 | AC | Split System: Air-Cooled Condensing Unit, Coil with Blower | TCHD30S44S3 |  | FC/MC/PC43C+TXV | 13.6 | 15.35 | Yes | Yes | 2015-03-20 |  | 1
FALSE | TCHD30S44S3 | 3873 | 4234135 | LUXAIRE BY JOHNSON CONTROLS | TCHD30S44S3 | AC | Split System: Air-Cooled Condensing Unit, Coil with Blower | TCHD30S44S3 |  | FC/MC/PC43C+TXV | 13.65 | 15.4 | Yes | Yes | 2015-03-20 |  | 1
FALSE | TCHD30S44S3 | 3873 | 4234137 | LUXAIRE BY JOHNSON CONTROLS | TCHD30S44S3 | AC | Split System: Air-Cooled Condensing Unit, Coil with Blower | TCHD30S44S3 |  | HC36+TXV | 13 | 14.5 | Yes | Yes | 2011-02-28 |  | 0
FALSE | TCHD30S44S3 | 3873 | 4234138 | LUXAIRE BY JOHNSON CONTROLS | TCHD30S44S3 | AC | Split System: Air-Cooled Condensing Unit, Coil with Blower | TCHD30S44S3 |  | HC42+TXV | 13.6 | 15.35 | Yes | Yes | 2011-02-28 |  | 1
FALSE | TCHD30S44S3 | 3873 | 4234139 | LUXAIRE BY JOHNSON CONTROLS | TCHD30S44S3 | AC | Split System: Air-Cooled Condensing Unit, Coil with Blower | TCHD30S44S3 |  | HC42+TXV | 13.65 | 15.4 | Yes | Yes | 2011-02-28 |  | 1
FALSE | TCHD30S44S3 | 3873 | 4234141 | LUXAIRE BY JOHNSON CONTROLS | TCHD30S44S3 | AC | Split System: Air-Cooled Condensing Unit, Coil with Blower | TCHD30S44S3 |  | HD36+TXV | 13 | 14.65 | Yes | Yes | 2015-03-20 |  | 0
FALSE | TCHD30S44S3 | 3873 | 4234257 | LUXAIRE BY JOHNSON CONTROLS | TCHD30S43S3 | AC | Split System: Air-Cooled Condensing Unit, Coil with Blower | TCHD30S43S3 |  | FC/MC/PC43C+TXV | 13.45 | 15.2 | Yes | Yes | 2015-03-20 |  | 1
FALSE | TCHD30S44S3 | 3873 | 4234258 | LUXAIRE BY JOHNSON CONTROLS | TCHD30S43S3 | AC | Split System: Air-Cooled Condensing Unit, Coil with Blower | TCHD30S43S3 |  | HD36+TXV | 12.85 | 14.6 | Yes | Yes | 2015-03-20 |  | 0
FALSE | TCHD30S44S3 | 3873 | 4234259 | LUXAIRE BY JOHNSON CONTROLS | TCHD30S43S3 | AC | Split System: Air-Cooled Condensing Unit, Coil with Blower | TCHD30S43S3 |  | HD36+TXV | 13.05 | 14.85 | Yes | Yes | 2015-03-20 |  | 0
FALSE | TCHD30S44S3 | 3873 | 4234260 | LUXAIRE BY JOHNSON CONTROLS | TCHD30S43S3 | AC | Split System: Air-Cooled Condensing Unit, Coil with Blower | TCHD30S43S3 |  | HD36+TXV | 13 | 14.65 | Yes | Yes | 2015-03-20 |  | 0
FALSE | TCHD30S44S3 | 3873 | 4234262 | LUXAIRE BY JOHNSON CONTROLS | TCHD30S44S3 | AC | Split System: Air-Cooled Condensing Unit, Coil with Blower | TCHD30S44S3 |  | FC/MC/PC35C+TXV | 13.1 | 15 | Yes | Yes | 2015-03-20 |  | 1
FALSE | TCHD30S44S3 | 3873 | 4234263 | LUXAIRE BY JOHNSON CONTROLS | TCHD30S44S3 | AC | Split System: Air-Cooled Condensing Unit, Coil with Blower | TCHD30S44S3 |  | FC/MC/PC35C+TXV | 13.1 | 15 | Yes | Yes | 2015-03-20 |  | 1
FALSE | TCHD30S44S3 | 3873 | 4234264 | LUXAIRE BY JOHNSON CONTROLS | TCHD30S44S3 | AC | Split System: Air-Cooled Condensing Unit, Coil with Blower | TCHD30S44S3 |  | FC/MC/PC43B+TXV | 12.85 | 14.5 | Yes | Yes | 2015-03-20 |  | 0
FALSE | TCHD30S44S3 | 3873 | 4234265 | LUXAIRE BY JOHNSON CONTROLS | TCHD30S44S3 | AC | Split System: Air-Cooled Condensing Unit, Coil with Blower | TCHD30S44S3 |  | FC/MC/PC43C+TXV | 13.15 | 14.8 | Yes | Yes | 2015-03-20 |  | 0
FALSE | TCHD30S44S3 | 3873 | 4234266 | LUXAIRE BY JOHNSON CONTROLS | TCHD30S44S3 | AC | Split System: Air-Cooled Condensing Unit, Coil with Blower | TCHD30S44S3 |  | FC/MC/PC43C+TXV | 13.45 | 15.2 | Yes | Yes | 2015-03-20 |  | 1
FALSE | TCHD30S44S3 | 3873 | 4234267 | LUXAIRE BY JOHNSON CONTROLS | TCHD30S44S3 | AC | Split System: Air-Cooled Condensing Unit, Coil with Blower | TCHD30S44S3 |  | HD36+TXV | 12.85 | 14.6 | Yes | Yes | 2015-03-20 |  | 0
FALSE | TCHD30S44S3 | 3873 | 4234268 | LUXAIRE BY JOHNSON CONTROLS | TCHD30S44S3 | AC | Split System: Air-Cooled Condensing Unit, Coil with Blower | TCHD30S44S3 |  | HD36+TXV | 13.05 | 14.85 | Yes | Yes | 2015-03-20 |  | 0
FALSE | TCHD30S44S3 | 3873 | 4234269 | LUXAIRE BY JOHNSON CONTROLS | TCHD30S44S3 | AC | Split System: Air-Cooled Condensing Unit, Coil with Blower | TCHD30S44S3 |  | HD36+TXV | 13 | 14.65 | Yes | Yes | 2015-03-20 |  | 0
FALSE | TCHD36S44S3 | 3844 | 4234275 | LUXAIRE BY JOHNSON CONTROLS | TCHD36S43S3 | AC | Split System: Air-Cooled Condensing Unit, Coil with Blower | TCHD36S43S3 |  | FC/MC/PC43C+TXV | 12.6 | 14.65 | Yes | Yes | 2015-03-20 |  | 0
FALSE | TCHD36S44S3 | 3844 | 4234276 | LUXAIRE BY JOHNSON CONTROLS | TCHD36S43S3 | AC | Split System: Air-Cooled Condensing Unit, Coil with Blower | TCHD36S43S3 |  | FC/MC/PC48C+TXV | 12.8 | 14.85 | Yes | Yes | 2015-03-20 |  | 0
FALSE | TCHD30S44S3 | 3873 | 4234412 | FRASER-JOHNSTON BY JOHNSON CONTROLS | TCHD30S41S3 | AC | Split System: Air-Cooled Condensing Unit, Coil with Blower | TCHD30S41S3 |  | HC36+TXV | 13 | 14.5 | Yes | Yes | 2011-02-28 |  | 0
FALSE | TCHD30S44S3 | 3873 | 4234413 | FRASER-JOHNSTON BY JOHNSON CONTROLS | TCHD30S41S3 | AC | Split System: Air-Cooled Condensing Unit, Coil with Blower | TCHD30S41S3 |  | HC42+TXV | 13.6 | 15.35 | Yes | Yes | 2011-02-28 |  | 1
FALSE | TCHD30S44S3 | 3873 | 4234414 | FRASER-JOHNSTON BY JOHNSON CONTROLS | TCHD30S41S3 | AC | Split System: Air-Cooled Condensing Unit, Coil with Blower | TCHD30S41S3 |  | HC42+TXV | 13.65 | 15.4 | Yes | Yes | 2011-02-28 |  | 1
FALSE | TCHD30S44S3 | 3873 | 4234420 | FRASER-JOHNSTON BY JOHNSON CONTROLS | TCHD30S43S3 | AC | Split System: Air-Cooled Condensing Unit, Coil with Blower | TCHD30S43S3 |  | FC/MC/PC35B+TXV | 12.75 | 14.5 | Yes | Yes | 2015-03-20 |  | 0
FALSE | TCHD30S44S3 | 3873 | 4234421 | FRASER-JOHNSTON BY JOHNSON CONTROLS | TCHD30S43S3 | AC | Split System: Air-Cooled Condensing Unit, Coil with Blower | TCHD30S43S3 |  | FC/MC/PC35C+TXV | 13.15 | 15 | Yes | Yes | 2015-03-20 |  | 1
FALSE | TCHD30S44S3 | 3873 | 4234422 | FRASER-JOHNSTON BY JOHNSON CONTROLS | TCHD30S43S3 | AC | Split System: Air-Cooled Condensing Unit, Coil with Blower | TCHD30S43S3 |  | FC/MC/PC35C+TXV | 13 | 15 | Yes | Yes | 2015-03-20 |  | 1
FALSE | TCHD30S44S3 | 3873 | 4234423 | FRASER-JOHNSTON BY JOHNSON CONTROLS | TCHD30S43S3 | AC | Split System: Air-Cooled Condensing Unit, Coil with Blower | TCHD30S43S3 |  | FC/MC/PC37A+TXV | 12.8 | 14.5 | Yes | Yes | 2015-03-20 |  | 0
FALSE | TCHD30S44S3 | 3873 | 4234424 | FRASER-JOHNSTON BY JOHNSON CONTROLS | TCHD30S43S3 | AC | Split System: Air-Cooled Condensing Unit, Coil with Blower | TCHD30S43S3 |  | FC/MC/PC43B+TXV | 13.2 | 15 | Yes | Yes | 2015-03-20 |  | 1
FALSE | TCHD30S44S3 | 3873 | 4234425 | FRASER-JOHNSTON BY JOHNSON CONTROLS | TCHD30S43S3 | AC | Split System: Air-Cooled Condensing Unit, Coil with Blower | TCHD30S43S3 |  | FC/MC/PC43C+TXV | 13.6 | 15.35 | Yes | Yes | 2015-03-20 |  | 1
FALSE | TCHD30S44S3 | 3873 | 4234426 | FRASER-JOHNSTON BY JOHNSON CONTROLS | TCHD30S43S3 | AC | Split System: Air-Cooled Condensing Unit, Coil with Blower | TCHD30S43S3 |  | FC/MC/PC43C+TXV | 13.65 | 15.4 | Yes | Yes | 2015-03-20 |  | 1
FALSE | TCHD30S44S3 | 3873 | 4234428 | FRASER-JOHNSTON BY JOHNSON CONTROLS | TCHD30S43S3 | AC | Split System: Air-Cooled Condensing Unit, Coil with Blower | TCHD30S43S3 |  | HC36+TXV | 13 | 14.5 | Yes | Yes | 2011-02-28 |  | 0
FALSE | TCHD30S44S3 | 3873 | 4234429 | FRASER-JOHNSTON BY JOHNSON CONTROLS | TCHD30S43S3 | AC | Split System: Air-Cooled Condensing Unit, Coil with Blower | TCHD30S43S3 |  | HC42+TXV | 13.6 | 15.35 | Yes | Yes | 2011-02-28 |  | 1
FALSE | TCHD30S44S3 | 3873 | 4234430 | FRASER-JOHNSTON BY JOHNSON CONTROLS | TCHD30S43S3 | AC | Split System: Air-Cooled Condensing Unit, Coil with Blower | TCHD30S43S3 |  | HC42+TXV | 13.65 | 15.4 | Yes | Yes | 2011-02-28 |  | 1
FALSE | TCHD30S44S3 | 3873 | 4234432 | FRASER-JOHNSTON BY JOHNSON CONTROLS | TCHD30S43S3 | AC | Split System: Air-Cooled Condensing Unit, Coil with Blower | TCHD30S43S3 |  | HD36+TXV | 13 | 14.65 | Yes | Yes | 2015-03-20 |  | 0
FALSE | TCHD30S44S3 | 3873 | 4234433 | FRASER-JOHNSTON BY JOHNSON CONTROLS | TCHD30S43S3 | AC | Split System: Air-Cooled Condensing Unit, Coil with Blower | TCHD30S43S3 |  | HD36+TXV | 13.05 | 14.8 | Yes | Yes | 2015-03-20 |  | 0
FALSE | TCHD36S44S3 | 3844 | 4234484 | FRASER-JOHNSTON BY JOHNSON CONTROLS | TCHD36S43S3 | AC | Split System: Air-Cooled Condensing Unit, Coil with Blower | TCHD36S43S3 |  | HC42+TXV | 12.75 | 14.75 | Yes | Yes | 2011-02-28 |  | 0
FALSE | TCHD36S44S3 | 3844 | 4234485 | FRASER-JOHNSTON BY JOHNSON CONTROLS | TCHD36S43S3 | AC | Split System: Air-Cooled Condensing Unit, Coil with Blower | TCHD36S43S3 |  | HC42+TXV | 13 | 15 | Yes | Yes | 2011-02-28 |  | 1
FALSE | TCHD36S44S3 | 3844 | 4234490 | FRASER-JOHNSTON BY JOHNSON CONTROLS | TCHD36S43S3 | AC | Split System: Air-Cooled Condensing Unit, Coil with Blower | TCHD36S43S3 |  | HD48+TXV | 12.45 | 14.5 | Yes | Yes | 2015-03-20 |  | 0
FALSE | TCHD36S44S3 | 3844 | 4234491 | FRASER-JOHNSTON BY JOHNSON CONTROLS | TCHD36S43S3 | AC | Split System: Air-Cooled Condensing Unit, Coil with Blower | TCHD36S43S3 |  | HD48+TXV | 13 | 15 | Yes | Yes | 2015-03-20 |  | 1
FALSE | TCHD36S44S3 | 3844 | 4234492 | FRASER-JOHNSTON BY JOHNSON CONTROLS | TCHD36S43S3 | AC | Split System: Air-Cooled Condensing Unit, Coil with Blower | TCHD36S43S3 |  | HD48+TXV | 13.05 | 15.2 | Yes | Yes | 2015-03-20 |  | 1
FALSE | TCHD36S44S3 | 3844 | 4234493 | FRASER-JOHNSTON BY JOHNSON CONTROLS | TCHD36S43S3 | AC | Split System: Air-Cooled Condensing Unit, Coil with Blower | TCHD36S43S3 |  | UC48C+TXV | 12.45 | 14.55 | Yes | Yes | 2015-03-20 |  | 0
FALSE | TCHD36S44S3 | 3844 | 4234494 | FRASER-JOHNSTON BY JOHNSON CONTROLS | TCHD36S43S3 | AC | Split System: Air-Cooled Condensing Unit, Coil with Blower | TCHD36S43S3 |  | UC48C+TXV | 12.6 | 14.75 | Yes | Yes | 2015-03-20 |  | 0
FALSE | TCHD36S44S3 | 3844 | 4234498 | FRASER-JOHNSTON BY JOHNSON CONTROLS | TCHD36S44S3 | AC | Split System: Air-Cooled Condensing Unit, Coil with Blower | TCHD36S44S3 |  | FC/MC/PC35C+TXV | 12.55 | 14.5 | Yes | Yes | 2015-03-20 |  | 0
FALSE | TCHD36S44S3 | 3844 | 4234501 | FRASER-JOHNSTON BY JOHNSON CONTROLS | TCHD36S44S3 | AC | Split System: Air-Cooled Condensing Unit, Coil with Blower | TCHD36S44S3 |  | FC/MC/PC43C+TXV | 12.5 | 14.6 | Yes | Yes | 2015-03-20 |  | 0
FALSE | TCHD36S44S3 | 3844 | 4234502 | FRASER-JOHNSTON BY JOHNSON CONTROLS | TCHD36S44S3 | AC | Split System: Air-Cooled Condensing Unit, Coil with Blower | TCHD36S44S3 |  | FC/MC/PC43C+TXV | 12.5 | 14.8 | Yes | Yes | 2015-03-20 |  | 0
FALSE | TCHD36S44S3 | 3844 | 4234503 | FRASER-JOHNSTON BY JOHNSON CONTROLS | TCHD36S44S3 | AC | Split System: Air-Cooled Condensing Unit, Coil with Blower | TCHD36S44S3 |  | FC/MC/PC48C+TXV | 13 | 15.1 | Yes | Yes | 2015-03-20 |  | 1
FALSE | TCHD36S44S3 | 3844 | 4234504 | FRASER-JOHNSTON BY JOHNSON CONTROLS | TCHD36S44S3 | AC | Split System: Air-Cooled Condensing Unit, Coil with Blower | TCHD36S44S3 |  | FC/MC/PC48C+TXV | 13.1 | 15.35 | Yes | Yes | 2015-03-20 |  | 1
FALSE | TCHD36S44S3 | 3844 | 4234506 | FRASER-JOHNSTON BY JOHNSON CONTROLS | TCHD36S44S3 | AC | Split System: Air-Cooled Condensing Unit, Coil with Blower | TCHD36S44S3 |  | HC42+TXV | 12.75 | 14.75 | Yes | Yes | 2011-02-28 |  | 0
FALSE | TCHD36S44S3 | 3844 | 4234507 | FRASER-JOHNSTON BY JOHNSON CONTROLS | TCHD36S44S3 | AC | Split System: Air-Cooled Condensing Unit, Coil with Blower | TCHD36S44S3 |  | HC42+TXV | 13 | 15 | Yes | Yes | 2011-02-28 |  | 1
FALSE | TCHD36S44S3 | 3844 | 4234512 | FRASER-JOHNSTON BY JOHNSON CONTROLS | TCHD36S44S3 | AC | Split System: Air-Cooled Condensing Unit, Coil with Blower | TCHD36S44S3 |  | HD48+TXV | 12.45 | 14.5 | Yes | Yes | 2015-03-20 |  | 0
FALSE | TCHD36S44S3 | 3844 | 4234513 | FRASER-JOHNSTON BY JOHNSON CONTROLS | TCHD36S44S3 | AC | Split System: Air-Cooled Condensing Unit, Coil with Blower | TCHD36S44S3 |  | HD48+TXV | 13 | 15 | Yes | Yes | 2015-03-20 |  | 1
FALSE | TCHD36S44S3 | 3844 | 4234514 | FRASER-JOHNSTON BY JOHNSON CONTROLS | TCHD36S44S3 | AC | Split System: Air-Cooled Condensing Unit, Coil with Blower | TCHD36S44S3 |  | HD48+TXV | 13.05 | 15.2 | Yes | Yes | 2015-03-20 |  | 1
FALSE | TCHD36S44S3 | 3844 | 4234515 | FRASER-JOHNSTON BY JOHNSON CONTROLS | TCHD36S44S3 | AC | Split System: Air-Cooled Condensing Unit, Coil with Blower | TCHD36S44S3 |  | UC48C+TXV | 12.45 | 14.55 | Yes | Yes | 2015-03-20 |  | 0
FALSE | TCHD36S44S3 | 3844 | 4234516 | FRASER-JOHNSTON BY JOHNSON CONTROLS | TCHD36S44S3 | AC | Split System: Air-Cooled Condensing Unit, Coil with Blower | TCHD36S44S3 |  | UC48C+TXV | 12.6 | 14.75 | Yes | Yes | 2015-03-20 |  | 0
FALSE | TCHD30S44S3 | 3873 | 4234560 | FRASER-JOHNSTON BY JOHNSON CONTROLS | TCHD30S43S3 | AC | Split System: Air-Cooled Condensing Unit, Coil with Blower | TCHD30S43S3 |  | FC/MC/PC35C+TXV | 13.1 | 15 | Yes | Yes | 2015-03-20 |  | 1
FALSE | TCHD30S44S3 | 3873 | 4234561 | FRASER-JOHNSTON BY JOHNSON CONTROLS | TCHD30S43S3 | AC | Split System: Air-Cooled Condensing Unit, Coil with Blower | TCHD30S43S3 |  | FC/MC/PC35C+TXV | 13.1 | 15 | Yes | Yes | 2015-03-20 |  | 1
FALSE | TCHD30S44S3 | 3873 | 4234562 | FRASER-JOHNSTON BY JOHNSON CONTROLS | TCHD30S43S3 | AC | Split System: Air-Cooled Condensing Unit, Coil with Blower | TCHD30S43S3 |  | FC/MC/PC43B+TXV | 12.85 | 14.5 | Yes | Yes | 2015-03-20 |  | 0
FALSE | TCHD30S44S3 | 3873 | 4234563 | FRASER-JOHNSTON BY JOHNSON CONTROLS | TCHD30S43S3 | AC | Split System: Air-Cooled Condensing Unit, Coil with Blower | TCHD30S43S3 |  | FC/MC/PC43C+TXV | 13.15 | 14.8 | Yes | Yes | 2015-03-20 |  | 0
FALSE | TCHD36S44S3 | 3844 | 4234609 | FRASER-JOHNSTON BY JOHNSON CONTROLS | TCHD36S44S3 | AC | Split System: Air-Cooled Condensing Unit, Coil with Blower | TCHD36S44S3 |  | HD48+TXV | 12.7 | 14.7 | Yes | Yes | 2015-03-20 |  | 0
FALSE | TCHD36S44S3 | 3844 | 4234611 | FRASER-JOHNSTON BY JOHNSON CONTROLS | TCHD36S44S3 | AC | Split System: Air-Cooled Condensing Unit, Coil with Blower | TCHD36S44S3 |  | HD48+TXV | 12.85 | 15 | Yes | Yes | 2015-03-20 |  | 1
FALSE | XC14-041-230* | 2272 | 4235235 | LENNOX INDUSTRIES, INC. | 14ACX-041-230* | AC | Split System: Air-Cooled Condensing Unit, Coil with Blower | 14ACX-041-230* |  | C33-43+TDR+TXV | 13 | 16 | Yes | Yes | 2011-01-21 |  | 2
FALSE | XC14-041-230* | 2272 | 4235236 | LENNOX INDUSTRIES, INC. | 14ACX-041-230* | AC | Split System: Air-Cooled Condensing Unit, Coil with Blower | 14ACX-041-230* |  | CH33-43C+TDR+TXV | 13 | 16 | Yes | Yes | 2011-01-21 |  | 2
FALSE | XC14-041-230* | 2272 | 4235237 | LENNOX INDUSTRIES, INC. | 14ACX-041-230* | AC | Split System: Air-Cooled Condensing Unit, Coil with Blower | 14ACX-041-230* |  | CX34-43+TDR | 13 | 16 | Yes | Yes | 2011-01-21 |  | 2
FALSE | XC14-041-230* | 2272 | 4235238 | LENNOX INDUSTRIES, INC. | XC14-041-230* | AC | Split System: Air-Cooled Condensing Unit, Coil with Blower | XC14-041-230* |  | C33-43+TDR+TXV | 13 | 16 | Yes | Yes | 2011-01-21 |  | 2
FALSE | XC14-041-230* | 2272 | 4235239 | LENNOX INDUSTRIES, INC. | XC14-041-230* | AC | Split System: Air-Cooled Condensing Unit, Coil with Blower | XC14-041-230* |  | CH33-43C+TDR+TXV | 13 | 16 | Yes | Yes | 2011-01-21 |  | 2
FALSE | XC14-041-230* | 2272 | 4235240 | LENNOX INDUSTRIES, INC. | XC14-041-230* | AC | Split System: Air-Cooled Condensing Unit, Coil with Blower | XC14-041-230* |  | CX34-43+TDR | 13 | 16 | Yes | Yes | 2011-01-21 |  | 2
FALSE | XC14-047-230* | 2292 | 4235241 | LENNOX INDUSTRIES, INC. | 14ACX-047-230* | AC | Split System: Air-Cooled Condensing Unit, Coil with Blower | 14ACX-047-230* |  | C33-48+TDR+TXV | 12.2 | 14.7 | Yes | Yes | 2011-01-21 |  | 0
FALSE | XC14-047-230* | 2292 | 4235242 | LENNOX INDUSTRIES, INC. | 14ACX-047-230* | AC | Split System: Air-Cooled Condensing Unit, Coil with Blower | 14ACX-047-230* |  | CH33-48+TDR+TXV | 12.5 | 15.2 | Yes | Yes | 2011-01-21 |  | 1
FALSE | XC14-047-230* | 2292 | 4235243 | LENNOX INDUSTRIES, INC. | 14ACX-047-230* | AC | Split System: Air-Cooled Condensing Unit, Coil with Blower | 14ACX-047-230* |  | CX34-44/48+TDR | 12.2 | 14.7 | Yes | Yes | 2011-01-21 |  | 0
FALSE | XC14-047-230* | 2292 | 4235244 | LENNOX INDUSTRIES, INC. | XC14-047-230* | AC | Split System: Air-Cooled Condensing Unit, Coil with Blower | XC14-047-230* |  | C33-48+TDR+TXV | 12.2 | 14.7 | Yes | Yes | 2011-01-21 |  | 0
FALSE | XC13N042-230-** | 2288 | 4235288 | LENNOX INDUSTRIES, INC. | XC13-042-230-03 | AC | Split System: Air-Cooled Condensing Unit, Coil with Blower | XC13-042-230-03 |  | C33-43+TDR+TXV | 12.5 | 15 | Yes | Yes | 2011-01-21 |  | 1
FALSE | XC13N042-230-** | 2288 | 4235289 | LENNOX INDUSTRIES, INC. | XC13-042-230-03 | AC | Split System: Air-Cooled Condensing Unit, Coil with Blower | XC13-042-230-03 |  | C33-48+TDR+TXV | 12 | 14.5 | Yes | Yes | 2011-01-21 |  | 0
FALSE | XC13N042-230-** | 2288 | 4235290 | LENNOX INDUSTRIES, INC. | XC13-042-230-03 | AC | Split System: Air-Cooled Condensing Unit, Coil with Blower | XC13-042-230-03 |  | C33-49+TDR+TXV | 12.5 | 15 | Yes | Yes | 2011-01-21 |  | 1
FALSE | XC13N042-230-** | 2288 | 4235291 | LENNOX INDUSTRIES, INC. | XC13-042-230-03 | AC | Split System: Air-Cooled Condensing Unit, Coil with Blower | XC13-042-230-03 |  | C33-50/60C+TDR+TXV | 12 | 14.5 | Yes | Yes | 2011-01-21 |  | 0
FALSE | XC13N042-230-** | 2288 | 4235292 | LENNOX INDUSTRIES, INC. | XC13-042-230-03 | AC | Split System: Air-Cooled Condensing Unit, Coil with Blower | XC13-042-230-03 |  | CH23-51+TDR+TXV | 12 | 14.5 | Yes | Yes | 2011-01-21 |  | 0
FALSE | XC13N042-230-** | 2288 | 4235294 | LENNOX INDUSTRIES, INC. | XC13-042-230-03 | AC | Split System: Air-Cooled Condensing Unit, Coil with Blower | XC13-042-230-03 |  | CH33-43+TDR+TXV | 12.5 | 15 | Yes | Yes | 2011-01-21 |  | 1
FALSE | XC13N042-230-** | 2288 | 4235295 | LENNOX INDUSTRIES, INC. | XC13-042-230-03 | AC | Split System: Air-Cooled Condensing Unit, Coil with Blower | XC13-042-230-03 |  | CH33-48C+TDR+TXV | 12 | 14.5 | Yes | Yes | 2011-01-21 |  | 0
FALSE | XC13N042-230-** | 2288 | 4235296 | LENNOX INDUSTRIES, INC. | XC13-042-230-03 | AC | Split System: Air-Cooled Condensing Unit, Coil with Blower | XC13-042-230-03 |  | CH33-49+TDR+TXV | 12.5 | 14.5 | Yes | Yes | 2011-01-21 |  | 0
FALSE | XC13N042-230-** | 2288 | 4235297 | LENNOX INDUSTRIES, INC. | XC13-042-230-03 | AC | Split System: Air-Cooled Condensing Unit, Coil with Blower | XC13-042-230-03 |  | CH33-50/60C+TDR+TXV | 12.5 | 14.5 | Yes | Yes | 2011-01-21 |  | 0
FALSE | XC13N042-230-** | 2288 | 4235298 | LENNOX INDUSTRIES, INC. | XC13-042-230-03 | AC | Split System: Air-Cooled Condensing Unit, Coil with Blower | XC13-042-230-03 |  | CX34-43+TDR | 12.5 | 15 | Yes | Yes | 2011-01-21 |  | 1
FALSE | XC13N042-230-** | 2288 | 4235299 | LENNOX INDUSTRIES, INC. | XC13-042-230-03 | AC | Split System: Air-Cooled Condensing Unit, Coil with Blower | XC13-042-230-03 |  | CX34-44/48+TDR | 12 | 14.5 | Yes | Yes | 2011-01-21 |  | 0
FALSE | XC13N042-230-** | 2288 | 4235300 | LENNOX INDUSTRIES, INC. | XC13-042-230-03 | AC | Split System: Air-Cooled Condensing Unit, Coil with Blower | XC13-042-230-03 |  | CX34-49+TDR | 12.5 | 15 | Yes | Yes | 2011-01-21 |  | 1
FALSE | 14ACX-036-230-15 | 2264 | 4235380 | LENNOX INDUSTRIES, INC. | 14ACX-036-230-11 | AC | Split System: Air-Cooled Condensing Unit, Coil with Blower | 14ACX-036-230-11 |  | CX34-44/48+TDR | 13 | 15.5 | Yes | Yes | 2011-01-21 |  | 1
FALSE | 14ACX-036-230-15 | 2264 | 4235381 | LENNOX INDUSTRIES, INC. | 14ACX-036-230-11 | AC | Split System: Air-Cooled Condensing Unit, Coil with Blower | 14ACX-036-230-11 |  | CX34-49+TDR | 13 | 16 | Yes | Yes | 2011-01-21 |  | 2
FALSE | 14ACX-036-230-15 | 2264 | 4235382 | LENNOX INDUSTRIES, INC. | 14ACX-036-230-11 | AC | Split System: Air-Cooled Condensing Unit, Coil with Blower | 14ACX-036-230-11 |  | CX34-50/60C+TDR | 13 | 16 | Yes | Yes | 2011-01-21 |  | 2
FALSE | 14ACX-036-230-15 | 2264 | 4235383 | LENNOX INDUSTRIES, INC. | 14ACX-036-230-11 | AC | Split System: Air-Cooled Condensing Unit, Coil with Blower | 14ACX-036-230-11 |  | CH33-43+TDR+TXV | 13 | 16 | Yes | Yes | 2011-01-21 |  | 2
FALSE | 14ACX-036-230-15 | 2264 | 4235384 | LENNOX INDUSTRIES, INC. | 14ACX-036-230-11 | AC | Split System: Air-Cooled Condensing Unit, Coil with Blower | 14ACX-036-230-11 |  | CH33-50/60C+TDR+TXV | 13 | 16 | Yes | Yes | 2011-01-21 |  | 2
FALSE | TSA042H4N4*Y | 2280 | 4235386 | LENNOX INDUSTRIES, INC. | 14ACX-042-230-11 | AC | Split System: Air-Cooled Condensing Unit, Coil with Blower | 14ACX-042-230-11 |  | CX34-43+TDR | 12.5 | 15 | Yes | Yes | 2011-01-21 |  | 1
FALSE | TSA042H4N4*Y | 2280 | 4235387 | LENNOX INDUSTRIES, INC. | 14ACX-042-230-11 | AC | Split System: Air-Cooled Condensing Unit, Coil with Blower | 14ACX-042-230-11 |  | CX34-44/48+TDR | 12.5 | 14.5 | Yes | Yes | 2011-01-21 |  | 0
FALSE | TSA042H4N4*Y | 2280 | 4235388 | LENNOX INDUSTRIES, INC. | 14ACX-042-230-11 | AC | Split System: Air-Cooled Condensing Unit, Coil with Blower | 14ACX-042-230-11 |  | CX34-49+TDR | 13 | 15 | Yes | Yes | 2011-01-21 |  | 1
FALSE | TSA042H4N4*Y | 2280 | 4235389 | LENNOX INDUSTRIES, INC. | 14ACX-042-230-11 | AC | Split System: Air-Cooled Condensing Unit, Coil with Blower | 14ACX-042-230-11 |  | CX34-50/60C+TDR | 12.5 | 14.5 | Yes | Yes | 2011-01-21 |  | 0
FALSE | TSA042H4N4*Y | 2280 | 4235390 | LENNOX INDUSTRIES, INC. | 14ACX-042-230-11 | AC | Split System: Air-Cooled Condensing Unit, Coil with Blower | 14ACX-042-230-11 |  | CX34-62C+TDR | 13 | 15.5 | Yes | Yes | 2011-01-21 |  | 1
FALSE | TSA042H4N4*Y | 2280 | 4235391 | LENNOX INDUSTRIES, INC. | 14ACX-042-230-11 | AC | Split System: Air-Cooled Condensing Unit, Coil with Blower | 14ACX-042-230-11 |  | CH33-43+TDR+TXV | 13 | 15 | Yes | Yes | 2011-01-21 |  | 1
FALSE | TSA042H4N4*Y | 2280 | 4235392 | LENNOX INDUSTRIES, INC. | 14ACX-042-230-11 | AC | Split System: Air-Cooled Condensing Unit, Coil with Blower | 14ACX-042-230-11 |  | CH33-48+TDR+TXV | 12.5 | 14.5 | Yes | Yes | 2011-01-21 |  | 0
FALSE | TSA042H4N4*Y | 2280 | 4235393 | LENNOX INDUSTRIES, INC. | 14ACX-042-230-11 | AC | Split System: Air-Cooled Condensing Unit, Coil with Blower | 14ACX-042-230-11 |  | CH33-49+TDR+TXV | 12.5 | 15 | Yes | Yes | 2011-01-21 |  | 1
FALSE | TSA042H4N4*Y | 2280 | 4235394 | LENNOX INDUSTRIES, INC. | 14ACX-042-230-11 | AC | Split System: Air-Cooled Condensing Unit, Coil with Blower | 14ACX-042-230-11 |  | CH33-50/60C+TDR+TXV | 12.5 | 15 | Yes | Yes | 2011-01-21 |  | 1
FALSE | XC14-048-230-08 | 2298 | 4235395 | LENNOX INDUSTRIES, INC. | 14ACX-048-230-11 | AC | Split System: Air-Cooled Condensing Unit, Coil with Blower | 14ACX-048-230-11 |  | CX34-43+TDR | 12 | 14.5 | Yes | Yes | 2011-01-21 |  | 0
FALSE | XC14-048-230-08 | 2298 | 4235397 | LENNOX INDUSTRIES, INC. | 14ACX-048-230-11 | AC | Split System: Air-Cooled Condensing Unit, Coil with Blower | 14ACX-048-230-11 |  | CX34-49+TDR | 12 | 14.5 | Yes | Yes | 2011-01-21 |  | 0
FALSE | XC14-048-230-08 | 2298 | 4235399 | LENNOX INDUSTRIES, INC. | 14ACX-048-230-11 | AC | Split System: Air-Cooled Condensing Unit, Coil with Blower | 14ACX-048-230-11 |  | CX34-62C+TDR | 12.5 | 15 | Yes | Yes | 2011-01-21 |  | 1
FALSE | TSA042H4N4*Y | 2280 | 4235423 | LENNOX INDUSTRIES, INC. | XC14-042-230* | AC | Split System: Air-Cooled Condensing Unit, Coil with Blower | XC14-042-230* |  | CH33-49+TDR+TXV | 12.7 | 15 | Yes | Yes | 2011-01-21 |  | 1
FALSE | TSA042H4N4*Y | 2280 | 4235424 | LENNOX INDUSTRIES, INC. | XC14-042-230* | AC | Split System: Air-Cooled Condensing Unit, Coil with Blower | XC14-042-230* |  | CH33-50/60C+TDR+TXV | 12.7 | 15 | Yes | Yes | 2011-01-21 |  | 1
FALSE | XC14-048-230-08 | 2298 | 4235425 | LENNOX INDUSTRIES, INC. | XC14-048-230* | AC | Split System: Air-Cooled Condensing Unit, Coil with Blower | XC14-048-230* |  | CX34-43+TDR | 12.2 | 14.7 | Yes | Yes | 2011-01-21 |  | 0
FALSE | XC14-048-230-08 | 2298 | 4235427 | LENNOX INDUSTRIES, INC. | XC14-048-230* | AC | Split System: Air-Cooled Condensing Unit, Coil with Blower | XC14-048-230* |  | CX34-49+TDR | 12.2 | 14.7 | Yes | Yes | 2011-01-21 |  | 0
FALSE | XC14-048-230-08 | 2298 | 4235429 | LENNOX INDUSTRIES, INC. | XC14-048-230* | AC | Split System: Air-Cooled Condensing Unit, Coil with Blower | XC14-048-230* |  | CX34-62C+TDR | 12.7 | 15.2 | Yes | Yes | 2011-01-21 |  | 1
FALSE | XC14-048-230-08 | 2298 | 4235430 | LENNOX INDUSTRIES, INC. | XC14-048-230* | AC | Split System: Air-Cooled Condensing Unit, Coil with Blower | XC14-048-230* |  | CH33-43+TDR+TXV | 12.2 | 14.5 | Yes | Yes | 2011-01-21 |  | 0
FALSE | XC14-048-230-08 | 2298 | 4235431 | LENNOX INDUSTRIES, INC. | XC14-048-230* | AC | Split System: Air-Cooled Condensing Unit, Coil with Blower | XC14-048-230* |  | CH33-48+TDR+TXV | 12 | 14.5 | Yes | Yes | 2011-01-21 |  | 0
FALSE | XC14-048-230-08 | 2298 | 4235432 | LENNOX INDUSTRIES, INC. | XC14-048-230* | AC | Split System: Air-Cooled Condensing Unit, Coil with Blower | XC14-048-230* |  | CH33-49+TDR+TXV | 12.2 | 14.7 | Yes | Yes | 2011-01-21 |  | 0
FALSE | XC14-048-230-08 | 2298 | 4235433 | LENNOX INDUSTRIES, INC. | XC14-048-230* | AC | Split System: Air-Cooled Condensing Unit, Coil with Blower | XC14-048-230* |  | CH33-50/60C+TDR+TXV | 12.2 | 14.7 | Yes | Yes | 2011-01-21 |  | 0
FALSE | XC14-060-230-** | 2308 | 4235436 | LENNOX INDUSTRIES, INC. | XC14-060-230* | AC | Split System: Air-Cooled Condensing Unit, Coil with Blower | XC14-060-230* |  | CX34-62C+TDR | 12.2 | 14.5 | Yes | Yes | 2011-01-21 |  | 0
FALSE | TSA036S4N*G | 2270 | 4235439 | LENNOX INDUSTRIES, INC. | XC13-036-230-03 | AC | Split System: Air-Cooled Condensing Unit, Coil with Blower | XC13-036-230-03 |  | C33-43+TDR+TXV | 12 | 14.5 | Yes | Yes | 2011-01-21 |  | 0
FALSE | TSA036S4N*G | 2270 | 4235440 | LENNOX INDUSTRIES, INC. | XC13-036-230-03 | AC | Split System: Air-Cooled Condensing Unit, Coil with Blower | XC13-036-230-03 |  | C33-50/60C+TDR+TXV | 12 | 14.5 | Yes | Yes | 2011-01-21 |  | 0
FALSE | TSA036S4N*G | 2270 | 4235441 | LENNOX INDUSTRIES, INC. | XC13-036-230-03 | AC | Split System: Air-Cooled Condensing Unit, Coil with Blower | XC13-036-230-03 |  | CH33-43+TDR+TXV | 12 | 14.5 | Yes | Yes | 2011-01-21 |  | 0
FALSE | TSA036S4N*G | 2270 | 4235442 | LENNOX INDUSTRIES, INC. | XC13-036-230-03 | AC | Split System: Air-Cooled Condensing Unit, Coil with Blower | XC13-036-230-03 |  | CH33-48+TDR+TXV | 12 | 14.5 | Yes | Yes | 2011-01-21 |  | 0
FALSE | TSA036S4N*G | 2270 | 4235443 | LENNOX INDUSTRIES, INC. | XC13-036-230-03 | AC | Split System: Air-Cooled Condensing Unit, Coil with Blower | XC13-036-230-03 |  | CX34-43+TDR | 12 | 14.5 | Yes | Yes | 2011-01-21 |  | 0
FALSE | TSA036S4N*G | 2270 | 4235444 | LENNOX INDUSTRIES, INC. | XC13-036-230-03 | AC | Split System: Air-Cooled Condensing Unit, Coil with Blower | XC13-036-230-03 |  | CX34-50/60C+TDR | 12 | 14.5 | Yes | Yes | 2011-01-21 |  | 0
FALSE | XC17-036-230-** | 2261 | 4235499 | LENNOX INDUSTRIES, INC. | XC17-036-230* | AC | Split System: Air-Cooled Condensing Unit, Coil with Blower | XC17-036-230* |  | CH33-49+TDR+TXV | 14.2 | 17 | Yes | Yes | 2011-01-21 |  | 2
FALSE | XC17-036-230-** | 2261 | 4235500 | LENNOX INDUSTRIES, INC. | XC17-036-230* | AC | Split System: Air-Cooled Condensing Unit, Coil with Blower | XC17-036-230* |  | CH33-50/60C+TDR+TXV | 14.2 | 17 | Yes | Yes | 2011-01-21 |  | 2
FALSE | XC17-036-230-** | 2261 | 4235501 | LENNOX INDUSTRIES, INC. | XC17-036-230* | AC | Split System: Air-Cooled Condensing Unit, Coil with Blower | XC17-036-230* |  | CX34-44/48+TDR | 14 | 16.5 | Yes | Yes | 2011-01-21 |  | 2
FALSE | XC17-036-230-** | 2261 | 4235502 | LENNOX INDUSTRIES, INC. | XC17-036-230* | AC | Split System: Air-Cooled Condensing Unit, Coil with Blower | XC17-036-230* |  | CX34-49+TDR | 14.2 | 16.7 | Yes | Yes | 2011-01-21 |  | 2
FALSE | XC17-036-230-** | 2261 | 4235503 | LENNOX INDUSTRIES, INC. | XC17-036-230* | AC | Split System: Air-Cooled Condensing Unit, Coil with Blower | XC17-036-230* |  | CX34-50/60C+TDR | 14 | 16.7 | Yes | Yes | 2011-01-21 |  | 2
FALSE | XC17-048-230-** | 2300 | 4235524 | LENNOX INDUSTRIES, INC. | XC17-048-230* | AC | Split System: Air-Cooled Condensing Unit, Coil with Blower | XC17-048-230* |  | CH33-48+TDR+TXV | 12.5 | 15.2 | Yes | Yes | 2011-01-21 |  | 1
FALSE | XC17-048-230-** | 2300 | 4235525 | LENNOX INDUSTRIES, INC. | XC17-048-230* | AC | Split System: Air-Cooled Condensing Unit, Coil with Blower | XC17-048-230* |  | CH33-49+TDR+TXV | 12.7 | 15.5 | Yes | Yes | 2011-01-21 |  | 1
FALSE | XC17-048-230-** | 2300 | 4235526 | LENNOX INDUSTRIES, INC. | XC17-048-230* | AC | Split System: Air-Cooled Condensing Unit, Coil with Blower | XC17-048-230* |  | CH33-50/60C+TDR+TXV | 12.7 | 15.5 | Yes | Yes | 2011-01-21 |  | 1
FALSE | TSA042H4N4*Y | 2280 | 4235539 | LENNOX INDUSTRIES, INC. | 14ACX-042-230-11 | AC | Split System: Air-Cooled Condensing Unit, Coil with Blower | 14ACX-042-230-11 |  | C33-43+TDR+TXV | 12.5 | 15 | Yes | Yes | 2011-01-21 |  | 1
FALSE | TSA042H4N4*Y | 2280 | 4235540 | LENNOX INDUSTRIES, INC. | 14ACX-042-230-11 | AC | Split System: Air-Cooled Condensing Unit, Coil with Blower | 14ACX-042-230-11 |  | C33-49+TDR+TXV | 13 | 15 | Yes | Yes | 2011-01-21 |  | 1
FALSE | TSA042H4N4*Y | 2280 | 4235541 | LENNOX INDUSTRIES, INC. | 14ACX-042-230-11 | AC | Split System: Air-Cooled Condensing Unit, Coil with Blower | 14ACX-042-230-11 |  | C33-50/60C+TDR+TXV | 12.5 | 14.5 | Yes | Yes | 2011-01-21 |  | 0
FALSE | TSA042H4N4*Y | 2280 | 4235542 | LENNOX INDUSTRIES, INC. | 14ACX-042-230-11 | AC | Split System: Air-Cooled Condensing Unit, Coil with Blower | 14ACX-042-230-11 |  | C33-62C+TDR+TXV | 13 | 15.5 | Yes | Yes | 2011-01-21 |  | 1
FALSE | XC14-048-230-08 | 2298 | 4235543 | LENNOX INDUSTRIES, INC. | 14ACX-048-230-11 | AC | Split System: Air-Cooled Condensing Unit, Coil with Blower | 14ACX-048-230-11 |  | C33-43+TDR+TXV | 12 | 14.5 | Yes | Yes | 2011-01-21 |  | 0
FALSE | XC14-048-230-08 | 2298 | 4235544 | LENNOX INDUSTRIES, INC. | 14ACX-048-230-11 | AC | Split System: Air-Cooled Condensing Unit, Coil with Blower | 14ACX-048-230-11 |  | C33-49+TDR+TXV | 12 | 14.5 | Yes | Yes | 2011-01-21 |  | 0
FALSE | XC14-048-230-08 | 2298 | 4235546 | LENNOX INDUSTRIES, INC. | 14ACX-048-230-11 | AC | Split System: Air-Cooled Condensing Unit, Coil with Blower | 14ACX-048-230-11 |  | C33-62C+TDR+TXV | 12.5 | 15 | Yes | Yes | 2011-01-21 |  | 1
FALSE | XC14-060-230-** | 2308 | 4235549 | LENNOX INDUSTRIES, INC. | 14ACX-060-230-11 | AC | Split System: Air-Cooled Condensing Unit, Coil with Blower | 14ACX-060-230-11 |  | C33-62C+TDR+TXV | 12 | 14.5 | Yes | Yes | 2011-01-21 |  | 0
FALSE | 14ACX-036-230-15 | 2264 | 4235550 | LENNOX INDUSTRIES, INC. | 14ACX-036-230-11 | AC | Split System: Air-Cooled Condensing Unit, Coil with Blower | 14ACX-036-230-11 |  | C33-43+TDR+TXV | 13 | 16 | Yes | Yes | 2011-01-21 |  | 2
FALSE | 14ACX-036-230-15 | 2264 | 4235551 | LENNOX INDUSTRIES, INC. | 14ACX-036-230-11 | AC | Split System: Air-Cooled Condensing Unit, Coil with Blower | 14ACX-036-230-11 |  | C33-49+TDR+TXV | 13 | 16 | Yes | Yes | 2011-01-21 |  | 2
FALSE | XC17-048-230-** | 2300 | 4235581 | LENNOX INDUSTRIES, INC. | XC17-048-230* | AC | Split System: Air-Cooled Condensing Unit, Coil with Blower | XC17-048-230* |  | C33-48+TDR+TXV | 12.5 | 15 | Yes | Yes | 2011-01-21 |  | 1
FALSE | XC17-048-230-** | 2300 | 4235582 | LENNOX INDUSTRIES, INC. | XC17-048-230* | AC | Split System: Air-Cooled Condensing Unit, Coil with Blower | XC17-048-230* |  | C33-49+TDR+TXV | 13 | 15.5 | Yes | Yes | 2011-01-21 |  | 1
FALSE | XC17-048-230-** | 2300 | 4235583 | LENNOX INDUSTRIES, INC. | XC17-048-230* | AC | Split System: Air-Cooled Condensing Unit, Coil with Blower | XC17-048-230* |  | C33-50/60C+TDR+TXV | 12.5 | 15.2 | Yes | Yes | 2011-01-21 |  | 1
FALSE | XC17-048-230-** | 2300 | 4235584 | LENNOX INDUSTRIES, INC. | XC17-048-230* | AC | Split System: Air-Cooled Condensing Unit, Coil with Blower | XC17-048-230* |  | C33-62C+TDR+TXV | 13.2 | 16 | Yes | Yes | 2011-01-21 |  | 2
FALSE | TSA036S4N*G | 2270 | 4235655 | LENNOX INDUSTRIES, INC. | TSA036S4N*Y | AC | Split System: Air-Cooled Condensing Unit, Coil with Blower | TSA036S4N*Y |  | C33-43+TDR+TXV | 12 | 14.5 | Yes | Yes | 2011-01-21 |  | 0
FALSE | TSA036S4N*G | 2270 | 4235657 | LENNOX INDUSTRIES, INC. | TSA036S4N*Y | AC | Split System: Air-Cooled Condensing Unit, Coil with Blower | TSA036S4N*Y |  | CH33-43+TDR+TXV | 12 | 14.5 | Yes | Yes | 2011-01-21 |  | 0
FALSE | TSA036S4N*G | 2270 | 4235659 | LENNOX INDUSTRIES, INC. | TSA036S4N*Y | AC | Split System: Air-Cooled Condensing Unit, Coil with Blower | TSA036S4N*Y |  | CX34-43+TDR | 12 | 14.5 | Yes | Yes | 2011-01-21 |  | 0
FALSE | TSA036S4N*G | 2270 | 4235661 | LENNOX INDUSTRIES, INC. | TSA036S4N*G | AC | Split System: Air-Cooled Condensing Unit, Coil with Blower | TSA036S4N*G |  | C33-43+TDR+TXV | 12 | 14.5 | Yes | Yes | 2011-01-21 |  | 0
FALSE | TSA036S4N*G | 2270 | 4235663 | LENNOX INDUSTRIES, INC. | TSA036S4N*G | AC | Split System: Air-Cooled Condensing Unit, Coil with Blower | TSA036S4N*G |  | CH33-43+TDR+TXV | 12 | 14.5 | Yes | Yes | 2011-01-21 |  | 0
FALSE | TSA036S4N*G | 2270 | 4235665 | LENNOX INDUSTRIES, INC. | TSA036S4N*G | AC | Split System: Air-Cooled Condensing Unit, Coil with Blower | TSA036S4N*G |  | CX34-43+TDR | 12 | 14.5 | Yes | Yes | 2011-01-21 |  | 0
FALSE | 14ACX-036-230-15 | 2264 | 4235729 | LENNOX INDUSTRIES, INC. | TSA036H4N42Y | AC | Split System: Air-Cooled Condensing Unit, Coil with Blower | TSA036H4N42Y |  | C33-43+TDR+TXV | 13 | 15.1 | Yes | Yes | 2011-01-21 |  | 1
FALSE | 14ACX-036-230-15 | 2264 | 4235730 | LENNOX INDUSTRIES, INC. | TSA036H4N42Y | AC | Split System: Air-Cooled Condensing Unit, Coil with Blower | TSA036H4N42Y |  | C33-49+TDR+TXV | 13 | 16 | Yes | Yes | 2011-01-21 |  | 2
FALSE | 14ACX-036-230-15 | 2264 | 4235731 | LENNOX INDUSTRIES, INC. | TSA036H4N42Y | AC | Split System: Air-Cooled Condensing Unit, Coil with Blower | TSA036H4N42Y |  | C33-50/60C+TDR+TXV | 13 | 15.1 | Yes | Yes | 2011-01-21 |  | 1
FALSE | 14ACX-036-230-15 | 2264 | 4235732 | LENNOX INDUSTRIES, INC. | TSA036H4N42G | AC | Split System: Air-Cooled Condensing Unit, Coil with Blower | TSA036H4N42G |  | CX34-43+TDR | 13 | 15.1 | Yes | Yes | 2011-01-21 |  | 1
FALSE | 14ACX-036-230-15 | 2264 | 4235733 | LENNOX INDUSTRIES, INC. | TSA036H4N42G | AC | Split System: Air-Cooled Condensing Unit, Coil with Blower | TSA036H4N42G |  | CX34-44/48+TDR | 13 | 15.1 | Yes | Yes | 2011-01-21 |  | 1
FALSE | 14ACX-036-230-15 | 2264 | 4235734 | LENNOX INDUSTRIES, INC. | TSA036H4N42G | AC | Split System: Air-Cooled Condensing Unit, Coil with Blower | TSA036H4N42G |  | CX34-49+TDR | 13 | 16 | Yes | Yes | 2011-01-21 |  | 2
FALSE | 14ACX-036-230-15 | 2264 | 4235735 | LENNOX INDUSTRIES, INC. | TSA036H4N42G | AC | Split System: Air-Cooled Condensing Unit, Coil with Blower | TSA036H4N42G |  | CX34-50/60C+TDR | 13 | 15.1 | Yes | Yes | 2011-01-21 |  | 1
FALSE | 14ACX-036-230-15 | 2264 | 4235736 | LENNOX INDUSTRIES, INC. | TSA036H4N42G | AC | Split System: Air-Cooled Condensing Unit, Coil with Blower | TSA036H4N42G |  | CH33-43+TDR+TXV | 13 | 15.1 | Yes | Yes | 2011-01-21 |  | 1
FALSE | 14ACX-036-230-15 | 2264 | 4235737 | LENNOX INDUSTRIES, INC. | TSA036H4N42G | AC | Split System: Air-Cooled Condensing Unit, Coil with Blower | TSA036H4N42G |  | CH33-50/60C+TDR+TXV | 13 | 16 | Yes | Yes | 2011-01-21 |  | 2
FALSE | 14ACX-036-230-15 | 2264 | 4235738 | LENNOX INDUSTRIES, INC. | TSA036H4N42G | AC | Split System: Air-Cooled Condensing Unit, Coil with Blower | TSA036H4N42G |  | C33-43+TDR+TXV | 13 | 15.1 | Yes | Yes | 2011-01-21 |  | 1
FALSE | 14ACX-036-230-15 | 2264 | 4235739 | LENNOX INDUSTRIES, INC. | TSA036H4N42G | AC | Split System: Air-Cooled Condensing Unit, Coil with Blower | TSA036H4N42G |  | C33-49+TDR+TXV | 13 | 16 | Yes | Yes | 2011-01-21 |  | 2
FALSE | 14ACX-036-230-15 | 2264 | 4235740 | LENNOX INDUSTRIES, INC. | TSA036H4N42G | AC | Split System: Air-Cooled Condensing Unit, Coil with Blower | TSA036H4N42G |  | C33-50/60C+TDR+TXV | 13 | 15.1 | Yes | Yes | 2011-01-21 |  | 1
FALSE | TSA042H4N4*Y | 2280 | 4235742 | LENNOX INDUSTRIES, INC. | TSA042H4N41Y | AC | Split System: Air-Cooled Condensing Unit, Coil with Blower | TSA042H4N41Y |  | CX34-43+TDR | 12.5 | 15 | Yes | Yes | 2011-01-21 |  | 1
FALSE | TSA042H4N4*Y | 2280 | 4235743 | LENNOX INDUSTRIES, INC. | TSA042H4N41Y | AC | Split System: Air-Cooled Condensing Unit, Coil with Blower | TSA042H4N41Y |  | CH33-50/60C+TDR+TXV | 12.5 | 15 | Yes | Yes | 2011-01-21 |  | 1
FALSE | TSA042H4N4*Y | 2280 | 4235744 | LENNOX INDUSTRIES, INC. | TSA042H4N41Y | AC | Split System: Air-Cooled Condensing Unit, Coil with Blower | TSA042H4N41Y |  | CX34-44/48+TDR | 12.5 | 14.5 | Yes | Yes | 2011-01-21 |  | 0
FALSE | TSA042H4N4*Y | 2280 | 4235745 | LENNOX INDUSTRIES, INC. | TSA042H4N41Y | AC | Split System: Air-Cooled Condensing Unit, Coil with Blower | TSA042H4N41Y |  | CH33-48+TDR+TXV | 12.5 | 14.5 | Yes | Yes | 2011-01-21 |  | 0
FALSE | TSA042H4N4*Y | 2280 | 4235746 | LENNOX INDUSTRIES, INC. | TSA042H4N41Y | AC | Split System: Air-Cooled Condensing Unit, Coil with Blower | TSA042H4N41Y |  | CH33-49+TDR+TXV | 12.5 | 15 | Yes | Yes | 2011-01-21 |  | 1
FALSE | TSA042H4N4*Y | 2280 | 4235766 | LENNOX INDUSTRIES, INC. | TSA042H4N41G | AC | Split System: Air-Cooled Condensing Unit, Coil with Blower | TSA042H4N41G |  | CH33-49+TDR+TXV | 12.5 | 15 | Yes | Yes | 2011-01-21 |  | 1
FALSE | TSA042H4N4*Y | 2280 | 4235767 | LENNOX INDUSTRIES, INC. | TSA042H4N41G | AC | Split System: Air-Cooled Condensing Unit, Coil with Blower | TSA042H4N41G |  | CH33-50/60C+TDR+TXV | 12.5 | 15 | Yes | Yes | 2011-01-21 |  | 1
FALSE | TSA042H4N4*Y | 2280 | 4235768 | LENNOX INDUSTRIES, INC. | TSA042H4N41G | AC | Split System: Air-Cooled Condensing Unit, Coil with Blower | TSA042H4N41G |  | CX34-62C+TDR | 13 | 15.5 | Yes | Yes | 2011-01-21 |  | 1
FALSE | TSA042H4N4*Y | 2280 | 4235769 | LENNOX INDUSTRIES, INC. | TSA042H4N41G | AC | Split System: Air-Cooled Condensing Unit, Coil with Blower | TSA042H4N41G |  | CH33-43+TDR+TXV | 13 | 15 | Yes | Yes | 2011-01-21 |  | 1
FALSE | XC14-048-230-08 | 2298 | 4235771 | LENNOX INDUSTRIES, INC. | TSA048H4N41Y | AC | Split System: Air-Cooled Condensing Unit, Coil with Blower | TSA048H4N41Y |  | CX34-43+TDR | 12 | 14.5 | Yes | Yes | 2011-01-21 |  | 0
FALSE | XC14-048-230-08 | 2298 | 4235773 | LENNOX INDUSTRIES, INC. | TSA048H4N41Y | AC | Split System: Air-Cooled Condensing Unit, Coil with Blower | TSA048H4N41Y |  | CX34-49+TDR | 12 | 14.5 | Yes | Yes | 2011-01-21 |  | 0
FALSE | XC14-048-230-08 | 2298 | 4235775 | LENNOX INDUSTRIES, INC. | TSA048H4N41Y | AC | Split System: Air-Cooled Condensing Unit, Coil with Blower | TSA048H4N41Y |  | CX34-62C+TDR | 12.5 | 15 | Yes | Yes | 2011-01-21 |  | 1
FALSE | XC14-048-230-08 | 2298 | 4235776 | LENNOX INDUSTRIES, INC. | TSA048H4N41Y | AC | Split System: Air-Cooled Condensing Unit, Coil with Blower | TSA048H4N41Y |  | CH33-43+TDR+TXV | 12 | 14.5 | Yes | Yes | 2011-01-21 |  | 0
FALSE | XC14-048-230-08 | 2298 | 4235777 | LENNOX INDUSTRIES, INC. | TSA048H4N41Y | AC | Split System: Air-Cooled Condensing Unit, Coil with Blower | TSA048H4N41Y |  | CH33-48+TDR+TXV | 12 | 14.5 | Yes | Yes | 2011-01-21 |  | 0
FALSE | XC14-048-230-08 | 2298 | 4235778 | LENNOX INDUSTRIES, INC. | TSA048H4N41Y | AC | Split System: Air-Cooled Condensing Unit, Coil with Blower | TSA048H4N41Y |  | CH33-49+TDR+TXV | 12 | 14.5 | Yes | Yes | 2011-01-21 |  | 0
FALSE | XC14-048-230-08 | 2298 | 4235779 | LENNOX INDUSTRIES, INC. | TSA048H4N41Y | AC | Split System: Air-Cooled Condensing Unit, Coil with Blower | TSA048H4N41Y |  | CH33-50/60C+TDR+TXV | 12 | 14.5 | Yes | Yes | 2011-01-21 |  | 0
FALSE | XC14-048-230-08 | 2298 | 4235780 | LENNOX INDUSTRIES, INC. | TSA048H4N41Y | AC | Split System: Air-Cooled Condensing Unit, Coil with Blower | TSA048H4N41Y |  | C33-43+TDR+TXV | 12 | 14.5 | Yes | Yes | 2011-01-21 |  | 0
FALSE | XC14-048-230-08 | 2298 | 4235781 | LENNOX INDUSTRIES, INC. | TSA048H4N41Y | AC | Split System: Air-Cooled Condensing Unit, Coil with Blower | TSA048H4N41Y |  | C33-49+TDR+TXV | 12 | 14.5 | Yes | Yes | 2011-01-21 |  | 0
FALSE | XC14-048-230-08 | 2298 | 4235783 | LENNOX INDUSTRIES, INC. | TSA048H4N41Y | AC | Split System: Air-Cooled Condensing Unit, Coil with Blower | TSA048H4N41Y |  | C33-62C+TDR+TXV | 12.5 | 15 | Yes | Yes | 2011-01-21 |  | 1
FALSE | XC14-048-230-08 | 2298 | 4235784 | LENNOX INDUSTRIES, INC. | TSA048H4N41G | AC | Split System: Air-Cooled Condensing Unit, Coil with Blower | TSA048H4N41G |  | CX34-43+TDR | 12 | 14.5 | Yes | Yes | 2011-01-21 |  | 0
FALSE | XC14-060-230-** | 2308 | 4235807 | LENNOX INDUSTRIES, INC. | TSA060H4N41Y | AC | Split System: Air-Cooled Condensing Unit, Coil with Blower | TSA060H4N41Y |  | CX34-62C+TDR | 12 | 14.5 | Yes | Yes | 2011-01-21 |  | 0
FALSE | XC14-060-230-** | 2308 | 4235812 | LENNOX INDUSTRIES, INC. | TSA060H4N41Y | AC | Split System: Air-Cooled Condensing Unit, Coil with Blower | TSA060H4N41Y |  | C33-62C+TDR+TXV | 12 | 14.5 | Yes | Yes | 2011-01-21 |  | 0
FALSE | XC17-060-230-08 | 2305 | 4235813 | LENNOX INDUSTRIES, INC. | XC17-060-230-03 | AC | Split System: Air-Cooled Condensing Unit, Coil with Blower | XC17-060-230-03 |  | CX34-49+TDR | 12.7 | 15.5 | Yes | Yes | 2011-01-21 |  | 1
FALSE | XC17-060-230-08 | 2305 | 4235814 | LENNOX INDUSTRIES, INC. | XC17-060-230-03 | AC | Split System: Air-Cooled Condensing Unit, Coil with Blower | XC17-060-230-03 |  | CX34-62C+TDR | 13 | 16 | Yes | Yes | 2011-01-21 |  | 2
FALSE | XC17-060-230-08 | 2305 | 4235815 | LENNOX INDUSTRIES, INC. | XC17-060-230-03 | AC | Split System: Air-Cooled Condensing Unit, Coil with Blower | XC17-060-230-03 |  | CH23-65+TDR+TXV | 12.5 | 15.5 | Yes | Yes | 2011-01-21 |  | 1
FALSE | XC17-060-230-08 | 2305 | 4235816 | LENNOX INDUSTRIES, INC. | XC17-060-230-03 | AC | Split System: Air-Cooled Condensing Unit, Coil with Blower | XC17-060-230-03 |  | CH23-68+TDR+TXV | 13 | 16 | Yes | Yes | 2011-01-21 |  | 2
FALSE | XC14-060-230-** | 2308 | 4235817 | LENNOX INDUSTRIES, INC. | XC14-060-230* | AC | Split System: Air-Cooled Condensing Unit, Coil with Blower | XC14-060-230* |  | CH33-62D+TDR+TXV | 12 | 14.5 | Yes | Yes | 2011-01-21 |  | 0
FALSE | XC17-060-230-08 | 2305 | 4235819 | LENNOX INDUSTRIES, INC. | XC17-060-230-03 | AC | Split System: Air-Cooled Condensing Unit, Coil with Blower | XC17-060-230-03 |  | CH33-62D+TDR+TXV | 13 | 15.7 | Yes | Yes | 2011-01-21 |  | 1
FALSE | 4TTX6036H1 | 3598 | 4245555 | TRANE | 4TTX5036A1 | AC | Split System: Air-Cooled Condensing Unit, Coil with Blower | 4TTX5036A1 |  | 4TEE3F48B1+18-GJ23D | 13 | 15.25 | Yes | Yes | 2011-01-21 |  | 1
FALSE | 4TTX6048H1 | 3702 | 4245557 | TRANE | 4TTX5048A1 | AC | Split System: Air-Cooled Condensing Unit, Coil with Blower | 4TTX5048A1 |  | 4TEE3F48B1+18-GJ23D | 12 | 15 | Yes | Yes | 2011-01-21 |  | 0
FALSE | 4TTX6049H1 | 3690 | 4245558 | TRANE | 4TTX5049E1 | AC | Split System: Air-Cooled Condensing Unit, Coil with Blower | 4TTX5049E1 |  | 4TEE3F48B1+18-GJ23D | 13 | 15.5 | Yes | Yes | 2011-01-21 |  | 1
FALSE | 4TTX6049H1 | 3690 | 4245559 | TRANE | 4TTX5049E1 | AC | Split System: Air-Cooled Condensing Unit, Coil with Blower | 4TTX5049E1 |  | 4TEE3F49C1+18-GJ23D | 13 | 16 | Yes | Yes | 2011-01-21 |  | 2
FALSE | 4TTX6049H1 | 3690 | 4245560 | TRANE | 4TTX5049E1 | AC | Split System: Air-Cooled Condensing Unit, Coil with Blower | 4TTX5049E1 |  | 4TEE3F66A1+18-GJ23D | 13 | 16 | Yes | Yes | 2011-01-21 |  | 2
FALSE | 4TTR6042B1 | 3680 | 4245592 | AMERICAN STANDARD, INC. | 4A7A5042E1 | AC | Split System: Air-Cooled Condensing Unit, Coil with Blower | 4TTR5042E1 |  | 4TEE3F49C1+18-GJ23D | 13 | 15.5 | Yes | Yes | 2011-02-28 |  | 1
FALSE | 4TTR6049B1 | 3692 | 4245593 | AMERICAN STANDARD, INC. | 4A7A5049E1 | AC | Split System: Air-Cooled Condensing Unit, Coil with Blower | 4TTR5049E1 |  | 4TEE3F48B1+18-GJ23D | 13 | 15.5 | Yes | Yes | 2011-02-28 |  | 1
FALSE | 4TTR6049B1 | 3692 | 4245594 | AMERICAN STANDARD, INC. | 4A7A5049E1 | AC | Split System: Air-Cooled Condensing Unit, Coil with Blower | 4TTR5049E1 |  | 4TEE3F49C1+18-GJ23D | 13 | 16 | Yes | Yes | 2011-02-28 |  | 2
FALSE | 4TTR6049B1 | 3692 | 4245595 | AMERICAN STANDARD, INC. | 4A7A5049E1 | AC | Split System: Air-Cooled Condensing Unit, Coil with Blower | 4TTR5049E1 |  | 4TEE3F66A1+18-GJ23D | 13 | 16 | Yes | Yes | 2011-02-28 |  | 2
FALSE | 14ACX-030-230-17 | 2250 | 4249252 | LENNOX INDUSTRIES, INC. | 14ACX-030-230-11 | AC | Split System: Air-Cooled Condensing Unit, Coil with Blower | 14ACX-030-230-11 |  | CX34-38+TDR | 13.2 | 16 | Yes | Yes | 2011-01-21 |  | 2
FALSE | 14ACX-030-230-17 | 2250 | 4249253 | LENNOX INDUSTRIES, INC. | 14ACX-030-230-11 | AC | Split System: Air-Cooled Condensing Unit, Coil with Blower | 14ACX-030-230-11 |  | CX34-43+TDR | 13.5 | 16 | Yes | Yes | 2011-01-21 |  | 2
FALSE | 14ACX-030-230-17 | 2250 | 4249254 | LENNOX INDUSTRIES, INC. | 14ACX-030-230-11 | AC | Split System: Air-Cooled Condensing Unit, Coil with Blower | 14ACX-030-230-11 |  | CH33-31+TDR+TXV | 13.5 | 16 | Yes | Yes | 2011-01-21 |  | 2
FALSE | 14ACX-030-230-17 | 2250 | 4249255 | LENNOX INDUSTRIES, INC. | 14ACX-030-230-11 | AC | Split System: Air-Cooled Condensing Unit, Coil with Blower | 14ACX-030-230-11 |  | CH33-43+TDR+TXV | 13.5 | 16.2 | Yes | Yes | 2011-01-21 |  | 2
FALSE | 14ACX-030-230-17 | 2250 | 4249256 | LENNOX INDUSTRIES, INC. | 14ACX-030-230-11 | AC | Split System: Air-Cooled Condensing Unit, Coil with Blower | 14ACX-030-230-11 |  | CH33-44/48+TDR+TXV | 13.2 | 16 | Yes | Yes | 2011-01-21 |  | 2
FALSE | XC17-024-230* | 2237 | 4249295 | LENNOX INDUSTRIES, INC. | XC17-024-230* | AC | Split System: Air-Cooled Condensing Unit, Coil with Blower | XC17-024-230* |  | CH33-31+TDR+TXV | 14 | 17 | Yes | Yes | 2011-01-21 |  | 2
FALSE | XC21-024-230-10 | 2324 | 4249326 | LENNOX INDUSTRIES, INC. | XC21-024-230-05 | AC | Split System: Air-Cooled Condensing Unit, Coil with Blower | XC21-024-230-05 |  | CX34-18/24+TDR | 13.5 | 18 | Yes | Yes | 2011-01-21 |  | 3
FALSE | XC21-024-230-10 | 2324 | 4249327 | LENNOX INDUSTRIES, INC. | XC21-024-230-05 | AC | Split System: Air-Cooled Condensing Unit, Coil with Blower | XC21-024-230-05 |  | CX34-25+TDR | 14.2 | 19.5 | Yes | Yes | 2011-01-21 |  | 3
FALSE | XC21-024-230-10 | 2324 | 4249328 | LENNOX INDUSTRIES, INC. | XC21-024-230-05 | AC | Split System: Air-Cooled Condensing Unit, Coil with Blower | XC21-024-230-05 |  | CX34-31+TDR | 14.5 | 19.7 | Yes | Yes | 2011-01-21 |  | 3
FALSE | XC21-024-230-10 | 2324 | 4249329 | LENNOX INDUSTRIES, INC. | XC21-024-230-05 | AC | Split System: Air-Cooled Condensing Unit, Coil with Blower | XC21-024-230-05 |  | CX34-36+TDR | 14.2 | 19.2 | Yes | Yes | 2011-01-21 |  | 3
FALSE | XC21-024-230-10 | 2324 | 4249330 | LENNOX INDUSTRIES, INC. | XC21-024-230-05 | AC | Split System: Air-Cooled Condensing Unit, Coil with Blower | XC21-024-230-05 |  | CX34-38+TDR | 14.5 | 20 | Yes | Yes | 2011-01-21 |  | 3
FALSE | XC21-024-230-10 | 2324 | 4249331 | LENNOX INDUSTRIES, INC. | XC21-024-230-05 | AC | Split System: Air-Cooled Condensing Unit, Coil with Blower | XC21-024-230-05 |  | CX34-42+TDR | 14.2 | 19.2 | Yes | Yes | 2011-01-21 |  | 3
FALSE | XC21-024-230-10 | 2324 | 4249332 | LENNOX INDUSTRIES, INC. | XC21-024-230-05 | AC | Split System: Air-Cooled Condensing Unit, Coil with Blower | XC21-024-230-05 |  | CH23-21+TDR+TXV | 13.2 | 18 | Yes | Yes | 2011-01-21 |  | 3
FALSE | XC21-024-230-10 | 2324 | 4249333 | LENNOX INDUSTRIES, INC. | XC21-024-230-05 | AC | Split System: Air-Cooled Condensing Unit, Coil with Blower | XC21-024-230-05 |  | CH23-31+TDR+TXV | 13.5 | 18.5 | Yes | Yes | 2011-01-21 |  | 3
FALSE | XC21-024-230-10 | 2324 | 4249334 | LENNOX INDUSTRIES, INC. | XC21-024-230-05 | AC | Split System: Air-Cooled Condensing Unit, Coil with Blower | XC21-024-230-05 |  | CH23-41+TDR+TXV | 14.2 | 19.2 | Yes | Yes | 2011-01-21 |  | 3
FALSE | XC21-024-230-10 | 2324 | 4249335 | LENNOX INDUSTRIES, INC. | XC21-024-230-05 | AC | Split System: Air-Cooled Condensing Unit, Coil with Blower | XC21-024-230-05 |  | CH23-51+TDR+TXV | 14.2 | 19.5 | Yes | Yes | 2011-01-21 |  | 3
FALSE | XC21-024-230-10 | 2324 | 4249336 | LENNOX INDUSTRIES, INC. | XC21-024-230-05 | AC | Split System: Air-Cooled Condensing Unit, Coil with Blower | XC21-024-230-05 |  | CH33-25+TDR+TXV | 14.2 | 19.2 | Yes | Yes | 2011-01-21 |  | 3
FALSE | XC14-041-230* | 2272 | 4253803 | LENNOX INDUSTRIES, INC. | 14ACX-041-230* | AC | Split System: Air-Cooled Condensing Unit, Coil with Blower | 14ACX-041-230* |  | CX34-62C+TDR | 13 | 16 | Yes | Yes | 2011-01-21 |  | 2
FALSE | XC14-041-230* | 2272 | 4253804 | LENNOX INDUSTRIES, INC. | 14ACX-041-230* | AC | Split System: Air-Cooled Condensing Unit, Coil with Blower | 14ACX-041-230* |  | CX34-62C+TDR | 13 | 16 | Yes | Yes | 2011-01-21 |  | 2
FALSE | XC14-041-230* | 2272 | 4253805 | LENNOX INDUSTRIES, INC. | 14ACX-041-230* | AC | Split System: Air-Cooled Condensing Unit, Coil with Blower | 14ACX-041-230* |  | CX34-62C+TDR | 13 | 16 | Yes | Yes | 2011-01-21 |  | 2
FALSE | XC14-041-230* | 2272 | 4253806 | LENNOX INDUSTRIES, INC. | 14ACX-041-230* | AC | Split System: Air-Cooled Condensing Unit, Coil with Blower | 14ACX-041-230* |  | CX34-62C+TDR | 13 | 16 | Yes | Yes | 2011-01-21 |  | 2
FALSE | XC14-041-230* | 2272 | 4253807 | LENNOX INDUSTRIES, INC. | 14ACX-041-230* | AC | Split System: Air-Cooled Condensing Unit, Coil with Blower | 14ACX-041-230* |  | CX34-62C+TDR | 13 | 16 | Yes | Yes | 2011-01-21 |  | 2
FALSE | XC14-041-230* | 2272 | 4253808 | LENNOX INDUSTRIES, INC. | XC14-041-230* | AC | Split System: Air-Cooled Condensing Unit, Coil with Blower | XC14-041-230* |  | CH33-43+TDR+TXV | 13 | 15.7 | Yes | Yes | 2011-01-21 |  | 1
FALSE | XC14-041-230* | 2272 | 4253809 | LENNOX INDUSTRIES, INC. | XC14-041-230* | AC | Split System: Air-Cooled Condensing Unit, Coil with Blower | XC14-041-230* |  | CH33-43+TDR+TXV | 13 | 15.7 | Yes | Yes | 2011-01-21 |  | 1
FALSE | XC14-041-230* | 2272 | 4253810 | LENNOX INDUSTRIES, INC. | XC14-041-230* | AC | Split System: Air-Cooled Condensing Unit, Coil with Blower | XC14-041-230* |  | CH33-43+TDR+TXV | 13 | 15.7 | Yes | Yes | 2011-01-21 |  | 1
FALSE | XC14-041-230* | 2272 | 4253811 | LENNOX INDUSTRIES, INC. | XC14-041-230* | AC | Split System: Air-Cooled Condensing Unit, Coil with Blower | XC14-041-230* |  | CH33-48+TDR+TXV | 13 | 15.2 | Yes | Yes | 2011-01-21 |  | 1
FALSE | XC14-041-230* | 2272 | 4253812 | LENNOX INDUSTRIES, INC. | XC14-041-230* | AC | Split System: Air-Cooled Condensing Unit, Coil with Blower | XC14-041-230* |  | CH33-48+TDR+TXV | 13 | 15.5 | Yes | Yes | 2011-01-21 |  | 1
FALSE | XC14-041-230* | 2272 | 4253813 | LENNOX INDUSTRIES, INC. | XC14-041-230* | AC | Split System: Air-Cooled Condensing Unit, Coil Alone | XC14-041-230* |  | CH33-50/60C+TDR+TXV | 12.5 | 14.5 | Yes | Yes | 2011-01-21 |  | 0
FALSE | XC14-041-230* | 2272 | 4253814 | LENNOX INDUSTRIES, INC. | XC14-041-230* | AC | Split System: Air-Cooled Condensing Unit, Coil with Blower | XC14-041-230* |  | CX34-49+TDR | 13 | 16 | Yes | Yes | 2011-01-21 |  | 2
FALSE | XC14-041-230* | 2272 | 4253815 | LENNOX INDUSTRIES, INC. | XC14-041-230* | AC | Split System: Air-Cooled Condensing Unit, Coil with Blower | XC14-041-230* |  | CX34-49+TDR | 13 | 16 | Yes | Yes | 2011-01-21 |  | 2
FALSE | XC14-041-230* | 2272 | 4253816 | LENNOX INDUSTRIES, INC. | XC14-041-230* | AC | Split System: Air-Cooled Condensing Unit, Coil with Blower | XC14-041-230* |  | CX34-49+TDR | 13 | 16 | Yes | Yes | 2011-01-21 |  | 2
FALSE | XC14-041-230* | 2272 | 4253817 | LENNOX INDUSTRIES, INC. | XC14-041-230* | AC | Split System: Air-Cooled Condensing Unit, Coil with Blower | XC14-041-230* |  | CX34-62C+TDR | 13 | 16 | Yes | Yes | 2011-01-21 |  | 2
FALSE | XC14-041-230* | 2272 | 4253818 | LENNOX INDUSTRIES, INC. | XC14-041-230* | AC | Split System: Air-Cooled Condensing Unit, Coil with Blower | XC14-041-230* |  | CX34-62C+TDR | 13 | 16 | Yes | Yes | 2011-01-21 |  | 2
FALSE | XC14-041-230* | 2272 | 4253819 | LENNOX INDUSTRIES, INC. | XC14-041-230* | AC | Split System: Air-Cooled Condensing Unit, Coil with Blower | XC14-041-230* |  | CX34-62C+TDR | 13 | 16 | Yes | Yes | 2011-01-21 |  | 2
FALSE | XC14-041-230* | 2272 | 4253820 | LENNOX INDUSTRIES, INC. | XC14-041-230* | AC | Split System: Air-Cooled Condensing Unit, Coil with Blower | XC14-041-230* |  | CX34-62C+TDR | 13 | 16 | Yes | Yes | 2011-01-21 |  | 2
FALSE | XC14-047-230* | 2292 | 4253839 | LENNOX INDUSTRIES, INC. | 14ACX-047-230* | AC | Split System: Air-Cooled Condensing Unit, Coil with Blower | 14ACX-047-230* |  | CX34-49+TDR | 12.7 | 15.5 | Yes | Yes | 2011-01-21 |  | 1
FALSE | XC14-047-230* | 2292 | 4253840 | LENNOX INDUSTRIES, INC. | 14ACX-047-230* | AC | Split System: Air-Cooled Condensing Unit, Coil with Blower | 14ACX-047-230* |  | CX34-49+TDR | 12.7 | 15.5 | Yes | Yes | 2011-01-21 |  | 1
FALSE | XC14-047-230* | 2292 | 4253841 | LENNOX INDUSTRIES, INC. | 14ACX-047-230* | AC | Split System: Air-Cooled Condensing Unit, Coil with Blower | 14ACX-047-230* |  | CX34-62C+TDR | 13 | 16 | Yes | Yes | 2011-01-21 |  | 2
FALSE | XC14-047-230* | 2292 | 4253842 | LENNOX INDUSTRIES, INC. | 14ACX-047-230* | AC | Split System: Air-Cooled Condensing Unit, Coil with Blower | 14ACX-047-230* |  | CX34-62C+TDR | 13 | 16 | Yes | Yes | 2011-01-21 |  | 2
FALSE | XC14-047-230* | 2292 | 4253843 | LENNOX INDUSTRIES, INC. | XC14-047-230* | AC | Split System: Air-Cooled Condensing Unit, Coil with Blower | XC14-047-230* |  | C33-49+TDR+TXV | 13 | 15.7 | Yes | Yes | 2011-01-21 |  | 1
FALSE | XC14-047-230* | 2292 | 4253844 | LENNOX INDUSTRIES, INC. | XC14-047-230* | AC | Split System: Air-Cooled Condensing Unit, Coil with Blower | XC14-047-230* |  | C33-49+TDR+TXV | 13 | 15.7 | Yes | Yes | 2011-01-21 |  | 1
FALSE | XC14-047-230* | 2292 | 4253845 | LENNOX INDUSTRIES, INC. | XC14-047-230* | AC | Split System: Air-Cooled Condensing Unit, Coil with Blower | XC14-047-230* |  | C33-49+TDR+TXV | 12.7 | 15.2 | Yes | Yes | 2011-01-21 |  | 1
FALSE | XC14-047-230* | 2292 | 4253846 | LENNOX INDUSTRIES, INC. | XC14-047-230* | AC | Split System: Air-Cooled Condensing Unit, Coil with Blower | XC14-047-230* |  | C33-49+TDR+TXV | 12.7 | 15.5 | Yes | Yes | 2011-01-21 |  | 1
FALSE | XC14-047-230* | 2292 | 4253847 | LENNOX INDUSTRIES, INC. | XC14-047-230* | AC | Split System: Air-Cooled Condensing Unit, Coil with Blower | XC14-047-230* |  | C33-49+TDR+TXV | 12.7 | 15.5 | Yes | Yes | 2011-01-21 |  | 1
FALSE | XC14-047-230* | 2292 | 4253848 | LENNOX INDUSTRIES, INC. | XC14-047-230* | AC | Split System: Air-Cooled Condensing Unit, Coil with Blower | XC14-047-230* |  | C33-62C+TDR+TXV | 13 | 16 | Yes | Yes | 2011-01-21 |  | 2
FALSE | XC14-047-230* | 2292 | 4253849 | LENNOX INDUSTRIES, INC. | XC14-047-230* | AC | Split System: Air-Cooled Condensing Unit, Coil with Blower | XC14-047-230* |  | C33-62C+TDR+TXV | 13 | 16 | Yes | Yes | 2011-01-21 |  | 2
FALSE | XC14-047-230* | 2292 | 4253850 | LENNOX INDUSTRIES, INC. | XC14-047-230* | AC | Split System: Air-Cooled Condensing Unit, Coil with Blower | XC14-047-230* |  | CH33-43+TDR+TXV | 12.7 | 15.2 | Yes | Yes | 2011-01-21 |  | 1
FALSE | XC14-047-230* | 2292 | 4253851 | LENNOX INDUSTRIES, INC. | XC14-047-230* | AC | Split System: Air-Cooled Condensing Unit, Coil with Blower | XC14-047-230* |  | CH33-43+TDR+TXV | 12.5 | 15.2 | Yes | Yes | 2011-01-21 |  | 1
FALSE | XC14-047-230* | 2292 | 4253852 | LENNOX INDUSTRIES, INC. | XC14-047-230* | AC | Split System: Air-Cooled Condensing Unit, Coil with Blower | XC14-047-230* |  | CH33-49+TDR+TXV | 12.7 | 15.2 | Yes | Yes | 2011-01-21 |  | 1
FALSE | XC14-047-230* | 2292 | 4253853 | LENNOX INDUSTRIES, INC. | XC14-047-230* | AC | Split System: Air-Cooled Condensing Unit, Coil with Blower | XC14-047-230* |  | CH33-49+TDR+TXV | 12.7 | 15.2 | Yes | Yes | 2011-01-21 |  | 1
FALSE | XC14-047-230* | 2292 | 4253854 | LENNOX INDUSTRIES, INC. | XC14-047-230* | AC | Split System: Air-Cooled Condensing Unit, Coil with Blower | XC14-047-230* |  | CH33-49+TDR+TXV | 12.7 | 15.2 | Yes | Yes | 2011-01-21 |  | 1
FALSE | XC14-047-230* | 2292 | 4253855 | LENNOX INDUSTRIES, INC. | XC14-047-230* | AC | Split System: Air-Cooled Condensing Unit, Coil Alone | XC14-047-230* |  | CH33-50/60C+TDR+TXV | 12.2 | 14.5 | Yes | Yes | 2011-01-21 |  | 0
FALSE | XC14-047-230* | 2292 | 4253856 | LENNOX INDUSTRIES, INC. | XC14-047-230* | AC | Split System: Air-Cooled Condensing Unit, Coil with Blower | XC14-047-230* |  | CX34-49+TDR | 13 | 15.7 | Yes | Yes | 2011-01-21 |  | 1
FALSE | XC21-024-230-10 | 2324 | 4254160 | LENNOX INDUSTRIES, INC. | XC21-024-230-05 | AC | Split System: Air-Cooled Condensing Unit, Coil Alone | XC21-024-230-05 |  | C33-24+TDR+TXV | 12.2 | 16 | Yes | Yes | 2011-01-21 |  | 0
FALSE | XC21-024-230-10 | 2324 | 4254161 | LENNOX INDUSTRIES, INC. | XC21-024-230-05 | AC | Split System: Air-Cooled Condensing Unit, Coil with Blower | XC21-024-230-05 |  | C33-24+TDR+TXV | 13.5 | 18.5 | Yes | Yes | 2011-01-21 |  | 3
FALSE | XC21-024-230-10 | 2324 | 4254162 | LENNOX INDUSTRIES, INC. | XC21-024-230-05 | AC | Split System: Air-Cooled Condensing Unit, Coil with Blower | XC21-024-230-05 |  | C33-24+TDR+TXV | 13.5 | 18.5 | Yes | Yes | 2011-01-21 |  | 3
FALSE | XC21-024-230-10 | 2324 | 4254163 | LENNOX INDUSTRIES, INC. | XC21-024-230-05 | AC | Split System: Air-Cooled Condensing Unit, Coil with Blower | XC21-024-230-05 |  | C33-24+TDR+TXV | 13.5 | 18.7 | Yes | Yes | 2011-01-21 |  | 3
FALSE | XC21-024-230-10 | 2324 | 4254164 | LENNOX INDUSTRIES, INC. | XC21-024-230-05 | AC | Split System: Air-Cooled Condensing Unit, Coil with Blower | XC21-024-230-05 |  | C33-24+TDR+TXV | 13.7 | 18.7 | Yes | Yes | 2011-01-21 |  | 3
FALSE | XC21-024-230-10 | 2324 | 4254165 | LENNOX INDUSTRIES, INC. | XC21-024-230-05 | AC | Split System: Air-Cooled Condensing Unit, Coil with Blower | XC21-024-230-05 |  | C33-24+TDR+TXV | 13.7 | 19 | Yes | Yes | 2011-01-21 |  | 3
FALSE | XC21-024-230-10 | 2324 | 4254166 | LENNOX INDUSTRIES, INC. | XC21-024-230-05 | AC | Split System: Air-Cooled Condensing Unit, Coil with Blower | XC21-024-230-05 |  | C33-24+TDR+TXV | 13.7 | 19 | Yes | Yes | 2011-01-21 |  | 3
FALSE | XC21-024-230-10 | 2324 | 4254167 | LENNOX INDUSTRIES, INC. | XC21-024-230-05 | AC | Split System: Air-Cooled Condensing Unit, Coil with Blower | XC21-024-230-05 |  | C33-24+TDR+TXV | 13.7 | 18.7 | Yes | Yes | 2011-01-21 |  | 3
FALSE | XC21-024-230-10 | 2324 | 4254168 | LENNOX INDUSTRIES, INC. | XC21-024-230-05 | AC | Split System: Air-Cooled Condensing Unit, Coil with Blower | XC21-024-230-05 |  | C33-24+TDR+TXV | 13.7 | 18.7 | Yes | Yes | 2011-01-21 |  | 3
FALSE | XC21-024-230-10 | 2324 | 4254169 | LENNOX INDUSTRIES, INC. | XC21-024-230-05 | AC | Split System: Air-Cooled Condensing Unit, Coil with Blower | XC21-024-230-05 |  | C33-24+TDR+TXV | 13.7 | 19 | Yes | Yes | 2011-01-21 |  | 3
FALSE | XC21-024-230-10 | 2324 | 4254170 | LENNOX INDUSTRIES, INC. | XC21-024-230-05 | AC | Split System: Air-Cooled Condensing Unit, Coil with Blower | XC21-024-230-05 |  | C33-24+TDR+TXV | 13.5 | 18.2 | Yes | Yes | 2011-01-21 |  | 3
FALSE | XC21-024-230-10 | 2324 | 4254171 | LENNOX INDUSTRIES, INC. | XC21-024-230-05 | AC | Split System: Air-Cooled Condensing Unit, Coil with Blower | XC21-024-230-05 |  | C33-24+TDR+TXV | 13.5 | 18 | Yes | Yes | 2011-01-21 |  | 3
FALSE | XC21-024-230-10 | 2324 | 4254172 | LENNOX INDUSTRIES, INC. | XC21-024-230-05 | AC | Split System: Air-Cooled Condensing Unit, Coil with Blower | XC21-024-230-05 |  | C33-19+TDR+TXV | 13.5 | 19.5 | Yes | Yes | 2011-01-21 |  | 3
FALSE | XC21-024-230-10 | 2324 | 4254173 | LENNOX INDUSTRIES, INC. | XC21-024-230-05 | AC | Split System: Air-Cooled Condensing Unit, Coil Alone | XC21-024-230-05 |  | C33-25+TDR+TXV | 13 | 17 | Yes | Yes | 2011-01-21 |  | 2
FALSE | XC21-024-230-10 | 2324 | 4254174 | LENNOX INDUSTRIES, INC. | XC21-024-230-05 | AC | Split System: Air-Cooled Condensing Unit, Coil with Blower | XC21-024-230-05 |  | C33-25+TDR+TXV | 14.7 | 20.5 | Yes | Yes | 2011-01-21 |  | 3
FALSE | XC21-024-230-10 | 2324 | 4254175 | LENNOX INDUSTRIES, INC. | XC21-024-230-05 | AC | Split System: Air-Cooled Condensing Unit, Coil with Blower | XC21-024-230-05 |  | C33-25+TDR+TXV | 14.2 | 20 | Yes | Yes | 2011-01-21 |  | 3
FALSE | XC21-024-230-10 | 2324 | 4254194 | LENNOX INDUSTRIES, INC. | XC21-024-230-05 | AC | Split System: Air-Cooled Condensing Unit, Coil Alone | XC21-024-230-05 |  | C33-31+TDR+TXV | 13 | 17.2 | Yes | Yes | 2011-01-21 |  | 2
FALSE | XC21-024-230-10 | 2324 | 4254195 | LENNOX INDUSTRIES, INC. | XC21-024-230-05 | AC | Split System: Air-Cooled Condensing Unit, Coil with Blower | XC21-024-230-05 |  | C33-31+TDR+TXV | 14.7 | 20.7 | Yes | Yes | 2011-01-21 |  | 3
FALSE | XC21-024-230-10 | 2324 | 4254196 | LENNOX INDUSTRIES, INC. | XC21-024-230-05 | AC | Split System: Air-Cooled Condensing Unit, Coil with Blower | XC21-024-230-05 |  | C33-31+TDR+TXV | 14.5 | 20.2 | Yes | Yes | 2011-01-21 |  | 3
FALSE | XC21-024-230-10 | 2324 | 4254197 | LENNOX INDUSTRIES, INC. | XC21-024-230-05 | AC | Split System: Air-Cooled Condensing Unit, Coil with Blower | XC21-024-230-05 |  | C33-31+TDR+TXV | 14.7 | 20.2 | Yes | Yes | 2011-01-21 |  | 3
FALSE | XC21-024-230-10 | 2324 | 4254198 | LENNOX INDUSTRIES, INC. | XC21-024-230-05 | AC | Split System: Air-Cooled Condensing Unit, Coil with Blower | XC21-024-230-05 |  | C33-31+TDR+TXV | 14.5 | 20.5 | Yes | Yes | 2011-01-21 |  | 3
FALSE | XC21-024-230-10 | 2324 | 4254199 | LENNOX INDUSTRIES, INC. | XC21-024-230-05 | AC | Split System: Air-Cooled Condensing Unit, Coil with Blower | XC21-024-230-05 |  | C33-31+TDR+TXV | 14.2 | 20.2 | Yes | Yes | 2011-01-21 |  | 3
FALSE | XC21-024-230-10 | 2324 | 4254200 | LENNOX INDUSTRIES, INC. | XC21-024-230-05 | AC | Split System: Air-Cooled Condensing Unit, Coil with Blower | XC21-024-230-05 |  | C33-31+TDR+TXV | 14.7 | 20.5 | Yes | Yes | 2011-01-21 |  | 3
FALSE | XC21-024-230-10 | 2324 | 4254201 | LENNOX INDUSTRIES, INC. | XC21-024-230-05 | AC | Split System: Air-Cooled Condensing Unit, Coil with Blower | XC21-024-230-05 |  | C33-31+TDR+TXV | 14.7 | 20.7 | Yes | Yes | 2011-01-21 |  | 3
FALSE | XC21-024-230-10 | 2324 | 4254202 | LENNOX INDUSTRIES, INC. | XC21-024-230-05 | AC | Split System: Air-Cooled Condensing Unit, Coil with Blower | XC21-024-230-05 |  | C33-31+TDR+TXV | 14.5 | 19.7 | Yes | Yes | 2011-01-21 |  | 3
FALSE | XC21-024-230-10 | 2324 | 4254203 | LENNOX INDUSTRIES, INC. | XC21-024-230-05 | AC | Split System: Air-Cooled Condensing Unit, Coil Alone | XC21-024-230-05 |  | C33-36+TDR+TXV | 12.7 | 16.7 | Yes | Yes | 2011-01-21 |  | 1
FALSE | XC21-024-230-10 | 2324 | 4254204 | LENNOX INDUSTRIES, INC. | XC21-024-230-05 | AC | Split System: Air-Cooled Condensing Unit, Coil with Blower | XC21-024-230-05 |  | C33-36+TDR+TXV | 14.5 | 20.2 | Yes | Yes | 2011-01-21 |  | 3
FALSE | XC21-024-230-10 | 2324 | 4254205 | LENNOX INDUSTRIES, INC. | XC21-024-230-05 | AC | Split System: Air-Cooled Condensing Unit, Coil with Blower | XC21-024-230-05 |  | C33-36+TDR+TXV | 14.7 | 20.2 | Yes | Yes | 2011-01-21 |  | 3
FALSE | XC21-024-230-10 | 2324 | 4254206 | LENNOX INDUSTRIES, INC. | XC21-024-230-05 | AC | Split System: Air-Cooled Condensing Unit, Coil with Blower | XC21-024-230-05 |  | C33-36+TDR+TXV | 14.2 | 19.7 | Yes | Yes | 2011-01-21 |  | 3
FALSE | XC21-024-230-10 | 2324 | 4254207 | LENNOX INDUSTRIES, INC. | XC21-024-230-05 | AC | Split System: Air-Cooled Condensing Unit, Coil with Blower | XC21-024-230-05 |  | C33-36+TDR+TXV | 14.2 | 20 | Yes | Yes | 2011-01-21 |  | 3
FALSE | XC21-024-230-10 | 2324 | 4254208 | LENNOX INDUSTRIES, INC. | XC21-024-230-05 | AC | Split System: Air-Cooled Condensing Unit, Coil with Blower | XC21-024-230-05 |  | C33-36+TDR+TXV | 14.2 | 20 | Yes | Yes | 2011-01-21 |  | 3
FALSE | XC21-024-230-10 | 2324 | 4254209 | LENNOX INDUSTRIES, INC. | XC21-024-230-05 | AC | Split System: Air-Cooled Condensing Unit, Coil with Blower | XC21-024-230-05 |  | C33-36+TDR+TXV | 14.5 | 20 | Yes | Yes | 2011-01-21 |  | 3
FALSE | XC21-024-230-10 | 2324 | 4254210 | LENNOX INDUSTRIES, INC. | XC21-024-230-05 | AC | Split System: Air-Cooled Condensing Unit, Coil with Blower | XC21-024-230-05 |  | C33-36+TDR+TXV | 13.7 | 19.7 | Yes | Yes | 2011-01-21 |  | 3
FALSE | XC21-024-230-10 | 2324 | 4254211 | LENNOX INDUSTRIES, INC. | XC21-024-230-05 | AC | Split System: Air-Cooled Condensing Unit, Coil with Blower | XC21-024-230-05 |  | C33-36+TDR+TXV | 14.5 | 20 | Yes | Yes | 2011-01-21 |  | 3
FALSE | XC21-024-230-10 | 2324 | 4254212 | LENNOX INDUSTRIES, INC. | XC21-024-230-05 | AC | Split System: Air-Cooled Condensing Unit, Coil with Blower | XC21-024-230-05 |  | C33-36+TDR+TXV | 14.5 | 20.2 | Yes | Yes | 2011-01-21 |  | 3
FALSE | XC21-024-230-10 | 2324 | 4254213 | LENNOX INDUSTRIES, INC. | XC21-024-230-05 | AC | Split System: Air-Cooled Condensing Unit, Coil with Blower | XC21-024-230-05 |  | C33-36+TDR+TXV | 14.5 | 20.2 | Yes | Yes | 2011-01-21 |  | 3
FALSE | XC21-024-230-10 | 2324 | 4254214 | LENNOX INDUSTRIES, INC. | XC21-024-230-05 | AC | Split System: Air-Cooled Condensing Unit, Coil with Blower | XC21-024-230-05 |  | C33-36+TDR+TXV | 14.5 | 19.5 | Yes | Yes | 2011-01-21 |  | 3
FALSE | XC21-024-230-10 | 2324 | 4254215 | LENNOX INDUSTRIES, INC. | XC21-024-230-05 | AC | Split System: Air-Cooled Condensing Unit, Coil with Blower | XC21-024-230-05 |  | C33-36+TDR+TXV | 14.5 | 19.7 | Yes | Yes | 2011-01-21 |  | 3
FALSE | XC21-024-230-10 | 2324 | 4254216 | LENNOX INDUSTRIES, INC. | XC21-024-230-05 | AC | Split System: Air-Cooled Condensing Unit, Coil with Blower | XC21-024-230-05 |  | C33-36+TDR+TXV | 14.2 | 19.2 | Yes | Yes | 2011-01-21 |  | 3
FALSE | XC21-024-230-10 | 2324 | 4254217 | LENNOX INDUSTRIES, INC. | XC21-024-230-05 | AC | Split System: Air-Cooled Condensing Unit, Coil Alone | XC21-024-230-05 |  | C33-38+TDR+TXV | 13.2 | 17.2 | Yes | Yes | 2011-01-21 |  | 2
FALSE | XC21-024-230-10 | 2324 | 4254218 | LENNOX INDUSTRIES, INC. | XC21-024-230-05 | AC | Split System: Air-Cooled Condensing Unit, Coil with Blower | XC21-024-230-05 |  | C33-38+TDR+TXV | 15 | 20.7 | Yes | Yes | 2011-01-21 |  | 3
FALSE | XC21-024-230-10 | 2324 | 4254219 | LENNOX INDUSTRIES, INC. | XC21-024-230-05 | AC | Split System: Air-Cooled Condensing Unit, Coil with Blower | XC21-024-230-05 |  | C33-38+TDR+TXV | 15 | 20.7 | Yes | Yes | 2011-01-21 |  | 3
FALSE | XC21-024-230-10 | 2324 | 4254220 | LENNOX INDUSTRIES, INC. | XC21-024-230-05 | AC | Split System: Air-Cooled Condensing Unit, Coil with Blower | XC21-024-230-05 |  | C33-38+TDR+TXV | 14.7 | 20.2 | Yes | Yes | 2011-01-21 |  | 3
FALSE | XC21-024-230-10 | 2324 | 4254221 | LENNOX INDUSTRIES, INC. | XC21-024-230-05 | AC | Split System: Air-Cooled Condensing Unit, Coil with Blower | XC21-024-230-05 |  | C33-38+TDR+TXV | 14.7 | 20.5 | Yes | Yes | 2011-01-21 |  | 3
FALSE | XC21-024-230-10 | 2324 | 4254222 | LENNOX INDUSTRIES, INC. | XC21-024-230-05 | AC | Split System: Air-Cooled Condensing Unit, Coil with Blower | XC21-024-230-05 |  | C33-38+TDR+TXV | 14.7 | 20.5 | Yes | Yes | 2011-01-21 |  | 3
FALSE | XC21-024-230-10 | 2324 | 4254223 | LENNOX INDUSTRIES, INC. | XC21-024-230-05 | AC | Split System: Air-Cooled Condensing Unit, Coil with Blower | XC21-024-230-05 |  | C33-38+TDR+TXV | 14.2 | 20.2 | Yes | Yes | 2011-01-21 |  | 3
FALSE | XC21-024-230-10 | 2324 | 4254224 | LENNOX INDUSTRIES, INC. | XC21-024-230-05 | AC | Split System: Air-Cooled Condensing Unit, Coil with Blower | XC21-024-230-05 |  | C33-38+TDR+TXV | 15 | 20.5 | Yes | Yes | 2011-01-21 |  | 3
FALSE | XC21-024-230-10 | 2324 | 4254225 | LENNOX INDUSTRIES, INC. | XC21-024-230-05 | AC | Split System: Air-Cooled Condensing Unit, Coil with Blower | XC21-024-230-05 |  | C33-38+TDR+TXV | 15 | 20.7 | Yes | Yes | 2011-01-21 |  | 3
FALSE | XC21-024-230-10 | 2324 | 4254226 | LENNOX INDUSTRIES, INC. | XC21-024-230-05 | AC | Split System: Air-Cooled Condensing Unit, Coil with Blower | XC21-024-230-05 |  | C33-38+TDR+TXV | 14.5 | 20 | Yes | Yes | 2011-01-21 |  | 3
FALSE | XC21-024-230-10 | 2324 | 4254227 | LENNOX INDUSTRIES, INC. | XC21-024-230-05 | AC | Split System: Air-Cooled Condensing Unit, Coil Alone | XC21-024-230-05 |  | C33-42+TDR+TXV | 12.7 | 16.7 | Yes | Yes | 2011-01-21 |  | 1
FALSE | XC21-024-230-10 | 2324 | 4254228 | LENNOX INDUSTRIES, INC. | XC21-024-230-05 | AC | Split System: Air-Cooled Condensing Unit, Coil with Blower | XC21-024-230-05 |  | C33-42+TDR+TXV | 14.7 | 20.2 | Yes | Yes | 2011-01-21 |  | 3
FALSE | XC21-024-230-10 | 2324 | 4254229 | LENNOX INDUSTRIES, INC. | XC21-024-230-05 | AC | Split System: Air-Cooled Condensing Unit, Coil with Blower | XC21-024-230-05 |  | C33-42+TDR+TXV | 14.2 | 19.7 | Yes | Yes | 2011-01-21 |  | 3
FALSE | XC21-024-230-10 | 2324 | 4254230 | LENNOX INDUSTRIES, INC. | XC21-024-230-05 | AC | Split System: Air-Cooled Condensing Unit, Coil with Blower | XC21-024-230-05 |  | C33-42+TDR+TXV | 14.2 | 20 | Yes | Yes | 2011-01-21 |  | 3
FALSE | XC21-024-230-10 | 2324 | 4254231 | LENNOX INDUSTRIES, INC. | XC21-024-230-05 | AC | Split System: Air-Cooled Condensing Unit, Coil with Blower | XC21-024-230-05 |  | C33-42+TDR+TXV | 14.2 | 20 | Yes | Yes | 2011-01-21 |  | 3
FALSE | XC21-024-230-10 | 2324 | 4254232 | LENNOX INDUSTRIES, INC. | XC21-024-230-05 | AC | Split System: Air-Cooled Condensing Unit, Coil with Blower | XC21-024-230-05 |  | C33-42+TDR+TXV | 13.7 | 19.7 | Yes | Yes | 2011-01-21 |  | 3
FALSE | XC21-024-230-10 | 2324 | 4254233 | LENNOX INDUSTRIES, INC. | XC21-024-230-05 | AC | Split System: Air-Cooled Condensing Unit, Coil with Blower | XC21-024-230-05 |  | C33-42+TDR+TXV | 14.5 | 20 | Yes | Yes | 2011-01-21 |  | 3
FALSE | XC21-024-230-10 | 2324 | 4254234 | LENNOX INDUSTRIES, INC. | XC21-024-230-05 | AC | Split System: Air-Cooled Condensing Unit, Coil with Blower | XC21-024-230-05 |  | C33-42+TDR+TXV | 14.2 | 19.2 | Yes | Yes | 2011-01-21 |  | 3
FALSE | XC21-024-230-10 | 2324 | 4254438 | LENNOX INDUSTRIES, INC. | XC21-024-230-05 | AC | Split System: Air-Cooled Condensing Unit, Coil with Blower | XC21-024-230-05 |  | C33-31+TDR+TXV | 14.5 | 20 | Yes | Yes | 2011-01-21 |  | 3
FALSE | XC21-024-230-10 | 2324 | 4260782 | LENNOX INDUSTRIES, INC. | XC21-024-230-06 | AC | Split System: Air-Cooled Condensing Unit, Coil Alone | XC21-024-230-06 |  | CX34-18/24+TDR | 12.2 | 16 | Yes | Yes | 2011-01-21 |  | 0
FALSE | XC21-024-230-10 | 2324 | 4260783 | LENNOX INDUSTRIES, INC. | XC21-024-230-06 | AC | Split System: Air-Cooled Condensing Unit, Coil Alone | XC21-024-230-06 |  | CX34-25+TDR | 13 | 17 | Yes | Yes | 2011-01-21 |  | 2
FALSE | XC21-024-230-10 | 2324 | 4260784 | LENNOX INDUSTRIES, INC. | XC21-024-230-06 | AC | Split System: Air-Cooled Condensing Unit, Coil Alone | XC21-024-230-06 |  | CX34-30+TDR | 12.5 | 16.2 | Yes | Yes | 2011-01-21 |  | 1
FALSE | XC21-024-230-10 | 2324 | 4260785 | LENNOX INDUSTRIES, INC. | XC21-024-230-06 | AC | Split System: Air-Cooled Condensing Unit, Coil Alone | XC21-024-230-06 |  | CX34-31+TDR | 13 | 17.2 | Yes | Yes | 2011-01-21 |  | 2
FALSE | XC21-024-230-10 | 2324 | 4260786 | LENNOX INDUSTRIES, INC. | XC21-024-230-06 | AC | Split System: Air-Cooled Condensing Unit, Coil Alone | XC21-024-230-06 |  | CX34-36+TDR | 12.7 | 16.7 | Yes | Yes | 2011-01-21 |  | 1
FALSE | XC21-024-230-10 | 2324 | 4260787 | LENNOX INDUSTRIES, INC. | XC21-024-230-06 | AC | Split System: Air-Cooled Condensing Unit, Coil Alone | XC21-024-230-06 |  | CX34-38+TDR | 13.2 | 17.2 | Yes | Yes | 2011-01-21 |  | 2
FALSE | XC21-024-230-10 | 2324 | 4260788 | LENNOX INDUSTRIES, INC. | XC21-024-230-06 | AC | Split System: Air-Cooled Condensing Unit, Coil Alone | XC21-024-230-06 |  | CX34-42+TDR | 12.7 | 16.7 | Yes | Yes | 2011-01-21 |  | 1
FALSE | XC21-024-230-10 | 2324 | 4260789 | LENNOX INDUSTRIES, INC. | XC21-024-230-06 | AC | Split System: Air-Cooled Condensing Unit, Coil Alone | XC21-024-230-06 |  | CR33-24+TDR+TXV | 12.2 | 16 | Yes | Yes | 2011-01-21 |  | 0
FALSE | XC21-024-230-10 | 2324 | 4260790 | LENNOX INDUSTRIES, INC. | XC21-024-230-06 | AC | Split System: Air-Cooled Condensing Unit, Coil Alone | XC21-024-230-06 |  | CR33-30/36+TDR+TXV | 13 | 17.2 | Yes | Yes | 2011-01-21 |  | 2
FALSE | XC21-024-230-10 | 2324 | 4260791 | LENNOX INDUSTRIES, INC. | XC21-024-230-06 | AC | Split System: Air-Cooled Condensing Unit, Coil Alone | XC21-024-230-06 |  | CH23-21+TDR+TXV | 12 | 15.5 | Yes | Yes | 2011-01-21 |  | 0
FALSE | XC21-024-230-10 | 2324 | 4260792 | LENNOX INDUSTRIES, INC. | XC21-024-230-06 | AC | Split System: Air-Cooled Condensing Unit, Coil Alone | XC21-024-230-06 |  | CH23-31+TDR+TXV | 12 | 15.7 | Yes | Yes | 2011-01-21 |  | 0
FALSE | XC21-024-230-10 | 2324 | 4260793 | LENNOX INDUSTRIES, INC. | XC21-024-230-06 | AC | Split System: Air-Cooled Condensing Unit, Coil Alone | XC21-024-230-06 |  | CH23-41+TDR+TXV | 12.7 | 16.7 | Yes | Yes | 2011-01-21 |  | 1
FALSE | XC21-024-230-10 | 2324 | 4260794 | LENNOX INDUSTRIES, INC. | XC21-024-230-06 | AC | Split System: Air-Cooled Condensing Unit, Coil Alone | XC21-024-230-06 |  | CH23-51+TDR+TXV | 13 | 16.7 | Yes | Yes | 2011-01-21 |  | 2
FALSE | XC21-024-230-10 | 2324 | 4260795 | LENNOX INDUSTRIES, INC. | XC21-024-230-06 | AC | Split System: Air-Cooled Condensing Unit, Coil Alone | XC21-024-230-06 |  | CH33-19+TDR+TXV | 12.5 | 16.5 | Yes | Yes | 2011-01-21 |  | 1
FALSE | XC21-024-230-10 | 2324 | 4260796 | LENNOX INDUSTRIES, INC. | XC21-024-230-06 | AC | Split System: Air-Cooled Condensing Unit, Coil Alone | XC21-024-230-06 |  | CH33-24/30+TDR+TXV | 12.5 | 16.5 | Yes | Yes | 2011-01-21 |  | 1
FALSE | XC21-024-230-10 | 2324 | 4260797 | LENNOX INDUSTRIES, INC. | XC21-024-230-06 | AC | Split System: Air-Cooled Condensing Unit, Coil Alone | XC21-024-230-06 |  | CH33-25A+TDR+TXV | 13 | 17 | Yes | Yes | 2011-01-21 |  | 2
FALSE | XC21-024-230-10 | 2324 | 4260798 | LENNOX INDUSTRIES, INC. | XC21-024-230-06 | AC | Split System: Air-Cooled Condensing Unit, Coil Alone | XC21-024-230-06 |  | CH33-25B+TDR+TXV | 12.7 | 16.7 | Yes | Yes | 2011-01-21 |  | 1
FALSE | XC21-024-230-10 | 2324 | 4260818 | LENNOX INDUSTRIES, INC. | XC21-024-230-06 | AC | Split System: Air-Cooled Condensing Unit, Coil with Blower | XC21-024-230-06 |  | CX34-25+TDR | 14.7 | 20.5 | Yes | Yes | 2011-01-21 |  | 3
FALSE | XC21-024-230-10 | 2324 | 4260819 | LENNOX INDUSTRIES, INC. | XC21-024-230-06 | AC | Split System: Air-Cooled Condensing Unit, Coil with Blower | XC21-024-230-06 |  | CX34-25+TDR | 14.2 | 20 | Yes | Yes | 2011-01-21 |  | 3
FALSE | XC21-024-230-10 | 2324 | 4260820 | LENNOX INDUSTRIES, INC. | XC21-024-230-06 | AC | Split System: Air-Cooled Condensing Unit, Coil with Blower | XC21-024-230-06 |  | CX34-25+TDR | 14.5 | 20 | Yes | Yes | 2011-01-21 |  | 3
FALSE | XC21-024-230-10 | 2324 | 4260821 | LENNOX INDUSTRIES, INC. | XC21-024-230-06 | AC | Split System: Air-Cooled Condensing Unit, Coil with Blower | XC21-024-230-06 |  | CX34-25+TDR | 14.2 | 20.2 | Yes | Yes | 2011-01-21 |  | 3
FALSE | XC21-024-230-10 | 2324 | 4260822 | LENNOX INDUSTRIES, INC. | XC21-024-230-06 | AC | Split System: Air-Cooled Condensing Unit, Coil with Blower | XC21-024-230-06 |  | CX34-18/24+TDR | 13.7 | 19 | Yes | Yes | 2011-01-21 |  | 3
FALSE | XC21-024-230-10 | 2324 | 4260823 | LENNOX INDUSTRIES, INC. | XC21-024-230-06 | AC | Split System: Air-Cooled Condensing Unit, Coil with Blower | XC21-024-230-06 |  | CX34-18/24+TDR | 13.7 | 19 | Yes | Yes | 2011-01-21 |  | 3
FALSE | XC21-024-230-10 | 2324 | 4260824 | LENNOX INDUSTRIES, INC. | XC21-024-230-06 | AC | Split System: Air-Cooled Condensing Unit, Coil with Blower | XC21-024-230-06 |  | CX34-30+TDR | 14 | 19.2 | Yes | Yes | 2011-01-21 |  | 3
FALSE | XC21-024-230-10 | 2324 | 4260825 | LENNOX INDUSTRIES, INC. | XC21-024-230-06 | AC | Split System: Air-Cooled Condensing Unit, Coil with Blower | XC21-024-230-06 |  | CX34-30+TDR | 14 | 19.2 | Yes | Yes | 2011-01-21 |  | 3
FALSE | XC21-024-230-10 | 2324 | 4260826 | LENNOX INDUSTRIES, INC. | XC21-024-230-06 | AC | Split System: Air-Cooled Condensing Unit, Coil with Blower | XC21-024-230-06 |  | CX34-30+TDR | 13.7 | 18.7 | Yes | Yes | 2011-01-21 |  | 3
FALSE | XC21-024-230-10 | 2324 | 4260827 | LENNOX INDUSTRIES, INC. | XC21-024-230-06 | AC | Split System: Air-Cooled Condensing Unit, Coil with Blower | XC21-024-230-06 |  | CX34-30+TDR | 13.7 | 19 | Yes | Yes | 2011-01-21 |  | 3
FALSE | XC21-024-230-10 | 2324 | 4260828 | LENNOX INDUSTRIES, INC. | XC21-024-230-06 | AC | Split System: Air-Cooled Condensing Unit, Coil with Blower | XC21-024-230-06 |  | CX34-30+TDR | 13.7 | 19 | Yes | Yes | 2011-01-21 |  | 3
FALSE | XC21-024-230-10 | 2324 | 4260829 | LENNOX INDUSTRIES, INC. | XC21-024-230-06 | AC | Split System: Air-Cooled Condensing Unit, Coil with Blower | XC21-024-230-06 |  | CX34-30+TDR | 14 | 19 | Yes | Yes | 2011-01-21 |  | 3
FALSE | XC21-024-230-10 | 2324 | 4260830 | LENNOX INDUSTRIES, INC. | XC21-024-230-06 | AC | Split System: Air-Cooled Condensing Unit, Coil with Blower | XC21-024-230-06 |  | CX34-31+TDR | 14.7 | 20.7 | Yes | Yes | 2011-01-21 |  | 3
FALSE | XC21-024-230-10 | 2324 | 4260831 | LENNOX INDUSTRIES, INC. | XC21-024-230-06 | AC | Split System: Air-Cooled Condensing Unit, Coil with Blower | XC21-024-230-06 |  | CX34-31+TDR | 14.5 | 20 | Yes | Yes | 2011-01-21 |  | 3
FALSE | XC21-024-230-10 | 2324 | 4260832 | LENNOX INDUSTRIES, INC. | XC21-024-230-06 | AC | Split System: Air-Cooled Condensing Unit, Coil with Blower | XC21-024-230-06 |  | CX34-31+TDR | 14.5 | 20.2 | Yes | Yes | 2011-01-21 |  | 3
FALSE | XC21-024-230-10 | 2324 | 4260833 | LENNOX INDUSTRIES, INC. | XC21-024-230-06 | AC | Split System: Air-Cooled Condensing Unit, Coil with Blower | XC21-024-230-06 |  | CX34-31+TDR | 14.7 | 20.2 | Yes | Yes | 2011-01-21 |  | 3
FALSE | XC21-024-230-10 | 2324 | 4260834 | LENNOX INDUSTRIES, INC. | XC21-024-230-06 | AC | Split System: Air-Cooled Condensing Unit, Coil with Blower | XC21-024-230-06 |  | CX34-31+TDR | 14.5 | 20.5 | Yes | Yes | 2011-01-21 |  | 3
FALSE | XC21-024-230-10 | 2324 | 4260854 | LENNOX INDUSTRIES, INC. | XC21-024-230-06 | AC | Split System: Air-Cooled Condensing Unit, Coil with Blower | XC21-024-230-06 |  | CR33-30/36+TDR+TXV | 14.5 | 20.2 | Yes | Yes | 2011-01-21 |  | 3
FALSE | XC21-024-230-10 | 2324 | 4260855 | LENNOX INDUSTRIES, INC. | XC21-024-230-06 | AC | Split System: Air-Cooled Condensing Unit, Coil with Blower | XC21-024-230-06 |  | CR33-30/36+TDR+TXV | 14.7 | 20.5 | Yes | Yes | 2011-01-21 |  | 3
FALSE | XC21-024-230-10 | 2324 | 4260856 | LENNOX INDUSTRIES, INC. | XC21-024-230-06 | AC | Split System: Air-Cooled Condensing Unit, Coil with Blower | XC21-024-230-06 |  | CR33-30/36+TDR+TXV | 14.5 | 20.2 | Yes | Yes | 2011-01-21 |  | 3
FALSE | XC21-024-230-10 | 2324 | 4260857 | LENNOX INDUSTRIES, INC. | XC21-024-230-06 | AC | Split System: Air-Cooled Condensing Unit, Coil with Blower | XC21-024-230-06 |  | CR33-30/36+TDR+TXV | 14.7 | 20.5 | Yes | Yes | 2011-01-21 |  | 3
FALSE | XC21-024-230-10 | 2324 | 4260858 | LENNOX INDUSTRIES, INC. | XC21-024-230-06 | AC | Split System: Air-Cooled Condensing Unit, Coil with Blower | XC21-024-230-06 |  | CH23-21+TDR+TXV | 13.5 | 18.7 | Yes | Yes | 2011-01-21 |  | 3
FALSE | XC21-024-230-10 | 2324 | 4260859 | LENNOX INDUSTRIES, INC. | XC21-024-230-06 | AC | Split System: Air-Cooled Condensing Unit, Coil with Blower | XC21-024-230-06 |  | CH23-21+TDR+TXV | 13.5 | 18.2 | Yes | Yes | 2011-01-21 |  | 3
FALSE | XC21-024-230-10 | 2324 | 4260860 | LENNOX INDUSTRIES, INC. | XC21-024-230-06 | AC | Split System: Air-Cooled Condensing Unit, Coil with Blower | XC21-024-230-06 |  | CH23-21+TDR+TXV | 13.5 | 18.5 | Yes | Yes | 2011-01-21 |  | 3
FALSE | XC21-024-230-10 | 2324 | 4260861 | LENNOX INDUSTRIES, INC. | XC21-024-230-06 | AC | Split System: Air-Cooled Condensing Unit, Coil with Blower | XC21-024-230-06 |  | CH23-21+TDR+TXV | 13.5 | 18.5 | Yes | Yes | 2011-01-21 |  | 3
FALSE | XC21-024-230-10 | 2324 | 4260862 | LENNOX INDUSTRIES, INC. | XC21-024-230-06 | AC | Split System: Air-Cooled Condensing Unit, Coil with Blower | XC21-024-230-06 |  | CH23-31+TDR+TXV | 14 | 19.2 | Yes | Yes | 2011-01-21 |  | 3
FALSE | XC21-024-230-10 | 2324 | 4260863 | LENNOX INDUSTRIES, INC. | XC21-024-230-06 | AC | Split System: Air-Cooled Condensing Unit, Coil with Blower | XC21-024-230-06 |  | CH23-31+TDR+TXV | 13.7 | 18.7 | Yes | Yes | 2011-01-21 |  | 3
FALSE | XC21-024-230-10 | 2324 | 4260864 | LENNOX INDUSTRIES, INC. | XC21-024-230-06 | AC | Split System: Air-Cooled Condensing Unit, Coil with Blower | XC21-024-230-06 |  | CH23-31+TDR+TXV | 13.7 | 19 | Yes | Yes | 2011-01-21 |  | 3
FALSE | XC21-024-230-10 | 2324 | 4260865 | LENNOX INDUSTRIES, INC. | XC21-024-230-06 | AC | Split System: Air-Cooled Condensing Unit, Coil with Blower | XC21-024-230-06 |  | CH23-31+TDR+TXV | 13.7 | 19 | Yes | Yes | 2011-01-21 |  | 3
FALSE | XC21-024-230-10 | 2324 | 4260866 | LENNOX INDUSTRIES, INC. | XC21-024-230-06 | AC | Split System: Air-Cooled Condensing Unit, Coil with Blower | XC21-024-230-06 |  | CH23-31+TDR+TXV | 14 | 19 | Yes | Yes | 2011-01-21 |  | 3
FALSE | XC21-024-230-10 | 2324 | 4260867 | LENNOX INDUSTRIES, INC. | XC21-024-230-06 | AC | Split System: Air-Cooled Condensing Unit, Coil with Blower | XC21-024-230-06 |  | CH23-41+TDR+TXV | 14.5 | 20.2 | Yes | Yes | 2011-01-21 |  | 3
FALSE | XC21-024-230-10 | 2324 | 4260868 | LENNOX INDUSTRIES, INC. | XC21-024-230-06 | AC | Split System: Air-Cooled Condensing Unit, Coil with Blower | XC21-024-230-06 |  | CH23-41+TDR+TXV | 14.7 | 20.2 | Yes | Yes | 2011-01-21 |  | 3
FALSE | XC21-024-230-10 | 2324 | 4260869 | LENNOX INDUSTRIES, INC. | XC21-024-230-06 | AC | Split System: Air-Cooled Condensing Unit, Coil with Blower | XC21-024-230-06 |  | CH23-41+TDR+TXV | 14.2 | 19.7 | Yes | Yes | 2011-01-21 |  | 3
FALSE | XC21-024-230-10 | 2324 | 4260870 | LENNOX INDUSTRIES, INC. | XC21-024-230-06 | AC | Split System: Air-Cooled Condensing Unit, Coil with Blower | XC21-024-230-06 |  | CH23-41+TDR+TXV | 14.5 | 19.7 | Yes | Yes | 2011-01-21 |  | 3
FALSE | XC21-024-230-10 | 2324 | 4260889 | LENNOX INDUSTRIES, INC. | XC21-024-230-06 | AC | Split System: Air-Cooled Condensing Unit, Coil with Blower | XC21-024-230-06 |  | CH33-31+TDR+TXV | 14.7 | 20.5 | Yes | Yes | 2011-01-21 |  | 3
FALSE | XC21-024-230-10 | 2324 | 4260890 | LENNOX INDUSTRIES, INC. | XC21-024-230-06 | AC | Split System: Air-Cooled Condensing Unit, Coil with Blower | XC21-024-230-06 |  | CH33-31+TDR+TXV | 14.7 | 20.5 | Yes | Yes | 2011-01-21 |  | 3
FALSE | XC21-024-230-10 | 2324 | 4260891 | LENNOX INDUSTRIES, INC. | XC21-024-230-06 | AC | Split System: Air-Cooled Condensing Unit, Coil with Blower | XC21-024-230-06 |  | CH33-36+TDR+TXV | 14.2 | 20 | Yes | Yes | 2011-01-21 |  | 3
FALSE | XC21-024-230-10 | 2324 | 4260892 | LENNOX INDUSTRIES, INC. | XC21-024-230-06 | AC | Split System: Air-Cooled Condensing Unit, Coil with Blower | XC21-024-230-06 |  | CH33-36+TDR+TXV | 14.5 | 20 | Yes | Yes | 2011-01-21 |  | 3
FALSE | XC21-024-230-10 | 2324 | 4260893 | LENNOX INDUSTRIES, INC. | XC21-024-230-06 | AC | Split System: Air-Cooled Condensing Unit, Coil with Blower | XC21-024-230-06 |  | CH33-36+TDR+TXV | 14.2 | 19.7 | Yes | Yes | 2011-01-21 |  | 3
FALSE | XC21-024-230-10 | 2324 | 4260894 | LENNOX INDUSTRIES, INC. | XC21-024-230-06 | AC | Split System: Air-Cooled Condensing Unit, Coil with Blower | XC21-024-230-06 |  | CH33-36+TDR+TXV | 14.2 | 19.7 | Yes | Yes | 2011-01-21 |  | 3
FALSE | XC21-024-230-10 | 2324 | 4260895 | LENNOX INDUSTRIES, INC. | XC21-024-230-06 | AC | Split System: Air-Cooled Condensing Unit, Coil with Blower | XC21-024-230-06 |  | CH33-36+TDR+TXV | 14.2 | 20 | Yes | Yes | 2011-01-21 |  | 3
FALSE | XC21-024-230-10 | 2324 | 4260896 | LENNOX INDUSTRIES, INC. | XC21-024-230-06 | AC | Split System: Air-Cooled Condensing Unit, Coil with Blower | XC21-024-230-06 |  | CH33-36+TDR+TXV | 14.5 | 20.2 | Yes | Yes | 2011-01-21 |  | 3
FALSE | XC21-024-230-10 | 2324 | 4260897 | LENNOX INDUSTRIES, INC. | XC21-024-230-06 | AC | Split System: Air-Cooled Condensing Unit, Coil with Blower | XC21-024-230-06 |  | CH33-42+TDR+TXV | 15 | 20.2 | Yes | Yes | 2011-01-21 |  | 3
FALSE | XC21-024-230-10 | 2324 | 4260898 | LENNOX INDUSTRIES, INC. | XC21-024-230-06 | AC | Split System: Air-Cooled Condensing Unit, Coil with Blower | XC21-024-230-06 |  | CH33-42+TDR+TXV | 14.5 | 20.2 | Yes | Yes | 2011-01-21 |  | 3
FALSE | XC21-024-230-10 | 2324 | 4260899 | LENNOX INDUSTRIES, INC. | XC21-024-230-06 | AC | Split System: Air-Cooled Condensing Unit, Coil with Blower | XC21-024-230-06 |  | CH33-42+TDR+TXV | 14.7 | 20.2 | Yes | Yes | 2011-01-21 |  | 3
FALSE | XC21-024-230-10 | 2324 | 4260900 | LENNOX INDUSTRIES, INC. | XC21-024-230-06 | AC | Split System: Air-Cooled Condensing Unit, Coil with Blower | XC21-024-230-06 |  | CH33-42+TDR+TXV | 14.5 | 20.2 | Yes | Yes | 2011-01-21 |  | 3
FALSE | XC21-024-230-10 | 2324 | 4260901 | LENNOX INDUSTRIES, INC. | XC21-024-230-06 | AC | Split System: Air-Cooled Condensing Unit, Coil with Blower | XC21-024-230-06 |  | CH33-43+TDR+TXV | 15.2 | 20.7 | Yes | Yes | 2011-01-21 |  | 3
FALSE | XC21-024-230-10 | 2324 | 4260902 | LENNOX INDUSTRIES, INC. | XC21-024-230-06 | AC | Split System: Air-Cooled Condensing Unit, Coil with Blower | XC21-024-230-06 |  | CH33-43+TDR+TXV | 14.7 | 20.5 | Yes | Yes | 2011-01-21 |  | 3
FALSE | XC21-024-230-10 | 2324 | 4260903 | LENNOX INDUSTRIES, INC. | XC21-024-230-06 | AC | Split System: Air-Cooled Condensing Unit, Coil with Blower | XC21-024-230-06 |  | CH33-43+TDR+TXV | 15 | 20.7 | Yes | Yes | 2011-01-21 |  | 3
FALSE | XC21-024-230-10 | 2324 | 4260904 | LENNOX INDUSTRIES, INC. | XC21-024-230-06 | AC | Split System: Air-Cooled Condensing Unit, Coil with Blower | XC21-024-230-06 |  | CH33-43+TDR+TXV | 15 | 20.7 | Yes | Yes | 2011-01-21 |  | 3
FALSE | XC21-024-230-10 | 2324 | 4260905 | LENNOX INDUSTRIES, INC. | XC21-024-230-06 | AC | Split System: Air-Cooled Condensing Unit, Coil with Blower | XC21-024-230-06 |  | CH33-43+TDR+TXV | 15.2 | 21 | Yes | Yes | 2011-01-21 |  | 3
FALSE | XC21-024-230-10 | 2324 | 4260924 | LENNOX INDUSTRIES, INC. | XC21-024-230-06 | AC | Split System: Air-Cooled Condensing Unit, Coil with Blower | XC21-024-230-06 |  | CX34-25+TDR | 14.2 | 20 | Yes | Yes | 2011-01-21 |  | 3
FALSE | XC21-024-230-10 | 2324 | 4260925 | LENNOX INDUSTRIES, INC. | XC21-024-230-06 | AC | Split System: Air-Cooled Condensing Unit, Coil with Blower | XC21-024-230-06 |  | CX34-18/24+TDR | 13.7 | 18.7 | Yes | Yes | 2011-01-21 |  | 3
FALSE | XC21-024-230-10 | 2324 | 4260926 | LENNOX INDUSTRIES, INC. | XC21-024-230-06 | AC | Split System: Air-Cooled Condensing Unit, Coil with Blower | XC21-024-230-06 |  | CX34-25+TDR | 14.7 | 20.2 | Yes | Yes | 2011-01-21 |  | 3
FALSE | XC21-024-230-10 | 2324 | 4260927 | LENNOX INDUSTRIES, INC. | XC21-024-230-06 | AC | Split System: Air-Cooled Condensing Unit, Coil with Blower | XC21-024-230-06 |  | CX34-30+TDR | 13.7 | 19 | Yes | Yes | 2011-01-21 |  | 3
FALSE | XC21-024-230-10 | 2324 | 4260928 | LENNOX INDUSTRIES, INC. | XC21-024-230-06 | AC | Split System: Air-Cooled Condensing Unit, Coil with Blower | XC21-024-230-06 |  | CX34-30+TDR | 14 | 19.2 | Yes | Yes | 2011-01-21 |  | 3
FALSE | XC21-024-230-10 | 2324 | 4260929 | LENNOX INDUSTRIES, INC. | XC21-024-230-06 | AC | Split System: Air-Cooled Condensing Unit, Coil with Blower | XC21-024-230-06 |  | CX34-31+TDR | 14.7 | 20.5 | Yes | Yes | 2011-01-21 |  | 3
FALSE | XC21-024-230-10 | 2324 | 4260930 | LENNOX INDUSTRIES, INC. | XC21-024-230-06 | AC | Split System: Air-Cooled Condensing Unit, Coil with Blower | XC21-024-230-06 |  | CX34-36+TDR | 14.5 | 20 | Yes | Yes | 2011-01-21 |  | 3
FALSE | XC21-024-230-10 | 2324 | 4260931 | LENNOX INDUSTRIES, INC. | XC21-024-230-06 | AC | Split System: Air-Cooled Condensing Unit, Coil with Blower | XC21-024-230-06 |  | CX34-18/24+TDR | 13.7 | 18.7 | Yes | Yes | 2011-01-21 |  | 3
FALSE | XC21-024-230-10 | 2324 | 4260932 | LENNOX INDUSTRIES, INC. | XC21-024-230-06 | AC | Split System: Air-Cooled Condensing Unit, Coil with Blower | XC21-024-230-06 |  | CX34-36+TDR | 14.5 | 20.2 | Yes | Yes | 2011-01-21 |  | 3
FALSE | XC21-024-230-10 | 2324 | 4260933 | LENNOX INDUSTRIES, INC. | XC21-024-230-06 | AC | Split System: Air-Cooled Condensing Unit, Coil with Blower | XC21-024-230-06 |  | CX34-38+TDR | 15 | 20.5 | Yes | Yes | 2011-01-21 |  | 3
FALSE | XC21-024-230-10 | 2324 | 4260934 | LENNOX INDUSTRIES, INC. | XC21-024-230-06 | AC | Split System: Air-Cooled Condensing Unit, Coil with Blower | XC21-024-230-06 |  | CX34-42+TDR | 14.5 | 20 | Yes | Yes | 2011-01-21 |  | 3
FALSE | XC21-024-230-10 | 2324 | 4260935 | LENNOX INDUSTRIES, INC. | XC21-024-230-06 | AC | Split System: Air-Cooled Condensing Unit, Coil with Blower | XC21-024-230-06 |  | CH23-21+TDR+TXV | 13.5 | 18.5 | Yes | Yes | 2011-01-21 |  | 3
FALSE | XC21-024-230-10 | 2324 | 4260936 | LENNOX INDUSTRIES, INC. | XC21-024-230-06 | AC | Split System: Air-Cooled Condensing Unit, Coil with Blower | XC21-024-230-06 |  | CH23-31+TDR+TXV | 14 | 19 | Yes | Yes | 2011-01-21 |  | 3
FALSE | XC21-024-230-10 | 2324 | 4260937 | LENNOX INDUSTRIES, INC. | XC21-024-230-06 | AC | Split System: Air-Cooled Condensing Unit, Coil with Blower | XC21-024-230-06 |  | CH23-31+TDR+TXV | 14 | 19.2 | Yes | Yes | 2011-01-21 |  | 3
FALSE | XC21-024-230-10 | 2324 | 4260938 | LENNOX INDUSTRIES, INC. | XC21-024-230-06 | AC | Split System: Air-Cooled Condensing Unit, Coil with Blower | XC21-024-230-06 |  | CH23-41+TDR+TXV | 14.5 | 20 | Yes | Yes | 2011-01-21 |  | 3
FALSE | XC21-024-230-10 | 2324 | 4260939 | LENNOX INDUSTRIES, INC. | XC21-024-230-06 | AC | Split System: Air-Cooled Condensing Unit, Coil with Blower | XC21-024-230-06 |  | CH23-41+TDR+TXV | 14.5 | 20 | Yes | Yes | 2011-01-21 |  | 3
FALSE | XC21-024-230-10 | 2324 | 4260940 | LENNOX INDUSTRIES, INC. | XC21-024-230-06 | AC | Split System: Air-Cooled Condensing Unit, Coil with Blower | XC21-024-230-06 |  | CH23-51+TDR+TXV | 14.7 | 20 | Yes | Yes | 2011-01-21 |  | 3
FALSE | XC21-024-230-10 | 2324 | 4260941 | LENNOX INDUSTRIES, INC. | XC21-024-230-06 | AC | Split System: Air-Cooled Condensing Unit, Coil with Blower | XC21-024-230-06 |  | CH23-51+TDR+TXV | 14.7 | 20.2 | Yes | Yes | 2011-01-21 |  | 3
FALSE | XC21-024-230-10 | 2324 | 4260942 | LENNOX INDUSTRIES, INC. | XC21-024-230-06 | AC | Split System: Air-Cooled Condensing Unit, Coil with Blower | XC21-024-230-06 |  | CH33-25+TDR+TXV | 14.5 | 20 | Yes | Yes | 2011-01-21 |  | 3
FALSE | XC21-024-230-10 | 2324 | 4260943 | LENNOX INDUSTRIES, INC. | XC21-024-230-06 | AC | Split System: Air-Cooled Condensing Unit, Coil with Blower | XC21-024-230-06 |  | CH33-31+TDR+TXV | 15 | 20.5 | Yes | Yes | 2011-01-21 |  | 3
FALSE | XC21-024-230-10 | 2324 | 4260944 | LENNOX INDUSTRIES, INC. | XC21-024-230-06 | AC | Split System: Air-Cooled Condensing Unit, Coil with Blower | XC21-024-230-06 |  | CH33-36+TDR+TXV | 14.5 | 20 | Yes | Yes | 2011-01-21 |  | 3
FALSE | XC21-024-230-10 | 2324 | 4260945 | LENNOX INDUSTRIES, INC. | XC21-024-230-06 | AC | Split System: Air-Cooled Condensing Unit, Coil with Blower | XC21-024-230-06 |  | CH33-36+TDR+TXV | 14.7 | 20.2 | Yes | Yes | 2011-01-21 |  | 3
FALSE | XC21-024-230-10 | 2324 | 4260946 | LENNOX INDUSTRIES, INC. | XC21-024-230-06 | AC | Split System: Air-Cooled Condensing Unit, Coil with Blower | XC21-024-230-06 |  | CH33-42+TDR+TXV | 14.7 | 20.5 | Yes | Yes | 2011-01-21 |  | 3
FALSE | XC21-024-230-10 | 2324 | 4260947 | LENNOX INDUSTRIES, INC. | XC21-024-230-06 | AC | Split System: Air-Cooled Condensing Unit, Coil with Blower | XC21-024-230-06 |  | CH33-43+TDR+TXV | 15.2 | 20.7 | Yes | Yes | 2011-01-21 |  | 3
FALSE | XC21-024-230-10 | 2324 | 4260948 | LENNOX INDUSTRIES, INC. | XC21-024-230-06 | AC | Split System: Air-Cooled Condensing Unit, Coil with Blower | XC21-024-230-06 |  | CH33-43+TDR+TXV | 15.2 | 21 | Yes | Yes | 2011-01-21 |  | 3
FALSE | XC21-024-230-10 | 2324 | 4260949 | LENNOX INDUSTRIES, INC. | XC21-024-230-06 | AC | Split System: Air-Cooled Condensing Unit, Coil with Blower | XC21-024-230-06 |  | CX34-18/24+TDR | 13.7 | 19 | Yes | Yes | 2011-01-21 |  | 3
FALSE | XC21-024-230-10 | 2324 | 4260950 | LENNOX INDUSTRIES, INC. | XC21-024-230-06 | AC | Split System: Air-Cooled Condensing Unit, Coil with Blower | XC21-024-230-06 |  | CX34-30+TDR | 14 | 19.2 | Yes | Yes | 2011-01-21 |  | 3
FALSE | XC21-024-230-10 | 2324 | 4260951 | LENNOX INDUSTRIES, INC. | XC21-024-230-06 | AC | Split System: Air-Cooled Condensing Unit, Coil with Blower | XC21-024-230-06 |  | CX34-31+TDR | 14.7 | 20.7 | Yes | Yes | 2011-01-21 |  | 3
FALSE | XC21-024-230-10 | 2324 | 4260952 | LENNOX INDUSTRIES, INC. | XC21-024-230-06 | AC | Split System: Air-Cooled Condensing Unit, Coil with Blower | XC21-024-230-06 |  | CX34-36+TDR | 14.5 | 20.2 | Yes | Yes | 2011-01-21 |  | 3
FALSE | XC21-024-230-10 | 2324 | 4260953 | LENNOX INDUSTRIES, INC. | XC21-024-230-06 | AC | Split System: Air-Cooled Condensing Unit, Coil with Blower | XC21-024-230-06 |  | CX34-38+TDR | 15 | 20.7 | Yes | Yes | 2011-01-21 |  | 3
FALSE | XC21-024-230-10 | 2324 | 4260954 | LENNOX INDUSTRIES, INC. | XC21-024-230-06 | AC | Split System: Air-Cooled Condensing Unit, Coil with Blower | XC21-024-230-06 |  | CH23-21+TDR+TXV | 13.5 | 18.7 | Yes | Yes | 2011-01-21 |  | 3
FALSE | XC21-024-230-10 | 2324 | 4260955 | LENNOX INDUSTRIES, INC. | XC21-024-230-06 | AC | Split System: Air-Cooled Condensing Unit, Coil with Blower | XC21-024-230-06 |  | CH23-31+TDR+TXV | 14 | 19.2 | Yes | Yes | 2011-01-21 |  | 3
FALSE | XC21-024-230-10 | 2324 | 4260956 | LENNOX INDUSTRIES, INC. | XC21-024-230-06 | AC | Split System: Air-Cooled Condensing Unit, Coil with Blower | XC21-024-230-06 |  | CH23-41+TDR+TXV | 14.5 | 20.2 | Yes | Yes | 2011-01-21 |  | 3
FALSE | XC21-024-230-10 | 2324 | 4260957 | LENNOX INDUSTRIES, INC. | XC21-024-230-06 | AC | Split System: Air-Cooled Condensing Unit, Coil with Blower | XC21-024-230-06 |  | CH23-51+TDR+TXV | 14.5 | 20.2 | Yes | Yes | 2011-01-21 |  | 3
FALSE | XC21-024-230-10 | 2324 | 4260958 | LENNOX INDUSTRIES, INC. | XC21-024-230-06 | AC | Split System: Air-Cooled Condensing Unit, Coil with Blower | XC21-024-230-06 |  | CH33-19+TDR+TXV | 14.2 | 20 | Yes | Yes | 2011-01-21 |  | 3
FALSE | XC21-024-230-10 | 2324 | 4260959 | LENNOX INDUSTRIES, INC. | XC21-024-230-06 | AC | Split System: Air-Cooled Condensing Unit, Coil with Blower | XC21-024-230-06 |  | CH33-24/30+TDR+TXV | 14 | 19.5 | Yes | Yes | 2011-01-21 |  | 3
FALSE | XC21-024-230-10 | 2324 | 4260960 | LENNOX INDUSTRIES, INC. | XC21-024-230-06 | AC | Split System: Air-Cooled Condensing Unit, Coil with Blower | XC21-024-230-06 |  | CH33-25+TDR+TXV | 14.5 | 20.2 | Yes | Yes | 2011-01-21 |  | 3
FALSE | XC21-024-230-10 | 2324 | 4260961 | LENNOX INDUSTRIES, INC. | XC21-024-230-06 | AC | Split System: Air-Cooled Condensing Unit, Coil with Blower | XC21-024-230-06 |  | CH33-31+TDR+TXV | 14.7 | 20.5 | Yes | Yes | 2011-01-21 |  | 3
FALSE | XC21-024-230-10 | 2324 | 4260962 | LENNOX INDUSTRIES, INC. | XC21-024-230-06 | AC | Split System: Air-Cooled Condensing Unit, Coil with Blower | XC21-024-230-06 |  | CH33-36+TDR+TXV | 14.2 | 20 | Yes | Yes | 2011-01-21 |  | 3
FALSE | XC21-024-230-10 | 2324 | 4260963 | LENNOX INDUSTRIES, INC. | XC21-024-230-06 | AC | Split System: Air-Cooled Condensing Unit, Coil with Blower | XC21-024-230-06 |  | CX34-25+TDR | 14.2 | 20 | Yes | Yes | 2011-01-21 |  | 3
FALSE | XC21-024-230-10 | 2324 | 4260964 | LENNOX INDUSTRIES, INC. | XC21-024-230-06 | AC | Split System: Air-Cooled Condensing Unit, Coil with Blower | XC21-024-230-06 |  | CX34-18/24+TDR | 13.5 | 18.2 | Yes | Yes | 2011-01-21 |  | 3
FALSE | XC21-024-230-10 | 2324 | 4260965 | LENNOX INDUSTRIES, INC. | XC21-024-230-06 | AC | Split System: Air-Cooled Condensing Unit, Coil with Blower | XC21-024-230-06 |  | CX34-36+TDR | 14.5 | 19.5 | Yes | Yes | 2011-01-21 |  | 3
FALSE | XC21-024-230-10 | 2324 | 4260966 | LENNOX INDUSTRIES, INC. | XC21-024-230-06 | AC | Split System: Air-Cooled Condensing Unit, Coil with Blower | XC21-024-230-06 |  | CX34-36+TDR | 14.5 | 19.7 | Yes | Yes | 2011-01-21 |  | 3
FALSE | XC21-024-230-10 | 2324 | 4260967 | LENNOX INDUSTRIES, INC. | XC21-024-230-06 | AC | Split System: Air-Cooled Condensing Unit, Coil with Blower | XC21-024-230-06 |  | CR33-30/36+TDR+TXV | 14.7 | 20.2 | Yes | Yes | 2011-01-21 |  | 3
FALSE | XC21-024-230-10 | 2324 | 4260968 | LENNOX INDUSTRIES, INC. | XC21-024-230-06 | AC | Split System: Air-Cooled Condensing Unit, Coil with Blower | XC21-024-230-06 |  | CR33-30/36+TDR+TXV | 14.7 | 20.2 | Yes | Yes | 2011-01-21 |  | 3
FALSE | XC21-024-230-10 | 2324 | 4260969 | LENNOX INDUSTRIES, INC. | XC21-024-230-06 | AC | Split System: Air-Cooled Condensing Unit, Coil with Blower | XC21-024-230-06 |  | CX34-18/24+TDR | 13.5 | 18 | Yes | Yes | 2011-01-21 |  | 3
FALSE | XC21-024-230-10 | 2324 | 4260970 | LENNOX INDUSTRIES, INC. | XC21-024-230-06 | AC | Split System: Air-Cooled Condensing Unit, Coil with Blower | XC21-024-230-06 |  | CX34-25+TDR | 14.2 | 19.5 | Yes | Yes | 2011-01-21 |  | 3
FALSE | XC21-024-230-10 | 2324 | 4260971 | LENNOX INDUSTRIES, INC. | XC21-024-230-06 | AC | Split System: Air-Cooled Condensing Unit, Coil with Blower | XC21-024-230-06 |  | CX34-31+TDR | 14.5 | 19.7 | Yes | Yes | 2011-01-21 |  | 3
FALSE | XC21-024-230-10 | 2324 | 4260972 | LENNOX INDUSTRIES, INC. | XC21-024-230-06 | AC | Split System: Air-Cooled Condensing Unit, Coil with Blower | XC21-024-230-06 |  | CX34-36+TDR | 14.2 | 19.2 | Yes | Yes | 2011-01-21 |  | 3
FALSE | XC21-024-230-10 | 2324 | 4260973 | LENNOX INDUSTRIES, INC. | XC21-024-230-06 | AC | Split System: Air-Cooled Condensing Unit, Coil with Blower | XC21-024-230-06 |  | CX34-38+TDR | 14.5 | 20 | Yes | Yes | 2011-01-21 |  | 3
FALSE | XC21-024-230-10 | 2324 | 4260974 | LENNOX INDUSTRIES, INC. | XC21-024-230-06 | AC | Split System: Air-Cooled Condensing Unit, Coil with Blower | XC21-024-230-06 |  | CX34-42+TDR | 14.2 | 19.2 | Yes | Yes | 2011-01-21 |  | 3
FALSE | XC21-024-230-10 | 2324 | 4260975 | LENNOX INDUSTRIES, INC. | XC21-024-230-06 | AC | Split System: Air-Cooled Condensing Unit, Coil with Blower | XC21-024-230-06 |  | CH23-21+TDR+TXV | 13.2 | 18 | Yes | Yes | 2011-01-21 |  | 3
FALSE | XC21-024-230-10 | 2324 | 4260976 | LENNOX INDUSTRIES, INC. | XC21-024-230-06 | AC | Split System: Air-Cooled Condensing Unit, Coil with Blower | XC21-024-230-06 |  | CH23-31+TDR+TXV | 13.5 | 18.5 | Yes | Yes | 2011-01-21 |  | 3
FALSE | XC21-024-230-10 | 2324 | 4260977 | LENNOX INDUSTRIES, INC. | XC21-024-230-06 | AC | Split System: Air-Cooled Condensing Unit, Coil with Blower | XC21-024-230-06 |  | CH23-41+TDR+TXV | 14.2 | 19.2 | Yes | Yes | 2011-01-21 |  | 3
FALSE | XC21-024-230-10 | 2324 | 4260978 | LENNOX INDUSTRIES, INC. | XC21-024-230-06 | AC | Split System: Air-Cooled Condensing Unit, Coil with Blower | XC21-024-230-06 |  | CH23-51+TDR+TXV | 14.2 | 19.5 | Yes | Yes | 2011-01-21 |  | 3
FALSE | XC21-024-230-10 | 2324 | 4260979 | LENNOX INDUSTRIES, INC. | XC21-024-230-06 | AC | Split System: Air-Cooled Condensing Unit, Coil with Blower | XC21-024-230-06 |  | CH33-25+TDR+TXV | 14.2 | 19.2 | Yes | Yes | 2011-01-21 |  | 3
FALSE | XC21-024-230-10 | 2324 | 4260980 | LENNOX INDUSTRIES, INC. | XC21-024-230-06 | AC | Split System: Air-Cooled Condensing Unit, Coil with Blower | XC21-024-230-06 |  | CH33-31+TDR+TXV | 14.5 | 20 | Yes | Yes | 2011-01-21 |  | 3
FALSE | XC21-024-230-10 | 2324 | 4260981 | LENNOX INDUSTRIES, INC. | XC21-024-230-06 | AC | Split System: Air-Cooled Condensing Unit, Coil with Blower | XC21-024-230-06 |  | CH33-36B+TDR+TXV | 14.2 | 19.2 | Yes | Yes | 2011-01-21 |  | 3
FALSE | XC21-024-230-10 | 2324 | 4260982 | LENNOX INDUSTRIES, INC. | XC21-024-230-06 | AC | Split System: Air-Cooled Condensing Unit, Coil with Blower | XC21-024-230-06 |  | CH33-42+TDR+TXV | 14.5 | 19.7 | Yes | Yes | 2011-01-21 |  | 3
FALSE | XC21-024-230-10 | 2324 | 4260983 | LENNOX INDUSTRIES, INC. | XC21-024-230-06 | AC | Split System: Air-Cooled Condensing Unit, Coil with Blower | XC21-024-230-06 |  | CH33-43+TDR+TXV | 14.7 | 20.2 | Yes | Yes | 2011-01-21 |  | 3
FALSE | XC21-024-230-10 | 2324 | 4260984 | LENNOX INDUSTRIES, INC. | XC21-024-230-06 | AC | Split System: Air-Cooled Condensing Unit, Coil with Blower | XC21-024-230-06 |  | C33-24+TDR+TXV | 13.5 | 18.5 | Yes | Yes | 2011-01-21 |  | 3
FALSE | XC21-024-230-10 | 2324 | 4260985 | LENNOX INDUSTRIES, INC. | XC21-024-230-06 | AC | Split System: Air-Cooled Condensing Unit, Coil with Blower | XC21-024-230-06 |  | C33-25+TDR+TXV | 14.7 | 20.5 | Yes | Yes | 2011-01-21 |  | 3
FALSE | XC21-024-230-10 | 2324 | 4260986 | LENNOX INDUSTRIES, INC. | XC21-024-230-06 | AC | Split System: Air-Cooled Condensing Unit, Coil with Blower | XC21-024-230-06 |  | C33-25+TDR+TXV | 14.2 | 20 | Yes | Yes | 2011-01-21 |  | 3
FALSE | XC21-024-230-10 | 2324 | 4260987 | LENNOX INDUSTRIES, INC. | XC21-024-230-06 | AC | Split System: Air-Cooled Condensing Unit, Coil with Blower | XC21-024-230-06 |  | C33-25+TDR+TXV | 14.5 | 20 | Yes | Yes | 2011-01-21 |  | 3
FALSE | XC21-024-230-10 | 2324 | 4260988 | LENNOX INDUSTRIES, INC. | XC21-024-230-06 | AC | Split System: Air-Cooled Condensing Unit, Coil with Blower | XC21-024-230-06 |  | C33-25+TDR+TXV | 14.2 | 20.2 | Yes | Yes | 2011-01-21 |  | 3
FALSE | XC21-024-230-10 | 2324 | 4260989 | LENNOX INDUSTRIES, INC. | XC21-024-230-06 | AC | Split System: Air-Cooled Condensing Unit, Coil with Blower | XC21-024-230-06 |  | C33-25+TDR+TXV | 13.7 | 20 | Yes | Yes | 2011-01-21 |  | 3
FALSE | XC21-024-230-10 | 2324 | 4260990 | LENNOX INDUSTRIES, INC. | XC21-024-230-06 | AC | Split System: Air-Cooled Condensing Unit, Coil with Blower | XC21-024-230-06 |  | C33-25+TDR+TXV | 14.2 | 20 | Yes | Yes | 2011-01-21 |  | 3
FALSE | XC21-024-230-10 | 2324 | 4260991 | LENNOX INDUSTRIES, INC. | XC21-024-230-06 | AC | Split System: Air-Cooled Condensing Unit, Coil with Blower | XC21-024-230-06 |  | C33-25+TDR+TXV | 14.7 | 20.2 | Yes | Yes | 2011-01-21 |  | 3
FALSE | XC21-024-230-10 | 2324 | 4260992 | LENNOX INDUSTRIES, INC. | XC21-024-230-06 | AC | Split System: Air-Cooled Condensing Unit, Coil with Blower | XC21-024-230-06 |  | C33-25+TDR+TXV | 14.2 | 20 | Yes | Yes | 2011-01-21 |  | 3
FALSE | XC21-024-230-10 | 2324 | 4260993 | LENNOX INDUSTRIES, INC. | XC21-024-230-06 | AC | Split System: Air-Cooled Condensing Unit, Coil with Blower | XC21-024-230-06 |  | C33-25+TDR+TXV | 14.2 | 19.5 | Yes | Yes | 2011-01-21 |  | 3
FALSE | XC21-024-230-10 | 2324 | 4260994 | LENNOX INDUSTRIES, INC. | XC21-024-230-06 | AC | Split System: Air-Cooled Condensing Unit, Coil with Blower | XC21-024-230-06 |  | C33-30+TDR+TXV | 14 | 19.2 | Yes | Yes | 2011-01-21 |  | 3
FALSE | XC21-024-230-10 | 2324 | 4260995 | LENNOX INDUSTRIES, INC. | XC21-024-230-06 | AC | Split System: Air-Cooled Condensing Unit, Coil with Blower | XC21-024-230-06 |  | C33-30+TDR+TXV | 14 | 19.2 | Yes | Yes | 2011-01-21 |  | 3
FALSE | XC21-024-230-10 | 2324 | 4260996 | LENNOX INDUSTRIES, INC. | XC21-024-230-06 | AC | Split System: Air-Cooled Condensing Unit, Coil with Blower | XC21-024-230-06 |  | C33-30+TDR+TXV | 13.7 | 18.7 | Yes | Yes | 2011-01-21 |  | 3
FALSE | XC21-024-230-10 | 2324 | 4260997 | LENNOX INDUSTRIES, INC. | XC21-024-230-06 | AC | Split System: Air-Cooled Condensing Unit, Coil with Blower | XC21-024-230-06 |  | C33-30+TDR+TXV | 13.7 | 19 | Yes | Yes | 2011-01-21 |  | 3
FALSE | XC21-024-230-10 | 2324 | 4260998 | LENNOX INDUSTRIES, INC. | XC21-024-230-06 | AC | Split System: Air-Cooled Condensing Unit, Coil with Blower | XC21-024-230-06 |  | C33-30+TDR+TXV | 13.7 | 19 | Yes | Yes | 2011-01-21 |  | 3
FALSE | XC21-024-230-10 | 2324 | 4260999 | LENNOX INDUSTRIES, INC. | XC21-024-230-06 | AC | Split System: Air-Cooled Condensing Unit, Coil with Blower | XC21-024-230-06 |  | C33-30+TDR+TXV | 14 | 19 | Yes | Yes | 2011-01-21 |  | 3
FALSE | XC21-024-230-10 | 2324 | 4261000 | LENNOX INDUSTRIES, INC. | XC21-024-230-06 | AC | Split System: Air-Cooled Condensing Unit, Coil with Blower | XC21-024-230-06 |  | C33-30+TDR+TXV | 13.2 | 18.7 | Yes | Yes | 2011-01-21 |  | 3
FALSE | XC21-024-230-10 | 2324 | 4261001 | LENNOX INDUSTRIES, INC. | XC21-024-230-06 | AC | Split System: Air-Cooled Condensing Unit, Coil with Blower | XC21-024-230-06 |  | C33-30+TDR+TXV | 13.7 | 19 | Yes | Yes | 2011-01-21 |  | 3
FALSE | XC21-024-230-10 | 2324 | 4261002 | LENNOX INDUSTRIES, INC. | XC21-024-230-06 | AC | Split System: Air-Cooled Condensing Unit, Coil with Blower | XC21-024-230-06 |  | C33-30+TDR+TXV | 14 | 19.2 | Yes | Yes | 2011-01-21 |  | 3
FALSE | XC21-024-230-10 | 2324 | 4261003 | LENNOX INDUSTRIES, INC. | XC21-024-230-06 | AC | Split System: Air-Cooled Condensing Unit, Coil with Blower | XC21-024-230-06 |  | C33-30+TDR+TXV | 14 | 19.2 | Yes | Yes | 2011-01-21 |  | 3
FALSE | XC21-024-230-10 | 2324 | 4261004 | LENNOX INDUSTRIES, INC. | XC21-024-230-06 | AC | Split System: Air-Cooled Condensing Unit, Coil with Blower | XC21-024-230-06 |  | C33-31+TDR+TXV | 14.7 | 20.7 | Yes | Yes | 2011-01-21 |  | 3
FALSE | XC21-024-230-10 | 2324 | 4261005 | LENNOX INDUSTRIES, INC. | XC21-024-230-06 | AC | Split System: Air-Cooled Condensing Unit, Coil with Blower | XC21-024-230-06 |  | C33-31+TDR+TXV | 14.5 | 20.2 | Yes | Yes | 2011-01-21 |  | 3
FALSE | XC21-024-230-10 | 2324 | 4261006 | LENNOX INDUSTRIES, INC. | XC21-024-230-06 | AC | Split System: Air-Cooled Condensing Unit, Coil with Blower | XC21-024-230-06 |  | C33-31+TDR+TXV | 14.7 | 20.2 | Yes | Yes | 2011-01-21 |  | 3
FALSE | XC21-024-230-10 | 2324 | 4261007 | LENNOX INDUSTRIES, INC. | XC21-024-230-06 | AC | Split System: Air-Cooled Condensing Unit, Coil with Blower | XC21-024-230-06 |  | C33-36+TDR+TXV | 14.2 | 20 | Yes | Yes | 2011-01-21 |  | 3
FALSE | XC21-024-230-10 | 2324 | 4261008 | LENNOX INDUSTRIES, INC. | XC21-024-230-06 | AC | Split System: Air-Cooled Condensing Unit, Coil with Blower | XC21-024-230-06 |  | C33-36+TDR+TXV | 14.2 | 20 | Yes | Yes | 2011-01-21 |  | 3
FALSE | XC21-024-230-10 | 2324 | 4261009 | LENNOX INDUSTRIES, INC. | XC21-024-230-06 | AC | Split System: Air-Cooled Condensing Unit, Coil with Blower | XC21-024-230-06 |  | C33-36+TDR+TXV | 14.5 | 20 | Yes | Yes | 2011-01-21 |  | 3
FALSE | XC21-024-230-10 | 2324 | 4261010 | LENNOX INDUSTRIES, INC. | XC21-024-230-06 | AC | Split System: Air-Cooled Condensing Unit, Coil with Blower | XC21-024-230-06 |  | C33-36+TDR+TXV | 13.7 | 19.7 | Yes | Yes | 2011-01-21 |  | 3
FALSE | XC21-024-230-10 | 2324 | 4261011 | LENNOX INDUSTRIES, INC. | XC21-024-230-06 | AC | Split System: Air-Cooled Condensing Unit, Coil with Blower | XC21-024-230-06 |  | C33-36+TDR+TXV | 14.5 | 20 | Yes | Yes | 2011-01-21 |  | 3
FALSE | XC21-024-230-10 | 2324 | 4261012 | LENNOX INDUSTRIES, INC. | XC21-024-230-06 | AC | Split System: Air-Cooled Condensing Unit, Coil with Blower | XC21-024-230-06 |  | C33-36+TDR+TXV | 14.5 | 20.2 | Yes | Yes | 2011-01-21 |  | 3
FALSE | XC21-024-230-10 | 2324 | 4261013 | LENNOX INDUSTRIES, INC. | XC21-024-230-06 | AC | Split System: Air-Cooled Condensing Unit, Coil with Blower | XC21-024-230-06 |  | C33-36+TDR+TXV | 14.5 | 20.2 | Yes | Yes | 2011-01-21 |  | 3
FALSE | XC21-024-230-10 | 2324 | 4261014 | LENNOX INDUSTRIES, INC. | XC21-024-230-06 | AC | Split System: Air-Cooled Condensing Unit, Coil with Blower | XC21-024-230-06 |  | C33-36+TDR+TXV | 14.5 | 19.5 | Yes | Yes | 2011-01-21 |  | 3
FALSE | XC21-024-230-10 | 2324 | 4261015 | LENNOX INDUSTRIES, INC. | XC21-024-230-06 | AC | Split System: Air-Cooled Condensing Unit, Coil with Blower | XC21-024-230-06 |  | C33-38+TDR+TXV | 14.5 | 20 | Yes | Yes | 2011-01-21 |  | 3
FALSE | XC21-024-230-10 | 2324 | 4261016 | LENNOX INDUSTRIES, INC. | XC21-024-230-06 | AC | Split System: Air-Cooled Condensing Unit, Coil with Blower | XC21-024-230-06 |  | C33-42+TDR+TXV | 14.7 | 20.2 | Yes | Yes | 2011-01-21 |  | 3
FALSE | XC21-024-230-10 | 2324 | 4261017 | LENNOX INDUSTRIES, INC. | XC21-024-230-06 | AC | Split System: Air-Cooled Condensing Unit, Coil with Blower | XC21-024-230-06 |  | C33-42+TDR+TXV | 14.2 | 19.7 | Yes | Yes | 2011-01-21 |  | 3
FALSE | XC21-024-230-10 | 2324 | 4261018 | LENNOX INDUSTRIES, INC. | XC21-024-230-06 | AC | Split System: Air-Cooled Condensing Unit, Coil with Blower | XC21-024-230-06 |  | C33-42+TDR+TXV | 14.2 | 20 | Yes | Yes | 2011-01-21 |  | 3
FALSE | XC21-024-230-10 | 2324 | 4261019 | LENNOX INDUSTRIES, INC. | XC21-024-230-06 | AC | Split System: Air-Cooled Condensing Unit, Coil with Blower | XC21-024-230-06 |  | C33-42+TDR+TXV | 14.2 | 20 | Yes | Yes | 2011-01-21 |  | 3
FALSE | XC21-024-230-10 | 2324 | 4261020 | LENNOX INDUSTRIES, INC. | XC21-024-230-06 | AC | Split System: Air-Cooled Condensing Unit, Coil with Blower | XC21-024-230-06 |  | C33-42+TDR+TXV | 13.7 | 19.7 | Yes | Yes | 2011-01-21 |  | 3
FALSE | XC21-024-230-10 | 2324 | 4261021 | LENNOX INDUSTRIES, INC. | XC21-024-230-06 | AC | Split System: Air-Cooled Condensing Unit, Coil with Blower | XC21-024-230-06 |  | C33-42+TDR+TXV | 14.5 | 20 | Yes | Yes | 2011-01-21 |  | 3
FALSE | XC21-024-230-10 | 2324 | 4261022 | LENNOX INDUSTRIES, INC. | XC21-024-230-06 | AC | Split System: Air-Cooled Condensing Unit, Coil with Blower | XC21-024-230-06 |  | C33-42+TDR+TXV | 14.2 | 19.2 | Yes | Yes | 2011-01-21 |  | 3
FALSE | XC21-024-230-10 | 2324 | 4261023 | LENNOX INDUSTRIES, INC. | XC21-024-230-06 | AC | Split System: Air-Cooled Condensing Unit, Coil with Blower | XC21-024-230-06 |  | C33-36+TDR+TXV | 14.5 | 19.7 | Yes | Yes | 2011-01-21 |  | 3
FALSE | XC21-024-230-10 | 2324 | 4261024 | LENNOX INDUSTRIES, INC. | XC21-024-230-06 | AC | Split System: Air-Cooled Condensing Unit, Coil with Blower | XC21-024-230-06 |  | C33-36+TDR+TXV | 14.2 | 19.2 | Yes | Yes | 2011-01-21 |  | 3
FALSE | XC21-024-230-10 | 2324 | 4261025 | LENNOX INDUSTRIES, INC. | XC21-024-230-06 | AC | Split System: Air-Cooled Condensing Unit, Coil with Blower | XC21-024-230-06 |  | C33-38+TDR+TXV | 15 | 20.7 | Yes | Yes | 2011-01-21 |  | 3
FALSE | XC21-024-230-10 | 2324 | 4261026 | LENNOX INDUSTRIES, INC. | XC21-024-230-06 | AC | Split System: Air-Cooled Condensing Unit, Coil with Blower | XC21-024-230-06 |  | C33-38+TDR+TXV | 15 | 20.7 | Yes | Yes | 2011-01-21 |  | 3
FALSE | XC21-024-230-10 | 2324 | 4261027 | LENNOX INDUSTRIES, INC. | XC21-024-230-06 | AC | Split System: Air-Cooled Condensing Unit, Coil with Blower | XC21-024-230-06 |  | C33-38+TDR+TXV | 14.7 | 20.2 | Yes | Yes | 2011-01-21 |  | 3
FALSE | XC21-024-230-10 | 2324 | 4261028 | LENNOX INDUSTRIES, INC. | XC21-024-230-06 | AC | Split System: Air-Cooled Condensing Unit, Coil with Blower | XC21-024-230-06 |  | C33-38+TDR+TXV | 14.7 | 20.5 | Yes | Yes | 2011-01-21 |  | 3
FALSE | XC21-024-230-10 | 2324 | 4261029 | LENNOX INDUSTRIES, INC. | XC21-024-230-06 | AC | Split System: Air-Cooled Condensing Unit, Coil with Blower | XC21-024-230-06 |  | C33-38+TDR+TXV | 14.7 | 20.5 | Yes | Yes | 2011-01-21 |  | 3
FALSE | XC21-024-230-10 | 2324 | 4261030 | LENNOX INDUSTRIES, INC. | XC21-024-230-06 | AC | Split System: Air-Cooled Condensing Unit, Coil with Blower | XC21-024-230-06 |  | C33-38+TDR+TXV | 14.2 | 20.2 | Yes | Yes | 2011-01-21 |  | 3
FALSE | XC21-024-230-10 | 2324 | 4261031 | LENNOX INDUSTRIES, INC. | XC21-024-230-06 | AC | Split System: Air-Cooled Condensing Unit, Coil with Blower | XC21-024-230-06 |  | C33-38+TDR+TXV | 15 | 20.5 | Yes | Yes | 2011-01-21 |  | 3
FALSE | XC21-024-230-10 | 2324 | 4261032 | LENNOX INDUSTRIES, INC. | XC21-024-230-06 | AC | Split System: Air-Cooled Condensing Unit, Coil with Blower | XC21-024-230-06 |  | C33-38+TDR+TXV | 15 | 20.7 | Yes | Yes | 2011-01-21 |  | 3
FALSE | XC21-024-230-10 | 2324 | 4261033 | LENNOX INDUSTRIES, INC. | XC21-024-230-06 | AC | Split System: Air-Cooled Condensing Unit, Coil with Blower | XC21-024-230-06 |  | C33-24+TDR+TXV | 13.5 | 18.5 | Yes | Yes | 2011-01-21 |  | 3
FALSE | XC21-024-230-10 | 2324 | 4261034 | LENNOX INDUSTRIES, INC. | XC21-024-230-06 | AC | Split System: Air-Cooled Condensing Unit, Coil with Blower | XC21-024-230-06 |  | C33-24+TDR+TXV | 13.5 | 18.7 | Yes | Yes | 2011-01-21 |  | 3
FALSE | XC21-024-230-10 | 2324 | 4261035 | LENNOX INDUSTRIES, INC. | XC21-024-230-06 | AC | Split System: Air-Cooled Condensing Unit, Coil with Blower | XC21-024-230-06 |  | C33-24+TDR+TXV | 13.7 | 18.7 | Yes | Yes | 2011-01-21 |  | 3
FALSE | XC21-024-230-10 | 2324 | 4261036 | LENNOX INDUSTRIES, INC. | XC21-024-230-06 | AC | Split System: Air-Cooled Condensing Unit, Coil with Blower | XC21-024-230-06 |  | C33-24+TDR+TXV | 13.7 | 19 | Yes | Yes | 2011-01-21 |  | 3
FALSE | XC21-024-230-10 | 2324 | 4261037 | LENNOX INDUSTRIES, INC. | XC21-024-230-06 | AC | Split System: Air-Cooled Condensing Unit, Coil with Blower | XC21-024-230-06 |  | C33-24+TDR+TXV | 13.7 | 19 | Yes | Yes | 2011-01-21 |  | 3
FALSE | XC21-024-230-10 | 2324 | 4261038 | LENNOX INDUSTRIES, INC. | XC21-024-230-06 | AC | Split System: Air-Cooled Condensing Unit, Coil with Blower | XC21-024-230-06 |  | C33-24+TDR+TXV | 13.7 | 18.7 | Yes | Yes | 2011-01-21 |  | 3
FALSE | XC21-024-230-10 | 2324 | 4261039 | LENNOX INDUSTRIES, INC. | XC21-024-230-06 | AC | Split System: Air-Cooled Condensing Unit, Coil with Blower | XC21-024-230-06 |  | C33-24+TDR+TXV | 13.7 | 18.7 | Yes | Yes | 2011-01-21 |  | 3
FALSE | XC21-024-230-10 | 2324 | 4261040 | LENNOX INDUSTRIES, INC. | XC21-024-230-06 | AC | Split System: Air-Cooled Condensing Unit, Coil with Blower | XC21-024-230-06 |  | C33-24+TDR+TXV | 13.7 | 19 | Yes | Yes | 2011-01-21 |  | 3
FALSE | XC21-024-230-10 | 2324 | 4261041 | LENNOX INDUSTRIES, INC. | XC21-024-230-06 | AC | Split System: Air-Cooled Condensing Unit, Coil with Blower | XC21-024-230-06 |  | C33-24+TDR+TXV | 13.5 | 18.2 | Yes | Yes | 2011-01-21 |  | 3
FALSE | XC21-024-230-10 | 2324 | 4261042 | LENNOX INDUSTRIES, INC. | XC21-024-230-06 | AC | Split System: Air-Cooled Condensing Unit, Coil with Blower | XC21-024-230-06 |  | C33-24+TDR+TXV | 13.5 | 18 | Yes | Yes | 2011-01-21 |  | 3
FALSE | XC21-024-230-10 | 2324 | 4261043 | LENNOX INDUSTRIES, INC. | XC21-024-230-06 | AC | Split System: Air-Cooled Condensing Unit, Coil with Blower | XC21-024-230-06 |  | C33-19+TDR+TXV | 13.5 | 19.5 | Yes | Yes | 2011-01-21 |  | 3
FALSE | XC21-024-230-10 | 2324 | 4261044 | LENNOX INDUSTRIES, INC. | XC21-024-230-06 | AC | Split System: Air-Cooled Condensing Unit, Coil with Blower | XC21-024-230-06 |  | C33-31+TDR+TXV | 14.5 | 20.5 | Yes | Yes | 2011-01-21 |  | 3
FALSE | XC21-024-230-10 | 2324 | 4261045 | LENNOX INDUSTRIES, INC. | XC21-024-230-06 | AC | Split System: Air-Cooled Condensing Unit, Coil with Blower | XC21-024-230-06 |  | C33-31+TDR+TXV | 14.2 | 20.2 | Yes | Yes | 2011-01-21 |  | 3
FALSE | 4TTX6030H1 | 3530 | 4300981 | TRANE | 4TTX5030A1 | AC | Split System: Air-Cooled Condensing Unit, Coil with Blower | 4TTX5030A1 |  | 4TXCC043BC3 | 12.3 | 14.75 | Yes | Yes | 2011-01-21 |  | 0
TRUE | S4BF-048KA | 2748 | 4308632 | FRIGIDAIRE | ES4BF-048KA | AC | Split System: Air-Cooled Condensing Unit, Coil with Blower | S4BF-048KA |  | C6B(A,H)-X48(C,U)-C | 12.5 | 16 | Yes | Yes | 2011-02-08 |  | 1
TRUE | S4BF-048KA | 2748 | 4308633 | NUTONE | ES4BF-048KA | AC | Split System: Air-Cooled Condensing Unit, Coil with Blower | S4BF-048KA |  | C6B(A,H)-X48(C,U)-C | 12.5 | 16 | Yes | Yes | 2011-02-08 |  | 1
TRUE | S4BF-048KA | 2748 | 4308634 | TAPPAN | ES4BF-048KA | AC | Split System: Air-Cooled Condensing Unit, Coil with Blower | S4BF-048KA |  | C6B(A,H)-X48(C,U)-C | 12.5 | 16 | Yes | Yes | 2011-02-08 |  | 1
TRUE | S4BF-048KA | 2748 | 4308635 | WESTINGHOUSE | ES4BF-048KA | AC | Split System: Air-Cooled Condensing Unit, Coil with Blower | S4BF-048KA |  | C6B(A,H)-X48(C,U)-C | 12.5 | 16 | Yes | Yes | 2011-02-08 |  | 1
FALSE | 4TTR6024B1 | 3503 | 4321331 | TRANE | 4TTR5024E1 | AC | Split System: Air-Cooled Condensing Unit, Coil with Blower | 4TTR5024E1 |  | 4TXFH041CC3 | 13 | 16 | Yes | Yes | 2011-01-21 |  | 2
FALSE | 4TTR6024B1 | 3503 | 4321332 | AMERICAN STANDARD, INC. | 4A7A5024E1 | AC | Split System: Air-Cooled Condensing Unit, Coil with Blower | 4TTR5024E1 |  | 4TXFH041CC3 | 13 | 16 | Yes | Yes | 2011-02-28 |  | 2
FALSE | 4TTR6036B1 | 3674 | 4321334 | TRANE | 4TTR5036E1 | AC | Split System: Air-Cooled Condensing Unit, Coil with Blower | 4TTR5036E1 |  | 4TEE3F49C1 | 13 | 16 | Yes | Yes | 2011-01-21 |  | 2
FALSE | 4TTR6036B1 | 3674 | 4321335 | AMERICAN STANDARD, INC. | 4A7A5036E1 | AC | Split System: Air-Cooled Condensing Unit, Coil with Blower | 4TTR5036E1 |  | 4TEE3F49C1 | 13 | 16 | Yes | Yes | 2011-02-28 |  | 2
FALSE | TSA042H4N4*Y | 2280 | 4322965 | LENNOX INDUSTRIES, INC. | XC14-042-230* | AC | Split System: Air-Cooled Condensing Unit, Coil with Blower | XC14-042-230* |  | C33-62D+TDR+TXV | 13 | 15.2 | Yes | Yes | 2011-01-21 |  | 1
FALSE | TSA042H4N4*Y | 2280 | 4322966 | LENNOX INDUSTRIES, INC. | XC14-042-230* | AC | Split System: Air-Cooled Condensing Unit, Coil with Blower | XC14-042-230* |  | CX34-62D+TDR | 13 | 15.2 | Yes | Yes | 2011-01-21 |  | 1
FALSE | 4TTX6018H1 | 3491 | 4332844 | TRANE | 4TTX5018A1 | AC | Split System: Air-Cooled Condensing Unit, Coil with Blower | 4TTX5018A1 |  | 4TXFH033CC3 | 13 | 15 | Yes | Yes | 2011-01-21 |  | 1
FALSE | 4TTX6024H1 | 3520 | 4332845 | TRANE | 4TTX5024A1 | AC | Split System: Air-Cooled Condensing Unit, Coil with Blower | 4TTX5024A1 |  | 4TXFH041CC3 | 13 | 15.5 | Yes | Yes | 2011-01-21 |  | 1
FALSE | 4TTX6030H1 | 3530 | 4332846 | TRANE | 4TTX5030A1 | AC | Split System: Air-Cooled Condensing Unit, Coil with Blower | 4TTX5030A1 |  | 4TXFH041CC3 | 12.5 | 15 | Yes | Yes | 2011-01-21 |  | 1
FALSE | 4TTX6018H1 | 3491 | 4332847 | AMERICAN STANDARD, INC. | 4A7A5018A1 | AC | Split System: Air-Cooled Condensing Unit, Coil with Blower | 4TTX5018A1 |  | 4TXFH033CC3 | 13 | 15 | Yes | Yes | 2011-02-28 |  | 1
FALSE | 4TTX6024H1 | 3520 | 4332848 | AMERICAN STANDARD, INC. | 4A7A5024A1 | AC | Split System: Air-Cooled Condensing Unit, Coil with Blower | 4TTX5024A1 |  | 4TXFH041CC3 | 13 | 15.5 | Yes | Yes | 2011-02-28 |  | 1
FALSE | 4TTX6030H1 | 3530 | 4355837 | TRANE | 4TTX5030A1 | AC | Split System: Air-Cooled Condensing Unit, Coil with Blower | 4TTX5030A1 |  | 4TXCB036BC3 | 12.5 | 15 | Yes | Yes | 2011-01-21 |  | 1
FALSE | 4TTR6018B1 | 3489 | 4356632 | TRANE | 4TTR5018E1 | AC | Split System: Air-Cooled Condensing Unit, Coil with Blower | 4TTR5018E1 |  | 4TXCB025BC3 | 13 | 15.5 | Yes | Yes | 2011-01-21 |  | 1
FALSE | 4TTR6018B1 | 3489 | 4356633 | TRANE | 4TTR5018E1 | AC | Split System: Air-Cooled Condensing Unit, Coil with Blower | 4TTR5018E1 |  | 4TXCB032BC3 | 13.5 | 16 | Yes | Yes | 2011-01-21 |  | 2
FALSE | 4TTR6018B1 | 3489 | 4356634 | TRANE | 4TTR5018E1 | AC | Split System: Air-Cooled Condensing Unit, Coil with Blower | 4TTR5018E1 |  | 4TXFH024CZ3 | 13.5 | 16 | Yes | Yes | 2011-01-21 |  | 2
FALSE | 4TTR6024B1 | 3503 | 4356635 | TRANE | 4TTR5024E1 | AC | Split System: Air-Cooled Condensing Unit, Coil with Blower | 4TTR5024E1 |  | 4TXCB025BC3 | 13 | 15.5 | Yes | Yes | 2011-01-21 |  | 1
FALSE | 4TTR6024B1 | 3503 | 4356636 | TRANE | 4TTR5024E1 | AC | Split System: Air-Cooled Condensing Unit, Coil with Blower | 4TTR5024E1 |  | 4TXCC037BC3 | 13 | 16 | Yes | Yes | 2011-01-21 |  | 2
FALSE | 4TTR6024B1 | 3503 | 4356637 | TRANE | 4TTR5024E1 | AC | Split System: Air-Cooled Condensing Unit, Coil with Blower | 4TTR5024E1 |  | 4TXFH036CZ3 | 13.5 | 16.5 | Yes | Yes | 2011-01-21 |  | 2
FALSE | 4TTR6030B1 | 3522 | 4356638 | TRANE | 4TTR5030E1 | AC | Split System: Air-Cooled Condensing Unit, Coil with Blower | 4TTR5030E1 |  | 4TXCB032BC3 | 12.5 | 14.5 | Yes | Yes | 2011-01-21 |  | 0
FALSE | 4TTR6030B1 | 3522 | 4356639 | TRANE | 4TTR5030E1 | AC | Split System: Air-Cooled Condensing Unit, Coil with Blower | 4TTR5030E1 |  | 4TXCC037BC3 | 12.5 | 15 | Yes | Yes | 2011-01-21 |  | 1
FALSE | 4TTR6030B1 | 3522 | 4356640 | TRANE | 4TTR5030E1 | AC | Split System: Air-Cooled Condensing Unit, Coil with Blower | 4TTR5030E1 |  | 4TXFH041CC3 | 13 | 15 | Yes | Yes | 2011-01-21 |  | 1
FALSE | 4TTR6036B1 | 3674 | 4356641 | TRANE | 4TTR5036E1 | AC | Split System: Air-Cooled Condensing Unit, Coil with Blower | 4TTR5036E1 |  | 4TXCB036BC3 | 12 | 14.5 | Yes | Yes | 2011-01-21 |  | 0
FALSE | 4TTR6036B1 | 3674 | 4356642 | TRANE | 4TTR5036E1 | AC | Split System: Air-Cooled Condensing Unit, Coil with Blower | 4TTR5036E1 |  | 4TXCB048BC3 | 12 | 14.5 | Yes | Yes | 2011-01-21 |  | 0
FALSE | 4TTR6036B1 | 3674 | 4356643 | TRANE | 4TTR5036E1 | AC | Split System: Air-Cooled Condensing Unit, Coil with Blower | 4TTR5036E1 |  | 4TXCC044BC3 | 12 | 15 | Yes | Yes | 2011-01-21 |  | 0
FALSE | 4TTR6036B1 | 3674 | 4356644 | TRANE | 4TTR5036E1 | AC | Split System: Air-Cooled Condensing Unit, Coil with Blower | 4TTR5036E1 |  | 4TXCD050BC3 | 13 | 15.5 | Yes | Yes | 2011-01-21 |  | 1
FALSE | 4TTR6036B1 | 3674 | 4356645 | TRANE | 4TTR5036E1 | AC | Split System: Air-Cooled Condensing Unit, Coil with Blower | 4TTR5036E1 |  | 4TXFH036CZ3 | 13 | 15.5 | Yes | Yes | 2011-01-21 |  | 1
FALSE | 4TTR6036B1 | 3674 | 4356646 | TRANE | 4TTR5036E1 | AC | Split System: Air-Cooled Condensing Unit, Coil with Blower | 4TTR5036E1 |  | 4TXFH041CC3 | 12.5 | 15 | Yes | Yes | 2011-01-21 |  | 1
FALSE | 4TTR6036B1 | 3674 | 4356647 | TRANE | 4TTR5036E1 | AC | Split System: Air-Cooled Condensing Unit, Coil with Blower | 4TTR5036E1 |  | 4TXFH041CC3 | 13 | 15.5 | Yes | Yes | 2011-01-21 |  | 1
FALSE | 4TTR6042B1 | 3680 | 4356648 | TRANE | 4TTR5042E1 | AC | Split System: Air-Cooled Condensing Unit, Coil with Blower | 4TTR5042E1 |  | 4TXCD009CC3 | 12.5 | 15 | Yes | Yes | 2011-01-21 |  | 1
FALSE | 4TTR6042B1 | 3680 | 4356649 | TRANE | 4TTR5042E1 | AC | Split System: Air-Cooled Condensing Unit, Coil with Blower | 4TTR5042E1 |  | 4TXCD050BC3 | 13 | 15 | Yes | Yes | 2011-01-21 |  | 1
FALSE | 4TTR6042B1 | 3680 | 4356650 | TRANE | 4TTR5042E1 | AC | Split System: Air-Cooled Condensing Unit, Coil with Blower | 4TTR5042E1 |  | 4TXFH041CC3 | 13 | 15.5 | Yes | Yes | 2011-01-21 |  | 1
FALSE | 4TTR6042B1 | 3680 | 4356651 | TRANE | 4TTR5042E1 | AC | Split System: Air-Cooled Condensing Unit, Coil with Blower | 4TTR5042E1 |  | 4TXFH054CC3 | 13 | 15.5 | Yes | Yes | 2011-01-21 |  | 1
FALSE | 4TTX6036H1 | 3598 | 4356675 | TRANE | 4TTX5036A1 | AC | Split System: Air-Cooled Condensing Unit, Coil with Blower | 4TTX5036A1 |  | 4TXFH041CC3 | 12.5 | 15 | Yes | Yes | 2011-01-21 |  | 1
FALSE | 4TTX6036H1 | 3598 | 4356676 | TRANE | 4TTX5036A1 | AC | Split System: Air-Cooled Condensing Unit, Coil with Blower | 4TTX5036A1 |  | 4TXFH041CC3 | 12 | 14.5 | Yes | Yes | 2011-01-21 |  | 0
FALSE | 4TTX6048H1 | 3702 | 4356679 | TRANE | 4TTX5048A1 | AC | Split System: Air-Cooled Condensing Unit, Coil with Blower | 4TTX5048A1 |  | 4TXCD050BC3 | 12 | 15 | Yes | Yes | 2011-01-21 |  | 0
FALSE | 4TTX6048H1 | 3702 | 4356680 | TRANE | 4TTX5048A1 | AC | Split System: Air-Cooled Condensing Unit, Coil with Blower | 4TTX5048A1 |  | 4TXCD061BC3 | 12 | 15 | Yes | Yes | 2011-01-21 |  | 0
FALSE | 4TTX6048H1 | 3702 | 4356681 | TRANE | 4TTX5048A1 | AC | Split System: Air-Cooled Condensing Unit, Coil with Blower | 4TTX5048A1 |  | 4TXFH054CC3 | 12 | 15 | Yes | Yes | 2011-01-21 |  | 0
FALSE | 4TTX6049H1 | 3690 | 4356682 | TRANE | 4TTX5049E1 | AC | Split System: Air-Cooled Condensing Unit, Coil with Blower | 4TTX5049E1 |  | 4TXCD050BC3 | 12.5 | 15 | Yes | Yes | 2011-01-21 |  | 1
FALSE | 4TTX6049H1 | 3690 | 4356683 | TRANE | 4TTX5049E1 | AC | Split System: Air-Cooled Condensing Unit, Coil with Blower | 4TTX5049E1 |  | 4TXCD061BC3 | 12.5 | 15.5 | Yes | Yes | 2011-01-21 |  | 1
FALSE | 4TTX6049H1 | 3690 | 4356684 | TRANE | 4TTX5049E1 | AC | Split System: Air-Cooled Condensing Unit, Coil with Blower | 4TTX5049E1 |  | 4TXCD064BC3 | 12.5 | 15 | Yes | Yes | 2011-01-21 |  | 1
FALSE | 4TTX6049H1 | 3690 | 4356685 | TRANE | 4TTX5049E1 | AC | Split System: Air-Cooled Condensing Unit, Coil with Blower | 4TTX5049E1 |  | 4TXFH054CC3 | 12.5 | 15 | Yes | Yes | 2011-01-21 |  | 1
FALSE | 4TTX6049H1 | 3690 | 4356686 | TRANE | 4TTX5049E1 | AC | Split System: Air-Cooled Condensing Unit, Coil with Blower | 4TTX5049E1 |  | 4TXFH063CZ3 | 13 | 16 | Yes | Yes | 2011-01-21 |  | 2
FALSE | 4TTR6049B1 | 3692 | 4356763 | AMERICAN STANDARD, INC. | 4A7A5049E1 | AC | Split System: Air-Cooled Condensing Unit, Coil with Blower | 4TTR5049E1 |  | 4TXFH054CC3 | 12.5 | 15.25 | Yes | Yes | 2011-02-28 |  | 1
FALSE | 4TTR6049B1 | 3692 | 4356764 | AMERICAN STANDARD, INC. | 4A7A5049E1 | AC | Split System: Air-Cooled Condensing Unit, Coil with Blower | 4TTR5049E1 |  | 4TXFH063CZ3 | 13 | 16 | Yes | Yes | 2011-02-28 |  | 2
FALSE | 4TTX6018H1 | 3491 | 4356769 | AMERICAN STANDARD, INC. | 4A7A5018A1 | AC | Split System: Air-Cooled Condensing Unit, Coil with Blower | 4TTX5018A1 |  | 4TXCB025BC3 | 13 | 15.5 | Yes | Yes | 2011-02-28 |  | 1
FALSE | 4TTX6018H1 | 3491 | 4356770 | AMERICAN STANDARD, INC. | 4A7A5018A1 | AC | Split System: Air-Cooled Condensing Unit, Coil with Blower | 4TTX5018A1 |  | 4TXCB032BC3 | 13 | 16 | Yes | Yes | 2011-02-28 |  | 2
FALSE | 4TTX6018H1 | 3491 | 4356771 | AMERICAN STANDARD, INC. | 4A7A5018A1 | AC | Split System: Air-Cooled Condensing Unit, Coil with Blower | 4TTX5018A1 |  | 4TXFH024CZ3 | 13 | 16 | Yes | Yes | 2011-02-28 |  | 2
FALSE | 4TTX6018H1 | 3491 | 4356772 | AMERICAN STANDARD, INC. | 4A7A5018A1 | AC | Split System: Air-Cooled Condensing Unit, Coil with Blower | 4TTX5018A1 |  | 4TXFH033CC3 | 13 | 15.5 | Yes | Yes | 2011-02-28 |  | 1
FALSE | 4TTX6024H1 | 3520 | 4356773 | AMERICAN STANDARD, INC. | 4A7A5024A1 | AC | Split System: Air-Cooled Condensing Unit, Coil with Blower | 4TTX5024A1 |  | 4TXCB025BC3 | 13 | 15 | Yes | Yes | 2011-02-28 |  | 1
FALSE | 4TTX6024H1 | 3520 | 4356774 | AMERICAN STANDARD, INC. | 4A7A5024A1 | AC | Split System: Air-Cooled Condensing Unit, Coil with Blower | 4TTX5024A1 |  | 4TXCB032BC3 | 13 | 15.5 | Yes | Yes | 2011-02-28 |  | 1
FALSE | 4TTX6024H1 | 3520 | 4356775 | AMERICAN STANDARD, INC. | 4A7A5024A1 | AC | Split System: Air-Cooled Condensing Unit, Coil with Blower | 4TTX5024A1 |  | 4TXFH033CC3 | 13 | 15 | Yes | Yes | 2011-02-28 |  | 1
FALSE | 4TTX6024H1 | 3520 | 4356776 | AMERICAN STANDARD, INC. | 4A7A5024A1 | AC | Split System: Air-Cooled Condensing Unit, Coil with Blower | 4TTX5024A1 |  | 4TXFH036CZ3 | 13.5 | 16 | Yes | Yes | 2011-02-28 |  | 2
FALSE | 4TTX6024H1 | 3520 | 4356777 | AMERICAN STANDARD, INC. | 4A7A5024A1 | AC | Split System: Air-Cooled Condensing Unit, Coil with Blower | 4TTX5024A1 |  | 4TXFH041CC3 | 13.5 | 16 | Yes | Yes | 2011-02-28 |  | 2
FALSE | 4TTX6030H1 | 3530 | 4356779 | AMERICAN STANDARD, INC. | 4A7A5030A1 | AC | Split System: Air-Cooled Condensing Unit, Coil with Blower | 4TTX5030A1 |  | 4TXCB025BC3 | 12.5 | 14.5 | Yes | Yes | 2011-02-28 |  | 0
FALSE | 14ACX-036-230-15 | 2264 | 4356903 | LENNOX INDUSTRIES, INC. | XC14-036-230-03 | AC | Split System: Air-Cooled Condensing Unit, Coil with Blower | XC14-036-230-03 |  | CX34-49+TDR | 13.2 | 16.2 | Yes | Yes | 2011-01-21 |  | 2
FALSE | 4TTR6030B1 | 3522 | 4357220 | TRANE | 4TTR5030E1 | AC | Split System: Air-Cooled Condensing Unit, Coil with Blower | 4TTR5030E1 |  | 4TXCC005CC3 | 13 | 15.25 | Yes | Yes | 2011-01-21 |  | 1
FALSE | 4TTR6030B1 | 3522 | 4357221 | AMERICAN STANDARD, INC. | 4A7A5030E1 | AC | Split System: Air-Cooled Condensing Unit, Coil with Blower | 4TTR5030E1 |  | 4TXCC005CC3 | 13 | 15.25 | Yes | Yes | 2011-02-28 |  | 1
FALSE | 4A7A7048A1 | 288 | 4357545 | AMERICAN STANDARD, INC. | 4A7A6048E1 | AC | Split System: Air-Cooled Condensing Unit, Coil with Blower | 4A7A6048E1 |  | 4TXCC044BC3 | 12 | 15.5 | Yes | Yes | 2011-01-21 |  | 0
FALSE | 4A7A7048A1 | 288 | 4357546 | AMERICAN STANDARD, INC. | 4A7A6048E1 | AC | Split System: Air-Cooled Condensing Unit, Coil with Blower | 4A7A6048E1 |  | 4TXCC049BC3 | 12 | 15.5 | Yes | Yes | 2011-01-21 |  | 0
FALSE | 4A7A7048A1 | 288 | 4357547 | AMERICAN STANDARD, INC. | 4A7A6048E1 | AC | Split System: Air-Cooled Condensing Unit, Coil with Blower | 4A7A6048E1 |  | 4TXCC049BC3 | 12 | 15 | Yes | Yes | 2011-01-21 |  | 0
FALSE | 4A7A7048A1 | 288 | 4357548 | AMERICAN STANDARD, INC. | 4A7A6048E1 | AC | Split System: Air-Cooled Condensing Unit, Coil with Blower | 4A7A6048E1 |  | 4TXCC060BC3 | 12 | 15.5 | Yes | Yes | 2011-01-21 |  | 0
FALSE | 4A7A7048A1 | 288 | 4357549 | AMERICAN STANDARD, INC. | 4A7A6048E1 | AC | Split System: Air-Cooled Condensing Unit, Coil with Blower | 4A7A6048E1 |  | 4TXCC060BC3 | 12 | 15.75 | Yes | Yes | 2011-01-21 |  | 0
FALSE | 4A7A7048A1 | 288 | 4357550 | AMERICAN STANDARD, INC. | 4A7A6048E1 | AC | Split System: Air-Cooled Condensing Unit, Coil with Blower | 4A7A6048E1 |  | 4TXCD009CC3 | 12 | 16 | Yes | Yes | 2011-01-21 |  | 0
FALSE | 4A7A7048A1 | 288 | 4357551 | AMERICAN STANDARD, INC. | 4A7A6048E1 | AC | Split System: Air-Cooled Condensing Unit, Coil with Blower | 4A7A6048E1 |  | 4TXCD010CC3 | 12 | 15.75 | Yes | Yes | 2011-01-21 |  | 0
FALSE | 4A7A7048A1 | 288 | 4357552 | AMERICAN STANDARD, INC. | 4A7A6048E1 | AC | Split System: Air-Cooled Condensing Unit, Coil with Blower | 4A7A6048E1 |  | 4TXCD050BC3 | 12 | 15.5 | Yes | Yes | 2011-01-21 |  | 0
FALSE | 4A7A7048A1 | 288 | 4357553 | AMERICAN STANDARD, INC. | 4A7A6048E1 | AC | Split System: Air-Cooled Condensing Unit, Coil with Blower | 4A7A6048E1 |  | 4TXCD061BC3 | 12 | 15.75 | Yes | Yes | 2011-01-21 |  | 0
FALSE | 4A7A7048A1 | 288 | 4357554 | AMERICAN STANDARD, INC. | 4A7A6048E1 | AC | Split System: Air-Cooled Condensing Unit, Coil with Blower | 4A7A6048E1 |  | 4TXCD063BC3 | 12.5 | 16.5 | Yes | Yes | 2011-01-21 |  | 1
FALSE | 4A7A7048A1 | 288 | 4357555 | AMERICAN STANDARD, INC. | 4A7A6048E1 | AC | Split System: Air-Cooled Condensing Unit, Coil with Blower | 4A7A6048E1 |  | 4TXCD063BC3 | 12.5 | 16.75 | Yes | Yes | 2011-01-21 |  | 1
FALSE | 4A7A7048A1 | 288 | 4357556 | AMERICAN STANDARD, INC. | 4A7A6048E1 | AC | Split System: Air-Cooled Condensing Unit, Coil with Blower | 4A7A6048E1 |  | 4TXCD064BC3 | 12 | 16 | Yes | Yes | 2011-01-21 |  | 0
FALSE | 4A7A7048A1 | 288 | 4357557 | AMERICAN STANDARD, INC. | 4A7A6048E1 | AC | Split System: Air-Cooled Condensing Unit, Coil with Blower | 4A7A6048E1 |  | 4TXFH054CC3 | 12 | 16 | Yes | Yes | 2011-01-21 |  | 0
FALSE | 4A7A7048A1 | 288 | 4357558 | AMERICAN STANDARD, INC. | 4A7A6048E1 | AC | Split System: Air-Cooled Condensing Unit, Coil with Blower | 4A7A6048E1 |  | 4TXFH054CC3 | 12 | 15.5 | Yes | Yes | 2011-01-21 |  | 0
FALSE | 4A7A7048A1 | 288 | 4357560 | AMERICAN STANDARD, INC. | 4A7A6048E1 | AC | Split System: Air-Cooled Condensing Unit, Coil with Blower | 4A7A6048E1 |  | 4TXFH063CZ3 | 12 | 15.5 | Yes | Yes | 2011-01-21 |  | 0
FALSE | 4A7A7048A1 | 288 | 4357561 | AMERICAN STANDARD, INC. | 4A7A6048E1 | AC | Split System: Air-Cooled Condensing Unit, Coil with Blower | 4A7A6048E1 |  | 4TXFH063CZ3 | 12 | 16 | Yes | Yes | 2011-01-21 |  | 0
FALSE | 4A7A7048A1 | 288 | 4357562 | AMERICAN STANDARD, INC. | 4A7A6048E1 | AC | Split System: Air-Cooled Condensing Unit, Coil with Blower | 4A7A6048E1 |  | 4TXFH063CZ3 | 12.5 | 16.5 | Yes | Yes | 2011-01-21 |  | 1
FALSE | 4TTR6030B1 | 3522 | 4357669 | TRANE | 4TTR5030E1 | AC | Split System: Air-Cooled Condensing Unit, Coil with Blower | 4TTR5030E1 |  | 4TXCB004CC3 | 12 | 14.5 | Yes | Yes | 2011-01-21 |  | 0
FALSE | 4TTR6030B1 | 3522 | 4357672 | TRANE | 4TTR5030E1 | AC | Split System: Air-Cooled Condensing Unit, Coil with Blower | 4TTR5030E1 |  | 4TXCB032BC3 | 12.5 | 14.5 | Yes | Yes | 2011-01-21 |  | 0
FALSE | 4TTR6030B1 | 3522 | 4357673 | TRANE | 4TTR5030E1 | AC | Split System: Air-Cooled Condensing Unit, Coil with Blower | 4TTR5030E1 |  | 4TXCB036BC3 | 12.5 | 14.5 | Yes | Yes | 2011-01-21 |  | 0
FALSE | 4TTR6030B1 | 3522 | 4357674 | TRANE | 4TTR5030E1 | AC | Split System: Air-Cooled Condensing Unit, Coil with Blower | 4TTR5030E1 |  | 4TXCB042BC3 | 12.5 | 14.5 | Yes | Yes | 2011-01-21 |  | 0
FALSE | 4TTR6030B1 | 3522 | 4357675 | TRANE | 4TTR5030E1 | AC | Split System: Air-Cooled Condensing Unit, Coil with Blower | 4TTR5030E1 |  | 4TXCC005CC3 | 13 | 15 | Yes | Yes | 2011-01-21 |  | 1
FALSE | 4TTR6049B1 | 3692 | 4357713 | TRANE | 4TTR5049E1 | AC | Split System: Air-Cooled Condensing Unit, Coil with Blower | 4TTR5049E1 |  | 4TXCC060BC3 | 12 | 14.75 | Yes | Yes | 2011-01-21 |  | 0
FALSE | 4TTR6049B1 | 3692 | 4357714 | TRANE | 4TTR5049E1 | AC | Split System: Air-Cooled Condensing Unit, Coil with Blower | 4TTR5049E1 |  | 4TXCD009CC3 | 12 | 15 | Yes | Yes | 2011-01-21 |  | 0
FALSE | 4TTR6049B1 | 3692 | 4357715 | TRANE | 4TTR5049E1 | AC | Split System: Air-Cooled Condensing Unit, Coil with Blower | 4TTR5049E1 |  | 4TXCD061BC3 | 12 | 15 | Yes | Yes | 2011-01-21 |  | 0
FALSE | 4TTR6049B1 | 3692 | 4357716 | TRANE | 4TTR5049E1 | AC | Split System: Air-Cooled Condensing Unit, Coil with Blower | 4TTR5049E1 |  | 4TXCD063BC3 | 12.5 | 15.5 | Yes | Yes | 2011-01-21 |  | 1
FALSE | 4TTR6049B1 | 3692 | 4357718 | TRANE | 4TTR5049E1 | AC | Split System: Air-Cooled Condensing Unit, Coil with Blower | 4TTR5049E1 |  | 4TXFH054CC3 | 12 | 15 | Yes | Yes | 2011-01-21 |  | 0
FALSE | 4TTR6049B1 | 3692 | 4357720 | TRANE | 4TTR5049E1 | AC | Split System: Air-Cooled Condensing Unit, Coil with Blower | 4TTR5049E1 |  | 4TXFH063CZ3 | 12.5 | 15 | Yes | Yes | 2011-01-21 |  | 1
FALSE | 4TTX6030H1 | 3530 | 4357725 | TRANE | 4TTX5030A1 | AC | Split System: Air-Cooled Condensing Unit, Coil with Blower | 4TTX5030A1 |  | 4TXCB004CC3 | 13 | 15 | Yes | Yes | 2011-01-21 |  | 1
FALSE | 4TTX6030H1 | 3530 | 4357726 | TRANE | 4TTX5030A1 | AC | Split System: Air-Cooled Condensing Unit, Coil with Blower | 4TTX5030A1 |  | 4TXCB004CC3 | 12 | 14.5 | Yes | Yes | 2011-01-21 |  | 0
FALSE | 4TTX6030H1 | 3530 | 4357729 | TRANE | 4TTX5030A1 | AC | Split System: Air-Cooled Condensing Unit, Coil with Blower | 4TTX5030A1 |  | 4TXCB032BC3 | 12.5 | 14.5 | Yes | Yes | 2011-01-21 |  | 0
FALSE | 4TTX6030H1 | 3530 | 4357730 | TRANE | 4TTX5030A1 | AC | Split System: Air-Cooled Condensing Unit, Coil with Blower | 4TTX5030A1 |  | 4TXCB036BC3 | 12.5 | 14.5 | Yes | Yes | 2011-01-21 |  | 0
FALSE | 4TTX6030H1 | 3530 | 4357731 | TRANE | 4TTX5030A1 | AC | Split System: Air-Cooled Condensing Unit, Coil with Blower | 4TTX5030A1 |  | 4TXCB042BC3 | 12.5 | 14.5 | Yes | Yes | 2011-01-21 |  | 0
FALSE | 4TTX6030H1 | 3530 | 4357732 | TRANE | 4TTX5030A1 | AC | Split System: Air-Cooled Condensing Unit, Coil with Blower | 4TTX5030A1 |  | 4TXCC005CC3 | 13 | 15.25 | Yes | Yes | 2011-01-21 |  | 1
FALSE | 4TTX6030H1 | 3530 | 4357733 | TRANE | 4TTX5030A1 | AC | Split System: Air-Cooled Condensing Unit, Coil with Blower | 4TTX5030A1 |  | 4TXCC005CC3 | 13 | 15 | Yes | Yes | 2011-01-21 |  | 1
FALSE | 4TTX6030H1 | 3530 | 4357734 | TRANE | 4TTX5030A1 | AC | Split System: Air-Cooled Condensing Unit, Coil with Blower | 4TTX5030A1 |  | 4TXCC007CC3 | 13 | 15 | Yes | Yes | 2011-01-21 |  | 1
FALSE | 4TTX6030H1 | 3530 | 4357735 | TRANE | 4TTX5030A1 | AC | Split System: Air-Cooled Condensing Unit, Coil with Blower | 4TTX5030A1 |  | 4TXCC007CC3 | 13 | 15.25 | Yes | Yes | 2011-01-21 |  | 1
FALSE | 4TTX6030H1 | 3530 | 4357736 | TRANE | 4TTX5030A1 | AC | Split System: Air-Cooled Condensing Unit, Coil with Blower | 4TTX5030A1 |  | 4TXCC037BC3 | 13 | 15 | Yes | Yes | 2011-01-21 |  | 1
FALSE | 4TTX6030H1 | 3530 | 4357737 | TRANE | 4TTX5030A1 | AC | Split System: Air-Cooled Condensing Unit, Coil with Blower | 4TTX5030A1 |  | 4TXCC043BC3 | 13 | 15 | Yes | Yes | 2011-01-21 |  | 1
FALSE | 4TTX6030H1 | 3530 | 4357738 | TRANE | 4TTX5030A1 | AC | Split System: Air-Cooled Condensing Unit, Coil with Blower | 4TTX5030A1 |  | 4TXCC044BC3 | 13 | 15 | Yes | Yes | 2011-01-21 |  | 1
FALSE | 4TTX6030H1 | 3530 | 4357739 | TRANE | 4TTX5030A1 | AC | Split System: Air-Cooled Condensing Unit, Coil with Blower | 4TTX5030A1 |  | 4TXCC044BC3 | 13 | 15 | Yes | Yes | 2011-01-21 |  | 1
FALSE | 4TTX6030H1 | 3530 | 4357741 | TRANE | 4TTX5030A1 | AC | Split System: Air-Cooled Condensing Unit, Coil with Blower | 4TTX5030A1 |  | 4TXFH036CZ3 | 13 | 15 | Yes | Yes | 2011-01-21 |  | 1
FALSE | 4TTX6048H1 | 3702 | 4357770 | TRANE | 4TTX5048A1 | AC | Split System: Air-Cooled Condensing Unit, Coil with Blower | 4TTX5048A1 |  | 4TXFH063CZ3 | 12 | 15 | Yes | Yes | 2011-01-21 |  | 0
FALSE | 4TTX6049H1 | 3690 | 4357771 | TRANE | 4TTX5049E1 | AC | Split System: Air-Cooled Condensing Unit, Coil with Blower | 4TTX5049E1 |  | 4TXCC044BC3 | 12 | 14.5 | Yes | Yes | 2011-01-21 |  | 0
FALSE | 4TTX6049H1 | 3690 | 4357772 | TRANE | 4TTX5049E1 | AC | Split System: Air-Cooled Condensing Unit, Coil with Blower | 4TTX5049E1 |  | 4TXCC060BC3 | 12 | 14.75 | Yes | Yes | 2011-01-21 |  | 0
FALSE | 4TTX6049H1 | 3690 | 4357773 | TRANE | 4TTX5049E1 | AC | Split System: Air-Cooled Condensing Unit, Coil with Blower | 4TTX5049E1 |  | 4TXCD009CC3 | 12 | 15 | Yes | Yes | 2011-01-21 |  | 0
FALSE | 4TTX6049H1 | 3690 | 4357774 | TRANE | 4TTX5049E1 | AC | Split System: Air-Cooled Condensing Unit, Coil with Blower | 4TTX5049E1 |  | 4TXCD063BC3 | 12.5 | 15 | Yes | Yes | 2011-01-21 |  | 1
FALSE | 4TTX6049H1 | 3690 | 4357775 | TRANE | 4TTX5049E1 | AC | Split System: Air-Cooled Condensing Unit, Coil with Blower | 4TTX5049E1 |  | 4TXCD063BC3 | 12.5 | 15.5 | Yes | Yes | 2011-01-21 |  | 1
FALSE | 4TTX6049H1 | 3690 | 4357776 | TRANE | 4TTX5049E1 | AC | Split System: Air-Cooled Condensing Unit, Coil with Blower | 4TTX5049E1 |  | 4TXCD064BC3 | 12 | 15 | Yes | Yes | 2011-01-21 |  | 0
FALSE | 4TTX6049H1 | 3690 | 4357778 | TRANE | 4TTX5049E1 | AC | Split System: Air-Cooled Condensing Unit, Coil with Blower | 4TTX5049E1 |  | 4TXFH054CC3 | 12 | 15 | Yes | Yes | 2011-01-21 |  | 0
FALSE | 4TTX6049H1 | 3690 | 4357780 | TRANE | 4TTX5049E1 | AC | Split System: Air-Cooled Condensing Unit, Coil with Blower | 4TTX5049E1 |  | 4TXFH063CZ3 | 12.5 | 15 | Yes | Yes | 2011-01-21 |  | 1
FALSE | 4TTX6049H1 | 3690 | 4357781 | TRANE | 4TTX5049E1 | AC | Split System: Air-Cooled Condensing Unit, Coil with Blower | 4TTX5049E1 |  | 4TXFH063CZ3 | 12.5 | 15 | Yes | Yes | 2011-01-21 |  | 1
FALSE | 4TTR6030B1 | 3522 | 4357953 | AMERICAN STANDARD, INC. | 4A7A5030E1 | AC | Split System: Air-Cooled Condensing Unit, Coil with Blower | 4TTR5030E1 |  | 4TXCB004CC3 | 12 | 14.5 | Yes | Yes | 2011-02-28 |  | 0
FALSE | 4TTR6030B1 | 3522 | 4357956 | AMERICAN STANDARD, INC. | 4A7A5030E1 | AC | Split System: Air-Cooled Condensing Unit, Coil with Blower | 4TTR5030E1 |  | 4TXCB032BC3 | 12.5 | 14.5 | Yes | Yes | 2011-02-28 |  | 0
FALSE | 4TTR6030B1 | 3522 | 4357957 | AMERICAN STANDARD, INC. | 4A7A5030E1 | AC | Split System: Air-Cooled Condensing Unit, Coil with Blower | 4TTR5030E1 |  | 4TXCB036BC3 | 12.5 | 14.5 | Yes | Yes | 2011-02-28 |  | 0
FALSE | 4TTR6030B1 | 3522 | 4357958 | AMERICAN STANDARD, INC. | 4A7A5030E1 | AC | Split System: Air-Cooled Condensing Unit, Coil with Blower | 4TTR5030E1 |  | 4TXCB042BC3 | 12.5 | 14.5 | Yes | Yes | 2011-02-28 |  | 0
FALSE | 4TTR6030B1 | 3522 | 4357959 | AMERICAN STANDARD, INC. | 4A7A5030E1 | AC | Split System: Air-Cooled Condensing Unit, Coil with Blower | 4TTR5030E1 |  | 4TXCC005CC3 | 13 | 15 | Yes | Yes | 2011-02-28 |  | 1
FALSE | 4TTR6030B1 | 3522 | 4357960 | AMERICAN STANDARD, INC. | 4A7A5030E1 | AC | Split System: Air-Cooled Condensing Unit, Coil with Blower | 4TTR5030E1 |  | 4TXCC007CC3 | 13 | 15 | Yes | Yes | 2011-02-28 |  | 1
FALSE | 4TTR6030B1 | 3522 | 4357961 | AMERICAN STANDARD, INC. | 4A7A5030E1 | AC | Split System: Air-Cooled Condensing Unit, Coil with Blower | 4TTR5030E1 |  | 4TXCC037BC3 | 13 | 15 | Yes | Yes | 2011-02-28 |  | 1
FALSE | 4TTR6030B1 | 3522 | 4357962 | AMERICAN STANDARD, INC. | 4A7A5030E1 | AC | Split System: Air-Cooled Condensing Unit, Coil with Blower | 4TTR5030E1 |  | 4TXCC043BC3 | 13 | 15 | Yes | Yes | 2011-02-28 |  | 1
FALSE | 4TTR6030B1 | 3522 | 4357963 | AMERICAN STANDARD, INC. | 4A7A5030E1 | AC | Split System: Air-Cooled Condensing Unit, Coil with Blower | 4TTR5030E1 |  | 4TXCC044BC3 | 13 | 15 | Yes | Yes | 2011-02-28 |  | 1
FALSE | 4TTR6030B1 | 3522 | 4357965 | AMERICAN STANDARD, INC. | 4A7A5030E1 | AC | Split System: Air-Cooled Condensing Unit, Coil with Blower | 4TTR5030E1 |  | 4TXFH036CZ3 | 13 | 15 | Yes | Yes | 2011-02-28 |  | 1
FALSE | 4TTR6030B1 | 3522 | 4357966 | AMERICAN STANDARD, INC. | 4A7A5030E1 | AC | Split System: Air-Cooled Condensing Unit, Coil with Blower | 4TTR5030E1 |  | 4TXFH036CZ3 | 13 | 15 | Yes | Yes | 2011-02-28 |  | 1
FALSE | 4TTR6030B1 | 3522 | 4357967 | AMERICAN STANDARD, INC. | 4A7A5030E1 | AC | Split System: Air-Cooled Condensing Unit, Coil with Blower | 4TTR5030E1 |  | 4TXFH041CC3 | 13 | 15 | Yes | Yes | 2011-02-28 |  | 1
FALSE | 4TTR6030B1 | 3522 | 4357968 | AMERICAN STANDARD, INC. | 4A7A5030E1 | AC | Split System: Air-Cooled Condensing Unit, Coil with Blower | 4TTR5030E1 |  | 4TXFH041CC3 | 12.5 | 15 | Yes | Yes | 2011-02-28 |  | 1
FALSE | 4TTR6036B1 | 3674 | 4357975 | AMERICAN STANDARD, INC. | 4A7A5036E1 | AC | Split System: Air-Cooled Condensing Unit, Coil with Blower | 4TTR5036E1 |  | 4TXCC005CC3 | 12.5 | 15 | Yes | Yes | 2011-02-28 |  | 1
FALSE | 4TTR6036B1 | 3674 | 4357976 | AMERICAN STANDARD, INC. | 4A7A5036E1 | AC | Split System: Air-Cooled Condensing Unit, Coil with Blower | 4TTR5036E1 |  | 4TXCC044BC3 | 12.5 | 15 | Yes | Yes | 2011-02-28 |  | 1
FALSE | 4TTR6036B1 | 3674 | 4357977 | AMERICAN STANDARD, INC. | 4A7A5036E1 | AC | Split System: Air-Cooled Condensing Unit, Coil with Blower | 4TTR5036E1 |  | 4TXCC049BC3 | 12.5 | 15 | Yes | Yes | 2011-02-28 |  | 1
FALSE | 4TTR6036B1 | 3674 | 4357979 | AMERICAN STANDARD, INC. | 4A7A5036E1 | AC | Split System: Air-Cooled Condensing Unit, Coil with Blower | 4TTR5036E1 |  | 4TXFH036CZ3 | 12.5 | 15 | Yes | Yes | 2011-02-28 |  | 1
FALSE | 4TTR6036B1 | 3674 | 4357980 | AMERICAN STANDARD, INC. | 4A7A5036E1 | AC | Split System: Air-Cooled Condensing Unit, Coil with Blower | 4TTR5036E1 |  | 4TXFH036CZ3 | 12 | 14.75 | Yes | Yes | 2011-02-28 |  | 0
FALSE | 4TTR6036B1 | 3674 | 4357981 | AMERICAN STANDARD, INC. | 4A7A5036E1 | AC | Split System: Air-Cooled Condensing Unit, Coil with Blower | 4TTR5036E1 |  | 4TXFH041CC3 | 12 | 14.75 | Yes | Yes | 2011-02-28 |  | 0
FALSE | 14ACX-059-230-04 | 2306 | 4363391 | LENNOX INDUSTRIES, INC. | 14ACX-059-230-01 | AC | Split System: Air-Cooled Condensing Unit, Coil with Blower | 14ACX-059-230-01 |  | CBX26UH-060*+TDR | 12 | 14.5 | Yes | Yes | 2011-01-21 |  | 0
FALSE | 14ACX-059-230-04 | 2306 | 4363392 | LENNOX INDUSTRIES, INC. | 14ACX-059-230-01 | AC | Split System: Air-Cooled Condensing Unit, Coil with Blower | 14ACX-059-230-01 |  | CBX27UH-060-230*+TDR | 12 | 14.5 | Yes | Yes | 2011-01-21 |  | 0
FALSE | 14ACX-059-230-04 | 2306 | 4363393 | LENNOX INDUSTRIES, INC. | 14ACX-059-230-01 | AC | Split System: Air-Cooled Condensing Unit, Coil with Blower | 14ACX-059-230-01 |  | CBX32M-060*+TDR | 12 | 14.5 | Yes | Yes | 2011-01-21 |  | 0
FALSE | 14ACX-059-230-04 | 2306 | 4363394 | LENNOX INDUSTRIES, INC. | 14ACX-059-230-01 | AC | Split System: Air-Cooled Condensing Unit, Coil with Blower | 14ACX-059-230-01 |  | CBX32MV-048*+TDR | 12 | 14.5 | Yes | Yes | 2011-01-21 |  | 0
FALSE | 14ACX-059-230-04 | 2306 | 4363395 | LENNOX INDUSTRIES, INC. | 14ACX-059-230-01 | AC | Split System: Air-Cooled Condensing Unit, Coil with Blower | 14ACX-059-230-01 |  | CBX32MV-060*+TDR | 12 | 14.5 | Yes | Yes | 2011-01-21 |  | 0
FALSE | 14ACX-059-230-04 | 2306 | 4363396 | LENNOX INDUSTRIES, INC. | 14ACX-059-230-01 | AC | Split System: Air-Cooled Condensing Unit, Coil with Blower | 14ACX-059-230-01 |  | CBX32MV-068*+TDR | 12 | 14.5 | Yes | Yes | 2011-01-21 |  | 0
FALSE | 14ACX-059-230-04 | 2306 | 4363397 | LENNOX INDUSTRIES, INC. | 14ACX-059-230-01 | AC | Split System: Air-Cooled Condensing Unit, Coil with Blower | 14ACX-059-230-01 |  | CBX40UHV-048*+TDR | 12 | 14.5 | Yes | Yes | 2011-01-21 |  | 0
FALSE | 14ACX-059-230-04 | 2306 | 4363398 | LENNOX INDUSTRIES, INC. | 14ACX-059-230-01 | AC | Split System: Air-Cooled Condensing Unit, Coil with Blower | 14ACX-059-230-01 |  | CBX40UHV-060*+TDR | 12 | 14.5 | Yes | Yes | 2011-01-21 |  | 0
FALSE | 14ACX-059-230-04 | 2306 | 4363438 | LENNOX INDUSTRIES, INC. | 14ACX-059-230-01 | AC | Split System: Air-Cooled Condensing Unit, Coil with Blower | 14ACX-059-230-01 |  | CX34-49+TDR | 12 | 14.5 | Yes | Yes | 2011-01-21 |  | 0
FALSE | 14ACX-059-230-04 | 2306 | 4363439 | LENNOX INDUSTRIES, INC. | 14ACX-059-230-01 | AC | Split System: Air-Cooled Condensing Unit, Coil with Blower | 14ACX-059-230-01 |  | CX34-49+TDR | 12 | 14.5 | Yes | Yes | 2011-01-21 |  | 0
FALSE | 14ACX-059-230-04 | 2306 | 4363452 | LENNOX INDUSTRIES, INC. | 14ACX-059-230-01 | AC | Split System: Air-Cooled Condensing Unit, Coil with Blower | 14ACX-059-230-01 |  | CX34-60D+TDR | 12 | 14.5 | Yes | Yes | 2011-01-21 |  | 0
FALSE | 14ACX-059-230-04 | 2306 | 4363453 | LENNOX INDUSTRIES, INC. | 14ACX-059-230-01 | AC | Split System: Air-Cooled Condensing Unit, Coil with Blower | 14ACX-059-230-01 |  | CX34-60D+TDR | 12 | 14.5 | Yes | Yes | 2011-01-21 |  | 0
FALSE | 14ACX-059-230-04 | 2306 | 4363454 | LENNOX INDUSTRIES, INC. | 14ACX-059-230-01 | AC | Split System: Air-Cooled Condensing Unit, Coil with Blower | 14ACX-059-230-01 |  | CX34-60D+TDR | 12 | 14.5 | Yes | Yes | 2011-01-21 |  | 0
FALSE | 14ACX-059-230-04 | 2306 | 4363455 | LENNOX INDUSTRIES, INC. | 14ACX-059-230-01 | AC | Split System: Air-Cooled Condensing Unit, Coil with Blower | 14ACX-059-230-01 |  | CX34-60D+TDR | 12 | 14.5 | Yes | Yes | 2011-01-21 |  | 0
FALSE | 14ACX-059-230-04 | 2306 | 4363457 | LENNOX INDUSTRIES, INC. | 14ACX-059-230-01 | AC | Split System: Air-Cooled Condensing Unit, Coil with Blower | 14ACX-059-230-01 |  | CX34-62C+TDR | 12 | 14.5 | Yes | Yes | 2011-01-21 |  | 0
FALSE | 14ACX-059-230-04 | 2306 | 4363459 | LENNOX INDUSTRIES, INC. | 14ACX-059-230-01 | AC | Split System: Air-Cooled Condensing Unit, Coil with Blower | 14ACX-059-230-01 |  | CX34-62C+TDR | 12 | 14.5 | Yes | Yes | 2011-01-21 |  | 0
FALSE | 14ACX-059-230-04 | 2306 | 4363460 | LENNOX INDUSTRIES, INC. | 14ACX-059-230-01 | AC | Split System: Air-Cooled Condensing Unit, Coil with Blower | 14ACX-059-230-01 |  | CX34-62C+TDR | 12 | 14.5 | Yes | Yes | 2011-01-21 |  | 0
FALSE | 14ACX-059-230-04 | 2306 | 4363461 | LENNOX INDUSTRIES, INC. | 14ACX-059-230-01 | AC | Split System: Air-Cooled Condensing Unit, Coil with Blower | 14ACX-059-230-01 |  | CX34-62C+TDR | 12 | 14.5 | Yes | Yes | 2011-01-21 |  | 0
FALSE | 14ACX-059-230-04 | 2306 | 4363462 | LENNOX INDUSTRIES, INC. | 14ACX-059-230-01 | AC | Split System: Air-Cooled Condensing Unit, Coil with Blower | 14ACX-059-230-01 |  | CX34-62C+TDR | 12 | 14.5 | Yes | Yes | 2011-01-21 |  | 0
FALSE | 14ACX-059-230-04 | 2306 | 4363463 | LENNOX INDUSTRIES, INC. | 14ACX-059-230-01 | AC | Split System: Air-Cooled Condensing Unit, Coil with Blower | 14ACX-059-230-01 |  | CX34-62C+TDR | 12 | 14.5 | Yes | Yes | 2011-01-21 |  | 0
FALSE | 14ACX-059-230-04 | 2306 | 4363464 | LENNOX INDUSTRIES, INC. | 14ACX-059-230-01 | AC | Split System: Air-Cooled Condensing Unit, Coil with Blower | 14ACX-059-230-01 |  | CX34-62C+TDR | 12 | 14.5 | Yes | Yes | 2011-01-21 |  | 0
FALSE | 14ACX-059-230-04 | 2306 | 4363466 | LENNOX INDUSTRIES, INC. | 14ACX-059-230-01 | AC | Split System: Air-Cooled Condensing Unit, Coil with Blower | 14ACX-059-230-01 |  | CX34-62C+TDR | 12 | 14.5 | Yes | Yes | 2011-01-21 |  | 0
FALSE | 14ACX-059-230-04 | 2306 | 4363467 | LENNOX INDUSTRIES, INC. | 14ACX-059-230-01 | AC | Split System: Air-Cooled Condensing Unit, Coil Alone | 14ACX-059-230-01 |  | CX34-62C+TDR | 12 | 14.5 | Yes | Yes | 2011-01-21 |  | 0
FALSE | 14ACX-059-230-04 | 2306 | 4363468 | LENNOX INDUSTRIES, INC. | 14ACX-059-230-01 | AC | Split System: Air-Cooled Condensing Unit, Coil with Blower | 14ACX-059-230-01 |  | CX34-62D+TDR | 12 | 14.5 | Yes | Yes | 2011-01-21 |  | 0
FALSE | 14ACX-059-230-04 | 2306 | 4363469 | LENNOX INDUSTRIES, INC. | 14ACX-059-230-01 | AC | Split System: Air-Cooled Condensing Unit, Coil with Blower | 14ACX-059-230-01 |  | CX34-62D+TDR | 12 | 14.5 | Yes | Yes | 2011-01-21 |  | 0
FALSE | 14ACX-059-230-04 | 2306 | 4363506 | LENNOX INDUSTRIES, INC. | 14ACX-059-230-01 | AC | Split System: Air-Cooled Condensing Unit, Coil Alone | 14ACX-059-230-01 |  | C33-62C+TDR+TXV | 12 | 14.5 | Yes | Yes | 2011-01-21 |  | 0
FALSE | 14ACX-059-230-04 | 2306 | 4363507 | LENNOX INDUSTRIES, INC. | 14ACX-059-230-01 | AC | Split System: Air-Cooled Condensing Unit, Coil with Blower | 14ACX-059-230-01 |  | C33-62D+TDR+TXV | 12 | 14.5 | Yes | Yes | 2011-01-21 |  | 0
FALSE | 14ACX-059-230-04 | 2306 | 4363508 | LENNOX INDUSTRIES, INC. | 14ACX-059-230-01 | AC | Split System: Air-Cooled Condensing Unit, Coil with Blower | 14ACX-059-230-01 |  | C33-62D+TDR+TXV | 12 | 14.5 | Yes | Yes | 2011-01-21 |  | 0
FALSE | 14ACX-059-230-04 | 2306 | 4363509 | LENNOX INDUSTRIES, INC. | 14ACX-059-230-01 | AC | Split System: Air-Cooled Condensing Unit, Coil with Blower | 14ACX-059-230-01 |  | C33-62D+TDR+TXV | 12.5 | 15 | Yes | Yes | 2011-01-21 |  | 1
FALSE | 4A7A7048A1 | 288 | 4385263 | AMERICAN STANDARD, INC. | 4A7A6048E1 | AC | Split System: Air-Cooled Condensing Unit, Coil with Blower | 4A7A6048E1 |  | *AM7A0C42H31 | 13 | 17 | Yes | Yes | 2011-01-21 |  | 2
FALSE | 4A7A7060A1 | 289 | 4385264 | AMERICAN STANDARD, INC. | 4A7A6060E1 | AC | Split System: Air-Cooled Condensing Unit, Coil with Blower | 4A7A6060E1 |  | *AM7A0C48H41 | 12 | 16 | Yes | Yes | 2011-01-21 |  | 0
FALSE | 4A7A7060A1 | 289 | 4385265 | AMERICAN STANDARD, INC. | 4A7A6060E1 | AC | Split System: Air-Cooled Condensing Unit, Coil with Blower | 4A7A6060E1 |  | *AM7A0C60H51 | 13 | 17 | Yes | Yes | 2011-01-21 |  | 2
TRUE | 4A7Z0024A1 | 247 | 4385267 | AMERICAN STANDARD, INC. | 4A7Z0024A1 | AC | Split System: Air-Cooled Condensing Unit, Coil with Blower | 4A7Z0024A1 |  | *AM7A0B30H21 | 14 | 20 | Yes | Yes | 2011-01-21 |  | 3
FALSE | 4TTR6042B1 | 3680 | 4385358 | TRANE | 4TTR5042E1 | AC | Split System: Air-Cooled Condensing Unit, Coil with Blower | 4TTR5042E1 |  | *AM7A0C36H31 | 13 | 16 | Yes | Yes | 2011-01-21 |  | 2
FALSE | 4TTR6042B1 | 3680 | 4385359 | TRANE | 4TTR5042E1 | AC | Split System: Air-Cooled Condensing Unit, Coil with Blower | 4TTR5042E1 |  | *AM7A0C42H31 | 13 | 16 | Yes | Yes | 2011-01-21 |  | 2
FALSE | 4TTR6042B1 | 3680 | 4385360 | TRANE | 4TTR5042E1 | AC | Split System: Air-Cooled Condensing Unit, Coil with Blower | 4TTR5042E1 |  | *AM7A0C48H41 | 13 | 16 | Yes | Yes | 2011-01-21 |  | 2
FALSE | 4TTR6048B1 | 3695 | 4385361 | TRANE | 4TTR5048E1 | AC | Split System: Air-Cooled Condensing Unit, Coil with Blower | 4TTR5048E1 |  | *AM7A0C42H31 | 13 | 15.75 | Yes | Yes | 2011-01-21 |  | 1
FALSE | 4TTR6048B1 | 3695 | 4385362 | TRANE | 4TTR5048E1 | AC | Split System: Air-Cooled Condensing Unit, Coil with Blower | 4TTR5048E1 |  | *AM7A0C48H41 | 13 | 15.75 | Yes | Yes | 2011-01-21 |  | 1
FALSE | 4TTR6049B1 | 3692 | 4385363 | TRANE | 4TTR5049E1 | AC | Split System: Air-Cooled Condensing Unit, Coil with Blower | 4TTR5049E1 |  | *AM7A0C42H31 | 13 | 16 | Yes | Yes | 2011-01-21 |  | 2
FALSE | 4TTR6049B1 | 3692 | 4385364 | TRANE | 4TTR5049E1 | AC | Split System: Air-Cooled Condensing Unit, Coil with Blower | 4TTR5049E1 |  | *AM7A0C48H41 | 13 | 16 | Yes | Yes | 2011-01-21 |  | 2
FALSE | 4TTX6018H1 | 3491 | 4385369 | TRANE | 4TTX5018A1 | AC | Split System: Air-Cooled Condensing Unit, Coil with Blower | 4TTX5018A1 |  | *AM7A0A24H21 | 13 | 16 | Yes | Yes | 2011-01-21 |  | 2
FALSE | 4TTX6024H1 | 3520 | 4385370 | TRANE | 4TTX5024A1 | AC | Split System: Air-Cooled Condensing Unit, Coil with Blower | 4TTX5024A1 |  | *AM7A0A24H21 | 13 | 16 | Yes | Yes | 2011-01-21 |  | 2
FALSE | 4TTX6024H1 | 3520 | 4385371 | TRANE | 4TTX5024A1 | AC | Split System: Air-Cooled Condensing Unit, Coil with Blower | 4TTX5024A1 |  | *AM7A0B30H21 | 13 | 16 | Yes | Yes | 2011-01-21 |  | 2
FALSE | 4TTX6030H1 | 3530 | 4385372 | TRANE | 4TTX5030A1 | AC | Split System: Air-Cooled Condensing Unit, Coil with Blower | 4TTX5030A1 |  | *AM7A0B30H21 | 13 | 16 | Yes | Yes | 2011-01-21 |  | 2
FALSE | 4TTX6030H1 | 3530 | 4385373 | TRANE | 4TTX5030A1 | AC | Split System: Air-Cooled Condensing Unit, Coil with Blower | 4TTX5030A1 |  | *AM7A0C36H31 | 13 | 16 | Yes | Yes | 2011-01-21 |  | 2
FALSE | 4TTX6036H1 | 3598 | 4385374 | TRANE | 4TTX5036A1 | AC | Split System: Air-Cooled Condensing Unit, Coil with Blower | 4TTX5036A1 |  | *AM7A0B30H21 | 12.5 | 15.5 | Yes | Yes | 2011-01-21 |  | 1
FALSE | 4TTX6036H1 | 3598 | 4385375 | TRANE | 4TTX5036A1 | AC | Split System: Air-Cooled Condensing Unit, Coil with Blower | 4TTX5036A1 |  | *AM7A0C36H31 | 13 | 16 | Yes | Yes | 2011-01-21 |  | 2
FALSE | 4TTX6036H1 | 3598 | 4385376 | TRANE | 4TTX5036A1 | AC | Split System: Air-Cooled Condensing Unit, Coil with Blower | 4TTX5036A1 |  | *AM7A0C42H31 | 13 | 16 | Yes | Yes | 2011-01-21 |  | 2
FALSE | 4A7A7048A1 | 288 | 4385637 | TRANE | 4TTX6048E1 | AC | Split System: Air-Cooled Condensing Unit, Coil with Blower | 4A7A6048E1 |  | *AM7A0C42H31 | 13 | 17 | Yes | Yes | 2011-03-16 |  | 2
FALSE | 4A7A7060A1 | 289 | 4385638 | TRANE | 4TTX6060E1 | AC | Split System: Air-Cooled Condensing Unit, Coil with Blower | 4A7A6060E1 |  | *AM7A0C48H41 | 12 | 16 | Yes | Yes | 2011-03-16 |  | 0
FALSE | 4A7A7060A1 | 289 | 4385639 | TRANE | 4TTX6060E1 | AC | Split System: Air-Cooled Condensing Unit, Coil with Blower | 4A7A6060E1 |  | *AM7A0C60H51 | 13 | 17 | Yes | Yes | 2011-03-16 |  | 2
TRUE | 4A7Z0024A1 | 247 | 4385641 | TRANE | 4TTZ0024A1 | AC | Split System: Air-Cooled Condensing Unit, Coil with Blower | 4A7Z0024A1 |  | *AM7A0B30H21 | 14 | 20 | Yes | Yes | 2011-03-16 |  | 3
TRUE | 4A7A6024E1 | 280 | 4385665 | TRANE | 4TTX6024E1 | AC | Split System: Air-Cooled Condensing Unit, Coil with Blower | 4A7A6024E1 |  | *AM7A0B30H21 | 13 | 17 | Yes | Yes | 2011-03-16 |  | 2
TRUE | 4A7A6036E1 | 281 | 4385666 | TRANE | 4TTX6036E1 | AC | Split System: Air-Cooled Condensing Unit, Coil with Blower | 4A7A6036E1 |  | *AM7A0C36H31 | 13 | 17.5 | Yes | Yes | 2011-03-16 |  | 2
FALSE | 4A7A7048A1 | 288 | 4385667 | TRANE | 4TTX6048E1 | AC | Split System: Air-Cooled Condensing Unit, Coil with Blower | 4A7A6048E1 |  | *AM7A0C48H41 | 13 | 17 | Yes | Yes | 2011-03-16 |  | 2
FALSE | 4TTR6030B1 | 3522 | 4393041 | TRANE | 4TTR5030E1 | AC | Split System: Air-Cooled Condensing Unit, Coil with Blower | 4TTR5030E1 |  | 4TXCC005CC3 | 13 | 15 | Yes | Yes | 2011-01-21 |  | 1
FALSE | 4TTR6030B1 | 3522 | 4393042 | TRANE | 4TTR5030E1 | AC | Split System: Air-Cooled Condensing Unit, Coil with Blower | 4TTR5030E1 |  | 4TXCC007CC3 | 13 | 15 | Yes | Yes | 2011-01-21 |  | 1
FALSE | 4TTR6030B1 | 3522 | 4393043 | TRANE | 4TTR5030E1 | AC | Split System: Air-Cooled Condensing Unit, Coil with Blower | 4TTR5030E1 |  | 4TXCC037BC3 | 12.5 | 15 | Yes | Yes | 2011-01-21 |  | 1
FALSE | 4TTR6030B1 | 3522 | 4393044 | TRANE | 4TTR5030E1 | AC | Split System: Air-Cooled Condensing Unit, Coil with Blower | 4TTR5030E1 |  | 4TXCC043BC3 | 12.5 | 15 | Yes | Yes | 2011-01-21 |  | 1
FALSE | 4TTR6030B1 | 3522 | 4393045 | TRANE | 4TTR5030E1 | AC | Split System: Air-Cooled Condensing Unit, Coil with Blower | 4TTR5030E1 |  | 4TXCC044BC3 | 13 | 15 | Yes | Yes | 2011-01-21 |  | 1
FALSE | 4TTR6030B1 | 3522 | 4393046 | TRANE | 4TTR5030E1 | AC | Split System: Air-Cooled Condensing Unit, Coil with Blower | 4TTR5030E1 |  | 4TXFH036CZ3 | 13 | 15 | Yes | Yes | 2011-01-21 |  | 1
FALSE | 4TTR6030B1 | 3522 | 4393047 | TRANE | 4TTR5030E1 | AC | Split System: Air-Cooled Condensing Unit, Coil with Blower | 4TTR5030E1 |  | 4TXFH041CC3 | 13 | 15 | Yes | Yes | 2011-01-21 |  | 1
FALSE | 4TTR6036B1 | 3674 | 4393048 | TRANE | 4TTR5036E1 | AC | Split System: Air-Cooled Condensing Unit, Coil with Blower | 4TTR5036E1 |  | 4TXCB004CC3 | 12.5 | 15 | Yes | Yes | 2011-01-21 |  | 1
FALSE | 4TTR6036B1 | 3674 | 4393049 | TRANE | 4TTR5036E1 | AC | Split System: Air-Cooled Condensing Unit, Coil with Blower | 4TTR5036E1 |  | 4TXCC005CC3 | 12.5 | 15 | Yes | Yes | 2011-01-21 |  | 1
FALSE | 4TTR6036B1 | 3674 | 4393050 | TRANE | 4TTR5036E1 | AC | Split System: Air-Cooled Condensing Unit, Coil with Blower | 4TTR5036E1 |  | 4TXCC007CC3 | 12.5 | 15 | Yes | Yes | 2011-01-21 |  | 1
FALSE | 4TTR6036B1 | 3674 | 4393051 | TRANE | 4TTR5036E1 | AC | Split System: Air-Cooled Condensing Unit, Coil with Blower | 4TTR5036E1 |  | 4TXCC044BC3 | 12.5 | 15 | Yes | Yes | 2011-01-21 |  | 1
FALSE | 4TTR6036B1 | 3674 | 4393052 | TRANE | 4TTR5036E1 | AC | Split System: Air-Cooled Condensing Unit, Coil with Blower | 4TTR5036E1 |  | 4TXCC049BC3 | 12.5 | 15 | Yes | Yes | 2011-01-21 |  | 1
FALSE | 4TTR6036B1 | 3674 | 4393053 | TRANE | 4TTR5036E1 | AC | Split System: Air-Cooled Condensing Unit, Coil with Blower | 4TTR5036E1 |  | 4TXFH036CZ3 | 12.5 | 15 | Yes | Yes | 2011-01-21 |  | 1
FALSE | 4TTR6036B1 | 3674 | 4393054 | TRANE | 4TTR5036E1 | AC | Split System: Air-Cooled Condensing Unit, Coil with Blower | 4TTR5036E1 |  | 4TXFH041CC3 | 12.5 | 15 | Yes | Yes | 2011-01-21 |  | 1
FALSE | 4TTR6042B1 | 3680 | 4393055 | TRANE | 4TTR5042E1 | AC | Split System: Air-Cooled Condensing Unit, Coil with Blower | 4TTR5042E1 |  | 4TXFH054CC3 | 12.5 | 15 | Yes | Yes | 2011-01-21 |  | 1
FALSE | 4TTR6049B1 | 3692 | 4393056 | TRANE | 4TTR5049E1 | AC | Split System: Air-Cooled Condensing Unit, Coil with Blower | 4TTR5049E1 |  | 4TXCD063BC3 | 12.5 | 15 | Yes | Yes | 2011-01-21 |  | 1
FALSE | 4TTR6049B1 | 3692 | 4393057 | TRANE | 4TTR5049E1 | AC | Split System: Air-Cooled Condensing Unit, Coil with Blower | 4TTR5049E1 |  | 4TXFH063CZ3 | 12.5 | 15 | Yes | Yes | 2011-01-21 |  | 1
FALSE | YCJF24S41S1 | 3872 | 4393668 | YORK BY JOHNSON CONTROLS | YCJF24S41S1 | AC | Split System: Air-Cooled Condensing Unit, Coil with Blower | YCJF24S41S1 |  | AHX24+TXV | 13.25 | 15.75 | Yes | Yes | 2011-01-21 |  | 1
FALSE | CA16NA018*0**A | 796 | 4583738 | CARRIER AIR CONDITIONING | CA16NA018****A | AC | Split System: Air-Cooled Condensing Unit, Coil Alone | CA16NA018****A |  | CNPV*1917A**+TDR | 12 | 14.5 | Yes | Yes | 2013-03-26 |  | 0
FALSE | 24ABC624A*030 | 807 | 4583831 | CARRIER AIR CONDITIONING | CA16NA024****A | AC | Split System: Air-Cooled Condensing Unit, Coil Alone | CA16NA024****A |  | CNPV*3117A**+TDR | 12 | 14.5 | Yes | Yes | 2013-03-26 |  | 0
FALSE | CA16NA048*0**A | 875 | 4584937 | CARRIER AIR CONDITIONING | CA16NA048****A | AC | Split System: Air-Cooled Condensing Unit, Coil Alone | CA16NA048****A |  | CAP**6024A**+TDR | 12.5 | 14.5 | Yes | Yes | 2013-03-26 |  | 0
FALSE | CA16NA060*0**A | 893 | 4585351 | CARRIER AIR CONDITIONING | CA16NA060****A | AC | Split System: Air-Cooled Condensing Unit, Coil Alone | CA16NA060****A |  | CNPV*6124A**+TDR | 12.5 | 15 | Yes | Yes | 2013-03-26 |  | 1
TRUE | YCJF18S41S1 | 3866 | 4674968 | YORK BY JOHNSON CONTROLS | YCJF18S41S1 | AC | Split System: Air-Cooled Condensing Unit, Coil Alone | YCJF18S41S1 |  | FC/MC/PC32+TXV | 12.2 | 14.5 | Yes | Yes | 2013-12-18 |  | 0
TRUE | TCGF18S41S3 | 3866 | 4676505 | YORK BY JOHNSON CONTROLS | TCGF18S41S3 | AC | Split System: Air-Cooled Condensing Unit, Coil Alone | TCGF18S41S3 |  | FC/MC/PC32+TXV | 12 | 14.5 | Yes | Yes | 2013-12-18 |  | 0
TRUE | 180BNA024****A | 671 | 4849210 | BRYANT HEATING AND COOLING SYSTEMS | 180BNA024****A | AC | Split System: Air-Cooled Condensing Unit, Coil with Blower | 180BNA024****A |  | FE5ANB004+UI | 15 | 21 | Yes | Yes | 2012-05-02 |  | 3
TRUE | 180BNA036****B | 675 | 4849719 | BRYANT HEATING AND COOLING SYSTEMS | 180BNA036****B | AC | Split System: Air-Cooled Condensing Unit, Coil with Blower | 180BNA036****B |  | FE5ANB004+UI | 14.6 | 20 | Yes | Yes | 2012-05-02 |  | 3
TRUE | 180BNA048****A | 677 | 4850481 | BRYANT HEATING AND COOLING SYSTEMS | 180BNA048****A | AC | Split System: Air-Cooled Condensing Unit, Coil with Blower | 180BNA048****A |  | FE4ANB006+UI | 13.5 | 18 | Yes | Yes | 2012-05-02 |  | 3
TRUE | 180BNA060****A | 680 | 4850886 | BRYANT HEATING AND COOLING SYSTEMS | 180BNA060****A | AC | Split System: Air-Cooled Condensing Unit, Coil with Blower | 180BNA060****A |  | FE4ANB006+UI | 13.1 | 16.7 | Yes | Yes | 2012-05-02 |  | 2
TRUE | S4BF-024KA | 2737 | 5189617 | MILLER | DS4BF-024KA | AC | Split System: Air-Cooled Condensing Unit, Coil with Blower | S4BF-024KA |  | C6B(A,H)-X24(C,U)-B | 13.5 | 16 | Yes | Yes | 2012-12-21 |  | 2
TRUE | S4BF-036KA | 2742 | 5189619 | MILLER | DS4BF-036KA | AC | Split System: Air-Cooled Condensing Unit, Coil with Blower | S4BF-036KA |  | C6B(A,H)-X36(C,U)-B | 12.5 | 16 | Yes | Yes | 2012-12-21 |  | 1
TRUE | S4BF-048KB | 2745 | 5189624 | MILLER | DS4BF-048KB | AC | Split System: Air-Cooled Condensing Unit, Coil with Blower | S4BF-048KB |  | C6B(A,H)-X48(C,U)-C | 13 | 16 | Yes | Yes | 2012-12-21 |  | 2
TRUE | S4BF-024KA | 2737 | 5189626 | INTERTHERM | DS4BF-024KA | AC | Split System: Air-Cooled Condensing Unit, Coil with Blower | S4BF-024KA |  | C6B(A,H)-X24(C,U)-B | 13.5 | 16 | Yes | Yes | 2012-12-21 |  | 2
TRUE | S4BF-036KA | 2742 | 5189628 | INTERTHERM | DS4BF-036KA | AC | Split System: Air-Cooled Condensing Unit, Coil with Blower | S4BF-036KA |  | C6B(A,H)-X36(C,U)-B | 12.5 | 16 | Yes | Yes | 2012-12-21 |  | 1
TRUE | S4BF-048KB | 2745 | 5189705 | NUTONE | JS4BF-048KB | AC | Split System: Air-Cooled Condensing Unit, Coil with Blower | S4BF-048KB |  | C6B(A,H)-X48(C,U)-C | 13 | 16 | Yes | Yes | 2012-12-21 |  | 2
TRUE | S4BF-024KA | 2737 | 5189707 | ELECT-AIRE | JS4BF-024KA | AC | Split System: Air-Cooled Condensing Unit, Coil with Blower | S4BF-024KA |  | C6B(A,H)-X24(C,U)-B | 13.5 | 16 | Yes | Yes | 2012-12-21 |  | 2
TRUE | S4BF-036KA | 2742 | 5189709 | ELECT-AIRE | JS4BF-036KA | AC | Split System: Air-Cooled Condensing Unit, Coil with Blower | S4BF-036KA |  | C6B(A,H)-X36(C,U)-B | 12.5 | 16 | Yes | Yes | 2012-12-21 |  | 1
TRUE | S4BF-048KB | 2745 | 5189714 | ELECT-AIRE | JS4BF-048KB | AC | Split System: Air-Cooled Condensing Unit, Coil with Blower | S4BF-048KB |  | C6B(A,H)-X48(C,U)-C | 13 | 16 | Yes | Yes | 2012-12-21 |  | 2
TRUE | S4BF-024KA | 2737 | 5189716 | FRIGIDAIRE | ES4BF-024KA | AC | Split System: Air-Cooled Condensing Unit, Coil with Blower | S4BF-024KA |  | C6B(A,H)-X24(C,U)-B | 13.5 | 16 | Yes | Yes | 2012-12-21 |  | 2
TRUE | S4BF-036KA | 2742 | 5189718 | FRIGIDAIRE | ES4BF-036KA | AC | Split System: Air-Cooled Condensing Unit, Coil with Blower | S4BF-036KA |  | C6B(A,H)-X36(C,U)-B | 12.5 | 16 | Yes | Yes | 2012-12-21 |  | 1
TRUE | S4BF-048KB | 2745 | 5189795 | NUTONE | FS4BF-048KB | AC | Split System: Air-Cooled Condensing Unit, Coil with Blower | S4BF-048KB |  | C6B(A,H)-X48(C,U)-C | 13 | 16 | Yes | Yes | 2012-12-21 |  | 2
TRUE | S4BF-024KA | 2737 | 5189797 | BROAN | FS4BF-024KA | AC | Split System: Air-Cooled Condensing Unit, Coil with Blower | S4BF-024KA |  | C6B(A,H)-X24(C,U)-B | 13.5 | 16 | Yes | Yes | 2012-12-21 |  | 2
TRUE | S4BF-036KA | 2742 | 5189799 | BROAN | FS4BF-036KA | AC | Split System: Air-Cooled Condensing Unit, Coil with Blower | S4BF-036KA |  | C6B(A,H)-X36(C,U)-B | 12.5 | 16 | Yes | Yes | 2012-12-21 |  | 1
TRUE | S4BF-048KB | 2745 | 5189804 | BROAN | FS4BF-048KB | AC | Split System: Air-Cooled Condensing Unit, Coil with Blower | S4BF-048KB |  | C6B(A,H)-X48(C,U)-C | 13 | 16 | Yes | Yes | 2012-12-21 |  | 2
TRUE | S4BF-024KA | 2737 | 5189806 | MAYTAG | MSA4BF024KA | AC | Split System: Air-Cooled Condensing Unit, Coil with Blower | S4BF-024KA |  | C6B(A,H)-X24(C,U)-B | 13.5 | 16 | Yes | Yes | 2012-12-21 |  | 2
TRUE | S4BF-036KA | 2742 | 5189808 | MAYTAG | MSA4BF036KA | AC | Split System: Air-Cooled Condensing Unit, Coil with Blower | S4BF-036KA |  | C6B(A,H)-X36(C,U)-B | 12.5 | 16 | Yes | Yes | 2012-12-21 |  | 1
TRUE | S4BF-048KB | 2745 | 5189813 | MAYTAG | MSA4BF048KB | AC | Split System: Air-Cooled Condensing Unit, Coil with Blower | S4BF-048KB |  | C6B(A,H)-X48(C,U)-C | 13 | 16 | Yes | Yes | 2012-12-21 |  | 2
TRUE | HCA960GKA* | 2021 | 5224369 | HEIL | HCA960GKA* | AC | Split System: Air-Cooled Condensing Unit, Coil with Blower | HCA960GKA* |  | FCM4X60****+WALLCON | 13 | 16.7 | Yes | Yes | 2012-05-02 |  | 2
TRUE | HCA936GKA* | 2011 | 5235423 | KEEPRITE | CCA936GKA* | AC | Split System: Air-Cooled Condensing Unit, Coil with Blower | HCA936GKA* |  | FCM4X60****+WALLCON | 14 | 19 | Yes | Yes | 2012-05-03 |  | 3
TRUE | HCA936GKA* | 2011 | 5235904 | KENMORE | (C,H,T)CA936GKA* | AC | Split System: Air-Cooled Condensing Unit, Coil with Blower | HCA936GKA* |  | FCM4X60****+WALLCON | 14 | 19 | Yes | Yes | 2012-05-03 |  | 3
TRUE | HCA936GKA* | 2011 | 5236384 | TEMPSTAR | TCA936GKA* | AC | Split System: Air-Cooled Condensing Unit, Coil with Blower | HCA936GKA* |  | FCM4X60****+WALLCON | 14 | 19 | Yes | Yes | 2012-05-03 |  | 3
TRUE | HCA948GKA* | 2018 | 5236864 | AIRQUEST | HCA948GKA* | AC | Split System: Air-Cooled Condensing Unit, Coil with Blower | HCA948GKA* |  | FCM4X60****+WALLCON | 13.5 | 18 | Yes | Yes | 2012-05-03 |  | 3
TRUE | HCA948GKA* | 2018 | 5237165 | ARCOAIRE | HCA948GKA* | AC | Split System: Air-Cooled Condensing Unit, Coil with Blower | HCA948GKA* |  | FCM4X60****+WALLCON | 13.5 | 18 | Yes | Yes | 2012-05-03 |  | 3
TRUE | HCA948GKA* | 2018 | 5237466 | COMFORTMAKER | CCA948GKA* | AC | Split System: Air-Cooled Condensing Unit, Coil with Blower | HCA948GKA* |  | FCM4X60****+WALLCON | 13.5 | 18 | Yes | Yes | 2012-05-03 |  | 3
TRUE | HCA948GKA* | 2018 | 5237767 | DAY & NIGHT | CCA948GKA* | AC | Split System: Air-Cooled Condensing Unit, Coil with Blower | HCA948GKA* |  | FCM4X60****+WALLCON | 13.5 | 18 | Yes | Yes | 2012-05-03 |  | 3
TRUE | HCA948GKA* | 2018 | 5238068 | KEEPRITE | CCA948GKA* | AC | Split System: Air-Cooled Condensing Unit, Coil with Blower | HCA948GKA* |  | FCM4X60****+WALLCON | 13.5 | 18 | Yes | Yes | 2012-05-03 |  | 3
TRUE | HCA948GKA* | 2018 | 5238369 | KENMORE | (C,H,T)CA948GKA* | AC | Split System: Air-Cooled Condensing Unit, Coil with Blower | HCA948GKA* |  | FCM4X60****+WALLCON | 13.5 | 18 | Yes | Yes | 2012-05-03 |  | 3
TRUE | HCA948GKA* | 2018 | 5238670 | TEMPSTAR | TCA948GKA* | AC | Split System: Air-Cooled Condensing Unit, Coil with Blower | HCA948GKA* |  | FCM4X60****+WALLCON | 13.5 | 18 | Yes | Yes | 2012-05-03 |  | 3
TRUE | HCA924GKA* | 2003 | 5240060 | AIRQUEST | HCA924GKA* | AC | Split System: Air-Cooled Condensing Unit, Coil with Blower | HCA924GKA* |  | FCM4X48****+WALLCON | 14.2 | 19 | Yes | Yes | 2012-05-03 |  | 3
TRUE | HCA924GKA* | 2003 | 5240403 | ARCOAIRE | HCA924GKA* | AC | Split System: Air-Cooled Condensing Unit, Coil with Blower | HCA924GKA* |  | FCM4X48****+WALLCON | 14.2 | 19 | Yes | Yes | 2012-05-03 |  | 3
TRUE | HCA924GKA* | 2003 | 5240746 | COMFORTMAKER | CCA924GKA* | AC | Split System: Air-Cooled Condensing Unit, Coil with Blower | HCA924GKA* |  | FCM4X48****+WALLCON | 14.2 | 19 | Yes | Yes | 2012-05-03 |  | 3
TRUE | HCA924GKA* | 2003 | 5241089 | DAY & NIGHT | CCA924GKA* | AC | Split System: Air-Cooled Condensing Unit, Coil with Blower | HCA924GKA* |  | FCM4X48****+WALLCON | 14.2 | 19 | Yes | Yes | 2012-05-03 |  | 3
TRUE | HCA924GKA* | 2003 | 5241432 | KEEPRITE | CCA924GKA* | AC | Split System: Air-Cooled Condensing Unit, Coil with Blower | HCA924GKA* |  | FCM4X48****+WALLCON | 14.2 | 19 | Yes | Yes | 2012-05-03 |  | 3
TRUE | HCA924GKA* | 2003 | 5241775 | KENMORE | (C,H,T)CA924GKA* | AC | Split System: Air-Cooled Condensing Unit, Coil with Blower | HCA924GKA* |  | FCM4X48****+WALLCON | 14.2 | 19 | Yes | Yes | 2012-05-03 |  | 3
TRUE | HCA924GKA* | 2003 | 5242118 | TEMPSTAR | TCA924GKA* | AC | Split System: Air-Cooled Condensing Unit, Coil with Blower | HCA924GKA* |  | FCM4X48****+WALLCON | 14.2 | 19 | Yes | Yes | 2012-05-03 |  | 3
TRUE | HCA936GKA* | 2011 | 5242461 | AIRQUEST | HCA936GKA* | AC | Split System: Air-Cooled Condensing Unit, Coil with Blower | HCA936GKA* |  | FCM4X60****+WALLCON | 14 | 19 | Yes | Yes | 2012-05-03 |  | 3
TRUE | HCA936GKA* | 2011 | 5242941 | ARCOAIRE | HCA936GKA* | AC | Split System: Air-Cooled Condensing Unit, Coil with Blower | HCA936GKA* |  | FCM4X60****+WALLCON | 14 | 19 | Yes | Yes | 2012-05-03 |  | 3
TRUE | HCA936GKA* | 2011 | 5243421 | COMFORTMAKER | CCA936GKA* | AC | Split System: Air-Cooled Condensing Unit, Coil with Blower | HCA936GKA* |  | FCM4X60****+WALLCON | 14 | 19 | Yes | Yes | 2012-05-03 |  | 3
TRUE | HCA936GKA* | 2011 | 5243901 | DAY & NIGHT | CCA936GKA* | AC | Split System: Air-Cooled Condensing Unit, Coil with Blower | HCA936GKA* |  | FCM4X60****+WALLCON | 14 | 19 | Yes | Yes | 2012-05-03 |  | 3
TRUE | S4BF-048KB | 2745 | 5360707 | NORDYNE, LLC. | JS4BF-048KB | AC | Split System: Air-Cooled Condensing Unit, Coil with Blower | S4BF-048KB |  | C6B(A,H)-X48(C,U)-C | 13 | 16 | Yes | Yes | 2012-12-21 |  | 2
TRUE | S4BF-036KA | 2742 | 5360709 | NORDYNE, LLC. | JS4BF-036KA | AC | Split System: Air-Cooled Condensing Unit, Coil with Blower | S4BF-036KA |  | C6B(A,H)-X36(C,U)-B | 12.5 | 16 | Yes | Yes | 2012-12-21 |  | 1
TRUE | S4BF-024KA | 2737 | 5360710 | NORDYNE, LLC. | JS4BF-024KA | AC | Split System: Air-Cooled Condensing Unit, Coil with Blower | S4BF-024KA |  | C6B(A,H)-X24(C,U)-B | 13.5 | 16 | Yes | Yes | 2012-12-21 |  | 2
FALSE | S4QE-024KA | 2681 | 5531684 | AIRTEMP | VS4BE-024KA | AC | Split System: Air-Cooled Condensing Unit, Coil with Blower | S4BE-024KA |  | B6VMAX24K-B | 12.5 | 15 | Yes | Yes | 2013-03-14 |  | 1
FALSE | S4QE-024KA | 2681 | 5531685 | AIRTEMP | VS4BE-024KA | AC | Split System: Air-Cooled Condensing Unit, Coil with Blower | S4BE-024KA |  | B6VMAX30K-B | 12.5 | 15 | Yes | Yes | 2013-03-14 |  | 1
FALSE | S4QE-030KA | 2694 | 5531691 | AIRTEMP | VS4BE-030KA | AC | Split System: Air-Cooled Condensing Unit, Coil with Blower | S4BE-030KA |  | B6EMMX30K-A | 12.5 | 15 | Yes | Yes | 2013-03-14 |  | 1
FALSE | S4QE-030KA | 2694 | 5531692 | AIRTEMP | VS4BE-030KA | AC | Split System: Air-Cooled Condensing Unit, Coil with Blower | S4BE-030KA |  | B6EMMX30K-B | 12.5 | 15 | Yes | Yes | 2013-03-14 |  | 1
FALSE | S4QE-030KA | 2694 | 5531693 | AIRTEMP | VS4BE-030KA | AC | Split System: Air-Cooled Condensing Unit, Coil with Blower | S4BE-030KA |  | B6EW-X30K(*) | 12.5 | 15 | Yes | Yes | 2013-03-14 |  | 1
FALSE | S4QE-030KA | 2694 | 5531694 | AIRTEMP | VS4BE-030KA | AC | Split System: Air-Cooled Condensing Unit, Coil with Blower | S4BE-030KA |  | B6VMAX30K-A | 12.5 | 15 | Yes | Yes | 2013-03-14 |  | 1
FALSE | S4QE-030KA | 2694 | 5531695 | AIRTEMP | VS4BE-030KA | AC | Split System: Air-Cooled Condensing Unit, Coil with Blower | S4BE-030KA |  | B6VMAX30K-B | 12.5 | 15 | Yes | Yes | 2013-03-14 |  | 1
FALSE | S4QE-036KA | 2699 | 5531700 | AIRTEMP | VS4BE-036KA | AC | Split System: Air-Cooled Condensing Unit, Coil with Blower | S4BE-036KA |  | B6EMMX36K-B | 12.5 | 15 | Yes | Yes | 2013-03-14 |  | 1
FALSE | S4QE-036KA | 2699 | 5531701 | AIRTEMP | VS4BE-036KA | AC | Split System: Air-Cooled Condensing Unit, Coil with Blower | S4BE-036KA |  | B6EW-X36K(*) | 12.5 | 15 | Yes | Yes | 2013-03-14 |  | 1
FALSE | S4QE-036KA | 2699 | 5531702 | AIRTEMP | VS4BE-036KA | AC | Split System: Air-Cooled Condensing Unit, Coil with Blower | S4BE-036KA |  | B6VMAX36K-B | 12.5 | 15 | Yes | Yes | 2013-03-14 |  | 1
FALSE | S4BE-042KA | 2712 | 5531706 | AIRTEMP | VS4BE-042KA | AC | Split System: Air-Cooled Condensing Unit, Coil with Blower | S4BE-042KA |  | B6EMMX42K-B | 12.5 | 15 | Yes | Yes | 2013-03-14 |  | 1
FALSE | S4BE-042KA | 2712 | 5531707 | AIRTEMP | VS4BE-042KA | AC | Split System: Air-Cooled Condensing Unit, Coil with Blower | S4BE-042KA |  | B6VMAX42K-B | 12.5 | 15 | Yes | Yes | 2013-03-14 |  | 1
FALSE | S4BE-042KA | 2712 | 5531708 | AIRTEMP | VS4BE-042KA | AC | Split System: Air-Cooled Condensing Unit, Coil with Blower | S4BE-042KA |  | B6VMAX48K-C | 12.5 | 15 | Yes | Yes | 2013-03-14 |  | 1
FALSE | S4BE-048KA | 2717 | 5531712 | AIRTEMP | VS4BE-048KA | AC | Split System: Air-Cooled Condensing Unit, Coil with Blower | S4BE-048KA |  | B6EMMX48K-C | 12 | 15 | Yes | Yes | 2013-03-14 |  | 0
FALSE | S4BE-048KA | 2717 | 5531713 | AIRTEMP | VS4BE-048KA | AC | Split System: Air-Cooled Condensing Unit, Coil with Blower | S4BE-048KA |  | B6VMAX48K-C | 12 | 15 | Yes | Yes | 2013-03-14 |  | 0
FALSE | S4BE-018KA | 2679 | 5531876 | AIRTEMP | VS4BE-018KA | AC | Split System: Air-Cooled Condensing Unit, Coil with Blower | S4BE-018KA |  | C6B(A,H)-X24(C,U)-A | 12.5 | 15 | Yes | Yes | 2013-03-14 |  | 1
FALSE | S4BE-018KA | 2679 | 5531877 | AIRTEMP | VS4BE-018KA | AC | Split System: Air-Cooled Condensing Unit, Coil with Blower | S4BE-018KA |  | C6B(A,H)-X24(C,U)-B | 12.5 | 15 | Yes | Yes | 2013-03-14 |  | 1
FALSE | S4QE-024KA | 2681 | 5531878 | AIRTEMP | VS4BE-024KA | AC | Split System: Air-Cooled Condensing Unit, Coil with Blower | S4BE-024KA |  | C6B(A,H)-X24(C,U)-A | 12.5 | 15 | Yes | Yes | 2013-03-14 |  | 1
FALSE | S4QE-024KA | 2681 | 5531879 | AIRTEMP | VS4BE-024KA | AC | Split System: Air-Cooled Condensing Unit, Coil with Blower | S4BE-024KA |  | C6B(A,H)-X24(C,U)-B | 12.5 | 15 | Yes | Yes | 2013-03-14 |  | 1
FALSE | S4QE-024KA | 2681 | 5531880 | AIRTEMP | VS4BE-024KA | AC | Split System: Air-Cooled Condensing Unit, Coil with Blower | S4BE-024KA |  | C6B(A,H)-X30(C,U)-C+TDR | 12.5 | 15 | Yes | Yes | 2013-03-14 |  | 1
FALSE | S4QE-036KA | 2699 | 5534109 | INTERTHERM | DS4BE-036KA | AC | Split System: Air-Cooled Condensing Unit, Coil with Blower | S4BE-036KA |  | B6EMMX36K-B | 12.5 | 15 | Yes | Yes | 2013-03-14 |  | 1
FALSE | S4QE-036KA | 2699 | 5534110 | INTERTHERM | DS4BE-036KA | AC | Split System: Air-Cooled Condensing Unit, Coil with Blower | S4BE-036KA |  | B6EW-X36K(*) | 12.5 | 15 | Yes | Yes | 2013-03-14 |  | 1
FALSE | S4QE-036KA | 2699 | 5534111 | INTERTHERM | DS4BE-036KA | AC | Split System: Air-Cooled Condensing Unit, Coil with Blower | S4BE-036KA |  | B6VMAX36K-B | 12.5 | 15 | Yes | Yes | 2013-03-14 |  | 1
FALSE | S4BE-042KA | 2712 | 5534116 | INTERTHERM | DS4BE-042KA | AC | Split System: Air-Cooled Condensing Unit, Coil with Blower | S4BE-042KA |  | B6EMMX42K-B | 12.5 | 15 | Yes | Yes | 2013-03-14 |  | 1
FALSE | S4BE-042KA | 2712 | 5534117 | INTERTHERM | DS4BE-042KA | AC | Split System: Air-Cooled Condensing Unit, Coil with Blower | S4BE-042KA |  | B6VMAX42K-B | 12.5 | 15 | Yes | Yes | 2013-03-14 |  | 1
FALSE | S4BE-042KA | 2712 | 5534118 | INTERTHERM | DS4BE-042KA | AC | Split System: Air-Cooled Condensing Unit, Coil with Blower | S4BE-042KA |  | B6VMAX48K-C | 12.5 | 15 | Yes | Yes | 2013-03-14 |  | 1
FALSE | S4BE-048KA | 2717 | 5534123 | INTERTHERM | DS4BE-048KA | AC | Split System: Air-Cooled Condensing Unit, Coil with Blower | S4BE-048KA |  | B6EMMX48K-C | 12 | 15 | Yes | Yes | 2013-03-14 |  | 0
FALSE | S4BE-048KA | 2717 | 5534124 | INTERTHERM | DS4BE-048KA | AC | Split System: Air-Cooled Condensing Unit, Coil with Blower | S4BE-048KA |  | B6VMAX48K-C | 12 | 15 | Yes | Yes | 2013-03-14 |  | 0
FALSE | S4BE-018KA | 2679 | 5534128 | BROAN | DS4BE-018KA | AC | Split System: Air-Cooled Condensing Unit, Coil with Blower | S4BE-018KA |  | B6EMMX24K-A | 12.5 | 15 | Yes | Yes | 2013-03-14 |  | 1
FALSE | S4BE-018KA | 2679 | 5534129 | BROAN | DS4BE-018KA | AC | Split System: Air-Cooled Condensing Unit, Coil with Blower | S4BE-018KA |  | B6EMMX24K-B | 12.5 | 15 | Yes | Yes | 2013-03-14 |  | 1
FALSE | S4BE-018KA | 2679 | 5534130 | BROAN | DS4BE-018KA | AC | Split System: Air-Cooled Condensing Unit, Coil with Blower | S4BE-018KA |  | B6EW-X18K(*) | 12.5 | 15 | Yes | Yes | 2013-03-14 |  | 1
FALSE | S4BE-018KA | 2679 | 5534131 | BROAN | DS4BE-018KA | AC | Split System: Air-Cooled Condensing Unit, Coil with Blower | S4BE-018KA |  | B6VMAX24K-A | 12.5 | 15 | Yes | Yes | 2013-03-14 |  | 1
FALSE | S4BE-018KA | 2679 | 5534132 | BROAN | DS4BE-018KA | AC | Split System: Air-Cooled Condensing Unit, Coil with Blower | S4BE-018KA |  | B6VMAX24K-B | 12.5 | 15 | Yes | Yes | 2013-03-14 |  | 1
FALSE | S4QE-024KA | 2681 | 5534139 | BROAN | DS4BE-024KA | AC | Split System: Air-Cooled Condensing Unit, Coil with Blower | S4BE-024KA |  | B6EMMX24K-A | 12.5 | 15 | Yes | Yes | 2013-03-14 |  | 1
FALSE | S4QE-024KA | 2681 | 5534140 | BROAN | DS4BE-024KA | AC | Split System: Air-Cooled Condensing Unit, Coil with Blower | S4BE-024KA |  | B6EMMX24K-B | 12.5 | 15 | Yes | Yes | 2013-03-14 |  | 1
FALSE | S4QE-024KA | 2681 | 5534141 | BROAN | DS4BE-024KA | AC | Split System: Air-Cooled Condensing Unit, Coil with Blower | S4BE-024KA |  | B6EW-X25K(*) | 12.5 | 15 | Yes | Yes | 2013-03-14 |  | 1
FALSE | S4QE-024KA | 2681 | 5534142 | BROAN | DS4BE-024KA | AC | Split System: Air-Cooled Condensing Unit, Coil with Blower | S4BE-024KA |  | B6VMAX24K-A | 12.5 | 15 | Yes | Yes | 2013-03-14 |  | 1
FALSE | S4QE-024KA | 2681 | 5534143 | BROAN | DS4BE-024KA | AC | Split System: Air-Cooled Condensing Unit, Coil with Blower | S4BE-024KA |  | B6VMAX24K-B | 12.5 | 15 | Yes | Yes | 2013-03-14 |  | 1
FALSE | S4QE-024KA | 2681 | 5534144 | BROAN | DS4BE-024KA | AC | Split System: Air-Cooled Condensing Unit, Coil with Blower | S4BE-024KA |  | B6VMAX30K-B | 12.5 | 15 | Yes | Yes | 2013-03-14 |  | 1
FALSE | S4QE-030KA | 2694 | 5534151 | BROAN | DS4BE-030KA | AC | Split System: Air-Cooled Condensing Unit, Coil with Blower | S4BE-030KA |  | B6EMMX30K-A | 12.5 | 15 | Yes | Yes | 2013-03-14 |  | 1
FALSE | S4QE-030KA | 2694 | 5534310 | GIBSON | JS4BE-030KA | AC | Split System: Air-Cooled Condensing Unit, Coil with Blower | S4BE-030KA |  | B6VMAX30K-A | 12.5 | 15 | Yes | Yes | 2013-03-14 |  | 1
FALSE | S4QE-030KA | 2694 | 5534311 | GIBSON | JS4BE-030KA | AC | Split System: Air-Cooled Condensing Unit, Coil with Blower | S4BE-030KA |  | B6VMAX30K-B | 12.5 | 15 | Yes | Yes | 2013-03-14 |  | 1
FALSE | S4QE-036KA | 2699 | 5534317 | GIBSON | JS4BE-036KA | AC | Split System: Air-Cooled Condensing Unit, Coil with Blower | S4BE-036KA |  | B6EMMX36K-B | 12.5 | 15 | Yes | Yes | 2013-03-14 |  | 1
FALSE | S4QE-036KA | 2699 | 5534318 | GIBSON | JS4BE-036KA | AC | Split System: Air-Cooled Condensing Unit, Coil with Blower | S4BE-036KA |  | B6EW-X36K(*) | 12.5 | 15 | Yes | Yes | 2013-03-14 |  | 1
FALSE | S4QE-036KA | 2699 | 5534319 | GIBSON | JS4BE-036KA | AC | Split System: Air-Cooled Condensing Unit, Coil with Blower | S4BE-036KA |  | B6VMAX36K-B | 12.5 | 15 | Yes | Yes | 2013-03-14 |  | 1
FALSE | S4BE-042KA | 2712 | 5534324 | GIBSON | JS4BE-042KA | AC | Split System: Air-Cooled Condensing Unit, Coil with Blower | S4BE-042KA |  | B6EMMX42K-B | 12.5 | 15 | Yes | Yes | 2013-03-14 |  | 1
FALSE | S4BE-042KA | 2712 | 5534325 | GIBSON | JS4BE-042KA | AC | Split System: Air-Cooled Condensing Unit, Coil with Blower | S4BE-042KA |  | B6VMAX42K-B | 12.5 | 15 | Yes | Yes | 2013-03-14 |  | 1
FALSE | S4BE-042KA | 2712 | 5534326 | GIBSON | JS4BE-042KA | AC | Split System: Air-Cooled Condensing Unit, Coil with Blower | S4BE-042KA |  | B6VMAX48K-C | 12.5 | 15 | Yes | Yes | 2013-03-14 |  | 1
FALSE | S4BE-048KA | 2717 | 5534331 | GIBSON | JS4BE-048KA | AC | Split System: Air-Cooled Condensing Unit, Coil with Blower | S4BE-048KA |  | B6EMMX48K-C | 12 | 15 | Yes | Yes | 2013-03-14 |  | 0
FALSE | S4BE-048KA | 2717 | 5534332 | GIBSON | JS4BE-048KA | AC | Split System: Air-Cooled Condensing Unit, Coil with Blower | S4BE-048KA |  | B6VMAX48K-C | 12 | 15 | Yes | Yes | 2013-03-14 |  | 0
FALSE | S4BE-018KA | 2679 | 5534336 | GRANDAIRE | JS4BE-018KA | AC | Split System: Air-Cooled Condensing Unit, Coil with Blower | S4BE-018KA |  | B6EMMX24K-A | 12.5 | 15 | Yes | Yes | 2013-03-14 |  | 1
FALSE | S4BE-018KA | 2679 | 5534337 | GRANDAIRE | JS4BE-018KA | AC | Split System: Air-Cooled Condensing Unit, Coil with Blower | S4BE-018KA |  | B6EMMX24K-B | 12.5 | 15 | Yes | Yes | 2013-03-14 |  | 1
FALSE | S4BE-018KA | 2679 | 5534338 | GRANDAIRE | JS4BE-018KA | AC | Split System: Air-Cooled Condensing Unit, Coil with Blower | S4BE-018KA |  | B6EW-X18K(*) | 12.5 | 15 | Yes | Yes | 2013-03-14 |  | 1
FALSE | S4BE-018KA | 2679 | 5534339 | GRANDAIRE | JS4BE-018KA | AC | Split System: Air-Cooled Condensing Unit, Coil with Blower | S4BE-018KA |  | B6VMAX24K-A | 12.5 | 15 | Yes | Yes | 2013-03-14 |  | 1
FALSE | S4BE-018KA | 2679 | 5534340 | GRANDAIRE | JS4BE-018KA | AC | Split System: Air-Cooled Condensing Unit, Coil with Blower | S4BE-018KA |  | B6VMAX24K-B | 12.5 | 15 | Yes | Yes | 2013-03-14 |  | 1
FALSE | S4QE-024KA | 2681 | 5534347 | GRANDAIRE | JS4BE-024KA | AC | Split System: Air-Cooled Condensing Unit, Coil with Blower | S4BE-024KA |  | B6EMMX24K-A | 12.5 | 15 | Yes | Yes | 2013-03-14 |  | 1
FALSE | S4QE-024KA | 2681 | 5534348 | GRANDAIRE | JS4BE-024KA | AC | Split System: Air-Cooled Condensing Unit, Coil with Blower | S4BE-024KA |  | B6EMMX24K-B | 12.5 | 15 | Yes | Yes | 2013-03-14 |  | 1
FALSE | S4QE-024KA | 2681 | 5534349 | GRANDAIRE | JS4BE-024KA | AC | Split System: Air-Cooled Condensing Unit, Coil with Blower | S4BE-024KA |  | B6EW-X25K(*) | 12.5 | 15 | Yes | Yes | 2013-03-14 |  | 1
FALSE | S4QE-024KA | 2681 | 5534350 | GRANDAIRE | JS4BE-024KA | AC | Split System: Air-Cooled Condensing Unit, Coil with Blower | S4BE-024KA |  | B6VMAX24K-A | 12.5 | 15 | Yes | Yes | 2013-03-14 |  | 1
FALSE | S4QE-024KA | 2681 | 5534351 | GRANDAIRE | JS4BE-024KA | AC | Split System: Air-Cooled Condensing Unit, Coil with Blower | S4BE-024KA |  | B6VMAX24K-B | 12.5 | 15 | Yes | Yes | 2013-03-14 |  | 1
FALSE | S4QE-024KA | 2681 | 5534507 | GARRISON | JS4BE-024KA | AC | Split System: Air-Cooled Condensing Unit, Coil with Blower | S4BE-024KA |  | B6VMAX24K-B | 12.5 | 15 | Yes | Yes | 2013-03-14 |  | 1
FALSE | S4QE-024KA | 2681 | 5534508 | GARRISON | JS4BE-024KA | AC | Split System: Air-Cooled Condensing Unit, Coil with Blower | S4BE-024KA |  | B6VMAX30K-B | 12.5 | 15 | Yes | Yes | 2013-03-14 |  | 1
FALSE | S4QE-030KA | 2694 | 5534515 | GARRISON | JS4BE-030KA | AC | Split System: Air-Cooled Condensing Unit, Coil with Blower | S4BE-030KA |  | B6EMMX30K-A | 12.5 | 15 | Yes | Yes | 2013-03-14 |  | 1
FALSE | S4QE-030KA | 2694 | 5534516 | GARRISON | JS4BE-030KA | AC | Split System: Air-Cooled Condensing Unit, Coil with Blower | S4BE-030KA |  | B6EMMX30K-B | 12.5 | 15 | Yes | Yes | 2013-03-14 |  | 1
FALSE | S4QE-030KA | 2694 | 5534517 | GARRISON | JS4BE-030KA | AC | Split System: Air-Cooled Condensing Unit, Coil with Blower | S4BE-030KA |  | B6EW-X30K(*) | 12.5 | 15 | Yes | Yes | 2013-03-14 |  | 1
FALSE | S4QE-030KA | 2694 | 5534518 | GARRISON | JS4BE-030KA | AC | Split System: Air-Cooled Condensing Unit, Coil with Blower | S4BE-030KA |  | B6VMAX30K-A | 12.5 | 15 | Yes | Yes | 2013-03-14 |  | 1
FALSE | S4QE-030KA | 2694 | 5534519 | GARRISON | JS4BE-030KA | AC | Split System: Air-Cooled Condensing Unit, Coil with Blower | S4BE-030KA |  | B6VMAX30K-B | 12.5 | 15 | Yes | Yes | 2013-03-14 |  | 1
FALSE | S4QE-036KA | 2699 | 5534525 | GARRISON | JS4BE-036KA | AC | Split System: Air-Cooled Condensing Unit, Coil with Blower | S4BE-036KA |  | B6EMMX36K-B | 12.5 | 15 | Yes | Yes | 2013-03-14 |  | 1
FALSE | S4QE-036KA | 2699 | 5534526 | GARRISON | JS4BE-036KA | AC | Split System: Air-Cooled Condensing Unit, Coil with Blower | S4BE-036KA |  | B6EW-X36K(*) | 12.5 | 15 | Yes | Yes | 2013-03-14 |  | 1
FALSE | S4QE-036KA | 2699 | 5534527 | GARRISON | JS4BE-036KA | AC | Split System: Air-Cooled Condensing Unit, Coil with Blower | S4BE-036KA |  | B6VMAX36K-B | 12.5 | 15 | Yes | Yes | 2013-03-14 |  | 1
FALSE | S4BE-042KA | 2712 | 5534532 | GARRISON | JS4BE-042KA | AC | Split System: Air-Cooled Condensing Unit, Coil with Blower | S4BE-042KA |  | B6EMMX42K-B | 12.5 | 15 | Yes | Yes | 2013-03-14 |  | 1
FALSE | S4BE-042KA | 2712 | 5534533 | GARRISON | JS4BE-042KA | AC | Split System: Air-Cooled Condensing Unit, Coil with Blower | S4BE-042KA |  | B6VMAX42K-B | 12.5 | 15 | Yes | Yes | 2013-03-14 |  | 1
FALSE | S4BE-042KA | 2712 | 5534534 | GARRISON | JS4BE-042KA | AC | Split System: Air-Cooled Condensing Unit, Coil with Blower | S4BE-042KA |  | B6VMAX48K-C | 12.5 | 15 | Yes | Yes | 2013-03-14 |  | 1
FALSE | S4BE-048KA | 2717 | 5534539 | GARRISON | JS4BE-048KA | AC | Split System: Air-Cooled Condensing Unit, Coil with Blower | S4BE-048KA |  | B6EMMX48K-C | 12 | 15 | Yes | Yes | 2013-03-14 |  | 0
FALSE | S4BE-048KA | 2717 | 5534540 | GARRISON | JS4BE-048KA | AC | Split System: Air-Cooled Condensing Unit, Coil with Blower | S4BE-048KA |  | B6VMAX48K-C | 12 | 15 | Yes | Yes | 2013-03-14 |  | 0
FALSE | S4BE-018KA | 2679 | 5534544 | NUTONE | JS4BE-018KA | AC | Split System: Air-Cooled Condensing Unit, Coil with Blower | S4BE-018KA |  | B6EMMX24K-A | 12.5 | 15 | Yes | Yes | 2013-03-14 |  | 1
FALSE | S4BE-018KA | 2679 | 5534545 | NUTONE | JS4BE-018KA | AC | Split System: Air-Cooled Condensing Unit, Coil with Blower | S4BE-018KA |  | B6EMMX24K-B | 12.5 | 15 | Yes | Yes | 2013-03-14 |  | 1
FALSE | S4BE-018KA | 2679 | 5534546 | NUTONE | JS4BE-018KA | AC | Split System: Air-Cooled Condensing Unit, Coil with Blower | S4BE-018KA |  | B6EW-X18K(*) | 12.5 | 15 | Yes | Yes | 2013-03-14 |  | 1
FALSE | S4BE-018KA | 2679 | 5534547 | NUTONE | JS4BE-018KA | AC | Split System: Air-Cooled Condensing Unit, Coil with Blower | S4BE-018KA |  | B6VMAX24K-A | 12.5 | 15 | Yes | Yes | 2013-03-14 |  | 1
FALSE | S4BE-018KA | 2679 | 5534548 | NUTONE | JS4BE-018KA | AC | Split System: Air-Cooled Condensing Unit, Coil with Blower | S4BE-018KA |  | B6VMAX24K-B | 12.5 | 15 | Yes | Yes | 2013-03-14 |  | 1
FALSE | S4BE-018KA | 2679 | 5534704 | TAPPAN | ES4BE-018KA | AC | Split System: Air-Cooled Condensing Unit, Coil with Blower | S4BE-018KA |  | B6VMAX24K-B | 12.5 | 15 | Yes | Yes | 2013-03-14 |  | 1
FALSE | S4QE-024KA | 2681 | 5534711 | TAPPAN | ES4BE-024KA | AC | Split System: Air-Cooled Condensing Unit, Coil with Blower | S4BE-024KA |  | B6EMMX24K-A | 12.5 | 15 | Yes | Yes | 2013-03-14 |  | 1
FALSE | S4QE-024KA | 2681 | 5534712 | TAPPAN | ES4BE-024KA | AC | Split System: Air-Cooled Condensing Unit, Coil with Blower | S4BE-024KA |  | B6EMMX24K-B | 12.5 | 15 | Yes | Yes | 2013-03-14 |  | 1
FALSE | S4QE-024KA | 2681 | 5534713 | TAPPAN | ES4BE-024KA | AC | Split System: Air-Cooled Condensing Unit, Coil with Blower | S4BE-024KA |  | B6EW-X25K(*) | 12.5 | 15 | Yes | Yes | 2013-03-14 |  | 1
FALSE | S4QE-024KA | 2681 | 5534714 | TAPPAN | ES4BE-024KA | AC | Split System: Air-Cooled Condensing Unit, Coil with Blower | S4BE-024KA |  | B6VMAX24K-A | 12.5 | 15 | Yes | Yes | 2013-03-14 |  | 1
FALSE | S4QE-024KA | 2681 | 5534715 | TAPPAN | ES4BE-024KA | AC | Split System: Air-Cooled Condensing Unit, Coil with Blower | S4BE-024KA |  | B6VMAX24K-B | 12.5 | 15 | Yes | Yes | 2013-03-14 |  | 1
FALSE | S4QE-024KA | 2681 | 5534716 | TAPPAN | ES4BE-024KA | AC | Split System: Air-Cooled Condensing Unit, Coil with Blower | S4BE-024KA |  | B6VMAX30K-B | 12.5 | 15 | Yes | Yes | 2013-03-14 |  | 1
FALSE | S4QE-030KA | 2694 | 5534723 | TAPPAN | ES4BE-030KA | AC | Split System: Air-Cooled Condensing Unit, Coil with Blower | S4BE-030KA |  | B6EMMX30K-A | 12.5 | 15 | Yes | Yes | 2013-03-14 |  | 1
FALSE | S4QE-030KA | 2694 | 5534724 | TAPPAN | ES4BE-030KA | AC | Split System: Air-Cooled Condensing Unit, Coil with Blower | S4BE-030KA |  | B6EMMX30K-B | 12.5 | 15 | Yes | Yes | 2013-03-14 |  | 1
FALSE | S4QE-030KA | 2694 | 5534725 | TAPPAN | ES4BE-030KA | AC | Split System: Air-Cooled Condensing Unit, Coil with Blower | S4BE-030KA |  | B6EW-X30K(*) | 12.5 | 15 | Yes | Yes | 2013-03-14 |  | 1
FALSE | S4QE-030KA | 2694 | 5534726 | TAPPAN | ES4BE-030KA | AC | Split System: Air-Cooled Condensing Unit, Coil with Blower | S4BE-030KA |  | B6VMAX30K-A | 12.5 | 15 | Yes | Yes | 2013-03-14 |  | 1
FALSE | S4QE-030KA | 2694 | 5534727 | TAPPAN | ES4BE-030KA | AC | Split System: Air-Cooled Condensing Unit, Coil with Blower | S4BE-030KA |  | B6VMAX30K-B | 12.5 | 15 | Yes | Yes | 2013-03-14 |  | 1
FALSE | S4QE-036KA | 2699 | 5534733 | TAPPAN | ES4BE-036KA | AC | Split System: Air-Cooled Condensing Unit, Coil with Blower | S4BE-036KA |  | B6EMMX36K-B | 12.5 | 15 | Yes | Yes | 2013-03-14 |  | 1
FALSE | S4QE-036KA | 2699 | 5534734 | TAPPAN | ES4BE-036KA | AC | Split System: Air-Cooled Condensing Unit, Coil with Blower | S4BE-036KA |  | B6EW-X36K(*) | 12.5 | 15 | Yes | Yes | 2013-03-14 |  | 1
FALSE | S4QE-036KA | 2699 | 5534735 | TAPPAN | ES4BE-036KA | AC | Split System: Air-Cooled Condensing Unit, Coil with Blower | S4BE-036KA |  | B6VMAX36K-B | 12.5 | 15 | Yes | Yes | 2013-03-14 |  | 1
FALSE | S4BE-042KA | 2712 | 5534740 | TAPPAN | ES4BE-042KA | AC | Split System: Air-Cooled Condensing Unit, Coil with Blower | S4BE-042KA |  | B6EMMX42K-B | 12.5 | 15 | Yes | Yes | 2013-03-14 |  | 1
FALSE | S4BE-042KA | 2712 | 5534741 | TAPPAN | ES4BE-042KA | AC | Split System: Air-Cooled Condensing Unit, Coil with Blower | S4BE-042KA |  | B6VMAX42K-B | 12.5 | 15 | Yes | Yes | 2013-03-14 |  | 1
FALSE | S4BE-042KA | 2712 | 5534742 | TAPPAN | ES4BE-042KA | AC | Split System: Air-Cooled Condensing Unit, Coil with Blower | S4BE-042KA |  | B6VMAX48K-C | 12.5 | 15 | Yes | Yes | 2013-03-14 |  | 1
FALSE | S4BE-048KA | 2717 | 5534747 | TAPPAN | ES4BE-048KA | AC | Split System: Air-Cooled Condensing Unit, Coil with Blower | S4BE-048KA |  | B6EMMX48K-C | 12 | 15 | Yes | Yes | 2013-03-14 |  | 0
FALSE | S4BE-048KA | 2717 | 5534748 | TAPPAN | ES4BE-048KA | AC | Split System: Air-Cooled Condensing Unit, Coil with Blower | S4BE-048KA |  | B6VMAX48K-C | 12 | 15 | Yes | Yes | 2013-03-14 |  | 0
FALSE | S4BE-018KA | 2679 | 5534908 | FRIGIDAIRE | FS4BE-018KA | AC | Split System: Air-Cooled Condensing Unit, Coil with Blower | S4BE-018KA |  | B6EMMX24K-A | 12.5 | 15 | Yes | Yes | 2013-03-14 |  | 1
FALSE | S4BE-018KA | 2679 | 5534909 | FRIGIDAIRE | FS4BE-018KA | AC | Split System: Air-Cooled Condensing Unit, Coil with Blower | S4BE-018KA |  | B6EMMX24K-B | 12.5 | 15 | Yes | Yes | 2013-03-14 |  | 1
FALSE | S4BE-018KA | 2679 | 5534910 | FRIGIDAIRE | FS4BE-018KA | AC | Split System: Air-Cooled Condensing Unit, Coil with Blower | S4BE-018KA |  | B6EW-X18K(*) | 12.5 | 15 | Yes | Yes | 2013-03-14 |  | 1
FALSE | S4BE-018KA | 2679 | 5534911 | FRIGIDAIRE | FS4BE-018KA | AC | Split System: Air-Cooled Condensing Unit, Coil with Blower | S4BE-018KA |  | B6VMAX24K-A | 12.5 | 15 | Yes | Yes | 2013-03-14 |  | 1
FALSE | S4BE-018KA | 2679 | 5534912 | FRIGIDAIRE | FS4BE-018KA | AC | Split System: Air-Cooled Condensing Unit, Coil with Blower | S4BE-018KA |  | B6VMAX24K-B | 12.5 | 15 | Yes | Yes | 2013-03-14 |  | 1
FALSE | S4QE-024KA | 2681 | 5534919 | FRIGIDAIRE | FS4BE-024KA | AC | Split System: Air-Cooled Condensing Unit, Coil with Blower | S4BE-024KA |  | B6EMMX24K-A | 12.5 | 15 | Yes | Yes | 2013-03-14 |  | 1
FALSE | S4QE-024KA | 2681 | 5534920 | FRIGIDAIRE | FS4BE-024KA | AC | Split System: Air-Cooled Condensing Unit, Coil with Blower | S4BE-024KA |  | B6EMMX24K-B | 12.5 | 15 | Yes | Yes | 2013-03-14 |  | 1
FALSE | S4QE-024KA | 2681 | 5534921 | FRIGIDAIRE | FS4BE-024KA | AC | Split System: Air-Cooled Condensing Unit, Coil with Blower | S4BE-024KA |  | B6EW-X25K(*) | 12.5 | 15 | Yes | Yes | 2013-03-14 |  | 1
FALSE | S4QE-024KA | 2681 | 5534922 | FRIGIDAIRE | FS4BE-024KA | AC | Split System: Air-Cooled Condensing Unit, Coil with Blower | S4BE-024KA |  | B6VMAX24K-A | 12.5 | 15 | Yes | Yes | 2013-03-14 |  | 1
FALSE | S4QE-024KA | 2681 | 5534923 | FRIGIDAIRE | FS4BE-024KA | AC | Split System: Air-Cooled Condensing Unit, Coil with Blower | S4BE-024KA |  | B6VMAX24K-B | 12.5 | 15 | Yes | Yes | 2013-03-14 |  | 1
FALSE | S4QE-024KA | 2681 | 5534924 | FRIGIDAIRE | FS4BE-024KA | AC | Split System: Air-Cooled Condensing Unit, Coil with Blower | S4BE-024KA |  | B6VMAX30K-B | 12.5 | 15 | Yes | Yes | 2013-03-14 |  | 1
FALSE | S4QE-030KA | 2694 | 5534931 | FRIGIDAIRE | FS4BE-030KA | AC | Split System: Air-Cooled Condensing Unit, Coil with Blower | S4BE-030KA |  | B6EMMX30K-A | 12.5 | 15 | Yes | Yes | 2013-03-14 |  | 1
FALSE | S4QE-030KA | 2694 | 5534932 | FRIGIDAIRE | FS4BE-030KA | AC | Split System: Air-Cooled Condensing Unit, Coil with Blower | S4BE-030KA |  | B6EMMX30K-B | 12.5 | 15 | Yes | Yes | 2013-03-14 |  | 1
FALSE | S4QE-030KA | 2694 | 5534933 | FRIGIDAIRE | FS4BE-030KA | AC | Split System: Air-Cooled Condensing Unit, Coil with Blower | S4BE-030KA |  | B6EW-X30K(*) | 12.5 | 15 | Yes | Yes | 2013-03-14 |  | 1
FALSE | S4QE-030KA | 2694 | 5534934 | FRIGIDAIRE | FS4BE-030KA | AC | Split System: Air-Cooled Condensing Unit, Coil with Blower | S4BE-030KA |  | B6VMAX30K-A | 12.5 | 15 | Yes | Yes | 2013-03-14 |  | 1
FALSE | S4QE-030KA | 2694 | 5534935 | FRIGIDAIRE | FS4BE-030KA | AC | Split System: Air-Cooled Condensing Unit, Coil with Blower | S4BE-030KA |  | B6VMAX30K-B | 12.5 | 15 | Yes | Yes | 2013-03-14 |  | 1
FALSE | S4QE-036KA | 2699 | 5534941 | FRIGIDAIRE | FS4BE-036KA | AC | Split System: Air-Cooled Condensing Unit, Coil with Blower | S4BE-036KA |  | B6EMMX36K-B | 12.5 | 15 | Yes | Yes | 2013-03-14 |  | 1
FALSE | S4QE-036KA | 2699 | 5534942 | FRIGIDAIRE | FS4BE-036KA | AC | Split System: Air-Cooled Condensing Unit, Coil with Blower | S4BE-036KA |  | B6EW-X36K(*) | 12.5 | 15 | Yes | Yes | 2013-03-14 |  | 1
FALSE | S4QE-036KA | 2699 | 5534943 | FRIGIDAIRE | FS4BE-036KA | AC | Split System: Air-Cooled Condensing Unit, Coil with Blower | S4BE-036KA |  | B6VMAX36K-B | 12.5 | 15 | Yes | Yes | 2013-03-14 |  | 1
FALSE | S4BE-042KA | 2712 | 5534948 | FRIGIDAIRE | FS4BE-042KA | AC | Split System: Air-Cooled Condensing Unit, Coil with Blower | S4BE-042KA |  | B6EMMX42K-B | 12.5 | 15 | Yes | Yes | 2013-03-14 |  | 1
FALSE | S4BE-042KA | 2712 | 5535104 | NUTONE | FS4BE-042KA | AC | Split System: Air-Cooled Condensing Unit, Coil with Blower | S4BE-042KA |  | B6EMMX42K-B | 12.5 | 15 | Yes | Yes | 2013-03-14 |  | 1
FALSE | S4BE-042KA | 2712 | 5535105 | NUTONE | FS4BE-042KA | AC | Split System: Air-Cooled Condensing Unit, Coil with Blower | S4BE-042KA |  | B6VMAX42K-B | 12.5 | 15 | Yes | Yes | 2013-03-14 |  | 1
FALSE | S4BE-042KA | 2712 | 5535106 | NUTONE | FS4BE-042KA | AC | Split System: Air-Cooled Condensing Unit, Coil with Blower | S4BE-042KA |  | B6VMAX48K-C | 12.5 | 15 | Yes | Yes | 2013-03-14 |  | 1
FALSE | S4BE-048KA | 2717 | 5535111 | NUTONE | FS4BE-048KA | AC | Split System: Air-Cooled Condensing Unit, Coil with Blower | S4BE-048KA |  | B6EMMX48K-C | 12 | 15 | Yes | Yes | 2013-03-14 |  | 0
FALSE | S4BE-048KA | 2717 | 5535112 | NUTONE | FS4BE-048KA | AC | Split System: Air-Cooled Condensing Unit, Coil with Blower | S4BE-048KA |  | B6VMAX48K-C | 12 | 15 | Yes | Yes | 2013-03-14 |  | 0
FALSE | S4BE-018KA | 2679 | 5535116 | BROAN | FS4BE-018KA | AC | Split System: Air-Cooled Condensing Unit, Coil with Blower | S4BE-018KA |  | B6EMMX24K-A | 12.5 | 15 | Yes | Yes | 2013-03-14 |  | 1
FALSE | S4BE-018KA | 2679 | 5535117 | BROAN | FS4BE-018KA | AC | Split System: Air-Cooled Condensing Unit, Coil with Blower | S4BE-018KA |  | B6EMMX24K-B | 12.5 | 15 | Yes | Yes | 2013-03-14 |  | 1
FALSE | S4BE-018KA | 2679 | 5535118 | BROAN | FS4BE-018KA | AC | Split System: Air-Cooled Condensing Unit, Coil with Blower | S4BE-018KA |  | B6EW-X18K(*) | 12.5 | 15 | Yes | Yes | 2013-03-14 |  | 1
FALSE | S4BE-018KA | 2679 | 5535119 | BROAN | FS4BE-018KA | AC | Split System: Air-Cooled Condensing Unit, Coil with Blower | S4BE-018KA |  | B6VMAX24K-A | 12.5 | 15 | Yes | Yes | 2013-03-14 |  | 1
FALSE | S4BE-018KA | 2679 | 5535120 | BROAN | FS4BE-018KA | AC | Split System: Air-Cooled Condensing Unit, Coil with Blower | S4BE-018KA |  | B6VMAX24K-B | 12.5 | 15 | Yes | Yes | 2013-03-14 |  | 1
FALSE | S4QE-024KA | 2681 | 5535127 | BROAN | FS4BE-024KA | AC | Split System: Air-Cooled Condensing Unit, Coil with Blower | S4BE-024KA |  | B6EMMX24K-A | 12.5 | 15 | Yes | Yes | 2013-03-14 |  | 1
FALSE | S4QE-024KA | 2681 | 5535128 | BROAN | FS4BE-024KA | AC | Split System: Air-Cooled Condensing Unit, Coil with Blower | S4BE-024KA |  | B6EMMX24K-B | 12.5 | 15 | Yes | Yes | 2013-03-14 |  | 1
FALSE | S4QE-024KA | 2681 | 5535129 | BROAN | FS4BE-024KA | AC | Split System: Air-Cooled Condensing Unit, Coil with Blower | S4BE-024KA |  | B6EW-X25K(*) | 12.5 | 15 | Yes | Yes | 2013-03-14 |  | 1
FALSE | S4QE-024KA | 2681 | 5535130 | BROAN | FS4BE-024KA | AC | Split System: Air-Cooled Condensing Unit, Coil with Blower | S4BE-024KA |  | B6VMAX24K-A | 12.5 | 15 | Yes | Yes | 2013-03-14 |  | 1
FALSE | S4QE-024KA | 2681 | 5535131 | BROAN | FS4BE-024KA | AC | Split System: Air-Cooled Condensing Unit, Coil with Blower | S4BE-024KA |  | B6VMAX24K-B | 12.5 | 15 | Yes | Yes | 2013-03-14 |  | 1
FALSE | S4QE-024KA | 2681 | 5535132 | BROAN | FS4BE-024KA | AC | Split System: Air-Cooled Condensing Unit, Coil with Blower | S4BE-024KA |  | B6VMAX30K-B | 12.5 | 15 | Yes | Yes | 2013-03-14 |  | 1
FALSE | S4QE-030KA | 2694 | 5535139 | BROAN | FS4BE-030KA | AC | Split System: Air-Cooled Condensing Unit, Coil with Blower | S4BE-030KA |  | B6EMMX30K-A | 12.5 | 15 | Yes | Yes | 2013-03-14 |  | 1
FALSE | S4QE-030KA | 2694 | 5535140 | BROAN | FS4BE-030KA | AC | Split System: Air-Cooled Condensing Unit, Coil with Blower | S4BE-030KA |  | B6EMMX30K-B | 12.5 | 15 | Yes | Yes | 2013-03-14 |  | 1
FALSE | S4QE-030KA | 2694 | 5535141 | BROAN | FS4BE-030KA | AC | Split System: Air-Cooled Condensing Unit, Coil with Blower | S4BE-030KA |  | B6EW-X30K(*) | 12.5 | 15 | Yes | Yes | 2013-03-14 |  | 1
FALSE | S4QE-030KA | 2694 | 5535142 | BROAN | FS4BE-030KA | AC | Split System: Air-Cooled Condensing Unit, Coil with Blower | S4BE-030KA |  | B6VMAX30K-A | 12.5 | 15 | Yes | Yes | 2013-03-14 |  | 1
FALSE | S4QE-036KA | 2699 | 5535306 | MAYTAG | PSA4BE036KA | AC | Split System: Air-Cooled Condensing Unit, Coil with Blower | S4BE-036KA |  | B6EW-X36K(*) | 12.5 | 15 | Yes | Yes | 2013-03-14 |  | 1
FALSE | S4QE-036KA | 2699 | 5535307 | MAYTAG | PSA4BE036KA | AC | Split System: Air-Cooled Condensing Unit, Coil with Blower | S4BE-036KA |  | B6VMAX36K-B | 12.5 | 15 | Yes | Yes | 2013-03-14 |  | 1
FALSE | S4BE-042KA | 2712 | 5535312 | MAYTAG | PSA4BE042KA | AC | Split System: Air-Cooled Condensing Unit, Coil with Blower | S4BE-042KA |  | B6EMMX42K-B | 12.5 | 15 | Yes | Yes | 2013-03-14 |  | 1
FALSE | S4BE-042KA | 2712 | 5535313 | MAYTAG | PSA4BE042KA | AC | Split System: Air-Cooled Condensing Unit, Coil with Blower | S4BE-042KA |  | B6VMAX42K-B | 12.5 | 15 | Yes | Yes | 2013-03-14 |  | 1
FALSE | S4BE-042KA | 2712 | 5535314 | MAYTAG | PSA4BE042KA | AC | Split System: Air-Cooled Condensing Unit, Coil with Blower | S4BE-042KA |  | B6VMAX48K-C | 12.5 | 15 | Yes | Yes | 2013-03-14 |  | 1
FALSE | S4BE-048KA | 2717 | 5535319 | MAYTAG | PSA4BE048KA | AC | Split System: Air-Cooled Condensing Unit, Coil with Blower | S4BE-048KA |  | B6EMMX48K-C | 12 | 15 | Yes | Yes | 2013-03-14 |  | 0
FALSE | S4BE-048KA | 2717 | 5535320 | MAYTAG | PSA4BE048KA | AC | Split System: Air-Cooled Condensing Unit, Coil with Blower | S4BE-048KA |  | B6VMAX48K-C | 12 | 15 | Yes | Yes | 2013-03-14 |  | 0
FALSE | S4BE-018KA | 2679 | 5535324 | NORDYNE, LLC. | ES4BE-018KA | AC | Split System: Air-Cooled Condensing Unit, Coil with Blower | S4BE-018KA |  | B6EMMX24K-A | 12.5 | 15 | Yes | Yes | 2013-03-14 |  | 1
FALSE | S4BE-018KA | 2679 | 5535325 | NORDYNE, LLC. | ES4BE-018KA | AC | Split System: Air-Cooled Condensing Unit, Coil with Blower | S4BE-018KA |  | B6EMMX24K-B | 12.5 | 15 | Yes | Yes | 2013-03-14 |  | 1
FALSE | S4BE-018KA | 2679 | 5535326 | NORDYNE, LLC. | ES4BE-018KA | AC | Split System: Air-Cooled Condensing Unit, Coil with Blower | S4BE-018KA |  | B6EW-X18K(*) | 12.5 | 15 | Yes | Yes | 2013-03-14 |  | 1
FALSE | S4BE-018KA | 2679 | 5535327 | NORDYNE, LLC. | ES4BE-018KA | AC | Split System: Air-Cooled Condensing Unit, Coil with Blower | S4BE-018KA |  | B6VMAX24K-A | 12.5 | 15 | Yes | Yes | 2013-03-14 |  | 1
FALSE | S4BE-018KA | 2679 | 5535328 | NORDYNE, LLC. | ES4BE-018KA | AC | Split System: Air-Cooled Condensing Unit, Coil with Blower | S4BE-018KA |  | B6VMAX24K-B | 12.5 | 15 | Yes | Yes | 2013-03-14 |  | 1
FALSE | S4QE-024KA | 2681 | 5535335 | NORDYNE, LLC. | ES4BE-024KA | AC | Split System: Air-Cooled Condensing Unit, Coil with Blower | S4BE-024KA |  | B6EMMX24K-A | 12.5 | 15 | Yes | Yes | 2013-03-14 |  | 1
FALSE | S4QE-024KA | 2681 | 5535336 | NORDYNE, LLC. | ES4BE-024KA | AC | Split System: Air-Cooled Condensing Unit, Coil with Blower | S4BE-024KA |  | B6EMMX24K-B | 12.5 | 15 | Yes | Yes | 2013-03-14 |  | 1
FALSE | S4QE-024KA | 2681 | 5535337 | NORDYNE, LLC. | ES4BE-024KA | AC | Split System: Air-Cooled Condensing Unit, Coil with Blower | S4BE-024KA |  | B6EW-X25K(*) | 12.5 | 15 | Yes | Yes | 2013-03-14 |  | 1
FALSE | S4QE-024KA | 2681 | 5535338 | NORDYNE, LLC. | ES4BE-024KA | AC | Split System: Air-Cooled Condensing Unit, Coil with Blower | S4BE-024KA |  | B6VMAX24K-A | 12.5 | 15 | Yes | Yes | 2013-03-14 |  | 1
FALSE | S4QE-024KA | 2681 | 5535339 | NORDYNE, LLC. | ES4BE-024KA | AC | Split System: Air-Cooled Condensing Unit, Coil with Blower | S4BE-024KA |  | B6VMAX24K-B | 12.5 | 15 | Yes | Yes | 2013-03-14 |  | 1
FALSE | S4QE-024KA | 2681 | 5535340 | NORDYNE, LLC. | ES4BE-024KA | AC | Split System: Air-Cooled Condensing Unit, Coil with Blower | S4BE-024KA |  | B6VMAX30K-B | 12.5 | 15 | Yes | Yes | 2013-03-14 |  | 1
FALSE | S4QE-030KA | 2694 | 5535347 | NORDYNE, LLC. | ES4BE-030KA | AC | Split System: Air-Cooled Condensing Unit, Coil with Blower | S4BE-030KA |  | B6EMMX30K-A | 12.5 | 15 | Yes | Yes | 2013-03-14 |  | 1
FALSE | S4BF-024KB | 2733 | 5554410 | MILLER | DS4BF-024KB | AC | Split System: Air-Cooled Condensing Unit, Coil with Blower | S4BF-024KB |  | C6B(A,H)-X24(C,U)-B | 12.5 | 15.5 | Yes | Yes | 2013-03-14 |  | 1
FALSE | S4BF-024KB | 2733 | 5554411 | MILLER | DS4BF-024KB | AC | Split System: Air-Cooled Condensing Unit, Coil with Blower | S4BF-024KB |  | C6B(A,H)-X24(C,U)-B | 12.5 | 15.5 | Yes | Yes | 2013-03-14 |  | 1
FALSE | S4BF-024KB | 2733 | 5554412 | MILLER | DS4BF-024KB | AC | Split System: Air-Cooled Condensing Unit, Coil with Blower | S4BF-024KB |  | C6B(A,H)-F24(C,U)-B+TXV-X2.0 | 12.5 | 15.5 | Yes | Yes | 2013-03-14 |  | 1
FALSE | S4BF-024KB | 2733 | 5554413 | MILLER | DS4BF-024KB | AC | Split System: Air-Cooled Condensing Unit, Coil with Blower | S4BF-024KB |  | C6B(A,H)-X24(C,U)-B | 12.5 | 15.5 | Yes | Yes | 2013-03-14 |  | 1
FALSE | S4BF-024KB | 2733 | 5554414 | MILLER | DS4BF-024KB | AC | Split System: Air-Cooled Condensing Unit, Coil with Blower | S4BF-024KB |  | C6B(A,H)-X24(C,U)-B | 12.5 | 15.5 | Yes | Yes | 2013-03-14 |  | 1
FALSE | S4BF-024KB | 2733 | 5554415 | MILLER | DS4BF-024KB | AC | Split System: Air-Cooled Condensing Unit, Coil with Blower | S4BF-024KB |  | C6B(A,H)-X26(C,U)-B | 13 | 16 | Yes | Yes | 2013-03-14 |  | 2
FALSE | S4BF-024KB | 2733 | 5554416 | MILLER | DS4BF-024KB | AC | Split System: Air-Cooled Condensing Unit, Coil with Blower | S4BF-024KB |  | C6B(A,H)-X26(C,U)-B | 13 | 16 | Yes | Yes | 2013-03-14 |  | 2
FALSE | S4BF-024KB | 2733 | 5554417 | MILLER | DS4BF-024KB | AC | Split System: Air-Cooled Condensing Unit, Coil with Blower | S4BF-024KB |  | C6B(A,H)-X26(C,U)-B | 13 | 16 | Yes | Yes | 2013-03-14 |  | 2
FALSE | S4BF-024KB | 2733 | 5554418 | MILLER | DS4BF-024KB | AC | Split System: Air-Cooled Condensing Unit, Coil with Blower | S4BF-024KB |  | C6B(A,H)-X26(C,U)-B | 13 | 16 | Yes | Yes | 2013-03-14 |  | 2
FALSE | S4BF-024KB | 2733 | 5554419 | MILLER | DS4BF-024KB | AC | Split System: Air-Cooled Condensing Unit, Coil with Blower | S4BF-024KB |  | C6B(A,H)-F24(C,U)-B+TXV-X2.0 | 12.5 | 15.5 | Yes | Yes | 2013-03-14 |  | 1
FALSE | S4BF-024KB | 2733 | 5554420 | MILLER | DS4BF-024KB | AC | Split System: Air-Cooled Condensing Unit, Coil with Blower | S4BF-024KB |  | C6B(A,H)-X24(C,U)-B | 12.5 | 15.5 | Yes | Yes | 2013-03-14 |  | 1
FALSE | S4BF-024KB | 2733 | 5554421 | MILLER | DS4BF-024KB | AC | Split System: Air-Cooled Condensing Unit, Coil with Blower | S4BF-024KB |  | C6B(A,H)-X24(C,U)-B | 12.5 | 15.5 | Yes | Yes | 2013-03-14 |  | 1
FALSE | S4BF-024KB | 2733 | 5554422 | MILLER | DS4BF-024KB | AC | Split System: Air-Cooled Condensing Unit, Coil with Blower | S4BF-024KB |  | C6B(A,H)-X26(C,U)-B | 13 | 16 | Yes | Yes | 2013-03-14 |  | 2
FALSE | S4BF-024KB | 2733 | 5554423 | MILLER | DS4BF-024KB | AC | Split System: Air-Cooled Condensing Unit, Coil with Blower | S4BF-024KB |  | C6B(A,H)-X26(C,U)-B | 13 | 16 | Yes | Yes | 2013-03-14 |  | 2
FALSE | S4BF-024KB | 2733 | 5554424 | MILLER | DS4BF-024KB | AC | Split System: Air-Cooled Condensing Unit, Coil with Blower | S4BF-024KB |  | C6B(A,H)-F24(C,U)-B+TXV-X2.0 | 12.5 | 15.5 | Yes | Yes | 2013-03-14 |  | 1
FALSE | S4BF-024KB | 2733 | 5554425 | MILLER | DS4BF-024KB | AC | Split System: Air-Cooled Condensing Unit, Coil with Blower | S4BF-024KB |  | C6B(A,H)-X26(C,U)-B | 13 | 16 | Yes | Yes | 2013-03-14 |  | 2
TRUE | S4BF-024KB | 2733 | 5554426 | MILLER | DS4BF-024KB | AC | Split System: Air-Cooled Condensing Unit, Coil with Blower | S4BF-024KB |  | B6VMAX24K-B | 13 | 16 | Yes | Yes | 2013-03-14 |  | 2
FALSE | S4BF-024KB | 2733 | 5554427 | MILLER | DS4BF-024KB | AC | Split System: Air-Cooled Condensing Unit, Coil with Blower | S4BF-024KB |  | C6B(A,H)-F24(C,U)-B+TXV-X2.0 | 13 | 16 | Yes | Yes | 2013-03-14 |  | 2
FALSE | S4BF-024KB | 2733 | 5554428 | MILLER | DS4BF-024KB | AC | Split System: Air-Cooled Condensing Unit, Coil with Blower | S4BF-024KB |  | C6B(A,H)-X24(C,U)-B | 13 | 16 | Yes | Yes | 2013-03-14 |  | 2
FALSE | S4BF-024KB | 2733 | 5554503 | INTERTHERM | DS4BF-024KB | AC | Split System: Air-Cooled Condensing Unit, Coil with Blower | S4BF-024KB |  | C6B(A,H)-X26(C,U)-B | 13 | 16 | Yes | Yes | 2013-03-14 |  | 2
FALSE | S4BF-024KB | 2733 | 5554504 | INTERTHERM | DS4BF-024KB | AC | Split System: Air-Cooled Condensing Unit, Coil with Blower | S4BF-024KB |  | C6B(A,H)-F24(C,U)-B+TXV-X2.0 | 12.5 | 15.5 | Yes | Yes | 2013-03-14 |  | 1
FALSE | S4BF-024KB | 2733 | 5554505 | INTERTHERM | DS4BF-024KB | AC | Split System: Air-Cooled Condensing Unit, Coil with Blower | S4BF-024KB |  | C6B(A,H)-X24(C,U)-B | 12.5 | 15.5 | Yes | Yes | 2013-03-14 |  | 1
FALSE | S4BF-024KB | 2733 | 5554506 | INTERTHERM | DS4BF-024KB | AC | Split System: Air-Cooled Condensing Unit, Coil with Blower | S4BF-024KB |  | C6B(A,H)-X24(C,U)-B | 12.5 | 15.5 | Yes | Yes | 2013-03-14 |  | 1
FALSE | S4BF-024KB | 2733 | 5554507 | INTERTHERM | DS4BF-024KB | AC | Split System: Air-Cooled Condensing Unit, Coil with Blower | S4BF-024KB |  | C6B(A,H)-X26(C,U)-B | 13 | 16 | Yes | Yes | 2013-03-14 |  | 2
FALSE | S4BF-024KB | 2733 | 5554508 | INTERTHERM | DS4BF-024KB | AC | Split System: Air-Cooled Condensing Unit, Coil with Blower | S4BF-024KB |  | C6B(A,H)-X26(C,U)-B | 13 | 16 | Yes | Yes | 2013-03-14 |  | 2
FALSE | S4BF-024KB | 2733 | 5554509 | INTERTHERM | DS4BF-024KB | AC | Split System: Air-Cooled Condensing Unit, Coil with Blower | S4BF-024KB |  | C6B(A,H)-F24(C,U)-B+TXV-X2.0 | 12.5 | 15.5 | Yes | Yes | 2013-03-14 |  | 1
FALSE | S4BF-024KB | 2733 | 5554510 | INTERTHERM | DS4BF-024KB | AC | Split System: Air-Cooled Condensing Unit, Coil with Blower | S4BF-024KB |  | C6B(A,H)-X26(C,U)-B | 13 | 16 | Yes | Yes | 2013-03-14 |  | 2
TRUE | S4BF-024KB | 2733 | 5554511 | INTERTHERM | DS4BF-024KB | AC | Split System: Air-Cooled Condensing Unit, Coil with Blower | S4BF-024KB |  | B6VMAX24K-B | 13 | 16 | Yes | Yes | 2013-03-14 |  | 2
FALSE | S4BF-024KB | 2733 | 5554512 | INTERTHERM | DS4BF-024KB | AC | Split System: Air-Cooled Condensing Unit, Coil with Blower | S4BF-024KB |  | C6B(A,H)-F24(C,U)-B+TXV-X2.0 | 13 | 16 | Yes | Yes | 2013-03-14 |  | 2
FALSE | S4BF-024KB | 2733 | 5554513 | INTERTHERM | DS4BF-024KB | AC | Split System: Air-Cooled Condensing Unit, Coil with Blower | S4BF-024KB |  | C6B(A,H)-X24(C,U)-B | 13 | 16 | Yes | Yes | 2013-03-14 |  | 2
FALSE | S4BF-036KB | 2740 | 5554514 | INTERTHERM | DS4BF-036KB | AC | Split System: Air-Cooled Condensing Unit, Coil with Blower | S4BF-036KB |  | C6B(A,H)-F42(C,U)-B+TXV-X3.0 | 12.5 | 15 | Yes | Yes | 2013-03-14 |  | 1
FALSE | S4BF-036KB | 2740 | 5554515 | INTERTHERM | DS4BF-036KB | AC | Split System: Air-Cooled Condensing Unit, Coil with Blower | S4BF-036KB |  | C6B(A,H)-F48(C,U)-C+TXV-X3.0 | 13 | 16 | Yes | Yes | 2013-03-14 |  | 2
FALSE | S4BF-036KB | 2740 | 5554516 | INTERTHERM | DS4BF-036KB | AC | Split System: Air-Cooled Condensing Unit, Coil with Blower | S4BF-036KB |  | C6B(A,H)-X36(C,U)-B | 12.5 | 15 | Yes | Yes | 2013-03-14 |  | 1
FALSE | S4BF-036KB | 2740 | 5554517 | INTERTHERM | DS4BF-036KB | AC | Split System: Air-Cooled Condensing Unit, Coil with Blower | S4BF-036KB |  | C6B(A,H)-X37(C,U)-C | 13 | 16 | Yes | Yes | 2013-03-14 |  | 2
FALSE | S4BF-036KB | 2740 | 5554518 | INTERTHERM | DS4BF-036KB | AC | Split System: Air-Cooled Condensing Unit, Coil with Blower | S4BF-036KB |  | C6B(A,H)-X36(C,U)-C | 13 | 16 | Yes | Yes | 2013-03-14 |  | 2
FALSE | S4BF-036KB | 2740 | 5554519 | INTERTHERM | DS4BF-036KB | AC | Split System: Air-Cooled Condensing Unit, Coil with Blower | S4BF-036KB |  | C6B(A,H)-X36(C,U)-C | 13 | 16 | Yes | Yes | 2013-03-14 |  | 2
FALSE | S4BF-036KB | 2740 | 5554520 | INTERTHERM | DS4BF-036KB | AC | Split System: Air-Cooled Condensing Unit, Coil with Blower | S4BF-036KB |  | C6B(A,H)-F42(C,U)-B+TXV-X3.0 | 12.5 | 15 | Yes | Yes | 2013-03-14 |  | 1
FALSE | S4BF-024KB | 2733 | 5554594 | BROAN | DS4BF-024KB | AC | Split System: Air-Cooled Condensing Unit, Coil with Blower | S4BF-024KB |  | C6B(A,H)-F24(C,U)-B+TXV-X2.0 | 12.5 | 15.5 | Yes | Yes | 2013-03-14 |  | 1
FALSE | S4BF-024KB | 2733 | 5554595 | BROAN | DS4BF-024KB | AC | Split System: Air-Cooled Condensing Unit, Coil with Blower | S4BF-024KB |  | C6B(A,H)-X26(C,U)-B | 13 | 16 | Yes | Yes | 2013-03-14 |  | 2
TRUE | S4BF-024KB | 2733 | 5554596 | BROAN | DS4BF-024KB | AC | Split System: Air-Cooled Condensing Unit, Coil with Blower | S4BF-024KB |  | B6VMAX24K-B | 13 | 16 | Yes | Yes | 2013-03-14 |  | 2
FALSE | S4BF-024KB | 2733 | 5554597 | BROAN | DS4BF-024KB | AC | Split System: Air-Cooled Condensing Unit, Coil with Blower | S4BF-024KB |  | C6B(A,H)-F24(C,U)-B+TXV-X2.0 | 13 | 16 | Yes | Yes | 2013-03-14 |  | 2
FALSE | S4BF-024KB | 2733 | 5554598 | BROAN | DS4BF-024KB | AC | Split System: Air-Cooled Condensing Unit, Coil with Blower | S4BF-024KB |  | C6B(A,H)-X24(C,U)-B | 13 | 16 | Yes | Yes | 2013-03-14 |  | 2
FALSE | S4BF-036KB | 2740 | 5554599 | BROAN | DS4BF-036KB | AC | Split System: Air-Cooled Condensing Unit, Coil with Blower | S4BF-036KB |  | C6B(A,H)-F42(C,U)-B+TXV-X3.0 | 12.5 | 15 | Yes | Yes | 2013-03-14 |  | 1
FALSE | S4BF-036KB | 2740 | 5554600 | BROAN | DS4BF-036KB | AC | Split System: Air-Cooled Condensing Unit, Coil with Blower | S4BF-036KB |  | C6B(A,H)-F48(C,U)-C+TXV-X3.0 | 13 | 16 | Yes | Yes | 2013-03-14 |  | 2
FALSE | S4BF-036KB | 2740 | 5554601 | BROAN | DS4BF-036KB | AC | Split System: Air-Cooled Condensing Unit, Coil with Blower | S4BF-036KB |  | C6B(A,H)-X36(C,U)-B | 12.5 | 15 | Yes | Yes | 2013-03-14 |  | 1
FALSE | S4BF-036KB | 2740 | 5554602 | BROAN | DS4BF-036KB | AC | Split System: Air-Cooled Condensing Unit, Coil with Blower | S4BF-036KB |  | C6B(A,H)-X37(C,U)-C | 13 | 16 | Yes | Yes | 2013-03-14 |  | 2
FALSE | S4BF-036KB | 2740 | 5554603 | BROAN | DS4BF-036KB | AC | Split System: Air-Cooled Condensing Unit, Coil with Blower | S4BF-036KB |  | C6B(A,H)-X36(C,U)-C | 13 | 16 | Yes | Yes | 2013-03-14 |  | 2
FALSE | S4BF-036KB | 2740 | 5554604 | BROAN | DS4BF-036KB | AC | Split System: Air-Cooled Condensing Unit, Coil with Blower | S4BF-036KB |  | C6B(A,H)-X36(C,U)-C | 13 | 16 | Yes | Yes | 2013-03-14 |  | 2
FALSE | S4BF-036KB | 2740 | 5554605 | BROAN | DS4BF-036KB | AC | Split System: Air-Cooled Condensing Unit, Coil with Blower | S4BF-036KB |  | C6B(A,H)-F42(C,U)-B+TXV-X3.0 | 12.5 | 15 | Yes | Yes | 2013-03-14 |  | 1
FALSE | S4BF-036KB | 2740 | 5554606 | BROAN | DS4BF-036KB | AC | Split System: Air-Cooled Condensing Unit, Coil with Blower | S4BF-036KB |  | C6B(A,H)-X37(C,U)-C | 13 | 16 | Yes | Yes | 2013-03-14 |  | 2
FALSE | S4BF-036KB | 2740 | 5554607 | BROAN | DS4BF-036KB | AC | Split System: Air-Cooled Condensing Unit, Coil with Blower | S4BF-036KB |  | C6B(A,H)-X37(C,U)-C | 13 | 16 | Yes | Yes | 2013-03-14 |  | 2
FALSE | S4BF-036KB | 2740 | 5554608 | BROAN | DS4BF-036KB | AC | Split System: Air-Cooled Condensing Unit, Coil with Blower | S4BF-036KB |  | C6B(A,H)-F42(C,U)-B+TXV-X3.0 | 12.5 | 15 | Yes | Yes | 2013-03-14 |  | 1
FALSE | S4BF-036KB | 2740 | 5554609 | BROAN | DS4BF-036KB | AC | Split System: Air-Cooled Condensing Unit, Coil with Blower | S4BF-036KB |  | C6B(A,H)-X37(C,U)-C | 13 | 16 | Yes | Yes | 2013-03-14 |  | 2
FALSE | S4BF-036KB | 2740 | 5554610 | BROAN | DS4BF-036KB | AC | Split System: Air-Cooled Condensing Unit, Coil with Blower | S4BF-036KB |  | C6B(A,H)-F48(C,U)-C+TXV-X3.0 | 13 | 16 | Yes | Yes | 2013-03-14 |  | 2
FALSE | S4BF-036KB | 2740 | 5554611 | BROAN | DS4BF-036KB | AC | Split System: Air-Cooled Condensing Unit, Coil with Blower | S4BF-036KB |  | C6B(A,H)-F48(C,U)-C+TXV-X3.0 | 13 | 16 | Yes | Yes | 2013-03-14 |  | 2
FALSE | S4BF-036KB | 2740 | 5554612 | BROAN | DS4BF-036KB | AC | Split System: Air-Cooled Condensing Unit, Coil with Blower | S4BF-036KB |  | C6B(A,H)-F48(C,U)-C+TXV-X3.0 | 13 | 16 | Yes | Yes | 2013-03-14 |  | 2
FALSE | S4BF-036KB | 2740 | 5554688 | GIBSON | JS4BF-036KB | AC | Split System: Air-Cooled Condensing Unit, Coil with Blower | S4BF-036KB |  | C6B(A,H)-X36(C,U)-C | 13 | 16 | Yes | Yes | 2013-03-14 |  | 2
FALSE | S4BF-036KB | 2740 | 5554689 | GIBSON | JS4BF-036KB | AC | Split System: Air-Cooled Condensing Unit, Coil with Blower | S4BF-036KB |  | C6B(A,H)-X36(C,U)-C | 13 | 16 | Yes | Yes | 2013-03-14 |  | 2
FALSE | S4BF-036KB | 2740 | 5554690 | GIBSON | JS4BF-036KB | AC | Split System: Air-Cooled Condensing Unit, Coil with Blower | S4BF-036KB |  | C6B(A,H)-F42(C,U)-B+TXV-X3.0 | 12.5 | 15 | Yes | Yes | 2013-03-14 |  | 1
FALSE | S4BF-036KB | 2740 | 5554691 | GIBSON | JS4BF-036KB | AC | Split System: Air-Cooled Condensing Unit, Coil with Blower | S4BF-036KB |  | C6B(A,H)-X37(C,U)-C | 13 | 16 | Yes | Yes | 2013-03-14 |  | 2
FALSE | S4BF-036KB | 2740 | 5554692 | GIBSON | JS4BF-036KB | AC | Split System: Air-Cooled Condensing Unit, Coil with Blower | S4BF-036KB |  | C6B(A,H)-X37(C,U)-C | 13 | 16 | Yes | Yes | 2013-03-14 |  | 2
FALSE | S4BF-036KB | 2740 | 5554693 | GIBSON | JS4BF-036KB | AC | Split System: Air-Cooled Condensing Unit, Coil with Blower | S4BF-036KB |  | C6B(A,H)-F42(C,U)-B+TXV-X3.0 | 12.5 | 15 | Yes | Yes | 2013-03-14 |  | 1
FALSE | S4BF-036KB | 2740 | 5554694 | GIBSON | JS4BF-036KB | AC | Split System: Air-Cooled Condensing Unit, Coil with Blower | S4BF-036KB |  | C6B(A,H)-X37(C,U)-C | 13 | 16 | Yes | Yes | 2013-03-14 |  | 2
FALSE | S4BF-036KB | 2740 | 5554695 | GIBSON | JS4BF-036KB | AC | Split System: Air-Cooled Condensing Unit, Coil with Blower | S4BF-036KB |  | C6B(A,H)-F48(C,U)-C+TXV-X3.0 | 13 | 16 | Yes | Yes | 2013-03-14 |  | 2
FALSE | S4BF-036KB | 2740 | 5554696 | GIBSON | JS4BF-036KB | AC | Split System: Air-Cooled Condensing Unit, Coil with Blower | S4BF-036KB |  | C6B(A,H)-F48(C,U)-C+TXV-X3.0 | 13 | 16 | Yes | Yes | 2013-03-14 |  | 2
FALSE | S4BF-036KB | 2740 | 5554697 | GIBSON | JS4BF-036KB | AC | Split System: Air-Cooled Condensing Unit, Coil with Blower | S4BF-036KB |  | C6B(A,H)-F48(C,U)-C+TXV-X3.0 | 13 | 16 | Yes | Yes | 2013-03-14 |  | 2
FALSE | S4BF-036KB | 2740 | 5554698 | GIBSON | JS4BF-036KB | AC | Split System: Air-Cooled Condensing Unit, Coil with Blower | S4BF-036KB |  | C6B(A,H)-X36(C,U)-B | 12.5 | 15 | Yes | Yes | 2013-03-14 |  | 1
FALSE | S4BF-036KB | 2740 | 5554699 | GIBSON | JS4BF-036KB | AC | Split System: Air-Cooled Condensing Unit, Coil with Blower | S4BF-036KB |  | C6B(A,H)-X36(C,U)-C | 13 | 16 | Yes | Yes | 2013-03-14 |  | 2
FALSE | S4BF-036KB | 2740 | 5554700 | GIBSON | JS4BF-036KB | AC | Split System: Air-Cooled Condensing Unit, Coil with Blower | S4BF-036KB |  | C6B(A,H)-X37(C,U)-C | 13 | 16 | Yes | Yes | 2013-03-14 |  | 2
FALSE | S4BF-036KB | 2740 | 5554701 | GIBSON | JS4BF-036KB | AC | Split System: Air-Cooled Condensing Unit, Coil with Blower | S4BF-036KB |  | C6B(A,H)-F42(C,U)-B+TXV-X3.0 | 12.5 | 15 | Yes | Yes | 2013-03-14 |  | 1
FALSE | S4BF-036KB | 2740 | 5554702 | GIBSON | JS4BF-036KB | AC | Split System: Air-Cooled Condensing Unit, Coil with Blower | S4BF-036KB |  | C6B(A,H)-X36(C,U)-C | 13 | 16 | Yes | Yes | 2013-03-14 |  | 2
FALSE | S4BF-036KB | 2740 | 5554703 | GIBSON | JS4BF-036KB | AC | Split System: Air-Cooled Condensing Unit, Coil with Blower | S4BF-036KB |  | C6B(A,H)-F42(C,U)-B+TXV-X3.0 | 12.5 | 15 | Yes | Yes | 2013-03-14 |  | 1
FALSE | S4BF-036KB | 2740 | 5554704 | GIBSON | JS4BF-036KB | AC | Split System: Air-Cooled Condensing Unit, Coil with Blower | S4BF-036KB |  | C6B(A,H)-X36(C,U)-B | 12.5 | 15 | Yes | Yes | 2013-03-14 |  | 1
FALSE | S4BF-036KB | 2740 | 5554705 | GIBSON | JS4BF-036KB | AC | Split System: Air-Cooled Condensing Unit, Coil with Blower | S4BF-036KB |  | C6B(A,H)-X36(C,U)-B | 12.5 | 15 | Yes | Yes | 2013-03-14 |  | 1
FALSE | S4BF-036KB | 2740 | 5554706 | GIBSON | JS4BF-036KB | AC | Split System: Air-Cooled Condensing Unit, Coil with Blower | S4BF-036KB |  | C6B(A,H)-X36(C,U)-C | 13 | 16 | Yes | Yes | 2013-03-14 |  | 2
FALSE | S4BF-036KB | 2740 | 5554780 | GRANDAIRE | JS4BF-036KB | AC | Split System: Air-Cooled Condensing Unit, Coil with Blower | S4BF-036KB |  | C6B(A,H)-F48(C,U)-C+TXV-X3.0 | 13 | 16 | Yes | Yes | 2013-03-14 |  | 2
FALSE | S4BF-036KB | 2740 | 5554781 | GRANDAIRE | JS4BF-036KB | AC | Split System: Air-Cooled Condensing Unit, Coil with Blower | S4BF-036KB |  | C6B(A,H)-F48(C,U)-C+TXV-X3.0 | 13 | 16 | Yes | Yes | 2013-03-14 |  | 2
FALSE | S4BF-036KB | 2740 | 5554782 | GRANDAIRE | JS4BF-036KB | AC | Split System: Air-Cooled Condensing Unit, Coil with Blower | S4BF-036KB |  | C6B(A,H)-F48(C,U)-C+TXV-X3.0 | 13 | 16 | Yes | Yes | 2013-03-14 |  | 2
FALSE | S4BF-036KB | 2740 | 5554783 | GRANDAIRE | JS4BF-036KB | AC | Split System: Air-Cooled Condensing Unit, Coil with Blower | S4BF-036KB |  | C6B(A,H)-X36(C,U)-B | 12.5 | 15 | Yes | Yes | 2013-03-14 |  | 1
FALSE | S4BF-036KB | 2740 | 5554784 | GRANDAIRE | JS4BF-036KB | AC | Split System: Air-Cooled Condensing Unit, Coil with Blower | S4BF-036KB |  | C6B(A,H)-X36(C,U)-C | 13 | 16 | Yes | Yes | 2013-03-14 |  | 2
FALSE | S4BF-036KB | 2740 | 5554785 | GRANDAIRE | JS4BF-036KB | AC | Split System: Air-Cooled Condensing Unit, Coil with Blower | S4BF-036KB |  | C6B(A,H)-X37(C,U)-C | 13 | 16 | Yes | Yes | 2013-03-14 |  | 2
FALSE | S4BF-036KB | 2740 | 5554786 | GRANDAIRE | JS4BF-036KB | AC | Split System: Air-Cooled Condensing Unit, Coil with Blower | S4BF-036KB |  | C6B(A,H)-F42(C,U)-B+TXV-X3.0 | 12.5 | 15 | Yes | Yes | 2013-03-14 |  | 1
FALSE | S4BF-036KB | 2740 | 5554787 | GRANDAIRE | JS4BF-036KB | AC | Split System: Air-Cooled Condensing Unit, Coil with Blower | S4BF-036KB |  | C6B(A,H)-X36(C,U)-C | 13 | 16 | Yes | Yes | 2013-03-14 |  | 2
FALSE | S4BF-036KB | 2740 | 5554788 | GRANDAIRE | JS4BF-036KB | AC | Split System: Air-Cooled Condensing Unit, Coil with Blower | S4BF-036KB |  | C6B(A,H)-F42(C,U)-B+TXV-X3.0 | 12.5 | 15 | Yes | Yes | 2013-03-14 |  | 1
FALSE | S4BF-036KB | 2740 | 5554789 | GRANDAIRE | JS4BF-036KB | AC | Split System: Air-Cooled Condensing Unit, Coil with Blower | S4BF-036KB |  | C6B(A,H)-X36(C,U)-B | 12.5 | 15 | Yes | Yes | 2013-03-14 |  | 1
FALSE | S4BF-036KB | 2740 | 5554790 | GRANDAIRE | JS4BF-036KB | AC | Split System: Air-Cooled Condensing Unit, Coil with Blower | S4BF-036KB |  | C6B(A,H)-X36(C,U)-B | 12.5 | 15 | Yes | Yes | 2013-03-14 |  | 1
FALSE | S4BF-036KB | 2740 | 5554791 | GRANDAIRE | JS4BF-036KB | AC | Split System: Air-Cooled Condensing Unit, Coil with Blower | S4BF-036KB |  | C6B(A,H)-X36(C,U)-C | 13 | 16 | Yes | Yes | 2013-03-14 |  | 2
FALSE | S4BF-036KB | 2740 | 5554792 | GRANDAIRE | JS4BF-036KB | AC | Split System: Air-Cooled Condensing Unit, Coil with Blower | S4BF-036KB |  | C6B(A,H)-F42(C,U)-B+TXV-X3.0 | 12.5 | 15 | Yes | Yes | 2013-03-14 |  | 1
FALSE | S4BF-036KB | 2740 | 5554793 | GRANDAIRE | JS4BF-036KB | AC | Split System: Air-Cooled Condensing Unit, Coil with Blower | S4BF-036KB |  | C6B(A,H)-F48(C,U)-C+TXV-X3.0 | 13 | 16 | Yes | Yes | 2013-03-14 |  | 2
FALSE | S4BF-036KB | 2740 | 5554794 | GRANDAIRE | JS4BF-036KB | AC | Split System: Air-Cooled Condensing Unit, Coil with Blower | S4BF-036KB |  | C6B(A,H)-F48(C,U)-C+TXV-X3.0 | 13 | 16 | Yes | Yes | 2013-03-14 |  | 2
FALSE | S4BF-036KB | 2740 | 5554795 | GRANDAIRE | JS4BF-036KB | AC | Split System: Air-Cooled Condensing Unit, Coil with Blower | S4BF-036KB |  | C6B(A,H)-X36(C,U)-B | 12.5 | 15 | Yes | Yes | 2013-03-14 |  | 1
FALSE | S4BF-036KB | 2740 | 5554796 | GRANDAIRE | JS4BF-036KB | AC | Split System: Air-Cooled Condensing Unit, Coil with Blower | S4BF-036KB |  | C6B(A,H)-X36(C,U)-B | 12.5 | 15 | Yes | Yes | 2013-03-14 |  | 1
FALSE | S4BF-036KB | 2740 | 5554797 | GRANDAIRE | JS4BF-036KB | AC | Split System: Air-Cooled Condensing Unit, Coil with Blower | S4BF-036KB |  | C6B(A,H)-X36(C,U)-C | 13 | 16 | Yes | Yes | 2013-03-14 |  | 2
TRUE | S4BF-036KB | 2740 | 5554798 | GRANDAIRE | JS4BF-036KB | AC | Split System: Air-Cooled Condensing Unit, Coil with Blower | S4BF-036KB |  | B6VMAX36K-B | 13 | 16 | Yes | Yes | 2013-03-14 |  | 2
FALSE | S4BF-036KB | 2740 | 5554872 | PHILCO | JS4BF-036KB | AC | Split System: Air-Cooled Condensing Unit, Coil with Blower | S4BF-036KB |  | C6B(A,H)-X36(C,U)-C | 13 | 16 | Yes | Yes | 2013-03-14 |  | 2
FALSE | S4BF-036KB | 2740 | 5554873 | PHILCO | JS4BF-036KB | AC | Split System: Air-Cooled Condensing Unit, Coil with Blower | S4BF-036KB |  | C6B(A,H)-F42(C,U)-B+TXV-X3.0 | 12.5 | 15 | Yes | Yes | 2013-03-14 |  | 1
FALSE | S4BF-036KB | 2740 | 5554874 | PHILCO | JS4BF-036KB | AC | Split System: Air-Cooled Condensing Unit, Coil with Blower | S4BF-036KB |  | C6B(A,H)-X36(C,U)-B | 12.5 | 15 | Yes | Yes | 2013-03-14 |  | 1
FALSE | S4BF-036KB | 2740 | 5554875 | PHILCO | JS4BF-036KB | AC | Split System: Air-Cooled Condensing Unit, Coil with Blower | S4BF-036KB |  | C6B(A,H)-X36(C,U)-B | 12.5 | 15 | Yes | Yes | 2013-03-14 |  | 1
FALSE | S4BF-036KB | 2740 | 5554876 | PHILCO | JS4BF-036KB | AC | Split System: Air-Cooled Condensing Unit, Coil with Blower | S4BF-036KB |  | C6B(A,H)-X36(C,U)-C | 13 | 16 | Yes | Yes | 2013-03-14 |  | 2
FALSE | S4BF-036KB | 2740 | 5554877 | PHILCO | JS4BF-036KB | AC | Split System: Air-Cooled Condensing Unit, Coil with Blower | S4BF-036KB |  | C6B(A,H)-F42(C,U)-B+TXV-X3.0 | 12.5 | 15 | Yes | Yes | 2013-03-14 |  | 1
FALSE | S4BF-036KB | 2740 | 5554878 | PHILCO | JS4BF-036KB | AC | Split System: Air-Cooled Condensing Unit, Coil with Blower | S4BF-036KB |  | C6B(A,H)-F48(C,U)-C+TXV-X3.0 | 13 | 16 | Yes | Yes | 2013-03-14 |  | 2
FALSE | S4BF-036KB | 2740 | 5554879 | PHILCO | JS4BF-036KB | AC | Split System: Air-Cooled Condensing Unit, Coil with Blower | S4BF-036KB |  | C6B(A,H)-F48(C,U)-C+TXV-X3.0 | 13 | 16 | Yes | Yes | 2013-03-14 |  | 2
FALSE | S4BF-036KB | 2740 | 5554880 | PHILCO | JS4BF-036KB | AC | Split System: Air-Cooled Condensing Unit, Coil with Blower | S4BF-036KB |  | C6B(A,H)-X36(C,U)-B | 12.5 | 15 | Yes | Yes | 2013-03-14 |  | 1
FALSE | S4BF-036KB | 2740 | 5554881 | PHILCO | JS4BF-036KB | AC | Split System: Air-Cooled Condensing Unit, Coil with Blower | S4BF-036KB |  | C6B(A,H)-X36(C,U)-B | 12.5 | 15 | Yes | Yes | 2013-03-14 |  | 1
FALSE | S4BF-036KB | 2740 | 5554882 | PHILCO | JS4BF-036KB | AC | Split System: Air-Cooled Condensing Unit, Coil with Blower | S4BF-036KB |  | C6B(A,H)-X36(C,U)-C | 13 | 16 | Yes | Yes | 2013-03-14 |  | 2
TRUE | S4BF-036KB | 2740 | 5554883 | PHILCO | JS4BF-036KB | AC | Split System: Air-Cooled Condensing Unit, Coil with Blower | S4BF-036KB |  | B6VMAX36K-B | 13 | 16 | Yes | Yes | 2013-03-14 |  | 2
FALSE | S4BF-036KB | 2740 | 5554884 | PHILCO | JS4BF-036KB | AC | Split System: Air-Cooled Condensing Unit, Coil with Blower | S4BF-036KB |  | C6B(A,H)-F42(C,U)-B+TXV-X3.0 | 13 | 16 | Yes | Yes | 2013-03-14 |  | 2
FALSE | S4BF-036KB | 2740 | 5554885 | PHILCO | JS4BF-036KB | AC | Split System: Air-Cooled Condensing Unit, Coil with Blower | S4BF-036KB |  | C6B(A,H)-X36(C,U)-B | 13 | 16 | Yes | Yes | 2013-03-14 |  | 2
FALSE | S4BF-036KB | 2740 | 5554886 | PHILCO | JS4BF-036KB | AC | Split System: Air-Cooled Condensing Unit, Coil with Blower | S4BF-036KB |  | C6B(A,H)-F48(C,U)-C+TXV-X3.0 | 13 | 16 | Yes | Yes | 2013-03-14 |  | 2
FALSE | S4BF-036KB | 2740 | 5554887 | PHILCO | JS4BF-036KB | AC | Split System: Air-Cooled Condensing Unit, Coil with Blower | S4BF-036KB |  | C6B(A,H)-X36(C,U)-C | 13 | 16 | Yes | Yes | 2013-03-14 |  | 2
FALSE | S4BF-036KB | 2740 | 5554888 | PHILCO | JS4BF-036KB | AC | Split System: Air-Cooled Condensing Unit, Coil with Blower | S4BF-036KB |  | C6B(A,H)-X37(C,U)-C | 13 | 16 | Yes | Yes | 2013-03-14 |  | 2
FALSE | S4BF-048KC | 2750 | 5554889 | PHILCO | JS4BF-048KC | AC | Split System: Air-Cooled Condensing Unit, Coil with Blower | S4BF-048KC |  | C6B(A,H)-F60(C,U)-D+TXV-X4.0 | 12 | 15 | Yes | Yes | 2013-03-14 |  | 0
FALSE | S4BF-048KC | 2750 | 5554890 | PHILCO | JS4BF-048KC | AC | Split System: Air-Cooled Condensing Unit, Coil with Blower | S4BF-048KC |  | C6B(A,H)-X48(C,U)-C | 12.5 | 16 | Yes | Yes | 2013-03-14 |  | 1
FALSE | S4BF-036KB | 2740 | 5554963 | KELVINATOR | JS4BF-036KB | AC | Split System: Air-Cooled Condensing Unit, Coil with Blower | S4BF-036KB |  | C6B(A,H)-F48(C,U)-C+TXV-X3.0 | 13 | 16 | Yes | Yes | 2013-03-14 |  | 2
FALSE | S4BF-036KB | 2740 | 5554964 | KELVINATOR | JS4BF-036KB | AC | Split System: Air-Cooled Condensing Unit, Coil with Blower | S4BF-036KB |  | C6B(A,H)-F48(C,U)-C+TXV-X3.0 | 13 | 16 | Yes | Yes | 2013-03-14 |  | 2
FALSE | S4BF-036KB | 2740 | 5554965 | KELVINATOR | JS4BF-036KB | AC | Split System: Air-Cooled Condensing Unit, Coil with Blower | S4BF-036KB |  | C6B(A,H)-X36(C,U)-B | 12.5 | 15 | Yes | Yes | 2013-03-14 |  | 1
FALSE | S4BF-036KB | 2740 | 5554966 | KELVINATOR | JS4BF-036KB | AC | Split System: Air-Cooled Condensing Unit, Coil with Blower | S4BF-036KB |  | C6B(A,H)-X36(C,U)-B | 12.5 | 15 | Yes | Yes | 2013-03-14 |  | 1
FALSE | S4BF-036KB | 2740 | 5554967 | KELVINATOR | JS4BF-036KB | AC | Split System: Air-Cooled Condensing Unit, Coil with Blower | S4BF-036KB |  | C6B(A,H)-X36(C,U)-C | 13 | 16 | Yes | Yes | 2013-03-14 |  | 2
TRUE | S4BF-036KB | 2740 | 5554968 | KELVINATOR | JS4BF-036KB | AC | Split System: Air-Cooled Condensing Unit, Coil with Blower | S4BF-036KB |  | B6VMAX36K-B | 13 | 16 | Yes | Yes | 2013-03-14 |  | 2
FALSE | S4BF-036KB | 2740 | 5554969 | KELVINATOR | JS4BF-036KB | AC | Split System: Air-Cooled Condensing Unit, Coil with Blower | S4BF-036KB |  | C6B(A,H)-F42(C,U)-B+TXV-X3.0 | 13 | 16 | Yes | Yes | 2013-03-14 |  | 2
FALSE | S4BF-036KB | 2740 | 5554970 | KELVINATOR | JS4BF-036KB | AC | Split System: Air-Cooled Condensing Unit, Coil with Blower | S4BF-036KB |  | C6B(A,H)-X36(C,U)-B | 13 | 16 | Yes | Yes | 2013-03-14 |  | 2
FALSE | S4BF-036KB | 2740 | 5554971 | KELVINATOR | JS4BF-036KB | AC | Split System: Air-Cooled Condensing Unit, Coil with Blower | S4BF-036KB |  | C6B(A,H)-F48(C,U)-C+TXV-X3.0 | 13 | 16 | Yes | Yes | 2013-03-14 |  | 2
FALSE | S4BF-036KB | 2740 | 5554972 | KELVINATOR | JS4BF-036KB | AC | Split System: Air-Cooled Condensing Unit, Coil with Blower | S4BF-036KB |  | C6B(A,H)-X36(C,U)-C | 13 | 16 | Yes | Yes | 2013-03-14 |  | 2
FALSE | S4BF-036KB | 2740 | 5554973 | KELVINATOR | JS4BF-036KB | AC | Split System: Air-Cooled Condensing Unit, Coil with Blower | S4BF-036KB |  | C6B(A,H)-X37(C,U)-C | 13 | 16 | Yes | Yes | 2013-03-14 |  | 2
FALSE | S4BF-048KC | 2750 | 5554974 | KELVINATOR | JS4BF-048KC | AC | Split System: Air-Cooled Condensing Unit, Coil with Blower | S4BF-048KC |  | C6B(A,H)-F60(C,U)-D+TXV-X4.0 | 12 | 15 | Yes | Yes | 2013-03-14 |  | 0
FALSE | S4BF-048KC | 2750 | 5554975 | KELVINATOR | JS4BF-048KC | AC | Split System: Air-Cooled Condensing Unit, Coil with Blower | S4BF-048KC |  | C6B(A,H)-X48(C,U)-C | 12.5 | 16 | Yes | Yes | 2013-03-14 |  | 1
FALSE | S4BF-048KC | 2750 | 5554976 | KELVINATOR | JS4BF-048KC | AC | Split System: Air-Cooled Condensing Unit, Coil with Blower | S4BF-048KC |  | C6B(A,H)-X48(C,U)-C | 12.5 | 16 | Yes | Yes | 2013-03-14 |  | 1
FALSE | S4BF-048KC | 2750 | 5554977 | KELVINATOR | JS4BF-048KC | AC | Split System: Air-Cooled Condensing Unit, Coil with Blower | S4BF-048KC |  | C6B(A,H)-F60(C,U)-C+TXV-X4.0 | 12.5 | 16 | Yes | Yes | 2013-03-14 |  | 1
FALSE | S4BF-048KC | 2750 | 5554978 | KELVINATOR | JS4BF-048KC | AC | Split System: Air-Cooled Condensing Unit, Coil with Blower | S4BF-048KC |  | C6B(A,H)-F60(C,U)-D+TXV-X4.0 | 12 | 15 | Yes | Yes | 2013-03-14 |  | 0
FALSE | S4BF-048KC | 2750 | 5554979 | KELVINATOR | JS4BF-048KC | AC | Split System: Air-Cooled Condensing Unit, Coil with Blower | S4BF-048KC |  | C6B(A,H)-X48(C,U)-C | 12.5 | 16 | Yes | Yes | 2013-03-14 |  | 1
FALSE | S4BF-048KC | 2750 | 5554980 | KELVINATOR | JS4BF-048KC | AC | Split System: Air-Cooled Condensing Unit, Coil with Blower | S4BF-048KC |  | C6B(A,H)-X48(C,U)-D | 12 | 15 | Yes | Yes | 2013-03-14 |  | 0
FALSE | S4BF-036KB | 2740 | 5555054 | GARRISON | JS4BF-036KB | AC | Split System: Air-Cooled Condensing Unit, Coil with Blower | S4BF-036KB |  | C6B(A,H)-F42(C,U)-B+TXV-X3.0 | 13 | 16 | Yes | Yes | 2013-03-14 |  | 2
FALSE | S4BF-036KB | 2740 | 5555055 | GARRISON | JS4BF-036KB | AC | Split System: Air-Cooled Condensing Unit, Coil with Blower | S4BF-036KB |  | C6B(A,H)-X36(C,U)-B | 13 | 16 | Yes | Yes | 2013-03-14 |  | 2
FALSE | S4BF-036KB | 2740 | 5555056 | GARRISON | JS4BF-036KB | AC | Split System: Air-Cooled Condensing Unit, Coil with Blower | S4BF-036KB |  | C6B(A,H)-F48(C,U)-C+TXV-X3.0 | 13 | 16 | Yes | Yes | 2013-03-14 |  | 2
FALSE | S4BF-036KB | 2740 | 5555057 | GARRISON | JS4BF-036KB | AC | Split System: Air-Cooled Condensing Unit, Coil with Blower | S4BF-036KB |  | C6B(A,H)-X36(C,U)-C | 13 | 16 | Yes | Yes | 2013-03-14 |  | 2
FALSE | S4BF-036KB | 2740 | 5555058 | GARRISON | JS4BF-036KB | AC | Split System: Air-Cooled Condensing Unit, Coil with Blower | S4BF-036KB |  | C6B(A,H)-X37(C,U)-C | 13 | 16 | Yes | Yes | 2013-03-14 |  | 2
FALSE | S4BF-048KC | 2750 | 5555059 | GARRISON | JS4BF-048KC | AC | Split System: Air-Cooled Condensing Unit, Coil with Blower | S4BF-048KC |  | C6B(A,H)-F60(C,U)-D+TXV-X4.0 | 12 | 15 | Yes | Yes | 2013-03-14 |  | 0
FALSE | S4BF-048KC | 2750 | 5555060 | GARRISON | JS4BF-048KC | AC | Split System: Air-Cooled Condensing Unit, Coil with Blower | S4BF-048KC |  | C6B(A,H)-X48(C,U)-C | 12.5 | 16 | Yes | Yes | 2013-03-14 |  | 1
FALSE | S4BF-048KC | 2750 | 5555061 | GARRISON | JS4BF-048KC | AC | Split System: Air-Cooled Condensing Unit, Coil with Blower | S4BF-048KC |  | C6B(A,H)-X48(C,U)-C | 12.5 | 16 | Yes | Yes | 2013-03-14 |  | 1
FALSE | S4BF-048KC | 2750 | 5555062 | GARRISON | JS4BF-048KC | AC | Split System: Air-Cooled Condensing Unit, Coil with Blower | S4BF-048KC |  | C6B(A,H)-F60(C,U)-C+TXV-X4.0 | 12.5 | 16 | Yes | Yes | 2013-03-14 |  | 1
FALSE | S4BF-048KC | 2750 | 5555063 | GARRISON | JS4BF-048KC | AC | Split System: Air-Cooled Condensing Unit, Coil with Blower | S4BF-048KC |  | C6B(A,H)-F60(C,U)-D+TXV-X4.0 | 12 | 15 | Yes | Yes | 2013-03-14 |  | 0
FALSE | S4BF-048KC | 2750 | 5555064 | GARRISON | JS4BF-048KC | AC | Split System: Air-Cooled Condensing Unit, Coil with Blower | S4BF-048KC |  | C6B(A,H)-X48(C,U)-C | 12.5 | 16 | Yes | Yes | 2013-03-14 |  | 1
FALSE | S4BF-048KC | 2750 | 5555065 | GARRISON | JS4BF-048KC | AC | Split System: Air-Cooled Condensing Unit, Coil with Blower | S4BF-048KC |  | C6B(A,H)-X48(C,U)-D | 12 | 15 | Yes | Yes | 2013-03-14 |  | 0
FALSE | S4BF-048KC | 2750 | 5555066 | GARRISON | JS4BF-048KC | AC | Split System: Air-Cooled Condensing Unit, Coil with Blower | S4BF-048KC |  | C6B(A,H)-F60(C,U)-C+TXV-X4.0 | 12.5 | 16 | Yes | Yes | 2013-03-14 |  | 1
FALSE | S4BF-048KC | 2750 | 5555067 | GARRISON | JS4BF-048KC | AC | Split System: Air-Cooled Condensing Unit, Coil with Blower | S4BF-048KC |  | C6B(A,H)-F60(C,U)-C+TXV-X4.0 | 12.5 | 16 | Yes | Yes | 2013-03-14 |  | 1
FALSE | S4BF-048KC | 2750 | 5555068 | GARRISON | JS4BF-048KC | AC | Split System: Air-Cooled Condensing Unit, Coil with Blower | S4BF-048KC |  | C6B(A,H)-X48(C,U)-D | 12 | 15 | Yes | Yes | 2013-03-14 |  | 0
FALSE | S4BF-048KC | 2750 | 5555069 | GARRISON | JS4BF-048KC | AC | Split System: Air-Cooled Condensing Unit, Coil with Blower | S4BF-048KC |  | C6B(A,H)-F60(C,U)-C+TXV-X4.0 | 12.5 | 16 | Yes | Yes | 2013-03-14 |  | 1
FALSE | S4BF-048KC | 2750 | 5555070 | GARRISON | JS4BF-048KC | AC | Split System: Air-Cooled Condensing Unit, Coil with Blower | S4BF-048KC |  | C6B(A,H)-F60(C,U)-D+TXV-X4.0 | 12 | 15 | Yes | Yes | 2013-03-14 |  | 0
FALSE | S4BF-048KC | 2750 | 5555071 | GARRISON | JS4BF-048KC | AC | Split System: Air-Cooled Condensing Unit, Coil with Blower | S4BF-048KC |  | C6B(A,H)-F60(C,U)-C+TXV-X4.0 | 12.5 | 16 | Yes | Yes | 2013-03-14 |  | 1
FALSE | S4BF-048KC | 2750 | 5555072 | GARRISON | JS4BF-048KC | AC | Split System: Air-Cooled Condensing Unit, Coil with Blower | S4BF-048KC |  | C6B(A,H)-F60(C,U)-D+TXV-X4.0 | 12 | 15 | Yes | Yes | 2013-03-14 |  | 0
FALSE | S4BF-048KC | 2750 | 5555147 | NUTONE | JS4BF-048KC | AC | Split System: Air-Cooled Condensing Unit, Coil with Blower | S4BF-048KC |  | C6B(A,H)-F60(C,U)-C+TXV-X4.0 | 12.5 | 16 | Yes | Yes | 2013-03-14 |  | 1
FALSE | S4BF-048KC | 2750 | 5555148 | NUTONE | JS4BF-048KC | AC | Split System: Air-Cooled Condensing Unit, Coil with Blower | S4BF-048KC |  | C6B(A,H)-F60(C,U)-D+TXV-X4.0 | 12 | 15 | Yes | Yes | 2013-03-14 |  | 0
FALSE | S4BF-048KC | 2750 | 5555149 | NUTONE | JS4BF-048KC | AC | Split System: Air-Cooled Condensing Unit, Coil with Blower | S4BF-048KC |  | C6B(A,H)-X48(C,U)-C | 12.5 | 16 | Yes | Yes | 2013-03-14 |  | 1
FALSE | S4BF-048KC | 2750 | 5555150 | NUTONE | JS4BF-048KC | AC | Split System: Air-Cooled Condensing Unit, Coil with Blower | S4BF-048KC |  | C6B(A,H)-X48(C,U)-D | 12 | 15 | Yes | Yes | 2013-03-14 |  | 0
FALSE | S4BF-048KC | 2750 | 5555151 | NUTONE | JS4BF-048KC | AC | Split System: Air-Cooled Condensing Unit, Coil with Blower | S4BF-048KC |  | C6B(A,H)-F60(C,U)-C+TXV-X4.0 | 12.5 | 16 | Yes | Yes | 2013-03-14 |  | 1
FALSE | S4BF-048KC | 2750 | 5555152 | NUTONE | JS4BF-048KC | AC | Split System: Air-Cooled Condensing Unit, Coil with Blower | S4BF-048KC |  | C6B(A,H)-F60(C,U)-C+TXV-X4.0 | 12.5 | 16 | Yes | Yes | 2013-03-14 |  | 1
FALSE | S4BF-048KC | 2750 | 5555153 | NUTONE | JS4BF-048KC | AC | Split System: Air-Cooled Condensing Unit, Coil with Blower | S4BF-048KC |  | C6B(A,H)-X48(C,U)-D | 12 | 15 | Yes | Yes | 2013-03-14 |  | 0
FALSE | S4BF-048KC | 2750 | 5555154 | NUTONE | JS4BF-048KC | AC | Split System: Air-Cooled Condensing Unit, Coil with Blower | S4BF-048KC |  | C6B(A,H)-F60(C,U)-C+TXV-X4.0 | 12.5 | 16 | Yes | Yes | 2013-03-14 |  | 1
FALSE | S4BF-048KC | 2750 | 5555155 | NUTONE | JS4BF-048KC | AC | Split System: Air-Cooled Condensing Unit, Coil with Blower | S4BF-048KC |  | C6B(A,H)-F60(C,U)-D+TXV-X4.0 | 12 | 15 | Yes | Yes | 2013-03-14 |  | 0
FALSE | S4BF-048KC | 2750 | 5555156 | NUTONE | JS4BF-048KC | AC | Split System: Air-Cooled Condensing Unit, Coil with Blower | S4BF-048KC |  | C6B(A,H)-F60(C,U)-C+TXV-X4.0 | 12.5 | 16 | Yes | Yes | 2013-03-14 |  | 1
FALSE | S4BF-048KC | 2750 | 5555157 | NUTONE | JS4BF-048KC | AC | Split System: Air-Cooled Condensing Unit, Coil with Blower | S4BF-048KC |  | C6B(A,H)-F60(C,U)-D+TXV-X4.0 | 12 | 15 | Yes | Yes | 2013-03-14 |  | 0
FALSE | S4BF-048KC | 2750 | 5555158 | NUTONE | JS4BF-048KC | AC | Split System: Air-Cooled Condensing Unit, Coil with Blower | S4BF-048KC |  | C6B(A,H)-X48(C,U)-C | 12.5 | 16 | Yes | Yes | 2013-03-14 |  | 1
FALSE | S4BF-048KC | 2750 | 5555159 | NUTONE | JS4BF-048KC | AC | Split System: Air-Cooled Condensing Unit, Coil with Blower | S4BF-048KC |  | C6B(A,H)-X48(C,U)-C | 12.5 | 16 | Yes | Yes | 2013-03-14 |  | 1
FALSE | S4BF-048KC | 2750 | 5555160 | NUTONE | JS4BF-048KC | AC | Split System: Air-Cooled Condensing Unit, Coil with Blower | S4BF-048KC |  | C6B(A,H)-X48(C,U)-D | 12 | 15 | Yes | Yes | 2013-03-14 |  | 0
FALSE | S4BF-048KC | 2750 | 5555161 | NUTONE | JS4BF-048KC | AC | Split System: Air-Cooled Condensing Unit, Coil with Blower | S4BF-048KC |  | C6B(A,H)-X48(C,U)-D | 12 | 15 | Yes | Yes | 2013-03-14 |  | 0
FALSE | S4BF-048KC | 2750 | 5555162 | NUTONE | JS4BF-048KC | AC | Split System: Air-Cooled Condensing Unit, Coil with Blower | S4BF-048KC |  | C6B(A,H)-X48(C,U)-D | 12 | 15 | Yes | Yes | 2013-03-14 |  | 0
FALSE | S4BF-048KC | 2750 | 5555163 | NUTONE | JS4BF-048KC | AC | Split System: Air-Cooled Condensing Unit, Coil with Blower | S4BF-048KC |  | C6B(A,H)-F60(C,U)-C+TXV-X4.0 | 13 | 16 | Yes | Yes | 2013-03-14 |  | 2
TRUE | S4BF-048KC | 2750 | 5555164 | NUTONE | JS4BF-048KC | AC | Split System: Air-Cooled Condensing Unit, Coil with Blower | S4BF-048KC |  | B6VMAX48K-C | 13 | 16 | Yes | Yes | 2013-03-14 |  | 2
FALSE | S4BF-048KC | 2750 | 5555165 | NUTONE | JS4BF-048KC | AC | Split System: Air-Cooled Condensing Unit, Coil with Blower | S4BF-048KC |  | C6B(A,H)-X48(C,U)-C | 13 | 16 | Yes | Yes | 2013-03-14 |  | 2
FALSE | S4BF-048KC | 2750 | 5555237 | ELECT-AIRE | JS4BF-048KC | AC | Split System: Air-Cooled Condensing Unit, Coil with Blower | S4BF-048KC |  | C6B(A,H)-F60(C,U)-C+TXV-X4.0 | 12.5 | 16 | Yes | Yes | 2013-03-14 |  | 1
FALSE | S4BF-048KC | 2750 | 5555238 | ELECT-AIRE | JS4BF-048KC | AC | Split System: Air-Cooled Condensing Unit, Coil with Blower | S4BF-048KC |  | C6B(A,H)-X48(C,U)-D | 12 | 15 | Yes | Yes | 2013-03-14 |  | 0
FALSE | S4BF-048KC | 2750 | 5555239 | ELECT-AIRE | JS4BF-048KC | AC | Split System: Air-Cooled Condensing Unit, Coil with Blower | S4BF-048KC |  | C6B(A,H)-F60(C,U)-C+TXV-X4.0 | 12.5 | 16 | Yes | Yes | 2013-03-14 |  | 1
FALSE | S4BF-048KC | 2750 | 5555240 | ELECT-AIRE | JS4BF-048KC | AC | Split System: Air-Cooled Condensing Unit, Coil with Blower | S4BF-048KC |  | C6B(A,H)-F60(C,U)-D+TXV-X4.0 | 12 | 15 | Yes | Yes | 2013-03-14 |  | 0
FALSE | S4BF-048KC | 2750 | 5555241 | ELECT-AIRE | JS4BF-048KC | AC | Split System: Air-Cooled Condensing Unit, Coil with Blower | S4BF-048KC |  | C6B(A,H)-F60(C,U)-C+TXV-X4.0 | 12.5 | 16 | Yes | Yes | 2013-03-14 |  | 1
FALSE | S4BF-048KC | 2750 | 5555242 | ELECT-AIRE | JS4BF-048KC | AC | Split System: Air-Cooled Condensing Unit, Coil with Blower | S4BF-048KC |  | C6B(A,H)-F60(C,U)-D+TXV-X4.0 | 12 | 15 | Yes | Yes | 2013-03-14 |  | 0
FALSE | S4BF-048KC | 2750 | 5555243 | ELECT-AIRE | JS4BF-048KC | AC | Split System: Air-Cooled Condensing Unit, Coil with Blower | S4BF-048KC |  | C6B(A,H)-X48(C,U)-C | 12.5 | 16 | Yes | Yes | 2013-03-14 |  | 1
FALSE | S4BF-048KC | 2750 | 5555244 | ELECT-AIRE | JS4BF-048KC | AC | Split System: Air-Cooled Condensing Unit, Coil with Blower | S4BF-048KC |  | C6B(A,H)-X48(C,U)-C | 12.5 | 16 | Yes | Yes | 2013-03-14 |  | 1
FALSE | S4BF-048KC | 2750 | 5555245 | ELECT-AIRE | JS4BF-048KC | AC | Split System: Air-Cooled Condensing Unit, Coil with Blower | S4BF-048KC |  | C6B(A,H)-X48(C,U)-D | 12 | 15 | Yes | Yes | 2013-03-14 |  | 0
FALSE | S4BF-048KC | 2750 | 5555246 | ELECT-AIRE | JS4BF-048KC | AC | Split System: Air-Cooled Condensing Unit, Coil with Blower | S4BF-048KC |  | C6B(A,H)-X48(C,U)-D | 12 | 15 | Yes | Yes | 2013-03-14 |  | 0
FALSE | S4BF-048KC | 2750 | 5555247 | ELECT-AIRE | JS4BF-048KC | AC | Split System: Air-Cooled Condensing Unit, Coil with Blower | S4BF-048KC |  | C6B(A,H)-X48(C,U)-D | 12 | 15 | Yes | Yes | 2013-03-14 |  | 0
FALSE | S4BF-048KC | 2750 | 5555248 | ELECT-AIRE | JS4BF-048KC | AC | Split System: Air-Cooled Condensing Unit, Coil with Blower | S4BF-048KC |  | C6B(A,H)-F60(C,U)-C+TXV-X4.0 | 13 | 16 | Yes | Yes | 2013-03-14 |  | 2
TRUE | S4BF-048KC | 2750 | 5555249 | ELECT-AIRE | JS4BF-048KC | AC | Split System: Air-Cooled Condensing Unit, Coil with Blower | S4BF-048KC |  | B6VMAX48K-C | 13 | 16 | Yes | Yes | 2013-03-14 |  | 2
FALSE | S4BF-048KC | 2750 | 5555250 | ELECT-AIRE | JS4BF-048KC | AC | Split System: Air-Cooled Condensing Unit, Coil with Blower | S4BF-048KC |  | C6B(A,H)-X48(C,U)-C | 13 | 16 | Yes | Yes | 2013-03-14 |  | 2
FALSE | S4BF-024KB | 2733 | 5555251 | GIBSON | JS4BF-024KB | AC | Split System: Air-Cooled Condensing Unit, Coil with Blower | S4BF-024KB |  | C6B(A,H)-F24(C,U)-B+TXV-X2.0 | 12.5 | 15.5 | Yes | Yes | 2013-03-14 |  | 1
FALSE | S4BF-024KB | 2733 | 5555252 | GIBSON | JS4BF-024KB | AC | Split System: Air-Cooled Condensing Unit, Coil with Blower | S4BF-024KB |  | C6B(A,H)-X24(C,U)-B | 12.5 | 15.5 | Yes | Yes | 2013-03-14 |  | 1
FALSE | S4BF-024KB | 2733 | 5555253 | GIBSON | JS4BF-024KB | AC | Split System: Air-Cooled Condensing Unit, Coil with Blower | S4BF-024KB |  | C6B(A,H)-X26(C,U)-B | 13 | 16 | Yes | Yes | 2013-03-14 |  | 2
FALSE | S4BF-024KB | 2733 | 5555254 | GIBSON | JS4BF-024KB | AC | Split System: Air-Cooled Condensing Unit, Coil with Blower | S4BF-024KB |  | C6B(A,H)-F24(C,U)-B+TXV-X2.0 | 12.5 | 15.5 | Yes | Yes | 2013-03-14 |  | 1
FALSE | S4BF-024KB | 2733 | 5555255 | GIBSON | JS4BF-024KB | AC | Split System: Air-Cooled Condensing Unit, Coil with Blower | S4BF-024KB |  | C6B(A,H)-F24(C,U)-B+TXV-X2.0 | 12.5 | 15.5 | Yes | Yes | 2013-03-14 |  | 1
FALSE | S4BF-036KB | 2740 | 5555329 | GRANDAIRE | JS4BF-036KB | AC | Split System: Air-Cooled Condensing Unit, Coil with Blower | S4BF-036KB |  | C6B(A,H)-X37(C,U)-C | 13 | 16 | Yes | Yes | 2013-03-14 |  | 2
FALSE | S4BF-036KB | 2740 | 5555330 | GRANDAIRE | JS4BF-036KB | AC | Split System: Air-Cooled Condensing Unit, Coil with Blower | S4BF-036KB |  | C6B(A,H)-X37(C,U)-C | 13 | 16 | Yes | Yes | 2013-03-14 |  | 2
FALSE | S4BF-036KB | 2740 | 5555331 | GRANDAIRE | JS4BF-036KB | AC | Split System: Air-Cooled Condensing Unit, Coil with Blower | S4BF-036KB |  | C6B(A,H)-F42(C,U)-B+TXV-X3.0 | 12.5 | 15 | Yes | Yes | 2013-03-14 |  | 1
FALSE | S4BF-036KB | 2740 | 5555332 | GRANDAIRE | JS4BF-036KB | AC | Split System: Air-Cooled Condensing Unit, Coil with Blower | S4BF-036KB |  | C6B(A,H)-X37(C,U)-C | 13 | 16 | Yes | Yes | 2013-03-14 |  | 2
FALSE | S4BF-036KB | 2740 | 5555333 | GRANDAIRE | JS4BF-036KB | AC | Split System: Air-Cooled Condensing Unit, Coil with Blower | S4BF-036KB |  | C6B(A,H)-F48(C,U)-C+TXV-X3.0 | 13 | 16 | Yes | Yes | 2013-03-14 |  | 2
FALSE | S4BF-036KB | 2740 | 5555334 | GRANDAIRE | JS4BF-036KB | AC | Split System: Air-Cooled Condensing Unit, Coil with Blower | S4BF-036KB |  | C6B(A,H)-F48(C,U)-C+TXV-X3.0 | 13 | 16 | Yes | Yes | 2013-03-14 |  | 2
FALSE | S4BF-036KB | 2740 | 5555335 | GRANDAIRE | JS4BF-036KB | AC | Split System: Air-Cooled Condensing Unit, Coil with Blower | S4BF-036KB |  | C6B(A,H)-X36(C,U)-B | 12.5 | 15 | Yes | Yes | 2013-03-14 |  | 1
FALSE | S4BF-036KB | 2740 | 5555336 | GRANDAIRE | JS4BF-036KB | AC | Split System: Air-Cooled Condensing Unit, Coil with Blower | S4BF-036KB |  | C6B(A,H)-X36(C,U)-C | 13 | 16 | Yes | Yes | 2013-03-14 |  | 2
FALSE | S4BF-036KB | 2740 | 5555337 | GRANDAIRE | JS4BF-036KB | AC | Split System: Air-Cooled Condensing Unit, Coil with Blower | S4BF-036KB |  | C6B(A,H)-F42(C,U)-B+TXV-X3.0 | 12.5 | 15 | Yes | Yes | 2013-03-14 |  | 1
FALSE | S4BF-036KB | 2740 | 5555338 | GRANDAIRE | JS4BF-036KB | AC | Split System: Air-Cooled Condensing Unit, Coil with Blower | S4BF-036KB |  | C6B(A,H)-X36(C,U)-C | 13 | 16 | Yes | Yes | 2013-03-14 |  | 2
FALSE | S4BF-036KB | 2740 | 5555339 | GRANDAIRE | JS4BF-036KB | AC | Split System: Air-Cooled Condensing Unit, Coil with Blower | S4BF-036KB |  | C6B(A,H)-X36(C,U)-B | 12.5 | 15 | Yes | Yes | 2013-03-14 |  | 1
FALSE | S4BF-036KB | 2740 | 5555340 | GRANDAIRE | JS4BF-036KB | AC | Split System: Air-Cooled Condensing Unit, Coil with Blower | S4BF-036KB |  | C6B(A,H)-X36(C,U)-B | 12.5 | 15 | Yes | Yes | 2013-03-14 |  | 1
FALSE | S4BF-036KB | 2740 | 5555341 | GRANDAIRE | JS4BF-036KB | AC | Split System: Air-Cooled Condensing Unit, Coil with Blower | S4BF-036KB |  | C6B(A,H)-F42(C,U)-B+TXV-X3.0 | 12.5 | 15 | Yes | Yes | 2013-03-14 |  | 1
FALSE | S4BF-036KB | 2740 | 5555342 | GRANDAIRE | JS4BF-036KB | AC | Split System: Air-Cooled Condensing Unit, Coil with Blower | S4BF-036KB |  | C6B(A,H)-F48(C,U)-C+TXV-X3.0 | 13 | 16 | Yes | Yes | 2013-03-14 |  | 2
FALSE | S4BF-036KB | 2740 | 5555343 | GRANDAIRE | JS4BF-036KB | AC | Split System: Air-Cooled Condensing Unit, Coil with Blower | S4BF-036KB |  | C6B(A,H)-F48(C,U)-C+TXV-X3.0 | 13 | 16 | Yes | Yes | 2013-03-14 |  | 2
FALSE | S4BF-036KB | 2740 | 5555344 | GRANDAIRE | JS4BF-036KB | AC | Split System: Air-Cooled Condensing Unit, Coil with Blower | S4BF-036KB |  | C6B(A,H)-X36(C,U)-B | 12.5 | 15 | Yes | Yes | 2013-03-14 |  | 1
FALSE | S4BF-036KB | 2740 | 5555345 | GRANDAIRE | JS4BF-036KB | AC | Split System: Air-Cooled Condensing Unit, Coil with Blower | S4BF-036KB |  | C6B(A,H)-X36(C,U)-C | 13 | 16 | Yes | Yes | 2013-03-14 |  | 2
FALSE | S4BF-048KC | 2750 | 5555346 | GRANDAIRE | JS4BF-048KC | AC | Split System: Air-Cooled Condensing Unit, Coil with Blower | S4BF-048KC |  | C6B(A,H)-F60(C,U)-D+TXV-X4.0 | 12 | 15 | Yes | Yes | 2013-03-14 |  | 0
FALSE | S4BF-024KB | 2733 | 5555421 | KELVINATOR | JS4BF-024KB | AC | Split System: Air-Cooled Condensing Unit, Coil with Blower | S4BF-024KB |  | C6B(A,H)-X24(C,U)-B | 12.5 | 15.5 | Yes | Yes | 2013-03-14 |  | 1
FALSE | S4BF-024KB | 2733 | 5555422 | KELVINATOR | JS4BF-024KB | AC | Split System: Air-Cooled Condensing Unit, Coil with Blower | S4BF-024KB |  | C6B(A,H)-F24(C,U)-B+TXV-X2.0 | 12.5 | 15.5 | Yes | Yes | 2013-03-14 |  | 1
FALSE | S4BF-024KB | 2733 | 5555423 | KELVINATOR | JS4BF-024KB | AC | Split System: Air-Cooled Condensing Unit, Coil with Blower | S4BF-024KB |  | C6B(A,H)-X24(C,U)-B | 12.5 | 15.5 | Yes | Yes | 2013-03-14 |  | 1
FALSE | S4BF-024KB | 2733 | 5555424 | KELVINATOR | JS4BF-024KB | AC | Split System: Air-Cooled Condensing Unit, Coil with Blower | S4BF-024KB |  | C6B(A,H)-X24(C,U)-B | 12.5 | 15.5 | Yes | Yes | 2013-03-14 |  | 1
FALSE | S4BF-024KB | 2733 | 5555425 | KELVINATOR | JS4BF-024KB | AC | Split System: Air-Cooled Condensing Unit, Coil with Blower | S4BF-024KB |  | C6B(A,H)-X26(C,U)-B | 13 | 16 | Yes | Yes | 2013-03-14 |  | 2
FALSE | S4BF-024KB | 2733 | 5555426 | KELVINATOR | JS4BF-024KB | AC | Split System: Air-Cooled Condensing Unit, Coil with Blower | S4BF-024KB |  | C6B(A,H)-X26(C,U)-B | 13 | 16 | Yes | Yes | 2013-03-14 |  | 2
FALSE | S4BF-024KB | 2733 | 5555427 | KELVINATOR | JS4BF-024KB | AC | Split System: Air-Cooled Condensing Unit, Coil with Blower | S4BF-024KB |  | C6B(A,H)-X26(C,U)-B | 13 | 16 | Yes | Yes | 2013-03-14 |  | 2
FALSE | S4BF-024KB | 2733 | 5555428 | KELVINATOR | JS4BF-024KB | AC | Split System: Air-Cooled Condensing Unit, Coil with Blower | S4BF-024KB |  | C6B(A,H)-F24(C,U)-B+TXV-X2.0 | 12.5 | 15.5 | Yes | Yes | 2013-03-14 |  | 1
FALSE | S4BF-024KB | 2733 | 5555429 | KELVINATOR | JS4BF-024KB | AC | Split System: Air-Cooled Condensing Unit, Coil with Blower | S4BF-024KB |  | C6B(A,H)-X26(C,U)-B | 13 | 16 | Yes | Yes | 2013-03-14 |  | 2
FALSE | S4BF-024KB | 2733 | 5555430 | KELVINATOR | JS4BF-024KB | AC | Split System: Air-Cooled Condensing Unit, Coil with Blower | S4BF-024KB |  | C6B(A,H)-X26(C,U)-B | 13 | 16 | Yes | Yes | 2013-03-14 |  | 2
FALSE | S4BF-036KB | 2740 | 5555431 | KELVINATOR | JS4BF-036KB | AC | Split System: Air-Cooled Condensing Unit, Coil with Blower | S4BF-036KB |  | C6B(A,H)-F42(C,U)-B+TXV-X3.0 | 12.5 | 15 | Yes | Yes | 2013-03-14 |  | 1
FALSE | S4BF-036KB | 2740 | 5555432 | KELVINATOR | JS4BF-036KB | AC | Split System: Air-Cooled Condensing Unit, Coil with Blower | S4BF-036KB |  | C6B(A,H)-F48(C,U)-C+TXV-X3.0 | 13 | 16 | Yes | Yes | 2013-03-14 |  | 2
FALSE | S4BF-036KB | 2740 | 5555433 | KELVINATOR | JS4BF-036KB | AC | Split System: Air-Cooled Condensing Unit, Coil with Blower | S4BF-036KB |  | C6B(A,H)-X36(C,U)-B | 12.5 | 15 | Yes | Yes | 2013-03-14 |  | 1
FALSE | S4BF-036KB | 2740 | 5555434 | KELVINATOR | JS4BF-036KB | AC | Split System: Air-Cooled Condensing Unit, Coil with Blower | S4BF-036KB |  | C6B(A,H)-X36(C,U)-C | 13 | 16 | Yes | Yes | 2013-03-14 |  | 2
FALSE | S4BF-036KB | 2740 | 5555435 | KELVINATOR | JS4BF-036KB | AC | Split System: Air-Cooled Condensing Unit, Coil with Blower | S4BF-036KB |  | C6B(A,H)-X36(C,U)-C | 13 | 16 | Yes | Yes | 2013-03-14 |  | 2
FALSE | S4BF-036KB | 2740 | 5555436 | KELVINATOR | JS4BF-036KB | AC | Split System: Air-Cooled Condensing Unit, Coil with Blower | S4BF-036KB |  | C6B(A,H)-F42(C,U)-B+TXV-X3.0 | 12.5 | 15 | Yes | Yes | 2013-03-14 |  | 1
FALSE | S4BF-036KB | 2740 | 5555437 | KELVINATOR | JS4BF-036KB | AC | Split System: Air-Cooled Condensing Unit, Coil with Blower | S4BF-036KB |  | C6B(A,H)-X37(C,U)-C | 13 | 16 | Yes | Yes | 2013-03-14 |  | 2
FALSE | S4BF-036KB | 2740 | 5555438 | KELVINATOR | JS4BF-036KB | AC | Split System: Air-Cooled Condensing Unit, Coil with Blower | S4BF-036KB |  | C6B(A,H)-X37(C,U)-C | 13 | 16 | Yes | Yes | 2013-03-14 |  | 2
FALSE | S4BF-048KC | 2750 | 5555511 | GARRISON | JS4BF-048KC | AC | Split System: Air-Cooled Condensing Unit, Coil with Blower | S4BF-048KC |  | C6B(A,H)-X48(C,U)-D | 12 | 15 | Yes | Yes | 2013-03-14 |  | 0
FALSE | S4BF-048KC | 2750 | 5555512 | GARRISON | JS4BF-048KC | AC | Split System: Air-Cooled Condensing Unit, Coil with Blower | S4BF-048KC |  | C6B(A,H)-F60(C,U)-C+TXV-X4.0 | 12.5 | 16 | Yes | Yes | 2013-03-14 |  | 1
FALSE | S4BF-048KC | 2750 | 5555513 | GARRISON | JS4BF-048KC | AC | Split System: Air-Cooled Condensing Unit, Coil with Blower | S4BF-048KC |  | C6B(A,H)-F60(C,U)-C+TXV-X4.0 | 12.5 | 16 | Yes | Yes | 2013-03-14 |  | 1
FALSE | S4BF-048KC | 2750 | 5555514 | GARRISON | JS4BF-048KC | AC | Split System: Air-Cooled Condensing Unit, Coil with Blower | S4BF-048KC |  | C6B(A,H)-F60(C,U)-C+TXV-X4.0 | 12.5 | 16 | Yes | Yes | 2013-03-14 |  | 1
FALSE | S4BF-048KC | 2750 | 5555515 | GARRISON | JS4BF-048KC | AC | Split System: Air-Cooled Condensing Unit, Coil with Blower | S4BF-048KC |  | C6B(A,H)-F60(C,U)-D+TXV-X4.0 | 12 | 15 | Yes | Yes | 2013-03-14 |  | 0
FALSE | S4BF-048KC | 2750 | 5555516 | GARRISON | JS4BF-048KC | AC | Split System: Air-Cooled Condensing Unit, Coil with Blower | S4BF-048KC |  | C6B(A,H)-F60(C,U)-D+TXV-X4.0 | 12 | 15 | Yes | Yes | 2013-03-14 |  | 0
FALSE | S4BF-048KC | 2750 | 5555517 | GARRISON | JS4BF-048KC | AC | Split System: Air-Cooled Condensing Unit, Coil with Blower | S4BF-048KC |  | C6B(A,H)-X48(C,U)-C | 12.5 | 16 | Yes | Yes | 2013-03-14 |  | 1
FALSE | S4BF-048KC | 2750 | 5555518 | GARRISON | JS4BF-048KC | AC | Split System: Air-Cooled Condensing Unit, Coil with Blower | S4BF-048KC |  | C6B(A,H)-X48(C,U)-D | 12 | 15 | Yes | Yes | 2013-03-14 |  | 0
FALSE | S4BF-048KC | 2750 | 5555519 | GARRISON | JS4BF-048KC | AC | Split System: Air-Cooled Condensing Unit, Coil with Blower | S4BF-048KC |  | C6B(A,H)-X48(C,U)-D | 12 | 15 | Yes | Yes | 2013-03-14 |  | 0
FALSE | S4BF-048KC | 2750 | 5555520 | GARRISON | JS4BF-048KC | AC | Split System: Air-Cooled Condensing Unit, Coil with Blower | S4BF-048KC |  | C6B(A,H)-X48(C,U)-D | 12 | 15 | Yes | Yes | 2013-03-14 |  | 0
FALSE | S4BF-024KB | 2733 | 5555521 | NUTONE | JS4BF-024KB | AC | Split System: Air-Cooled Condensing Unit, Coil with Blower | S4BF-024KB |  | C6B(A,H)-F24(C,U)-B+TXV-X2.0 | 12.5 | 15.5 | Yes | Yes | 2013-03-14 |  | 1
FALSE | S4BF-024KB | 2733 | 5555522 | NUTONE | JS4BF-024KB | AC | Split System: Air-Cooled Condensing Unit, Coil with Blower | S4BF-024KB |  | C6B(A,H)-X24(C,U)-B | 12.5 | 15.5 | Yes | Yes | 2013-03-14 |  | 1
FALSE | S4BF-024KB | 2733 | 5555523 | NUTONE | JS4BF-024KB | AC | Split System: Air-Cooled Condensing Unit, Coil with Blower | S4BF-024KB |  | C6B(A,H)-X26(C,U)-B | 13 | 16 | Yes | Yes | 2013-03-14 |  | 2
FALSE | S4BF-024KB | 2733 | 5555524 | NUTONE | JS4BF-024KB | AC | Split System: Air-Cooled Condensing Unit, Coil with Blower | S4BF-024KB |  | C6B(A,H)-F24(C,U)-B+TXV-X2.0 | 12.5 | 15.5 | Yes | Yes | 2013-03-14 |  | 1
FALSE | S4BF-024KB | 2733 | 5555525 | NUTONE | JS4BF-024KB | AC | Split System: Air-Cooled Condensing Unit, Coil with Blower | S4BF-024KB |  | C6B(A,H)-F24(C,U)-B+TXV-X2.0 | 12.5 | 15.5 | Yes | Yes | 2013-03-14 |  | 1
FALSE | S4BF-024KB | 2733 | 5555526 | NUTONE | JS4BF-024KB | AC | Split System: Air-Cooled Condensing Unit, Coil with Blower | S4BF-024KB |  | C6B(A,H)-X24(C,U)-B | 12.5 | 15.5 | Yes | Yes | 2013-03-14 |  | 1
FALSE | S4BF-024KB | 2733 | 5555527 | NUTONE | JS4BF-024KB | AC | Split System: Air-Cooled Condensing Unit, Coil with Blower | S4BF-024KB |  | C6B(A,H)-F24(C,U)-B+TXV-X2.0 | 12.5 | 15.5 | Yes | Yes | 2013-03-14 |  | 1
FALSE | S4BF-024KB | 2733 | 5555528 | NUTONE | JS4BF-024KB | AC | Split System: Air-Cooled Condensing Unit, Coil with Blower | S4BF-024KB |  | C6B(A,H)-X24(C,U)-B | 12.5 | 15.5 | Yes | Yes | 2013-03-14 |  | 1
FALSE | S4BF-024KB | 2733 | 5555529 | NUTONE | JS4BF-024KB | AC | Split System: Air-Cooled Condensing Unit, Coil with Blower | S4BF-024KB |  | C6B(A,H)-X24(C,U)-B | 12.5 | 15.5 | Yes | Yes | 2013-03-14 |  | 1
FALSE | S4BF-036KB | 2740 | 5555603 | ELECT-AIRE | JS4BF-036KB | AC | Split System: Air-Cooled Condensing Unit, Coil with Blower | S4BF-036KB |  | C6B(A,H)-F48(C,U)-C+TXV-X3.0 | 13 | 16 | Yes | Yes | 2013-03-14 |  | 2
FALSE | S4BF-036KB | 2740 | 5555604 | ELECT-AIRE | JS4BF-036KB | AC | Split System: Air-Cooled Condensing Unit, Coil with Blower | S4BF-036KB |  | C6B(A,H)-F48(C,U)-C+TXV-X3.0 | 13 | 16 | Yes | Yes | 2013-03-14 |  | 2
FALSE | S4BF-036KB | 2740 | 5555605 | ELECT-AIRE | JS4BF-036KB | AC | Split System: Air-Cooled Condensing Unit, Coil with Blower | S4BF-036KB |  | C6B(A,H)-X36(C,U)-B | 12.5 | 15 | Yes | Yes | 2013-03-14 |  | 1
FALSE | S4BF-036KB | 2740 | 5555606 | ELECT-AIRE | JS4BF-036KB | AC | Split System: Air-Cooled Condensing Unit, Coil with Blower | S4BF-036KB |  | C6B(A,H)-X36(C,U)-C | 13 | 16 | Yes | Yes | 2013-03-14 |  | 2
FALSE | S4BF-036KB | 2740 | 5555607 | ELECT-AIRE | JS4BF-036KB | AC | Split System: Air-Cooled Condensing Unit, Coil with Blower | S4BF-036KB |  | C6B(A,H)-F42(C,U)-B+TXV-X3.0 | 12.5 | 15 | Yes | Yes | 2013-03-14 |  | 1
FALSE | S4BF-036KB | 2740 | 5555608 | ELECT-AIRE | JS4BF-036KB | AC | Split System: Air-Cooled Condensing Unit, Coil with Blower | S4BF-036KB |  | C6B(A,H)-X36(C,U)-C | 13 | 16 | Yes | Yes | 2013-03-14 |  | 2
FALSE | S4BF-036KB | 2740 | 5555609 | ELECT-AIRE | JS4BF-036KB | AC | Split System: Air-Cooled Condensing Unit, Coil with Blower | S4BF-036KB |  | C6B(A,H)-X36(C,U)-B | 12.5 | 15 | Yes | Yes | 2013-03-14 |  | 1
FALSE | S4BF-036KB | 2740 | 5555610 | ELECT-AIRE | JS4BF-036KB | AC | Split System: Air-Cooled Condensing Unit, Coil with Blower | S4BF-036KB |  | C6B(A,H)-X36(C,U)-B | 12.5 | 15 | Yes | Yes | 2013-03-14 |  | 1
FALSE | S4BF-036KB | 2740 | 5555611 | ELECT-AIRE | JS4BF-036KB | AC | Split System: Air-Cooled Condensing Unit, Coil with Blower | S4BF-036KB |  | C6B(A,H)-F42(C,U)-B+TXV-X3.0 | 12.5 | 15 | Yes | Yes | 2013-03-14 |  | 1
FALSE | S4BF-036KB | 2740 | 5555612 | ELECT-AIRE | JS4BF-036KB | AC | Split System: Air-Cooled Condensing Unit, Coil with Blower | S4BF-036KB |  | C6B(A,H)-F48(C,U)-C+TXV-X3.0 | 13 | 16 | Yes | Yes | 2013-03-14 |  | 2
FALSE | S4BF-036KB | 2740 | 5555613 | ELECT-AIRE | JS4BF-036KB | AC | Split System: Air-Cooled Condensing Unit, Coil with Blower | S4BF-036KB |  | C6B(A,H)-F48(C,U)-C+TXV-X3.0 | 13 | 16 | Yes | Yes | 2013-03-14 |  | 2
FALSE | S4BF-036KB | 2740 | 5555614 | ELECT-AIRE | JS4BF-036KB | AC | Split System: Air-Cooled Condensing Unit, Coil with Blower | S4BF-036KB |  | C6B(A,H)-X36(C,U)-B | 12.5 | 15 | Yes | Yes | 2013-03-14 |  | 1
FALSE | S4BF-036KB | 2740 | 5555615 | ELECT-AIRE | JS4BF-036KB | AC | Split System: Air-Cooled Condensing Unit, Coil with Blower | S4BF-036KB |  | C6B(A,H)-X36(C,U)-C | 13 | 16 | Yes | Yes | 2013-03-14 |  | 2
FALSE | S4BF-048KC | 2750 | 5555616 | ELECT-AIRE | JS4BF-048KC | AC | Split System: Air-Cooled Condensing Unit, Coil with Blower | S4BF-048KC |  | C6B(A,H)-F60(C,U)-D+TXV-X4.0 | 12 | 15 | Yes | Yes | 2013-03-14 |  | 0
FALSE | S4BF-048KC | 2750 | 5555617 | ELECT-AIRE | JS4BF-048KC | AC | Split System: Air-Cooled Condensing Unit, Coil with Blower | S4BF-048KC |  | C6B(A,H)-X48(C,U)-C | 12.5 | 16 | Yes | Yes | 2013-03-14 |  | 1
FALSE | S4BF-048KC | 2750 | 5555618 | ELECT-AIRE | JS4BF-048KC | AC | Split System: Air-Cooled Condensing Unit, Coil with Blower | S4BF-048KC |  | C6B(A,H)-X48(C,U)-C | 12.5 | 16 | Yes | Yes | 2013-03-14 |  | 1
FALSE | S4BF-048KC | 2750 | 5555619 | ELECT-AIRE | JS4BF-048KC | AC | Split System: Air-Cooled Condensing Unit, Coil with Blower | S4BF-048KC |  | C6B(A,H)-X48(C,U)-D | 12 | 15 | Yes | Yes | 2013-03-14 |  | 0
FALSE | S4BF-048KC | 2750 | 5555620 | ELECT-AIRE | JS4BF-048KC | AC | Split System: Air-Cooled Condensing Unit, Coil with Blower | S4BF-048KC |  | C6B(A,H)-F60(C,U)-C+TXV-X4.0 | 12.5 | 16 | Yes | Yes | 2013-03-14 |  | 1
FALSE | S4BF-048KC | 2750 | 5555692 | FRIGIDAIRE | ES4BF-048KC | AC | Split System: Air-Cooled Condensing Unit, Coil with Blower | S4BF-048KC |  | C6B(A,H)-F60(C,U)-D+TXV-X4.0 | 12 | 15 | Yes | Yes | 2013-03-14 |  | 0
FALSE | S4BF-048KC | 2750 | 5555693 | FRIGIDAIRE | ES4BF-048KC | AC | Split System: Air-Cooled Condensing Unit, Coil with Blower | S4BF-048KC |  | C6B(A,H)-X48(C,U)-C | 12.5 | 16 | Yes | Yes | 2013-03-14 |  | 1
FALSE | S4BF-048KC | 2750 | 5555694 | FRIGIDAIRE | ES4BF-048KC | AC | Split System: Air-Cooled Condensing Unit, Coil with Blower | S4BF-048KC |  | C6B(A,H)-X48(C,U)-C | 12.5 | 16 | Yes | Yes | 2013-03-14 |  | 1
FALSE | S4BF-048KC | 2750 | 5555695 | FRIGIDAIRE | ES4BF-048KC | AC | Split System: Air-Cooled Condensing Unit, Coil with Blower | S4BF-048KC |  | C6B(A,H)-F60(C,U)-C+TXV-X4.0 | 12.5 | 16 | Yes | Yes | 2013-03-14 |  | 1
FALSE | S4BF-048KC | 2750 | 5555696 | FRIGIDAIRE | ES4BF-048KC | AC | Split System: Air-Cooled Condensing Unit, Coil with Blower | S4BF-048KC |  | C6B(A,H)-F60(C,U)-D+TXV-X4.0 | 12 | 15 | Yes | Yes | 2013-03-14 |  | 0
FALSE | S4BF-048KC | 2750 | 5555697 | FRIGIDAIRE | ES4BF-048KC | AC | Split System: Air-Cooled Condensing Unit, Coil with Blower | S4BF-048KC |  | C6B(A,H)-X48(C,U)-C | 12.5 | 16 | Yes | Yes | 2013-03-14 |  | 1
FALSE | S4BF-048KC | 2750 | 5555698 | FRIGIDAIRE | ES4BF-048KC | AC | Split System: Air-Cooled Condensing Unit, Coil with Blower | S4BF-048KC |  | C6B(A,H)-X48(C,U)-D | 12 | 15 | Yes | Yes | 2013-03-14 |  | 0
FALSE | S4BF-048KC | 2750 | 5555699 | FRIGIDAIRE | ES4BF-048KC | AC | Split System: Air-Cooled Condensing Unit, Coil with Blower | S4BF-048KC |  | C6B(A,H)-F60(C,U)-C+TXV-X4.0 | 12.5 | 16 | Yes | Yes | 2013-03-14 |  | 1
FALSE | S4BF-048KC | 2750 | 5555700 | FRIGIDAIRE | ES4BF-048KC | AC | Split System: Air-Cooled Condensing Unit, Coil with Blower | S4BF-048KC |  | C6B(A,H)-F60(C,U)-C+TXV-X4.0 | 12.5 | 16 | Yes | Yes | 2013-03-14 |  | 1
FALSE | S4BF-048KC | 2750 | 5555701 | FRIGIDAIRE | ES4BF-048KC | AC | Split System: Air-Cooled Condensing Unit, Coil with Blower | S4BF-048KC |  | C6B(A,H)-X48(C,U)-D | 12 | 15 | Yes | Yes | 2013-03-14 |  | 0
FALSE | S4BF-048KC | 2750 | 5555702 | FRIGIDAIRE | ES4BF-048KC | AC | Split System: Air-Cooled Condensing Unit, Coil with Blower | S4BF-048KC |  | C6B(A,H)-F60(C,U)-C+TXV-X4.0 | 12.5 | 16 | Yes | Yes | 2013-03-14 |  | 1
FALSE | S4BF-048KC | 2750 | 5555703 | FRIGIDAIRE | ES4BF-048KC | AC | Split System: Air-Cooled Condensing Unit, Coil with Blower | S4BF-048KC |  | C6B(A,H)-F60(C,U)-D+TXV-X4.0 | 12 | 15 | Yes | Yes | 2013-03-14 |  | 0
FALSE | S4BF-048KC | 2750 | 5555704 | FRIGIDAIRE | ES4BF-048KC | AC | Split System: Air-Cooled Condensing Unit, Coil with Blower | S4BF-048KC |  | C6B(A,H)-F60(C,U)-C+TXV-X4.0 | 12.5 | 16 | Yes | Yes | 2013-03-14 |  | 1
FALSE | S4BF-048KC | 2750 | 5555705 | FRIGIDAIRE | ES4BF-048KC | AC | Split System: Air-Cooled Condensing Unit, Coil with Blower | S4BF-048KC |  | C6B(A,H)-F60(C,U)-D+TXV-X4.0 | 12 | 15 | Yes | Yes | 2013-03-14 |  | 0
FALSE | S4BF-048KC | 2750 | 5555706 | FRIGIDAIRE | ES4BF-048KC | AC | Split System: Air-Cooled Condensing Unit, Coil with Blower | S4BF-048KC |  | C6B(A,H)-X48(C,U)-C | 12.5 | 16 | Yes | Yes | 2013-03-14 |  | 1
FALSE | S4BF-048KC | 2750 | 5555707 | FRIGIDAIRE | ES4BF-048KC | AC | Split System: Air-Cooled Condensing Unit, Coil with Blower | S4BF-048KC |  | C6B(A,H)-X48(C,U)-C | 12.5 | 16 | Yes | Yes | 2013-03-14 |  | 1
FALSE | S4BF-048KC | 2750 | 5555708 | FRIGIDAIRE | ES4BF-048KC | AC | Split System: Air-Cooled Condensing Unit, Coil with Blower | S4BF-048KC |  | C6B(A,H)-X48(C,U)-D | 12 | 15 | Yes | Yes | 2013-03-14 |  | 0
FALSE | S4BF-048KC | 2750 | 5555709 | FRIGIDAIRE | ES4BF-048KC | AC | Split System: Air-Cooled Condensing Unit, Coil with Blower | S4BF-048KC |  | C6B(A,H)-X48(C,U)-D | 12 | 15 | Yes | Yes | 2013-03-14 |  | 0
FALSE | S4BF-048KC | 2750 | 5555785 | TAPPAN | ES4BF-048KC | AC | Split System: Air-Cooled Condensing Unit, Coil with Blower | S4BF-048KC |  | C6B(A,H)-F60(C,U)-C+TXV-X4.0 | 12.5 | 16 | Yes | Yes | 2013-03-14 |  | 1
FALSE | S4BF-048KC | 2750 | 5555786 | TAPPAN | ES4BF-048KC | AC | Split System: Air-Cooled Condensing Unit, Coil with Blower | S4BF-048KC |  | C6B(A,H)-X48(C,U)-D | 12 | 15 | Yes | Yes | 2013-03-14 |  | 0
FALSE | S4BF-048KC | 2750 | 5555787 | TAPPAN | ES4BF-048KC | AC | Split System: Air-Cooled Condensing Unit, Coil with Blower | S4BF-048KC |  | C6B(A,H)-F60(C,U)-C+TXV-X4.0 | 12.5 | 16 | Yes | Yes | 2013-03-14 |  | 1
FALSE | S4BF-048KC | 2750 | 5555788 | TAPPAN | ES4BF-048KC | AC | Split System: Air-Cooled Condensing Unit, Coil with Blower | S4BF-048KC |  | C6B(A,H)-F60(C,U)-D+TXV-X4.0 | 12 | 15 | Yes | Yes | 2013-03-14 |  | 0
FALSE | S4BF-048KC | 2750 | 5555789 | TAPPAN | ES4BF-048KC | AC | Split System: Air-Cooled Condensing Unit, Coil with Blower | S4BF-048KC |  | C6B(A,H)-F60(C,U)-C+TXV-X4.0 | 12.5 | 16 | Yes | Yes | 2013-03-14 |  | 1
FALSE | S4BF-048KC | 2750 | 5555790 | TAPPAN | ES4BF-048KC | AC | Split System: Air-Cooled Condensing Unit, Coil with Blower | S4BF-048KC |  | C6B(A,H)-F60(C,U)-D+TXV-X4.0 | 12 | 15 | Yes | Yes | 2013-03-14 |  | 0
FALSE | S4BF-048KC | 2750 | 5555791 | TAPPAN | ES4BF-048KC | AC | Split System: Air-Cooled Condensing Unit, Coil with Blower | S4BF-048KC |  | C6B(A,H)-X48(C,U)-C | 12.5 | 16 | Yes | Yes | 2013-03-14 |  | 1
FALSE | S4BF-048KC | 2750 | 5555792 | TAPPAN | ES4BF-048KC | AC | Split System: Air-Cooled Condensing Unit, Coil with Blower | S4BF-048KC |  | C6B(A,H)-X48(C,U)-C | 12.5 | 16 | Yes | Yes | 2013-03-14 |  | 1
FALSE | S4BF-048KC | 2750 | 5555793 | TAPPAN | ES4BF-048KC | AC | Split System: Air-Cooled Condensing Unit, Coil with Blower | S4BF-048KC |  | C6B(A,H)-X48(C,U)-D | 12 | 15 | Yes | Yes | 2013-03-14 |  | 0
FALSE | S4BF-048KC | 2750 | 5555794 | TAPPAN | ES4BF-048KC | AC | Split System: Air-Cooled Condensing Unit, Coil with Blower | S4BF-048KC |  | C6B(A,H)-X48(C,U)-D | 12 | 15 | Yes | Yes | 2013-03-14 |  | 0
FALSE | S4BF-048KC | 2750 | 5555795 | TAPPAN | ES4BF-048KC | AC | Split System: Air-Cooled Condensing Unit, Coil with Blower | S4BF-048KC |  | C6B(A,H)-X48(C,U)-D | 12 | 15 | Yes | Yes | 2013-03-14 |  | 0
FALSE | S4BF-048KC | 2750 | 5555796 | TAPPAN | ES4BF-048KC | AC | Split System: Air-Cooled Condensing Unit, Coil with Blower | S4BF-048KC |  | C6B(A,H)-F60(C,U)-C+TXV-X4.0 | 13 | 16 | Yes | Yes | 2013-03-14 |  | 2
TRUE | S4BF-048KC | 2750 | 5555797 | TAPPAN | ES4BF-048KC | AC | Split System: Air-Cooled Condensing Unit, Coil with Blower | S4BF-048KC |  | B6VMAX48K-C | 13 | 16 | Yes | Yes | 2013-03-14 |  | 2
FALSE | S4BF-048KC | 2750 | 5555798 | TAPPAN | ES4BF-048KC | AC | Split System: Air-Cooled Condensing Unit, Coil with Blower | S4BF-048KC |  | C6B(A,H)-X48(C,U)-C | 13 | 16 | Yes | Yes | 2013-03-14 |  | 2
FALSE | S4BF-024KB | 2733 | 5555799 | WESTINGHOUSE | ES4BF-024KB | AC | Split System: Air-Cooled Condensing Unit, Coil with Blower | S4BF-024KB |  | C6B(A,H)-F24(C,U)-B+TXV-X2.0 | 12.5 | 15.5 | Yes | Yes | 2013-03-14 |  | 1
FALSE | S4BF-024KB | 2733 | 5555800 | WESTINGHOUSE | ES4BF-024KB | AC | Split System: Air-Cooled Condensing Unit, Coil with Blower | S4BF-024KB |  | C6B(A,H)-X24(C,U)-B | 12.5 | 15.5 | Yes | Yes | 2013-03-14 |  | 1
FALSE | S4BF-024KB | 2733 | 5555801 | WESTINGHOUSE | ES4BF-024KB | AC | Split System: Air-Cooled Condensing Unit, Coil with Blower | S4BF-024KB |  | C6B(A,H)-X26(C,U)-B | 13 | 16 | Yes | Yes | 2013-03-14 |  | 2
FALSE | S4BF-024KB | 2733 | 5555802 | WESTINGHOUSE | ES4BF-024KB | AC | Split System: Air-Cooled Condensing Unit, Coil with Blower | S4BF-024KB |  | C6B(A,H)-F24(C,U)-B+TXV-X2.0 | 12.5 | 15.5 | Yes | Yes | 2013-03-14 |  | 1
FALSE | S4BF-024KB | 2733 | 5555803 | WESTINGHOUSE | ES4BF-024KB | AC | Split System: Air-Cooled Condensing Unit, Coil with Blower | S4BF-024KB |  | C6B(A,H)-F24(C,U)-B+TXV-X2.0 | 12.5 | 15.5 | Yes | Yes | 2013-03-14 |  | 1
FALSE | S4BF-048KC | 2750 | 5555873 | WESTINGHOUSE | ES4BF-048KC | AC | Split System: Air-Cooled Condensing Unit, Coil with Blower | S4BF-048KC |  | C6B(A,H)-F60(C,U)-D+TXV-X4.0 | 12 | 15 | Yes | Yes | 2013-03-14 |  | 0
FALSE | S4BF-048KC | 2750 | 5555874 | WESTINGHOUSE | ES4BF-048KC | AC | Split System: Air-Cooled Condensing Unit, Coil with Blower | S4BF-048KC |  | C6B(A,H)-F60(C,U)-C+TXV-X4.0 | 12.5 | 16 | Yes | Yes | 2013-03-14 |  | 1
FALSE | S4BF-048KC | 2750 | 5555875 | WESTINGHOUSE | ES4BF-048KC | AC | Split System: Air-Cooled Condensing Unit, Coil with Blower | S4BF-048KC |  | C6B(A,H)-F60(C,U)-D+TXV-X4.0 | 12 | 15 | Yes | Yes | 2013-03-14 |  | 0
FALSE | S4BF-048KC | 2750 | 5555876 | WESTINGHOUSE | ES4BF-048KC | AC | Split System: Air-Cooled Condensing Unit, Coil with Blower | S4BF-048KC |  | C6B(A,H)-X48(C,U)-C | 12.5 | 16 | Yes | Yes | 2013-03-14 |  | 1
FALSE | S4BF-048KC | 2750 | 5555877 | WESTINGHOUSE | ES4BF-048KC | AC | Split System: Air-Cooled Condensing Unit, Coil with Blower | S4BF-048KC |  | C6B(A,H)-X48(C,U)-C | 12.5 | 16 | Yes | Yes | 2013-03-14 |  | 1
FALSE | S4BF-048KC | 2750 | 5555878 | WESTINGHOUSE | ES4BF-048KC | AC | Split System: Air-Cooled Condensing Unit, Coil with Blower | S4BF-048KC |  | C6B(A,H)-X48(C,U)-D | 12 | 15 | Yes | Yes | 2013-03-14 |  | 0
FALSE | S4BF-048KC | 2750 | 5555879 | WESTINGHOUSE | ES4BF-048KC | AC | Split System: Air-Cooled Condensing Unit, Coil with Blower | S4BF-048KC |  | C6B(A,H)-X48(C,U)-D | 12 | 15 | Yes | Yes | 2013-03-14 |  | 0
FALSE | S4BF-048KC | 2750 | 5555880 | WESTINGHOUSE | ES4BF-048KC | AC | Split System: Air-Cooled Condensing Unit, Coil with Blower | S4BF-048KC |  | C6B(A,H)-X48(C,U)-D | 12 | 15 | Yes | Yes | 2013-03-14 |  | 0
FALSE | S4BF-048KC | 2750 | 5555881 | WESTINGHOUSE | ES4BF-048KC | AC | Split System: Air-Cooled Condensing Unit, Coil with Blower | S4BF-048KC |  | C6B(A,H)-F60(C,U)-C+TXV-X4.0 | 13 | 16 | Yes | Yes | 2013-03-14 |  | 2
TRUE | S4BF-048KC | 2750 | 5555882 | WESTINGHOUSE | ES4BF-048KC | AC | Split System: Air-Cooled Condensing Unit, Coil with Blower | S4BF-048KC |  | B6VMAX48K-C | 13 | 16 | Yes | Yes | 2013-03-14 |  | 2
FALSE | S4BF-048KC | 2750 | 5555883 | WESTINGHOUSE | ES4BF-048KC | AC | Split System: Air-Cooled Condensing Unit, Coil with Blower | S4BF-048KC |  | C6B(A,H)-X48(C,U)-C | 13 | 16 | Yes | Yes | 2013-03-14 |  | 2
FALSE | S4BF-024KB | 2733 | 5555884 | NUTONE | ES4BF-024KB | AC | Split System: Air-Cooled Condensing Unit, Coil with Blower | S4BF-024KB |  | C6B(A,H)-F24(C,U)-B+TXV-X2.0 | 12.5 | 15.5 | Yes | Yes | 2013-03-14 |  | 1
FALSE | S4BF-024KB | 2733 | 5555885 | NUTONE | ES4BF-024KB | AC | Split System: Air-Cooled Condensing Unit, Coil with Blower | S4BF-024KB |  | C6B(A,H)-X24(C,U)-B | 12.5 | 15.5 | Yes | Yes | 2013-03-14 |  | 1
FALSE | S4BF-024KB | 2733 | 5555886 | NUTONE | ES4BF-024KB | AC | Split System: Air-Cooled Condensing Unit, Coil with Blower | S4BF-024KB |  | C6B(A,H)-X26(C,U)-B | 13 | 16 | Yes | Yes | 2013-03-14 |  | 2
FALSE | S4BF-024KB | 2733 | 5555887 | NUTONE | ES4BF-024KB | AC | Split System: Air-Cooled Condensing Unit, Coil with Blower | S4BF-024KB |  | C6B(A,H)-F24(C,U)-B+TXV-X2.0 | 12.5 | 15.5 | Yes | Yes | 2013-03-14 |  | 1
FALSE | S4BF-024KB | 2733 | 5555888 | NUTONE | ES4BF-024KB | AC | Split System: Air-Cooled Condensing Unit, Coil with Blower | S4BF-024KB |  | C6B(A,H)-F24(C,U)-B+TXV-X2.0 | 12.5 | 15.5 | Yes | Yes | 2013-03-14 |  | 1
FALSE | S4BF-024KB | 2733 | 5555889 | NUTONE | ES4BF-024KB | AC | Split System: Air-Cooled Condensing Unit, Coil with Blower | S4BF-024KB |  | C6B(A,H)-F24(C,U)-B+TXV-X2.0 | 12.5 | 15.5 | Yes | Yes | 2013-03-14 |  | 1
FALSE | S4BF-024KB | 2733 | 5555890 | NUTONE | ES4BF-024KB | AC | Split System: Air-Cooled Condensing Unit, Coil with Blower | S4BF-024KB |  | C6B(A,H)-X24(C,U)-B | 12.5 | 15.5 | Yes | Yes | 2013-03-14 |  | 1
FALSE | S4BF-048KC | 2750 | 5555966 | NUTONE | ES4BF-048KC | AC | Split System: Air-Cooled Condensing Unit, Coil with Blower | S4BF-048KC |  | C6B(A,H)-F60(C,U)-C+TXV-X4.0 | 13 | 16 | Yes | Yes | 2013-03-14 |  | 2
TRUE | S4BF-048KC | 2750 | 5555967 | NUTONE | ES4BF-048KC | AC | Split System: Air-Cooled Condensing Unit, Coil with Blower | S4BF-048KC |  | B6VMAX48K-C | 13 | 16 | Yes | Yes | 2013-03-14 |  | 2
FALSE | S4BF-048KC | 2750 | 5555968 | NUTONE | ES4BF-048KC | AC | Split System: Air-Cooled Condensing Unit, Coil with Blower | S4BF-048KC |  | C6B(A,H)-X48(C,U)-C | 13 | 16 | Yes | Yes | 2013-03-14 |  | 2
FALSE | S4BF-024KB | 2733 | 5555969 | BROAN | ES4BF-024KB | AC | Split System: Air-Cooled Condensing Unit, Coil with Blower | S4BF-024KB |  | C6B(A,H)-F24(C,U)-B+TXV-X2.0 | 12.5 | 15.5 | Yes | Yes | 2013-03-14 |  | 1
FALSE | S4BF-024KB | 2733 | 5555970 | BROAN | ES4BF-024KB | AC | Split System: Air-Cooled Condensing Unit, Coil with Blower | S4BF-024KB |  | C6B(A,H)-X24(C,U)-B | 12.5 | 15.5 | Yes | Yes | 2013-03-14 |  | 1
FALSE | S4BF-024KB | 2733 | 5555971 | BROAN | ES4BF-024KB | AC | Split System: Air-Cooled Condensing Unit, Coil with Blower | S4BF-024KB |  | C6B(A,H)-X26(C,U)-B | 13 | 16 | Yes | Yes | 2013-03-14 |  | 2
FALSE | S4BF-024KB | 2733 | 5555972 | BROAN | ES4BF-024KB | AC | Split System: Air-Cooled Condensing Unit, Coil with Blower | S4BF-024KB |  | C6B(A,H)-F24(C,U)-B+TXV-X2.0 | 12.5 | 15.5 | Yes | Yes | 2013-03-14 |  | 1
FALSE | S4BF-024KB | 2733 | 5555973 | BROAN | ES4BF-024KB | AC | Split System: Air-Cooled Condensing Unit, Coil with Blower | S4BF-024KB |  | C6B(A,H)-F24(C,U)-B+TXV-X2.0 | 12.5 | 15.5 | Yes | Yes | 2013-03-14 |  | 1
FALSE | S4BF-024KB | 2733 | 5555974 | BROAN | ES4BF-024KB | AC | Split System: Air-Cooled Condensing Unit, Coil with Blower | S4BF-024KB |  | C6B(A,H)-F24(C,U)-B+TXV-X2.0 | 12.5 | 15.5 | Yes | Yes | 2013-03-14 |  | 1
FALSE | S4BF-024KB | 2733 | 5555975 | BROAN | ES4BF-024KB | AC | Split System: Air-Cooled Condensing Unit, Coil with Blower | S4BF-024KB |  | C6B(A,H)-X24(C,U)-B | 12.5 | 15.5 | Yes | Yes | 2013-03-14 |  | 1
FALSE | S4BF-024KB | 2733 | 5555976 | BROAN | ES4BF-024KB | AC | Split System: Air-Cooled Condensing Unit, Coil with Blower | S4BF-024KB |  | C6B(A,H)-X26(C,U)-B | 13 | 16 | Yes | Yes | 2013-03-14 |  | 2
FALSE | S4BF-024KB | 2733 | 5555977 | BROAN | ES4BF-024KB | AC | Split System: Air-Cooled Condensing Unit, Coil with Blower | S4BF-024KB |  | C6B(A,H)-F24(C,U)-B+TXV-X2.0 | 12.5 | 15.5 | Yes | Yes | 2013-03-14 |  | 1
FALSE | S4BF-024KB | 2733 | 5555978 | BROAN | ES4BF-024KB | AC | Split System: Air-Cooled Condensing Unit, Coil with Blower | S4BF-024KB |  | C6B(A,H)-X24(C,U)-B | 12.5 | 15.5 | Yes | Yes | 2013-03-14 |  | 1
FALSE | S4BF-024KB | 2733 | 5555979 | BROAN | ES4BF-024KB | AC | Split System: Air-Cooled Condensing Unit, Coil with Blower | S4BF-024KB |  | C6B(A,H)-X24(C,U)-B | 12.5 | 15.5 | Yes | Yes | 2013-03-14 |  | 1
FALSE | S4BF-024KB | 2733 | 5555980 | BROAN | ES4BF-024KB | AC | Split System: Air-Cooled Condensing Unit, Coil with Blower | S4BF-024KB |  | C6B(A,H)-F24(C,U)-B+TXV-X2.0 | 12.5 | 15.5 | Yes | Yes | 2013-03-14 |  | 1
FALSE | S4BF-024KB | 2733 | 5555981 | BROAN | ES4BF-024KB | AC | Split System: Air-Cooled Condensing Unit, Coil with Blower | S4BF-024KB |  | C6B(A,H)-X24(C,U)-B | 12.5 | 15.5 | Yes | Yes | 2013-03-14 |  | 1
FALSE | S4BF-024KB | 2733 | 5555982 | BROAN | ES4BF-024KB | AC | Split System: Air-Cooled Condensing Unit, Coil with Blower | S4BF-024KB |  | C6B(A,H)-X24(C,U)-B | 12.5 | 15.5 | Yes | Yes | 2013-03-14 |  | 1
FALSE | S4BF-024KB | 2733 | 5555983 | BROAN | ES4BF-024KB | AC | Split System: Air-Cooled Condensing Unit, Coil with Blower | S4BF-024KB |  | C6B(A,H)-X26(C,U)-B | 13 | 16 | Yes | Yes | 2013-03-14 |  | 2
FALSE | S4BF-024KB | 2733 | 5555984 | BROAN | ES4BF-024KB | AC | Split System: Air-Cooled Condensing Unit, Coil with Blower | S4BF-024KB |  | C6B(A,H)-X26(C,U)-B | 13 | 16 | Yes | Yes | 2013-03-14 |  | 2
FALSE | S4BF-024KB | 2733 | 5556060 | FRIGIDAIRE | FS4BF-024KB | AC | Split System: Air-Cooled Condensing Unit, Coil with Blower | S4BF-024KB |  | C6B(A,H)-X24(C,U)-B | 12.5 | 15.5 | Yes | Yes | 2013-03-14 |  | 1
FALSE | S4BF-024KB | 2733 | 5556061 | FRIGIDAIRE | FS4BF-024KB | AC | Split System: Air-Cooled Condensing Unit, Coil with Blower | S4BF-024KB |  | C6B(A,H)-X26(C,U)-B | 13 | 16 | Yes | Yes | 2013-03-14 |  | 2
FALSE | S4BF-024KB | 2733 | 5556062 | FRIGIDAIRE | FS4BF-024KB | AC | Split System: Air-Cooled Condensing Unit, Coil with Blower | S4BF-024KB |  | C6B(A,H)-F24(C,U)-B+TXV-X2.0 | 12.5 | 15.5 | Yes | Yes | 2013-03-14 |  | 1
FALSE | S4BF-024KB | 2733 | 5556063 | FRIGIDAIRE | FS4BF-024KB | AC | Split System: Air-Cooled Condensing Unit, Coil with Blower | S4BF-024KB |  | C6B(A,H)-X24(C,U)-B | 12.5 | 15.5 | Yes | Yes | 2013-03-14 |  | 1
FALSE | S4BF-024KB | 2733 | 5556064 | FRIGIDAIRE | FS4BF-024KB | AC | Split System: Air-Cooled Condensing Unit, Coil with Blower | S4BF-024KB |  | C6B(A,H)-X24(C,U)-B | 12.5 | 15.5 | Yes | Yes | 2013-03-14 |  | 1
FALSE | S4BF-024KB | 2733 | 5556065 | FRIGIDAIRE | FS4BF-024KB | AC | Split System: Air-Cooled Condensing Unit, Coil with Blower | S4BF-024KB |  | C6B(A,H)-F24(C,U)-B+TXV-X2.0 | 12.5 | 15.5 | Yes | Yes | 2013-03-14 |  | 1
FALSE | S4BF-024KB | 2733 | 5556066 | FRIGIDAIRE | FS4BF-024KB | AC | Split System: Air-Cooled Condensing Unit, Coil with Blower | S4BF-024KB |  | C6B(A,H)-X24(C,U)-B | 12.5 | 15.5 | Yes | Yes | 2013-03-14 |  | 1
FALSE | S4BF-024KB | 2733 | 5556067 | FRIGIDAIRE | FS4BF-024KB | AC | Split System: Air-Cooled Condensing Unit, Coil with Blower | S4BF-024KB |  | C6B(A,H)-X24(C,U)-B | 12.5 | 15.5 | Yes | Yes | 2013-03-14 |  | 1
FALSE | S4BF-024KB | 2733 | 5556068 | FRIGIDAIRE | FS4BF-024KB | AC | Split System: Air-Cooled Condensing Unit, Coil with Blower | S4BF-024KB |  | C6B(A,H)-X26(C,U)-B | 13 | 16 | Yes | Yes | 2013-03-14 |  | 2
FALSE | S4BF-024KB | 2733 | 5556069 | FRIGIDAIRE | FS4BF-024KB | AC | Split System: Air-Cooled Condensing Unit, Coil with Blower | S4BF-024KB |  | C6B(A,H)-X26(C,U)-B | 13 | 16 | Yes | Yes | 2013-03-14 |  | 2
FALSE | S4BF-024KB | 2733 | 5556070 | FRIGIDAIRE | FS4BF-024KB | AC | Split System: Air-Cooled Condensing Unit, Coil with Blower | S4BF-024KB |  | C6B(A,H)-X26(C,U)-B | 13 | 16 | Yes | Yes | 2013-03-14 |  | 2
FALSE | S4BF-024KB | 2733 | 5556071 | FRIGIDAIRE | FS4BF-024KB | AC | Split System: Air-Cooled Condensing Unit, Coil with Blower | S4BF-024KB |  | C6B(A,H)-X26(C,U)-B | 13 | 16 | Yes | Yes | 2013-03-14 |  | 2
FALSE | S4BF-024KB | 2733 | 5556072 | FRIGIDAIRE | FS4BF-024KB | AC | Split System: Air-Cooled Condensing Unit, Coil with Blower | S4BF-024KB |  | C6B(A,H)-F24(C,U)-B+TXV-X2.0 | 12.5 | 15.5 | Yes | Yes | 2013-03-14 |  | 1
FALSE | S4BF-024KB | 2733 | 5556073 | FRIGIDAIRE | FS4BF-024KB | AC | Split System: Air-Cooled Condensing Unit, Coil with Blower | S4BF-024KB |  | C6B(A,H)-X24(C,U)-B | 12.5 | 15.5 | Yes | Yes | 2013-03-14 |  | 1
FALSE | S4BF-024KB | 2733 | 5556074 | FRIGIDAIRE | FS4BF-024KB | AC | Split System: Air-Cooled Condensing Unit, Coil with Blower | S4BF-024KB |  | C6B(A,H)-X24(C,U)-B | 12.5 | 15.5 | Yes | Yes | 2013-03-14 |  | 1
FALSE | S4BF-024KB | 2733 | 5556075 | FRIGIDAIRE | FS4BF-024KB | AC | Split System: Air-Cooled Condensing Unit, Coil with Blower | S4BF-024KB |  | C6B(A,H)-X26(C,U)-B | 13 | 16 | Yes | Yes | 2013-03-14 |  | 2
FALSE | S4BF-024KB | 2733 | 5556076 | FRIGIDAIRE | FS4BF-024KB | AC | Split System: Air-Cooled Condensing Unit, Coil with Blower | S4BF-024KB |  | C6B(A,H)-X26(C,U)-B | 13 | 16 | Yes | Yes | 2013-03-14 |  | 2
FALSE | S4BF-024KB | 2733 | 5556077 | FRIGIDAIRE | FS4BF-024KB | AC | Split System: Air-Cooled Condensing Unit, Coil with Blower | S4BF-024KB |  | C6B(A,H)-F24(C,U)-B+TXV-X2.0 | 12.5 | 15.5 | Yes | Yes | 2013-03-14 |  | 1
FALSE | S4BF-024KB | 2733 | 5556078 | FRIGIDAIRE | FS4BF-024KB | AC | Split System: Air-Cooled Condensing Unit, Coil with Blower | S4BF-024KB |  | C6B(A,H)-X26(C,U)-B | 13 | 16 | Yes | Yes | 2013-03-14 |  | 2
FALSE | S4BF-024KB | 2733 | 5556150 | TAPPAN | FS4BF-024KB | AC | Split System: Air-Cooled Condensing Unit, Coil with Blower | S4BF-024KB |  | C6B(A,H)-F24(C,U)-B+TXV-X2.0 | 12.5 | 15.5 | Yes | Yes | 2013-03-14 |  | 1
FALSE | S4BF-024KB | 2733 | 5556151 | TAPPAN | FS4BF-024KB | AC | Split System: Air-Cooled Condensing Unit, Coil with Blower | S4BF-024KB |  | C6B(A,H)-X24(C,U)-B | 12.5 | 15.5 | Yes | Yes | 2013-03-14 |  | 1
FALSE | S4BF-024KB | 2733 | 5556152 | TAPPAN | FS4BF-024KB | AC | Split System: Air-Cooled Condensing Unit, Coil with Blower | S4BF-024KB |  | C6B(A,H)-X24(C,U)-B | 12.5 | 15.5 | Yes | Yes | 2013-03-14 |  | 1
FALSE | S4BF-024KB | 2733 | 5556153 | TAPPAN | FS4BF-024KB | AC | Split System: Air-Cooled Condensing Unit, Coil with Blower | S4BF-024KB |  | C6B(A,H)-X26(C,U)-B | 13 | 16 | Yes | Yes | 2013-03-14 |  | 2
FALSE | S4BF-024KB | 2733 | 5556154 | TAPPAN | FS4BF-024KB | AC | Split System: Air-Cooled Condensing Unit, Coil with Blower | S4BF-024KB |  | C6B(A,H)-X26(C,U)-B | 13 | 16 | Yes | Yes | 2013-03-14 |  | 2
FALSE | S4BF-024KB | 2733 | 5556155 | TAPPAN | FS4BF-024KB | AC | Split System: Air-Cooled Condensing Unit, Coil with Blower | S4BF-024KB |  | C6B(A,H)-X26(C,U)-B | 13 | 16 | Yes | Yes | 2013-03-14 |  | 2
FALSE | S4BF-024KB | 2733 | 5556156 | TAPPAN | FS4BF-024KB | AC | Split System: Air-Cooled Condensing Unit, Coil with Blower | S4BF-024KB |  | C6B(A,H)-X26(C,U)-B | 13 | 16 | Yes | Yes | 2013-03-14 |  | 2
FALSE | S4BF-024KB | 2733 | 5556157 | TAPPAN | FS4BF-024KB | AC | Split System: Air-Cooled Condensing Unit, Coil with Blower | S4BF-024KB |  | C6B(A,H)-F24(C,U)-B+TXV-X2.0 | 12.5 | 15.5 | Yes | Yes | 2013-03-14 |  | 1
FALSE | S4BF-024KB | 2733 | 5556158 | TAPPAN | FS4BF-024KB | AC | Split System: Air-Cooled Condensing Unit, Coil with Blower | S4BF-024KB |  | C6B(A,H)-X24(C,U)-B | 12.5 | 15.5 | Yes | Yes | 2013-03-14 |  | 1
FALSE | S4BF-024KB | 2733 | 5556159 | TAPPAN | FS4BF-024KB | AC | Split System: Air-Cooled Condensing Unit, Coil with Blower | S4BF-024KB |  | C6B(A,H)-X24(C,U)-B | 12.5 | 15.5 | Yes | Yes | 2013-03-14 |  | 1
FALSE | S4BF-024KB | 2733 | 5556160 | TAPPAN | FS4BF-024KB | AC | Split System: Air-Cooled Condensing Unit, Coil with Blower | S4BF-024KB |  | C6B(A,H)-X26(C,U)-B | 13 | 16 | Yes | Yes | 2013-03-14 |  | 2
FALSE | S4BF-024KB | 2733 | 5556161 | TAPPAN | FS4BF-024KB | AC | Split System: Air-Cooled Condensing Unit, Coil with Blower | S4BF-024KB |  | C6B(A,H)-X26(C,U)-B | 13 | 16 | Yes | Yes | 2013-03-14 |  | 2
FALSE | S4BF-024KB | 2733 | 5556162 | TAPPAN | FS4BF-024KB | AC | Split System: Air-Cooled Condensing Unit, Coil with Blower | S4BF-024KB |  | C6B(A,H)-F24(C,U)-B+TXV-X2.0 | 12.5 | 15.5 | Yes | Yes | 2013-03-14 |  | 1
FALSE | S4BF-024KB | 2733 | 5556163 | TAPPAN | FS4BF-024KB | AC | Split System: Air-Cooled Condensing Unit, Coil with Blower | S4BF-024KB |  | C6B(A,H)-X26(C,U)-B | 13 | 16 | Yes | Yes | 2013-03-14 |  | 2
TRUE | S4BF-024KB | 2733 | 5556164 | TAPPAN | FS4BF-024KB | AC | Split System: Air-Cooled Condensing Unit, Coil with Blower | S4BF-024KB |  | B6VMAX24K-B | 13 | 16 | Yes | Yes | 2013-03-14 |  | 2
FALSE | S4BF-024KB | 2733 | 5556165 | TAPPAN | FS4BF-024KB | AC | Split System: Air-Cooled Condensing Unit, Coil with Blower | S4BF-024KB |  | C6B(A,H)-F24(C,U)-B+TXV-X2.0 | 13 | 16 | Yes | Yes | 2013-03-14 |  | 2
FALSE | S4BF-024KB | 2733 | 5556166 | TAPPAN | FS4BF-024KB | AC | Split System: Air-Cooled Condensing Unit, Coil with Blower | S4BF-024KB |  | C6B(A,H)-X24(C,U)-B | 13 | 16 | Yes | Yes | 2013-03-14 |  | 2
FALSE | S4BF-036KB | 2740 | 5556167 | TAPPAN | FS4BF-036KB | AC | Split System: Air-Cooled Condensing Unit, Coil with Blower | S4BF-036KB |  | C6B(A,H)-F42(C,U)-B+TXV-X3.0 | 12.5 | 15 | Yes | Yes | 2013-03-14 |  | 1
FALSE | S4BF-036KB | 2740 | 5556168 | TAPPAN | FS4BF-036KB | AC | Split System: Air-Cooled Condensing Unit, Coil with Blower | S4BF-036KB |  | C6B(A,H)-F48(C,U)-C+TXV-X3.0 | 13 | 16 | Yes | Yes | 2013-03-14 |  | 2
FALSE | S4BF-024KB | 2733 | 5556242 | WESTINGHOUSE | FS4BF-024KB | AC | Split System: Air-Cooled Condensing Unit, Coil with Blower | S4BF-024KB |  | C6B(A,H)-F24(C,U)-B+TXV-X2.0 | 12.5 | 15.5 | Yes | Yes | 2013-03-14 |  | 1
FALSE | S4BF-024KB | 2733 | 5556243 | WESTINGHOUSE | FS4BF-024KB | AC | Split System: Air-Cooled Condensing Unit, Coil with Blower | S4BF-024KB |  | C6B(A,H)-X24(C,U)-B | 12.5 | 15.5 | Yes | Yes | 2013-03-14 |  | 1
FALSE | S4BF-024KB | 2733 | 5556244 | WESTINGHOUSE | FS4BF-024KB | AC | Split System: Air-Cooled Condensing Unit, Coil with Blower | S4BF-024KB |  | C6B(A,H)-X24(C,U)-B | 12.5 | 15.5 | Yes | Yes | 2013-03-14 |  | 1
FALSE | S4BF-024KB | 2733 | 5556245 | WESTINGHOUSE | FS4BF-024KB | AC | Split System: Air-Cooled Condensing Unit, Coil with Blower | S4BF-024KB |  | C6B(A,H)-X26(C,U)-B | 13 | 16 | Yes | Yes | 2013-03-14 |  | 2
FALSE | S4BF-024KB | 2733 | 5556246 | WESTINGHOUSE | FS4BF-024KB | AC | Split System: Air-Cooled Condensing Unit, Coil with Blower | S4BF-024KB |  | C6B(A,H)-X26(C,U)-B | 13 | 16 | Yes | Yes | 2013-03-14 |  | 2
FALSE | S4BF-024KB | 2733 | 5556247 | WESTINGHOUSE | FS4BF-024KB | AC | Split System: Air-Cooled Condensing Unit, Coil with Blower | S4BF-024KB |  | C6B(A,H)-F24(C,U)-B+TXV-X2.0 | 12.5 | 15.5 | Yes | Yes | 2013-03-14 |  | 1
FALSE | S4BF-024KB | 2733 | 5556248 | WESTINGHOUSE | FS4BF-024KB | AC | Split System: Air-Cooled Condensing Unit, Coil with Blower | S4BF-024KB |  | C6B(A,H)-X26(C,U)-B | 13 | 16 | Yes | Yes | 2013-03-14 |  | 2
TRUE | S4BF-024KB | 2733 | 5556249 | WESTINGHOUSE | FS4BF-024KB | AC | Split System: Air-Cooled Condensing Unit, Coil with Blower | S4BF-024KB |  | B6VMAX24K-B | 13 | 16 | Yes | Yes | 2013-03-14 |  | 2
FALSE | S4BF-024KB | 2733 | 5556250 | WESTINGHOUSE | FS4BF-024KB | AC | Split System: Air-Cooled Condensing Unit, Coil with Blower | S4BF-024KB |  | C6B(A,H)-F24(C,U)-B+TXV-X2.0 | 13 | 16 | Yes | Yes | 2013-03-14 |  | 2
FALSE | S4BF-024KB | 2733 | 5556251 | WESTINGHOUSE | FS4BF-024KB | AC | Split System: Air-Cooled Condensing Unit, Coil with Blower | S4BF-024KB |  | C6B(A,H)-X24(C,U)-B | 13 | 16 | Yes | Yes | 2013-03-14 |  | 2
FALSE | S4BF-036KB | 2740 | 5556252 | WESTINGHOUSE | FS4BF-036KB | AC | Split System: Air-Cooled Condensing Unit, Coil with Blower | S4BF-036KB |  | C6B(A,H)-F42(C,U)-B+TXV-X3.0 | 12.5 | 15 | Yes | Yes | 2013-03-14 |  | 1
FALSE | S4BF-036KB | 2740 | 5556253 | WESTINGHOUSE | FS4BF-036KB | AC | Split System: Air-Cooled Condensing Unit, Coil with Blower | S4BF-036KB |  | C6B(A,H)-F48(C,U)-C+TXV-X3.0 | 13 | 16 | Yes | Yes | 2013-03-14 |  | 2
FALSE | S4BF-036KB | 2740 | 5556254 | WESTINGHOUSE | FS4BF-036KB | AC | Split System: Air-Cooled Condensing Unit, Coil with Blower | S4BF-036KB |  | C6B(A,H)-X36(C,U)-B | 12.5 | 15 | Yes | Yes | 2013-03-14 |  | 1
FALSE | S4BF-036KB | 2740 | 5556255 | WESTINGHOUSE | FS4BF-036KB | AC | Split System: Air-Cooled Condensing Unit, Coil with Blower | S4BF-036KB |  | C6B(A,H)-X37(C,U)-C | 13 | 16 | Yes | Yes | 2013-03-14 |  | 2
FALSE | S4BF-036KB | 2740 | 5556256 | WESTINGHOUSE | FS4BF-036KB | AC | Split System: Air-Cooled Condensing Unit, Coil with Blower | S4BF-036KB |  | C6B(A,H)-X36(C,U)-C | 13 | 16 | Yes | Yes | 2013-03-14 |  | 2
FALSE | S4BF-036KB | 2740 | 5556257 | WESTINGHOUSE | FS4BF-036KB | AC | Split System: Air-Cooled Condensing Unit, Coil with Blower | S4BF-036KB |  | C6B(A,H)-X36(C,U)-C | 13 | 16 | Yes | Yes | 2013-03-14 |  | 2
FALSE | S4BF-036KB | 2740 | 5556258 | WESTINGHOUSE | FS4BF-036KB | AC | Split System: Air-Cooled Condensing Unit, Coil with Blower | S4BF-036KB |  | C6B(A,H)-F42(C,U)-B+TXV-X3.0 | 12.5 | 15 | Yes | Yes | 2013-03-14 |  | 1
FALSE | S4BF-036KB | 2740 | 5556259 | WESTINGHOUSE | FS4BF-036KB | AC | Split System: Air-Cooled Condensing Unit, Coil with Blower | S4BF-036KB |  | C6B(A,H)-X37(C,U)-C | 13 | 16 | Yes | Yes | 2013-03-14 |  | 2
FALSE | S6BF-036K | 2702 | 5556335 | NORDYNE, LLC. | ES6BF-036K | AC | Split System: Air-Cooled Condensing Unit, Coil with Blower | S6BF-036K |  | C7B(A,H)M03648(C,U)-C+TXV | 13 | 16 | Yes | Yes | 2013-08-22 |  | 2
FALSE | S6BF-036K | 2702 | 5556336 | NORDYNE, LLC. | ES6BF-036K | AC | Split System: Air-Cooled Condensing Unit, Coil with Blower | S6BF-036K |  | C7B(A,H)M03642(C,U)-B+TXV | 13 | 16 | Yes | Yes | 2013-08-22 |  | 2
TRUE | S4BF-048KC | 2750 | 5556337 | WESTINGHOUSE | FS4BF-048KC | AC | Split System: Air-Cooled Condensing Unit, Coil with Blower | S4BF-048KC |  | B6VMAX48K-C | 13 | 16 | Yes | Yes | 2013-03-14 |  | 2
FALSE | S4BF-048KC | 2750 | 5556338 | WESTINGHOUSE | FS4BF-048KC | AC | Split System: Air-Cooled Condensing Unit, Coil with Blower | S4BF-048KC |  | C6B(A,H)-X48(C,U)-C | 13 | 16 | Yes | Yes | 2013-03-14 |  | 2
FALSE | S6BF-036K | 2702 | 5556339 | NORDYNE, LLC. | ES6BF-036K | AC | Split System: Air-Cooled Condensing Unit, Coil with Blower | S6BF-036K |  | C7B(A,H)M03642(C,U)-B+TXV | 13 | 16 | Yes | Yes | 2013-08-22 |  | 2
FALSE | S4BF-024KB | 2733 | 5556340 | NUTONE | FS4BF-024KB | AC | Split System: Air-Cooled Condensing Unit, Coil with Blower | S4BF-024KB |  | C6B(A,H)-F24(C,U)-B+TXV-X2.0 | 12.5 | 15.5 | Yes | Yes | 2013-03-14 |  | 1
FALSE | S6BF-036K | 2702 | 5556341 | NORDYNE, LLC. | ES6BF-036K | AC | Split System: Air-Cooled Condensing Unit, Coil with Blower | S6BF-036K |  | B6VMAX36K-B | 13 | 16 | Yes | Yes | 2013-08-22 |  | 2
FALSE | S4BF-024KB | 2733 | 5556343 | NUTONE | FS4BF-024KB | AC | Split System: Air-Cooled Condensing Unit, Coil with Blower | S4BF-024KB |  | C6B(A,H)-X24(C,U)-B | 12.5 | 15.5 | Yes | Yes | 2013-03-14 |  | 1
FALSE | S4BF-024KB | 2733 | 5556344 | NUTONE | FS4BF-024KB | AC | Split System: Air-Cooled Condensing Unit, Coil with Blower | S4BF-024KB |  | C6B(A,H)-X26(C,U)-B | 13 | 16 | Yes | Yes | 2013-03-14 |  | 2
FALSE | S6BF-036K | 2702 | 5556346 | NORDYNE, LLC. | ES6BF-036K | AC | Split System: Air-Cooled Condensing Unit, Coil with Blower | S6BF-036K |  | B6EMMX36K-B | 13 | 16 | Yes | Yes | 2013-08-22 |  | 2
FALSE | S4BF-024KB | 2733 | 5556347 | NUTONE | FS4BF-024KB | AC | Split System: Air-Cooled Condensing Unit, Coil with Blower | S4BF-024KB |  | C6B(A,H)-F24(C,U)-B+TXV-X2.0 | 12.5 | 15.5 | Yes | Yes | 2013-03-14 |  | 1
FALSE | S6BF-024K | 2682 | 5556348 | NORDYNE, LLC. | ES6BF-024K | AC | Split System: Air-Cooled Condensing Unit, Coil with Blower | S6BF-024K |  | C7B(A,H)M01824(C,U)-A+TXV | 13 | 16 | Yes | Yes | 2013-08-22 |  | 2
FALSE | S4BF-024KB | 2733 | 5556349 | NUTONE | FS4BF-024KB | AC | Split System: Air-Cooled Condensing Unit, Coil with Blower | S4BF-024KB |  | C6B(A,H)-F24(C,U)-B+TXV-X2.0 | 12.5 | 15.5 | Yes | Yes | 2013-03-14 |  | 1
FALSE | S6BF-024K | 2682 | 5556350 | NORDYNE, LLC. | ES6BF-024K | AC | Split System: Air-Cooled Condensing Unit, Coil with Blower | S6BF-024K |  | C7B(A,H)M01824(C,U)-A+TXV | 13 | 16 | Yes | Yes | 2013-08-22 |  | 2
FALSE | S4BF-024KB | 2733 | 5556351 | NUTONE | FS4BF-024KB | AC | Split System: Air-Cooled Condensing Unit, Coil with Blower | S4BF-024KB |  | C6B(A,H)-F24(C,U)-B+TXV-X2.0 | 12.5 | 15.5 | Yes | Yes | 2013-03-14 |  | 1
FALSE | S6BF-024K | 2682 | 5556352 | NORDYNE, LLC. | ES6BF-024K | AC | Split System: Air-Cooled Condensing Unit, Coil with Blower | S6BF-024K |  | C7B(A,H)M01824(C,U)-B+TXV | 13 | 16 | Yes | Yes | 2013-08-22 |  | 2
FALSE | S4BF-024KB | 2733 | 5556353 | NUTONE | FS4BF-024KB | AC | Split System: Air-Cooled Condensing Unit, Coil with Blower | S4BF-024KB |  | C6B(A,H)-X24(C,U)-B | 12.5 | 15.5 | Yes | Yes | 2013-03-14 |  | 1
FALSE | S6BF-024K | 2682 | 5556354 | NORDYNE, LLC. | ES6BF-024K | AC | Split System: Air-Cooled Condensing Unit, Coil with Blower | S6BF-024K |  | C7B(A,H)M01824(C,U)-B+TXV | 13 | 16 | Yes | Yes | 2013-08-22 |  | 2
FALSE | S4BF-024KB | 2733 | 5556355 | NUTONE | FS4BF-024KB | AC | Split System: Air-Cooled Condensing Unit, Coil with Blower | S4BF-024KB |  | C6B(A,H)-X26(C,U)-B | 13 | 16 | Yes | Yes | 2013-03-14 |  | 2
FALSE | S6BF-030K | 2690 | 5556433 | NORDYNE, LLC. | JS6BF-030K | AC | Split System: Air-Cooled Condensing Unit, Coil with Blower | S6BF-030K |  | B6VMAX30K-A | 13 | 16 | Yes | Yes | 2013-08-22 |  | 2
FALSE | S4BF-036KB | 2740 | 5556434 | NUTONE | FS4BF-036KB | AC | Split System: Air-Cooled Condensing Unit, Coil with Blower | S4BF-036KB |  | C6B(A,H)-F42(C,U)-B+TXV-X3.0 | 12.5 | 15 | Yes | Yes | 2013-03-14 |  | 1
FALSE | S6BF-030K | 2690 | 5556435 | NORDYNE, LLC. | JS6BF-030K | AC | Split System: Air-Cooled Condensing Unit, Coil with Blower | S6BF-030K |  | B6EMMX30K-B | 13 | 16 | Yes | Yes | 2013-08-22 |  | 2
FALSE | S6BF-036K | 2702 | 5556436 | NORDYNE, LLC. | JS6BF-036K | AC | Split System: Air-Cooled Condensing Unit, Coil with Blower | S6BF-036K |  | C7B(A,H)M03642(C,U)-B+TXV | 13 | 16 | Yes | Yes | 2013-08-22 |  | 2
FALSE | S4BF-036KB | 2740 | 5556437 | NUTONE | FS4BF-036KB | AC | Split System: Air-Cooled Condensing Unit, Coil with Blower | S4BF-036KB |  | C6B(A,H)-X36(C,U)-B | 12.5 | 15 | Yes | Yes | 2013-03-14 |  | 1
FALSE | S4BF-036KB | 2740 | 5556438 | NUTONE | FS4BF-036KB | AC | Split System: Air-Cooled Condensing Unit, Coil with Blower | S4BF-036KB |  | C6B(A,H)-X36(C,U)-B | 12.5 | 15 | Yes | Yes | 2013-03-14 |  | 1
FALSE | S6BF-036K | 2702 | 5556439 | NORDYNE, LLC. | JS6BF-036K | AC | Split System: Air-Cooled Condensing Unit, Coil with Blower | S6BF-036K |  | C7B(A,H)M03648(C,U)-C+TXV | 13 | 16 | Yes | Yes | 2013-08-22 |  | 2
FALSE | S6BF-036K | 2702 | 5556440 | NORDYNE, LLC. | JS6BF-036K | AC | Split System: Air-Cooled Condensing Unit, Coil with Blower | S6BF-036K |  | C7B(A,H)M03648(C,U)-C+TXV | 13 | 16 | Yes | Yes | 2013-08-22 |  | 2
FALSE | S4BF-036KB | 2740 | 5556441 | NUTONE | FS4BF-036KB | AC | Split System: Air-Cooled Condensing Unit, Coil with Blower | S4BF-036KB |  | C6B(A,H)-X36(C,U)-C | 13 | 16 | Yes | Yes | 2013-03-14 |  | 2
FALSE | S6BF-036K | 2702 | 5556442 | NORDYNE, LLC. | JS6BF-036K | AC | Split System: Air-Cooled Condensing Unit, Coil with Blower | S6BF-036K |  | C7B(A,H)M03648(C,U)-C+TXV | 13 | 16 | Yes | Yes | 2013-08-22 |  | 2
FALSE | S4BF-036KB | 2740 | 5556443 | NUTONE | FS4BF-036KB | AC | Split System: Air-Cooled Condensing Unit, Coil with Blower | S4BF-036KB |  | C6B(A,H)-F42(C,U)-B+TXV-X3.0 | 12.5 | 15 | Yes | Yes | 2013-03-14 |  | 1
FALSE | S6BF-036K | 2702 | 5556444 | NORDYNE, LLC. | JS6BF-036K | AC | Split System: Air-Cooled Condensing Unit, Coil with Blower | S6BF-036K |  | C7B(A,H)M03642(C,U)-B+TXV | 13 | 16 | Yes | Yes | 2013-08-22 |  | 2
FALSE | S4BF-036KB | 2740 | 5556445 | NUTONE | FS4BF-036KB | AC | Split System: Air-Cooled Condensing Unit, Coil with Blower | S4BF-036KB |  | C6B(A,H)-F48(C,U)-C+TXV-X3.0 | 13 | 16 | Yes | Yes | 2013-03-14 |  | 2
FALSE | S4BF-036KB | 2740 | 5556446 | NUTONE | FS4BF-036KB | AC | Split System: Air-Cooled Condensing Unit, Coil with Blower | S4BF-036KB |  | C6B(A,H)-F48(C,U)-C+TXV-X3.0 | 13 | 16 | Yes | Yes | 2013-03-14 |  | 2
FALSE | S6BF-036K | 2702 | 5556447 | NORDYNE, LLC. | JS6BF-036K | AC | Split System: Air-Cooled Condensing Unit, Coil with Blower | S6BF-036K |  | C7B(A,H)M03642(C,U)-B+TXV | 13 | 16 | Yes | Yes | 2013-08-22 |  | 2
FALSE | S6BF-036K | 2702 | 5556448 | NORDYNE, LLC. | JS6BF-036K | AC | Split System: Air-Cooled Condensing Unit, Coil with Blower | S6BF-036K |  | B6VMAX36K-B | 13 | 16 | Yes | Yes | 2013-08-22 |  | 2
FALSE | S4BF-036KB | 2740 | 5556449 | NUTONE | FS4BF-036KB | AC | Split System: Air-Cooled Condensing Unit, Coil with Blower | S4BF-036KB |  | C6B(A,H)-X36(C,U)-B | 12.5 | 15 | Yes | Yes | 2013-03-14 |  | 1
FALSE | S4BF-036KB | 2740 | 5556450 | NUTONE | FS4BF-036KB | AC | Split System: Air-Cooled Condensing Unit, Coil with Blower | S4BF-036KB |  | C6B(A,H)-X36(C,U)-B | 12.5 | 15 | Yes | Yes | 2013-03-14 |  | 1
FALSE | S4BF-036KB | 2740 | 5556452 | NUTONE | FS4BF-036KB | AC | Split System: Air-Cooled Condensing Unit, Coil with Blower | S4BF-036KB |  | C6B(A,H)-X36(C,U)-C | 13 | 16 | Yes | Yes | 2013-03-14 |  | 2
TRUE | S4BF-024KB | 2733 | 5556527 | BROAN | FS4BF-024KB | AC | Split System: Air-Cooled Condensing Unit, Coil with Blower | S4BF-024KB |  | B6VMAX24K-B | 13 | 16 | Yes | Yes | 2013-03-14 |  | 2
FALSE | S4BF-024KB | 2733 | 5556528 | BROAN | FS4BF-024KB | AC | Split System: Air-Cooled Condensing Unit, Coil with Blower | S4BF-024KB |  | C6B(A,H)-F24(C,U)-B+TXV-X2.0 | 13 | 16 | Yes | Yes | 2013-03-14 |  | 2
FALSE | S4BF-024KB | 2733 | 5556529 | BROAN | FS4BF-024KB | AC | Split System: Air-Cooled Condensing Unit, Coil with Blower | S4BF-024KB |  | C6B(A,H)-X24(C,U)-B | 13 | 16 | Yes | Yes | 2013-03-14 |  | 2
FALSE | S4BF-036KB | 2740 | 5556530 | BROAN | FS4BF-036KB | AC | Split System: Air-Cooled Condensing Unit, Coil with Blower | S4BF-036KB |  | C6B(A,H)-F42(C,U)-B+TXV-X3.0 | 12.5 | 15 | Yes | Yes | 2013-03-14 |  | 1
FALSE | S4BF-036KB | 2740 | 5556531 | BROAN | FS4BF-036KB | AC | Split System: Air-Cooled Condensing Unit, Coil with Blower | S4BF-036KB |  | C6B(A,H)-F48(C,U)-C+TXV-X3.0 | 13 | 16 | Yes | Yes | 2013-03-14 |  | 2
FALSE | S4BF-036KB | 2740 | 5556532 | BROAN | FS4BF-036KB | AC | Split System: Air-Cooled Condensing Unit, Coil with Blower | S4BF-036KB |  | C6B(A,H)-X36(C,U)-B | 12.5 | 15 | Yes | Yes | 2013-03-14 |  | 1
FALSE | S4BF-036KB | 2740 | 5556533 | BROAN | FS4BF-036KB | AC | Split System: Air-Cooled Condensing Unit, Coil with Blower | S4BF-036KB |  | C6B(A,H)-X37(C,U)-C | 13 | 16 | Yes | Yes | 2013-03-14 |  | 2
FALSE | S4BF-036KB | 2740 | 5556534 | BROAN | FS4BF-036KB | AC | Split System: Air-Cooled Condensing Unit, Coil with Blower | S4BF-036KB |  | C6B(A,H)-X36(C,U)-C | 13 | 16 | Yes | Yes | 2013-03-14 |  | 2
FALSE | S4BF-036KB | 2740 | 5556535 | BROAN | FS4BF-036KB | AC | Split System: Air-Cooled Condensing Unit, Coil with Blower | S4BF-036KB |  | C6B(A,H)-X36(C,U)-C | 13 | 16 | Yes | Yes | 2013-03-14 |  | 2
FALSE | S4BF-036KB | 2740 | 5556536 | BROAN | FS4BF-036KB | AC | Split System: Air-Cooled Condensing Unit, Coil with Blower | S4BF-036KB |  | C6B(A,H)-F42(C,U)-B+TXV-X3.0 | 12.5 | 15 | Yes | Yes | 2013-03-14 |  | 1
FALSE | S4BF-036KB | 2740 | 5556537 | BROAN | FS4BF-036KB | AC | Split System: Air-Cooled Condensing Unit, Coil with Blower | S4BF-036KB |  | C6B(A,H)-X37(C,U)-C | 13 | 16 | Yes | Yes | 2013-03-14 |  | 2
FALSE | S4BF-036KB | 2740 | 5556538 | BROAN | FS4BF-036KB | AC | Split System: Air-Cooled Condensing Unit, Coil with Blower | S4BF-036KB |  | C6B(A,H)-X37(C,U)-C | 13 | 16 | Yes | Yes | 2013-03-14 |  | 2
FALSE | S4BF-036KB | 2740 | 5556539 | BROAN | FS4BF-036KB | AC | Split System: Air-Cooled Condensing Unit, Coil with Blower | S4BF-036KB |  | C6B(A,H)-F42(C,U)-B+TXV-X3.0 | 12.5 | 15 | Yes | Yes | 2013-03-14 |  | 1
FALSE | S4BF-036KB | 2740 | 5556540 | BROAN | FS4BF-036KB | AC | Split System: Air-Cooled Condensing Unit, Coil with Blower | S4BF-036KB |  | C6B(A,H)-X37(C,U)-C | 13 | 16 | Yes | Yes | 2013-03-14 |  | 2
FALSE | S4BF-036KB | 2740 | 5556541 | BROAN | FS4BF-036KB | AC | Split System: Air-Cooled Condensing Unit, Coil with Blower | S4BF-036KB |  | C6B(A,H)-F48(C,U)-C+TXV-X3.0 | 13 | 16 | Yes | Yes | 2013-03-14 |  | 2
FALSE | S4BF-036KB | 2740 | 5556542 | BROAN | FS4BF-036KB | AC | Split System: Air-Cooled Condensing Unit, Coil with Blower | S4BF-036KB |  | C6B(A,H)-F48(C,U)-C+TXV-X3.0 | 13 | 16 | Yes | Yes | 2013-03-14 |  | 2
FALSE | S4BF-036KB | 2740 | 5556543 | BROAN | FS4BF-036KB | AC | Split System: Air-Cooled Condensing Unit, Coil with Blower | S4BF-036KB |  | C6B(A,H)-F48(C,U)-C+TXV-X3.0 | 13 | 16 | Yes | Yes | 2013-03-14 |  | 2
FALSE | S4BF-036KB | 2740 | 5556544 | BROAN | FS4BF-036KB | AC | Split System: Air-Cooled Condensing Unit, Coil with Blower | S4BF-036KB |  | C6B(A,H)-X36(C,U)-B | 12.5 | 15 | Yes | Yes | 2013-03-14 |  | 1
FALSE | S4BF-036KB | 2740 | 5556545 | BROAN | FS4BF-036KB | AC | Split System: Air-Cooled Condensing Unit, Coil with Blower | S4BF-036KB |  | C6B(A,H)-X36(C,U)-C | 13 | 16 | Yes | Yes | 2013-03-14 |  | 2
FALSE | S4BF-036KB | 2740 | 5556621 | MAYTAG | MSA4BF036KB | AC | Split System: Air-Cooled Condensing Unit, Coil with Blower | S4BF-036KB |  | C6B(A,H)-X36(C,U)-C | 13 | 16 | Yes | Yes | 2013-03-14 |  | 2
FALSE | S4BF-036KB | 2740 | 5556622 | MAYTAG | MSA4BF036KB | AC | Split System: Air-Cooled Condensing Unit, Coil with Blower | S4BF-036KB |  | C6B(A,H)-F42(C,U)-B+TXV-X3.0 | 12.5 | 15 | Yes | Yes | 2013-03-14 |  | 1
FALSE | S4BF-036KB | 2740 | 5556623 | MAYTAG | MSA4BF036KB | AC | Split System: Air-Cooled Condensing Unit, Coil with Blower | S4BF-036KB |  | C6B(A,H)-X36(C,U)-C | 13 | 16 | Yes | Yes | 2013-03-14 |  | 2
FALSE | S4BF-036KB | 2740 | 5556624 | MAYTAG | MSA4BF036KB | AC | Split System: Air-Cooled Condensing Unit, Coil with Blower | S4BF-036KB |  | C6B(A,H)-X36(C,U)-B | 12.5 | 15 | Yes | Yes | 2013-03-14 |  | 1
FALSE | S4BF-036KB | 2740 | 5556625 | MAYTAG | MSA4BF036KB | AC | Split System: Air-Cooled Condensing Unit, Coil with Blower | S4BF-036KB |  | C6B(A,H)-X36(C,U)-B | 12.5 | 15 | Yes | Yes | 2013-03-14 |  | 1
FALSE | S4BF-036KB | 2740 | 5556626 | MAYTAG | MSA4BF036KB | AC | Split System: Air-Cooled Condensing Unit, Coil with Blower | S4BF-036KB |  | C6B(A,H)-F42(C,U)-B+TXV-X3.0 | 12.5 | 15 | Yes | Yes | 2013-03-14 |  | 1
FALSE | S4BF-036KB | 2740 | 5556627 | MAYTAG | MSA4BF036KB | AC | Split System: Air-Cooled Condensing Unit, Coil with Blower | S4BF-036KB |  | C6B(A,H)-F48(C,U)-C+TXV-X3.0 | 13 | 16 | Yes | Yes | 2013-03-14 |  | 2
FALSE | S4BF-036KB | 2740 | 5556628 | MAYTAG | MSA4BF036KB | AC | Split System: Air-Cooled Condensing Unit, Coil with Blower | S4BF-036KB |  | C6B(A,H)-F48(C,U)-C+TXV-X3.0 | 13 | 16 | Yes | Yes | 2013-03-14 |  | 2
FALSE | S4BF-036KB | 2740 | 5556629 | MAYTAG | MSA4BF036KB | AC | Split System: Air-Cooled Condensing Unit, Coil with Blower | S4BF-036KB |  | C6B(A,H)-X36(C,U)-B | 12.5 | 15 | Yes | Yes | 2013-03-14 |  | 1
FALSE | S4BF-036KB | 2740 | 5556630 | MAYTAG | MSA4BF036KB | AC | Split System: Air-Cooled Condensing Unit, Coil with Blower | S4BF-036KB |  | C6B(A,H)-X36(C,U)-C | 13 | 16 | Yes | Yes | 2013-03-14 |  | 2
TRUE | S4BF-036KB | 2740 | 5556631 | MAYTAG | MSA4BF036KB | AC | Split System: Air-Cooled Condensing Unit, Coil with Blower | S4BF-036KB |  | B6VMAX36K-B | 13 | 16 | Yes | Yes | 2013-03-14 |  | 2
FALSE | S4BF-036KB | 2740 | 5556632 | MAYTAG | MSA4BF036KB | AC | Split System: Air-Cooled Condensing Unit, Coil with Blower | S4BF-036KB |  | C6B(A,H)-F42(C,U)-B+TXV-X3.0 | 13 | 16 | Yes | Yes | 2013-03-14 |  | 2
FALSE | S4BF-036KB | 2740 | 5556633 | MAYTAG | MSA4BF036KB | AC | Split System: Air-Cooled Condensing Unit, Coil with Blower | S4BF-036KB |  | C6B(A,H)-X36(C,U)-B | 13 | 16 | Yes | Yes | 2013-03-14 |  | 2
FALSE | S4BF-036KB | 2740 | 5556634 | MAYTAG | MSA4BF036KB | AC | Split System: Air-Cooled Condensing Unit, Coil with Blower | S4BF-036KB |  | C6B(A,H)-F48(C,U)-C+TXV-X3.0 | 13 | 16 | Yes | Yes | 2013-03-14 |  | 2
FALSE | S4BF-036KB | 2740 | 5556635 | MAYTAG | MSA4BF036KB | AC | Split System: Air-Cooled Condensing Unit, Coil with Blower | S4BF-036KB |  | C6B(A,H)-X36(C,U)-C | 13 | 16 | Yes | Yes | 2013-03-14 |  | 2
FALSE | S4BF-036KB | 2740 | 5556636 | MAYTAG | MSA4BF036KB | AC | Split System: Air-Cooled Condensing Unit, Coil with Blower | S4BF-036KB |  | C6B(A,H)-X37(C,U)-C | 13 | 16 | Yes | Yes | 2013-03-14 |  | 2
FALSE | S4BF-048KC | 2750 | 5556637 | MAYTAG | MSA4BF048KC | AC | Split System: Air-Cooled Condensing Unit, Coil with Blower | S4BF-048KC |  | C6B(A,H)-F60(C,U)-D+TXV-X4.0 | 12 | 15 | Yes | Yes | 2013-03-14 |  | 0
FALSE | S4BF-048KC | 2750 | 5556638 | MAYTAG | MSA4BF048KC | AC | Split System: Air-Cooled Condensing Unit, Coil with Blower | S4BF-048KC |  | C6B(A,H)-X48(C,U)-C | 12.5 | 16 | Yes | Yes | 2013-03-14 |  | 1
FALSE | S4BF-048KC | 2750 | 5556639 | MAYTAG | MSA4BF048KC | AC | Split System: Air-Cooled Condensing Unit, Coil with Blower | S4BF-048KC |  | C6B(A,H)-X48(C,U)-C | 12.5 | 16 | Yes | Yes | 2013-03-14 |  | 1
FALSE | S4BF-024KB | 2733 | 5556716 | MAYTAG | PSA4BF024KB | AC | Split System: Air-Cooled Condensing Unit, Coil with Blower | S4BF-024KB |  | C6B(A,H)-F24(C,U)-B+TXV-X2.0 | 12.5 | 15.5 | Yes | Yes | 2013-03-14 |  | 1
FALSE | S4BF-024KB | 2733 | 5556717 | MAYTAG | PSA4BF024KB | AC | Split System: Air-Cooled Condensing Unit, Coil with Blower | S4BF-024KB |  | C6B(A,H)-X24(C,U)-B | 12.5 | 15.5 | Yes | Yes | 2013-03-14 |  | 1
FALSE | S4BF-024KB | 2733 | 5556718 | MAYTAG | PSA4BF024KB | AC | Split System: Air-Cooled Condensing Unit, Coil with Blower | S4BF-024KB |  | C6B(A,H)-X26(C,U)-B | 13 | 16 | Yes | Yes | 2013-03-14 |  | 2
FALSE | S4BF-024KB | 2733 | 5556719 | MAYTAG | PSA4BF024KB | AC | Split System: Air-Cooled Condensing Unit, Coil with Blower | S4BF-024KB |  | C6B(A,H)-F24(C,U)-B+TXV-X2.0 | 12.5 | 15.5 | Yes | Yes | 2013-03-14 |  | 1
FALSE | S4BF-024KB | 2733 | 5556720 | MAYTAG | PSA4BF024KB | AC | Split System: Air-Cooled Condensing Unit, Coil with Blower | S4BF-024KB |  | C6B(A,H)-F24(C,U)-B+TXV-X2.0 | 12.5 | 15.5 | Yes | Yes | 2013-03-14 |  | 1
FALSE | S4BF-024KB | 2733 | 5556721 | MAYTAG | PSA4BF024KB | AC | Split System: Air-Cooled Condensing Unit, Coil with Blower | S4BF-024KB |  | C6B(A,H)-F24(C,U)-B+TXV-X2.0 | 12.5 | 15.5 | Yes | Yes | 2013-03-14 |  | 1
FALSE | S4BF-024KB | 2733 | 5556722 | MAYTAG | PSA4BF024KB | AC | Split System: Air-Cooled Condensing Unit, Coil with Blower | S4BF-024KB |  | C6B(A,H)-X24(C,U)-B | 12.5 | 15.5 | Yes | Yes | 2013-03-14 |  | 1
FALSE | S4BF-024KB | 2733 | 5556723 | MAYTAG | PSA4BF024KB | AC | Split System: Air-Cooled Condensing Unit, Coil with Blower | S4BF-024KB |  | C6B(A,H)-X26(C,U)-B | 13 | 16 | Yes | Yes | 2013-03-14 |  | 2
FALSE | S4BF-024KB | 2733 | 5556724 | MAYTAG | PSA4BF024KB | AC | Split System: Air-Cooled Condensing Unit, Coil with Blower | S4BF-024KB |  | C6B(A,H)-F24(C,U)-B+TXV-X2.0 | 12.5 | 15.5 | Yes | Yes | 2013-03-14 |  | 1
FALSE | S4BF-024KB | 2733 | 5556725 | MAYTAG | PSA4BF024KB | AC | Split System: Air-Cooled Condensing Unit, Coil with Blower | S4BF-024KB |  | C6B(A,H)-X24(C,U)-B | 12.5 | 15.5 | Yes | Yes | 2013-03-14 |  | 1
FALSE | S4BF-024KB | 2733 | 5556726 | MAYTAG | PSA4BF024KB | AC | Split System: Air-Cooled Condensing Unit, Coil with Blower | S4BF-024KB |  | C6B(A,H)-X24(C,U)-B | 12.5 | 15.5 | Yes | Yes | 2013-03-14 |  | 1
FALSE | S4BF-024KB | 2733 | 5556727 | MAYTAG | PSA4BF024KB | AC | Split System: Air-Cooled Condensing Unit, Coil with Blower | S4BF-024KB |  | C6B(A,H)-X26(C,U)-B | 13 | 16 | Yes | Yes | 2013-03-14 |  | 2
FALSE | S4BF-024KB | 2733 | 5556728 | MAYTAG | PSA4BF024KB | AC | Split System: Air-Cooled Condensing Unit, Coil with Blower | S4BF-024KB |  | C6B(A,H)-X26(C,U)-B | 13 | 16 | Yes | Yes | 2013-03-14 |  | 2
FALSE | S4BF-024KB | 2733 | 5556729 | MAYTAG | PSA4BF024KB | AC | Split System: Air-Cooled Condensing Unit, Coil with Blower | S4BF-024KB |  | C6B(A,H)-X26(C,U)-B | 13 | 16 | Yes | Yes | 2013-03-14 |  | 2
FALSE | S4BF-024KB | 2733 | 5556730 | MAYTAG | PSA4BF024KB | AC | Split System: Air-Cooled Condensing Unit, Coil with Blower | S4BF-024KB |  | C6B(A,H)-X24(C,U)-B | 12.5 | 15.5 | Yes | Yes | 2013-03-14 |  | 1
FALSE | S4BF-024KB | 2733 | 5556731 | MAYTAG | PSA4BF024KB | AC | Split System: Air-Cooled Condensing Unit, Coil with Blower | S4BF-024KB |  | C6B(A,H)-X24(C,U)-B | 12.5 | 15.5 | Yes | Yes | 2013-03-14 |  | 1
FALSE | S4BF-024KB | 2733 | 5556732 | MAYTAG | PSA4BF024KB | AC | Split System: Air-Cooled Condensing Unit, Coil with Blower | S4BF-024KB |  | C6B(A,H)-X26(C,U)-B | 13 | 16 | Yes | Yes | 2013-03-14 |  | 2
FALSE | S4BF-024KB | 2733 | 5556733 | MAYTAG | PSA4BF024KB | AC | Split System: Air-Cooled Condensing Unit, Coil with Blower | S4BF-024KB |  | C6B(A,H)-F24(C,U)-B+TXV-X2.0 | 12.5 | 15.5 | Yes | Yes | 2013-03-14 |  | 1
TRUE | S4BF-024KB | 2733 | 5556734 | MAYTAG | PSA4BF024KB | AC | Split System: Air-Cooled Condensing Unit, Coil with Blower | S4BF-024KB |  | B6VMAX24K-B | 13 | 16 | Yes | Yes | 2013-03-14 |  | 2
FALSE | S4BF-036KB | 2740 | 5556813 | NORDYNE, LLC. | ES4BF-036KB | AC | Split System: Air-Cooled Condensing Unit, Coil with Blower | S4BF-036KB |  | C6B(A,H)-X37(C,U)-C | 13 | 16 | Yes | Yes | 2013-03-14 |  | 2
FALSE | S4BF-036KB | 2740 | 5556814 | NORDYNE, LLC. | ES4BF-036KB | AC | Split System: Air-Cooled Condensing Unit, Coil with Blower | S4BF-036KB |  | C6B(A,H)-X37(C,U)-C | 13 | 16 | Yes | Yes | 2013-03-14 |  | 2
FALSE | S4BF-036KB | 2740 | 5556815 | NORDYNE, LLC. | ES4BF-036KB | AC | Split System: Air-Cooled Condensing Unit, Coil with Blower | S4BF-036KB |  | C6B(A,H)-F42(C,U)-B+TXV-X3.0 | 12.5 | 15 | Yes | Yes | 2013-03-14 |  | 1
FALSE | S4BF-036KB | 2740 | 5556816 | NORDYNE, LLC. | ES4BF-036KB | AC | Split System: Air-Cooled Condensing Unit, Coil with Blower | S4BF-036KB |  | C6B(A,H)-X37(C,U)-C | 13 | 16 | Yes | Yes | 2013-03-14 |  | 2
FALSE | S4BF-036KB | 2740 | 5556817 | NORDYNE, LLC. | ES4BF-036KB | AC | Split System: Air-Cooled Condensing Unit, Coil with Blower | S4BF-036KB |  | C6B(A,H)-F48(C,U)-C+TXV-X3.0 | 13 | 16 | Yes | Yes | 2013-03-14 |  | 2
FALSE | S4BF-036KB | 2740 | 5556818 | NORDYNE, LLC. | ES4BF-036KB | AC | Split System: Air-Cooled Condensing Unit, Coil with Blower | S4BF-036KB |  | C6B(A,H)-F48(C,U)-C+TXV-X3.0 | 13 | 16 | Yes | Yes | 2013-03-14 |  | 2
FALSE | S4BF-036KB | 2740 | 5556819 | NORDYNE, LLC. | ES4BF-036KB | AC | Split System: Air-Cooled Condensing Unit, Coil with Blower | S4BF-036KB |  | C6B(A,H)-X36(C,U)-B | 12.5 | 15 | Yes | Yes | 2013-03-14 |  | 1
FALSE | S4BF-036KB | 2740 | 5556820 | NORDYNE, LLC. | ES4BF-036KB | AC | Split System: Air-Cooled Condensing Unit, Coil with Blower | S4BF-036KB |  | C6B(A,H)-X36(C,U)-C | 13 | 16 | Yes | Yes | 2013-03-14 |  | 2
FALSE | S4BF-036KB | 2740 | 5556821 | NORDYNE, LLC. | ES4BF-036KB | AC | Split System: Air-Cooled Condensing Unit, Coil with Blower | S4BF-036KB |  | C6B(A,H)-F42(C,U)-B+TXV-X3.0 | 12.5 | 15 | Yes | Yes | 2013-03-14 |  | 1
FALSE | S4BF-036KB | 2740 | 5556822 | NORDYNE, LLC. | ES4BF-036KB | AC | Split System: Air-Cooled Condensing Unit, Coil with Blower | S4BF-036KB |  | C6B(A,H)-X36(C,U)-C | 13 | 16 | Yes | Yes | 2013-03-14 |  | 2
FALSE | S4BF-036KB | 2740 | 5556823 | NORDYNE, LLC. | ES4BF-036KB | AC | Split System: Air-Cooled Condensing Unit, Coil with Blower | S4BF-036KB |  | C6B(A,H)-X36(C,U)-B | 12.5 | 15 | Yes | Yes | 2013-03-14 |  | 1
FALSE | S4BF-036KB | 2740 | 5556824 | NORDYNE, LLC. | ES4BF-036KB | AC | Split System: Air-Cooled Condensing Unit, Coil with Blower | S4BF-036KB |  | C6B(A,H)-X36(C,U)-B | 12.5 | 15 | Yes | Yes | 2013-03-14 |  | 1
FALSE | S4BF-036KB | 2740 | 5556825 | NORDYNE, LLC. | ES4BF-036KB | AC | Split System: Air-Cooled Condensing Unit, Coil with Blower | S4BF-036KB |  | C6B(A,H)-F42(C,U)-B+TXV-X3.0 | 12.5 | 15 | Yes | Yes | 2013-03-14 |  | 1
FALSE | S4BF-036KB | 2740 | 5556826 | NORDYNE, LLC. | ES4BF-036KB | AC | Split System: Air-Cooled Condensing Unit, Coil with Blower | S4BF-036KB |  | C6B(A,H)-F48(C,U)-C+TXV-X3.0 | 13 | 16 | Yes | Yes | 2013-03-14 |  | 2
FALSE | S4BF-036KB | 2740 | 5556827 | NORDYNE, LLC. | ES4BF-036KB | AC | Split System: Air-Cooled Condensing Unit, Coil with Blower | S4BF-036KB |  | C6B(A,H)-F48(C,U)-C+TXV-X3.0 | 13 | 16 | Yes | Yes | 2013-03-14 |  | 2
FALSE | S4BF-036KB | 2740 | 5556828 | NORDYNE, LLC. | ES4BF-036KB | AC | Split System: Air-Cooled Condensing Unit, Coil with Blower | S4BF-036KB |  | C6B(A,H)-X36(C,U)-B | 12.5 | 15 | Yes | Yes | 2013-03-14 |  | 1
FALSE | S4BF-036KB | 2740 | 5556829 | NORDYNE, LLC. | ES4BF-036KB | AC | Split System: Air-Cooled Condensing Unit, Coil with Blower | S4BF-036KB |  | C6B(A,H)-X36(C,U)-C | 13 | 16 | Yes | Yes | 2013-03-14 |  | 2
TRUE | S4BF-036KB | 2740 | 5556830 | NORDYNE, LLC. | ES4BF-036KB | AC | Split System: Air-Cooled Condensing Unit, Coil with Blower | S4BF-036KB |  | B6VMAX36K-B | 13 | 16 | Yes | Yes | 2013-03-14 |  | 2
FALSE | S4BF-036KB | 2740 | 5556900 | NORDYNE, LLC. | ES4BF-036KB | AC | Split System: Air-Cooled Condensing Unit, Coil with Blower | S4BF-036KB |  | C6B(A,H)-F42(C,U)-B+TXV-X3.0 | 12.5 | 15 | Yes | Yes | 2013-03-14 |  | 1
FALSE | S4BF-036KB | 2740 | 5556901 | NORDYNE, LLC. | ES4BF-036KB | AC | Split System: Air-Cooled Condensing Unit, Coil with Blower | S4BF-036KB |  | C6B(A,H)-F48(C,U)-C+TXV-X3.0 | 13 | 16 | Yes | Yes | 2013-03-14 |  | 2
FALSE | S4BF-036KB | 2740 | 5556902 | NORDYNE, LLC. | ES4BF-036KB | AC | Split System: Air-Cooled Condensing Unit, Coil with Blower | S4BF-036KB |  | C6B(A,H)-F48(C,U)-C+TXV-X3.0 | 13 | 16 | Yes | Yes | 2013-03-14 |  | 2
FALSE | S4BF-036KB | 2740 | 5556903 | NORDYNE, LLC. | ES4BF-036KB | AC | Split System: Air-Cooled Condensing Unit, Coil with Blower | S4BF-036KB |  | C6B(A,H)-X36(C,U)-B | 12.5 | 15 | Yes | Yes | 2013-03-14 |  | 1
FALSE | S4BF-036KB | 2740 | 5556904 | NORDYNE, LLC. | ES4BF-036KB | AC | Split System: Air-Cooled Condensing Unit, Coil with Blower | S4BF-036KB |  | C6B(A,H)-X36(C,U)-B | 12.5 | 15 | Yes | Yes | 2013-03-14 |  | 1
FALSE | S4BF-036KB | 2740 | 5556905 | NORDYNE, LLC. | ES4BF-036KB | AC | Split System: Air-Cooled Condensing Unit, Coil with Blower | S4BF-036KB |  | C6B(A,H)-X36(C,U)-C | 13 | 16 | Yes | Yes | 2013-03-14 |  | 2
FALSE | S4BF-048KC | 2750 | 5556906 | NORDYNE, LLC. | ES4BF-048KC | AC | Split System: Air-Cooled Condensing Unit, Coil with Blower | S4BF-048KC |  | C6B(A,H)-F60(C,U)-D+TXV-X4.0 | 12 | 15 | Yes | Yes | 2013-03-14 |  | 0
FALSE | S4BF-048KC | 2750 | 5556907 | NORDYNE, LLC. | ES4BF-048KC | AC | Split System: Air-Cooled Condensing Unit, Coil with Blower | S4BF-048KC |  | C6B(A,H)-X48(C,U)-C | 12.5 | 16 | Yes | Yes | 2013-03-14 |  | 1
FALSE | S4BF-048KC | 2750 | 5556908 | NORDYNE, LLC. | ES4BF-048KC | AC | Split System: Air-Cooled Condensing Unit, Coil with Blower | S4BF-048KC |  | C6B(A,H)-F60(C,U)-D+TXV-X4.0 | 12 | 15 | Yes | Yes | 2013-03-14 |  | 0
FALSE | S4BF-048KC | 2750 | 5556909 | NORDYNE, LLC. | ES4BF-048KC | AC | Split System: Air-Cooled Condensing Unit, Coil with Blower | S4BF-048KC |  | C6B(A,H)-X48(C,U)-C | 12.5 | 16 | Yes | Yes | 2013-03-14 |  | 1
FALSE | S4BF-048KC | 2750 | 5556910 | NORDYNE, LLC. | ES4BF-048KC | AC | Split System: Air-Cooled Condensing Unit, Coil with Blower | S4BF-048KC |  | C6B(A,H)-X48(C,U)-D | 12 | 15 | Yes | Yes | 2013-03-14 |  | 0
FALSE | S4BF-048KC | 2750 | 5556911 | NORDYNE, LLC. | ES4BF-048KC | AC | Split System: Air-Cooled Condensing Unit, Coil with Blower | S4BF-048KC |  | C6B(A,H)-F60(C,U)-C+TXV-X4.0 | 12.5 | 16 | Yes | Yes | 2013-03-14 |  | 1
FALSE | S4BF-048KC | 2750 | 5556912 | NORDYNE, LLC. | ES4BF-048KC | AC | Split System: Air-Cooled Condensing Unit, Coil with Blower | S4BF-048KC |  | C6B(A,H)-F60(C,U)-C+TXV-X4.0 | 12.5 | 16 | Yes | Yes | 2013-03-14 |  | 1
FALSE | S4BF-048KC | 2750 | 5556913 | NORDYNE, LLC. | ES4BF-048KC | AC | Split System: Air-Cooled Condensing Unit, Coil with Blower | S4BF-048KC |  | C6B(A,H)-X48(C,U)-D | 12 | 15 | Yes | Yes | 2013-03-14 |  | 0
FALSE | S4BF-048KC | 2750 | 5556914 | NORDYNE, LLC. | ES4BF-048KC | AC | Split System: Air-Cooled Condensing Unit, Coil with Blower | S4BF-048KC |  | C6B(A,H)-F60(C,U)-C+TXV-X4.0 | 12.5 | 16 | Yes | Yes | 2013-03-14 |  | 1
FALSE | S4BF-048KC | 2750 | 5556915 | NORDYNE, LLC. | ES4BF-048KC | AC | Split System: Air-Cooled Condensing Unit, Coil with Blower | S4BF-048KC |  | C6B(A,H)-F60(C,U)-D+TXV-X4.0 | 12 | 15 | Yes | Yes | 2013-03-14 |  | 0
FALSE | S4BF-048KC | 2750 | 5556916 | NORDYNE, LLC. | ES4BF-048KC | AC | Split System: Air-Cooled Condensing Unit, Coil with Blower | S4BF-048KC |  | C6B(A,H)-F60(C,U)-C+TXV-X4.0 | 12.5 | 16 | Yes | Yes | 2013-03-14 |  | 1
FALSE | S4BF-048KC | 2750 | 5556917 | NORDYNE, LLC. | ES4BF-048KC | AC | Split System: Air-Cooled Condensing Unit, Coil with Blower | S4BF-048KC |  | C6B(A,H)-F60(C,U)-D+TXV-X4.0 | 12 | 15 | Yes | Yes | 2013-03-14 |  | 0
FALSE | S4BF-048KC | 2750 | 5556987 | NORDYNE, LLC. | FS4BF-048KC | AC | Split System: Air-Cooled Condensing Unit, Coil with Blower | S4BF-048KC |  | C6B(A,H)-X48(C,U)-C | 12.5 | 16 | Yes | Yes | 2013-03-14 |  | 1
FALSE | S4BF-048KC | 2750 | 5556988 | NORDYNE, LLC. | FS4BF-048KC | AC | Split System: Air-Cooled Condensing Unit, Coil with Blower | S4BF-048KC |  | C6B(A,H)-X48(C,U)-C | 12.5 | 16 | Yes | Yes | 2013-03-14 |  | 1
FALSE | S4BF-048KC | 2750 | 5556989 | NORDYNE, LLC. | FS4BF-048KC | AC | Split System: Air-Cooled Condensing Unit, Coil with Blower | S4BF-048KC |  | C6B(A,H)-F60(C,U)-C+TXV-X4.0 | 12.5 | 16 | Yes | Yes | 2013-03-14 |  | 1
FALSE | S4BF-048KC | 2750 | 5556990 | NORDYNE, LLC. | FS4BF-048KC | AC | Split System: Air-Cooled Condensing Unit, Coil with Blower | S4BF-048KC |  | C6B(A,H)-F60(C,U)-D+TXV-X4.0 | 12 | 15 | Yes | Yes | 2013-03-14 |  | 0
FALSE | S4BF-048KC | 2750 | 5556991 | NORDYNE, LLC. | FS4BF-048KC | AC | Split System: Air-Cooled Condensing Unit, Coil with Blower | S4BF-048KC |  | C6B(A,H)-X48(C,U)-C | 12.5 | 16 | Yes | Yes | 2013-03-14 |  | 1
FALSE | S4BF-048KC | 2750 | 5556992 | NORDYNE, LLC. | FS4BF-048KC | AC | Split System: Air-Cooled Condensing Unit, Coil with Blower | S4BF-048KC |  | C6B(A,H)-X48(C,U)-D | 12 | 15 | Yes | Yes | 2013-03-14 |  | 0
FALSE | S4BF-048KC | 2750 | 5556993 | NORDYNE, LLC. | FS4BF-048KC | AC | Split System: Air-Cooled Condensing Unit, Coil with Blower | S4BF-048KC |  | C6B(A,H)-F60(C,U)-C+TXV-X4.0 | 12.5 | 16 | Yes | Yes | 2013-03-14 |  | 1
FALSE | S4BF-048KC | 2750 | 5556994 | NORDYNE, LLC. | FS4BF-048KC | AC | Split System: Air-Cooled Condensing Unit, Coil with Blower | S4BF-048KC |  | C6B(A,H)-F60(C,U)-C+TXV-X4.0 | 12.5 | 16 | Yes | Yes | 2013-03-14 |  | 1
FALSE | S4BF-048KC | 2750 | 5556995 | NORDYNE, LLC. | FS4BF-048KC | AC | Split System: Air-Cooled Condensing Unit, Coil with Blower | S4BF-048KC |  | C6B(A,H)-X48(C,U)-D | 12 | 15 | Yes | Yes | 2013-03-14 |  | 0
FALSE | S4BF-048KC | 2750 | 5556996 | NORDYNE, LLC. | FS4BF-048KC | AC | Split System: Air-Cooled Condensing Unit, Coil with Blower | S4BF-048KC |  | C6B(A,H)-F60(C,U)-C+TXV-X4.0 | 12.5 | 16 | Yes | Yes | 2013-03-14 |  | 1
FALSE | S4BF-048KC | 2750 | 5556997 | NORDYNE, LLC. | FS4BF-048KC | AC | Split System: Air-Cooled Condensing Unit, Coil with Blower | S4BF-048KC |  | C6B(A,H)-F60(C,U)-D+TXV-X4.0 | 12 | 15 | Yes | Yes | 2013-03-14 |  | 0
FALSE | S4BF-048KC | 2750 | 5556998 | NORDYNE, LLC. | FS4BF-048KC | AC | Split System: Air-Cooled Condensing Unit, Coil with Blower | S4BF-048KC |  | C6B(A,H)-F60(C,U)-C+TXV-X4.0 | 12.5 | 16 | Yes | Yes | 2013-03-14 |  | 1
FALSE | S4BF-048KC | 2750 | 5556999 | NORDYNE, LLC. | FS4BF-048KC | AC | Split System: Air-Cooled Condensing Unit, Coil with Blower | S4BF-048KC |  | C6B(A,H)-F60(C,U)-D+TXV-X4.0 | 12 | 15 | Yes | Yes | 2013-03-14 |  | 0
FALSE | S4BF-048KC | 2750 | 5557000 | NORDYNE, LLC. | FS4BF-048KC | AC | Split System: Air-Cooled Condensing Unit, Coil with Blower | S4BF-048KC |  | C6B(A,H)-X48(C,U)-C | 12.5 | 16 | Yes | Yes | 2013-03-14 |  | 1
FALSE | S4BF-048KC | 2750 | 5557001 | NORDYNE, LLC. | FS4BF-048KC | AC | Split System: Air-Cooled Condensing Unit, Coil with Blower | S4BF-048KC |  | C6B(A,H)-X48(C,U)-C | 12.5 | 16 | Yes | Yes | 2013-03-14 |  | 1
FALSE | S4BF-048KC | 2750 | 5557002 | NORDYNE, LLC. | FS4BF-048KC | AC | Split System: Air-Cooled Condensing Unit, Coil with Blower | S4BF-048KC |  | C6B(A,H)-X48(C,U)-D | 12 | 15 | Yes | Yes | 2013-03-14 |  | 0
FALSE | S4BF-048KC | 2750 | 5557003 | NORDYNE, LLC. | FS4BF-048KC | AC | Split System: Air-Cooled Condensing Unit, Coil with Blower | S4BF-048KC |  | C6B(A,H)-X48(C,U)-D | 12 | 15 | Yes | Yes | 2013-03-14 |  | 0
FALSE | S4BF-048KC | 2750 | 5557004 | NORDYNE, LLC. | FS4BF-048KC | AC | Split System: Air-Cooled Condensing Unit, Coil with Blower | S4BF-048KC |  | C6B(A,H)-X48(C,U)-D | 12 | 15 | Yes | Yes | 2013-03-14 |  | 0
FALSE | S4BF-048KC | 2750 | 5557074 | NORDYNE, LLC. | JS4BF-048KC | AC | Split System: Air-Cooled Condensing Unit, Coil with Blower | S4BF-048KC |  | C6B(A,H)-X48(C,U)-D | 12 | 15 | Yes | Yes | 2013-03-14 |  | 0
FALSE | S4BF-048KC | 2750 | 5557075 | NORDYNE, LLC. | JS4BF-048KC | AC | Split System: Air-Cooled Condensing Unit, Coil with Blower | S4BF-048KC |  | C6B(A,H)-F60(C,U)-C+TXV-X4.0 | 13 | 16 | Yes | Yes | 2013-03-14 |  | 2
TRUE | S4BF-048KC | 2750 | 5557076 | NORDYNE, LLC. | JS4BF-048KC | AC | Split System: Air-Cooled Condensing Unit, Coil with Blower | S4BF-048KC |  | B6VMAX48K-C | 13 | 16 | Yes | Yes | 2013-03-14 |  | 2
FALSE | S4BF-048KC | 2750 | 5557077 | NORDYNE, LLC. | JS4BF-048KC | AC | Split System: Air-Cooled Condensing Unit, Coil with Blower | S4BF-048KC |  | C6B(A,H)-X48(C,U)-C | 13 | 16 | Yes | Yes | 2013-03-14 |  | 2
FALSE | S4BF-024KB | 2733 | 5557078 | NORDYNE, LLC. | JS4BF-024KB | AC | Split System: Air-Cooled Condensing Unit, Coil with Blower | S4BF-024KB |  | C6B(A,H)-F24(C,U)-B+TXV-X2.0 | 12.5 | 15.5 | Yes | Yes | 2013-03-14 |  | 1
FALSE | S4BF-024KB | 2733 | 5557079 | NORDYNE, LLC. | JS4BF-024KB | AC | Split System: Air-Cooled Condensing Unit, Coil with Blower | S4BF-024KB |  | C6B(A,H)-X24(C,U)-B | 12.5 | 15.5 | Yes | Yes | 2013-03-14 |  | 1
FALSE | S4BF-024KB | 2733 | 5557080 | NORDYNE, LLC. | JS4BF-024KB | AC | Split System: Air-Cooled Condensing Unit, Coil with Blower | S4BF-024KB |  | C6B(A,H)-X26(C,U)-B | 13 | 16 | Yes | Yes | 2013-03-14 |  | 2
FALSE | S4BF-024KB | 2733 | 5557081 | NORDYNE, LLC. | JS4BF-024KB | AC | Split System: Air-Cooled Condensing Unit, Coil with Blower | S4BF-024KB |  | C6B(A,H)-F24(C,U)-B+TXV-X2.0 | 12.5 | 15.5 | Yes | Yes | 2013-03-14 |  | 1
FALSE | S4BF-024KB | 2733 | 5557082 | NORDYNE, LLC. | JS4BF-024KB | AC | Split System: Air-Cooled Condensing Unit, Coil with Blower | S4BF-024KB |  | C6B(A,H)-F24(C,U)-B+TXV-X2.0 | 12.5 | 15.5 | Yes | Yes | 2013-03-14 |  | 1
FALSE | S4BF-024KB | 2733 | 5557083 | NORDYNE, LLC. | JS4BF-024KB | AC | Split System: Air-Cooled Condensing Unit, Coil with Blower | S4BF-024KB |  | C6B(A,H)-F24(C,U)-B+TXV-X2.0 | 12.5 | 15.5 | Yes | Yes | 2013-03-14 |  | 1
FALSE | S4BF-024KB | 2733 | 5557084 | NORDYNE, LLC. | JS4BF-024KB | AC | Split System: Air-Cooled Condensing Unit, Coil with Blower | S4BF-024KB |  | C6B(A,H)-X24(C,U)-B | 12.5 | 15.5 | Yes | Yes | 2013-03-14 |  | 1
FALSE | S4BF-024KB | 2733 | 5557085 | NORDYNE, LLC. | JS4BF-024KB | AC | Split System: Air-Cooled Condensing Unit, Coil with Blower | S4BF-024KB |  | C6B(A,H)-X26(C,U)-B | 13 | 16 | Yes | Yes | 2013-03-14 |  | 2
FALSE | S4BF-024KB | 2733 | 5557086 | NORDYNE, LLC. | JS4BF-024KB | AC | Split System: Air-Cooled Condensing Unit, Coil with Blower | S4BF-024KB |  | C6B(A,H)-F24(C,U)-B+TXV-X2.0 | 12.5 | 15.5 | Yes | Yes | 2013-03-14 |  | 1
FALSE | S4BF-024KB | 2733 | 5557087 | NORDYNE, LLC. | JS4BF-024KB | AC | Split System: Air-Cooled Condensing Unit, Coil with Blower | S4BF-024KB |  | C6B(A,H)-X24(C,U)-B | 12.5 | 15.5 | Yes | Yes | 2013-03-14 |  | 1
FALSE | S4BF-024KB | 2733 | 5557088 | NORDYNE, LLC. | JS4BF-024KB | AC | Split System: Air-Cooled Condensing Unit, Coil with Blower | S4BF-024KB |  | C6B(A,H)-X24(C,U)-B | 12.5 | 15.5 | Yes | Yes | 2013-03-14 |  | 1
FALSE | S4BF-024KB | 2733 | 5557089 | NORDYNE, LLC. | JS4BF-024KB | AC | Split System: Air-Cooled Condensing Unit, Coil with Blower | S4BF-024KB |  | C6B(A,H)-F24(C,U)-B+TXV-X2.0 | 12.5 | 15.5 | Yes | Yes | 2013-03-14 |  | 1
FALSE | S4BF-024KB | 2733 | 5557090 | NORDYNE, LLC. | JS4BF-024KB | AC | Split System: Air-Cooled Condensing Unit, Coil with Blower | S4BF-024KB |  | C6B(A,H)-X24(C,U)-B | 12.5 | 15.5 | Yes | Yes | 2013-03-14 |  | 1
FALSE | S4BF-024KB | 2733 | 5557091 | NORDYNE, LLC. | JS4BF-024KB | AC | Split System: Air-Cooled Condensing Unit, Coil with Blower | S4BF-024KB |  | C6B(A,H)-X24(C,U)-B | 12.5 | 15.5 | Yes | Yes | 2013-03-14 |  | 1
FALSE | S4BF-024KB | 2733 | 5557162 | MAYTAG | DS4BF-024KB | AC | Split System: Air-Cooled Condensing Unit, Coil with Blower | S4BF-024KB |  | C6B(A,H)-X26(C,U)-B | 13 | 16 | Yes | Yes | 2013-03-14 |  | 2
FALSE | S4BF-024KB | 2733 | 5557163 | MAYTAG | DS4BF-024KB | AC | Split System: Air-Cooled Condensing Unit, Coil with Blower | S4BF-024KB |  | C6B(A,H)-X26(C,U)-B | 13 | 16 | Yes | Yes | 2013-03-14 |  | 2
FALSE | S4BF-024KB | 2733 | 5557164 | MAYTAG | DS4BF-024KB | AC | Split System: Air-Cooled Condensing Unit, Coil with Blower | S4BF-024KB |  | C6B(A,H)-X26(C,U)-B | 13 | 16 | Yes | Yes | 2013-03-14 |  | 2
FALSE | S4BF-024KB | 2733 | 5557165 | MAYTAG | DS4BF-024KB | AC | Split System: Air-Cooled Condensing Unit, Coil with Blower | S4BF-024KB |  | C6B(A,H)-F24(C,U)-B+TXV-X2.0 | 12.5 | 15.5 | Yes | Yes | 2013-03-14 |  | 1
FALSE | S4BF-024KB | 2733 | 5557166 | MAYTAG | DS4BF-024KB | AC | Split System: Air-Cooled Condensing Unit, Coil with Blower | S4BF-024KB |  | C6B(A,H)-X24(C,U)-B | 12.5 | 15.5 | Yes | Yes | 2013-03-14 |  | 1
FALSE | S4BF-024KB | 2733 | 5557167 | MAYTAG | DS4BF-024KB | AC | Split System: Air-Cooled Condensing Unit, Coil with Blower | S4BF-024KB |  | C6B(A,H)-X24(C,U)-B | 12.5 | 15.5 | Yes | Yes | 2013-03-14 |  | 1
FALSE | S4BF-024KB | 2733 | 5557168 | MAYTAG | DS4BF-024KB | AC | Split System: Air-Cooled Condensing Unit, Coil with Blower | S4BF-024KB |  | C6B(A,H)-X26(C,U)-B | 13 | 16 | Yes | Yes | 2013-03-14 |  | 2
FALSE | S4BF-024KB | 2733 | 5557169 | MAYTAG | DS4BF-024KB | AC | Split System: Air-Cooled Condensing Unit, Coil with Blower | S4BF-024KB |  | C6B(A,H)-X26(C,U)-B | 13 | 16 | Yes | Yes | 2013-03-14 |  | 2
FALSE | S4BF-024KB | 2733 | 5557170 | MAYTAG | DS4BF-024KB | AC | Split System: Air-Cooled Condensing Unit, Coil with Blower | S4BF-024KB |  | C6B(A,H)-F24(C,U)-B+TXV-X2.0 | 12.5 | 15.5 | Yes | Yes | 2013-03-14 |  | 1
FALSE | S4BF-024KB | 2733 | 5557171 | MAYTAG | DS4BF-024KB | AC | Split System: Air-Cooled Condensing Unit, Coil with Blower | S4BF-024KB |  | C6B(A,H)-X26(C,U)-B | 13 | 16 | Yes | Yes | 2013-03-14 |  | 2
TRUE | S4BF-024KB | 2733 | 5557172 | MAYTAG | DS4BF-024KB | AC | Split System: Air-Cooled Condensing Unit, Coil with Blower | S4BF-024KB |  | B6VMAX24K-B | 13 | 16 | Yes | Yes | 2013-03-14 |  | 2
FALSE | S4BF-024KB | 2733 | 5557173 | MAYTAG | DS4BF-024KB | AC | Split System: Air-Cooled Condensing Unit, Coil with Blower | S4BF-024KB |  | C6B(A,H)-F24(C,U)-B+TXV-X2.0 | 13 | 16 | Yes | Yes | 2013-03-14 |  | 2
FALSE | S4BF-024KB | 2733 | 5557174 | MAYTAG | DS4BF-024KB | AC | Split System: Air-Cooled Condensing Unit, Coil with Blower | S4BF-024KB |  | C6B(A,H)-X24(C,U)-B | 13 | 16 | Yes | Yes | 2013-03-14 |  | 2
FALSE | S4BF-036KB | 2740 | 5557175 | MAYTAG | DS4BF-036KB | AC | Split System: Air-Cooled Condensing Unit, Coil with Blower | S4BF-036KB |  | C6B(A,H)-F42(C,U)-B+TXV-X3.0 | 12.5 | 15 | Yes | Yes | 2013-03-14 |  | 1
FALSE | S4BF-036KB | 2740 | 5557176 | MAYTAG | DS4BF-036KB | AC | Split System: Air-Cooled Condensing Unit, Coil with Blower | S4BF-036KB |  | C6B(A,H)-F48(C,U)-C+TXV-X3.0 | 13 | 16 | Yes | Yes | 2013-03-14 |  | 2
FALSE | S4BF-036KB | 2740 | 5557177 | MAYTAG | DS4BF-036KB | AC | Split System: Air-Cooled Condensing Unit, Coil with Blower | S4BF-036KB |  | C6B(A,H)-X36(C,U)-B | 12.5 | 15 | Yes | Yes | 2013-03-14 |  | 1
FALSE | S4BF-036KB | 2740 | 5557178 | MAYTAG | DS4BF-036KB | AC | Split System: Air-Cooled Condensing Unit, Coil with Blower | S4BF-036KB |  | C6B(A,H)-X37(C,U)-C | 13 | 16 | Yes | Yes | 2013-03-14 |  | 2
FALSE | S4BF-036KB | 2740 | 5557179 | MAYTAG | DS4BF-036KB | AC | Split System: Air-Cooled Condensing Unit, Coil with Blower | S4BF-036KB |  | C6B(A,H)-X36(C,U)-C | 13 | 16 | Yes | Yes | 2013-03-14 |  | 2
FALSE | S4BF-036KB | 2740 | 5557180 | MAYTAG | DS4BF-036KB | AC | Split System: Air-Cooled Condensing Unit, Coil with Blower | S4BF-036KB |  | C6B(A,H)-X36(C,U)-C | 13 | 16 | Yes | Yes | 2013-03-14 |  | 2
FALSE | S6BF-036K | 2702 | 5561223 | GIBSON | JS6BF-036K | AC | Split System: Air-Cooled Condensing Unit, Coil with Blower | S6BF-036K |  | C7B(A,H)M03648(C,U)-C+TXV | 13 | 16 | Yes | Yes | 2013-08-22 |  | 2
FALSE | S6BF-036K | 2702 | 5561224 | GIBSON | JS6BF-036K | AC | Split System: Air-Cooled Condensing Unit, Coil with Blower | S6BF-036K |  | C7B(A,H)M03648(C,U)-C+TXV | 13 | 16 | Yes | Yes | 2013-08-22 |  | 2
FALSE | S6BF-036K | 2702 | 5561225 | GIBSON | JS6BF-036K | AC | Split System: Air-Cooled Condensing Unit, Coil with Blower | S6BF-036K |  | C7B(A,H)M03648(C,U)-C+TXV | 13 | 16 | Yes | Yes | 2013-08-22 |  | 2
FALSE | S6BF-036K | 2702 | 5561226 | GIBSON | JS6BF-036K | AC | Split System: Air-Cooled Condensing Unit, Coil with Blower | S6BF-036K |  | C7B(A,H)M03648(C,U)-C+TXV | 13 | 16 | Yes | Yes | 2013-08-22 |  | 2
FALSE | S6BF-036K | 2702 | 5561227 | GIBSON | JS6BF-036K | AC | Split System: Air-Cooled Condensing Unit, Coil with Blower | S6BF-036K |  | C7B(A,H)M03642(C,U)-B+TXV | 13 | 16 | Yes | Yes | 2013-08-22 |  | 2
FALSE | S6BF-036K | 2702 | 5561228 | GIBSON | JS6BF-036K | AC | Split System: Air-Cooled Condensing Unit, Coil with Blower | S6BF-036K |  | C7B(A,H)M03642(C,U)-B+TXV | 13 | 16 | Yes | Yes | 2013-08-22 |  | 2
FALSE | S6BF-036K | 2702 | 5561229 | GIBSON | JS6BF-036K | AC | Split System: Air-Cooled Condensing Unit, Coil with Blower | S6BF-036K |  | C7B(A,H)M03642(C,U)-B+TXV | 13 | 16 | Yes | Yes | 2013-08-22 |  | 2
FALSE | S6BF-036K | 2702 | 5561230 | GIBSON | JS6BF-036K | AC | Split System: Air-Cooled Condensing Unit, Coil with Blower | S6BF-036K |  | B6VMAX36K-B | 13 | 16 | Yes | Yes | 2013-08-22 |  | 2
FALSE | S6BF-036K | 2702 | 5561233 | GIBSON | JS6BF-036K | AC | Split System: Air-Cooled Condensing Unit, Coil with Blower | S6BF-036K |  | B6EMMX36K-B | 13 | 16 | Yes | Yes | 2013-08-22 |  | 2
FALSE | S6BF-024K | 2682 | 5561234 | GRANDAIRE | JS6BF-024K | AC | Split System: Air-Cooled Condensing Unit, Coil with Blower | S6BF-024K |  | C7B(A,H)M01824(C,U)-A+TXV | 13 | 16 | Yes | Yes | 2013-08-22 |  | 2
FALSE | S6BF-024K | 2682 | 5561235 | GRANDAIRE | JS6BF-024K | AC | Split System: Air-Cooled Condensing Unit, Coil with Blower | S6BF-024K |  | C7B(A,H)M01824(C,U)-A+TXV | 13 | 16 | Yes | Yes | 2013-08-22 |  | 2
FALSE | S6BF-024K | 2682 | 5561236 | GRANDAIRE | JS6BF-024K | AC | Split System: Air-Cooled Condensing Unit, Coil with Blower | S6BF-024K |  | C7B(A,H)M01824(C,U)-B+TXV | 13 | 16 | Yes | Yes | 2013-08-22 |  | 2
FALSE | S6BF-024K | 2682 | 5561237 | GRANDAIRE | JS6BF-024K | AC | Split System: Air-Cooled Condensing Unit, Coil with Blower | S6BF-024K |  | C7B(A,H)M01824(C,U)-B+TXV | 13 | 16 | Yes | Yes | 2013-08-22 |  | 2
FALSE | S6BF-024K | 2682 | 5561238 | GRANDAIRE | JS6BF-024K | AC | Split System: Air-Cooled Condensing Unit, Coil with Blower | S6BF-024K |  | C7B(A,H)M01824(C,U)-B+TXV | 13 | 16 | Yes | Yes | 2013-08-22 |  | 2
FALSE | S6BF-024K | 2682 | 5561239 | GRANDAIRE | JS6BF-024K | AC | Split System: Air-Cooled Condensing Unit, Coil with Blower | S6BF-024K |  | C7B(A,H)M01824(C,U)-B+TXV | 13 | 16 | Yes | Yes | 2013-08-22 |  | 2
FALSE | S6BF-024K | 2682 | 5561240 | GRANDAIRE | JS6BF-024K | AC | Split System: Air-Cooled Condensing Unit, Coil with Blower | S6BF-024K |  | B6EMMX24K-B | 13 | 16 | Yes | Yes | 2013-08-22 |  | 2
FALSE | S6BF-024K | 2682 | 5561242 | GRANDAIRE | JS6BF-024K | AC | Split System: Air-Cooled Condensing Unit, Coil with Blower | S6BF-024K |  | B6EMMX24K-A | 13 | 16 | Yes | Yes | 2013-08-22 |  | 2
FALSE | S6BF-024K | 2682 | 5561243 | GRANDAIRE | JS6BF-024K | AC | Split System: Air-Cooled Condensing Unit, Coil with Blower | S6BF-024K |  | B6VMAX24K-A | 13 | 16 | Yes | Yes | 2013-08-22 |  | 2
FALSE | S6BF-024K | 2682 | 5561244 | GRANDAIRE | JS6BF-024K | AC | Split System: Air-Cooled Condensing Unit, Coil with Blower | S6BF-024K |  | B6VMAX24K-B | 13 | 16 | Yes | Yes | 2013-08-22 |  | 2
FALSE | S6BF-030K | 2690 | 5561334 | KELVINATOR | JS6BF-030K | AC | Split System: Air-Cooled Condensing Unit, Coil with Blower | S6BF-030K |  | C7B(A,H)M030(C,U)-C+TXV | 12.5 | 15 | Yes | Yes | 2013-08-22 |  | 1
FALSE | S6BF-030K | 2690 | 5561335 | KELVINATOR | JS6BF-030K | AC | Split System: Air-Cooled Condensing Unit, Coil with Blower | S6BF-030K |  | B6VMAX30K-B | 13 | 16 | Yes | Yes | 2013-08-22 |  | 2
FALSE | S6BF-030K | 2690 | 5561336 | KELVINATOR | JS6BF-030K | AC | Split System: Air-Cooled Condensing Unit, Coil with Blower | S6BF-030K |  | B6EMMX30K-A | 13 | 16 | Yes | Yes | 2013-08-22 |  | 2
FALSE | S6BF-030K | 2690 | 5561340 | KELVINATOR | JS6BF-030K | AC | Split System: Air-Cooled Condensing Unit, Coil with Blower | S6BF-030K |  | B6VMAX30K-A | 13 | 16 | Yes | Yes | 2013-08-22 |  | 2
FALSE | S6BF-030K | 2690 | 5561341 | KELVINATOR | JS6BF-030K | AC | Split System: Air-Cooled Condensing Unit, Coil with Blower | S6BF-030K |  | B6EMMX30K-B | 13 | 16 | Yes | Yes | 2013-08-22 |  | 2
FALSE | S6BF-036K | 2702 | 5561342 | KELVINATOR | JS6BF-036K | AC | Split System: Air-Cooled Condensing Unit, Coil with Blower | S6BF-036K |  | C7B(A,H)M03642(C,U)-B+TXV | 13 | 16 | Yes | Yes | 2013-08-22 |  | 2
FALSE | S6BF-036K | 2702 | 5561343 | KELVINATOR | JS6BF-036K | AC | Split System: Air-Cooled Condensing Unit, Coil with Blower | S6BF-036K |  | C7B(A,H)M03648(C,U)-C+TXV | 13 | 16 | Yes | Yes | 2013-08-22 |  | 2
FALSE | S6BF-036K | 2702 | 5561344 | KELVINATOR | JS6BF-036K | AC | Split System: Air-Cooled Condensing Unit, Coil with Blower | S6BF-036K |  | C7B(A,H)M03648(C,U)-C+TXV | 13 | 16 | Yes | Yes | 2013-08-22 |  | 2
FALSE | S6BF-036K | 2702 | 5561345 | KELVINATOR | JS6BF-036K | AC | Split System: Air-Cooled Condensing Unit, Coil with Blower | S6BF-036K |  | C7B(A,H)M03648(C,U)-C+TXV | 13 | 16 | Yes | Yes | 2013-08-22 |  | 2
FALSE | S6BF-036K | 2702 | 5561346 | KELVINATOR | JS6BF-036K | AC | Split System: Air-Cooled Condensing Unit, Coil with Blower | S6BF-036K |  | C7B(A,H)M03648(C,U)-C+TXV | 13 | 16 | Yes | Yes | 2013-08-22 |  | 2
FALSE | S6BF-036K | 2702 | 5561347 | KELVINATOR | JS6BF-036K | AC | Split System: Air-Cooled Condensing Unit, Coil with Blower | S6BF-036K |  | C7B(A,H)M03642(C,U)-B+TXV | 13 | 16 | Yes | Yes | 2013-08-22 |  | 2
FALSE | S6BF-036K | 2702 | 5561348 | KELVINATOR | JS6BF-036K | AC | Split System: Air-Cooled Condensing Unit, Coil with Blower | S6BF-036K |  | C7B(A,H)M03642(C,U)-B+TXV | 13 | 16 | Yes | Yes | 2013-08-22 |  | 2
FALSE | S6BF-036K | 2702 | 5561349 | KELVINATOR | JS6BF-036K | AC | Split System: Air-Cooled Condensing Unit, Coil with Blower | S6BF-036K |  | C7B(A,H)M03642(C,U)-B+TXV | 13 | 16 | Yes | Yes | 2013-08-22 |  | 2
FALSE | S6BF-036K | 2702 | 5561350 | KELVINATOR | JS6BF-036K | AC | Split System: Air-Cooled Condensing Unit, Coil with Blower | S6BF-036K |  | B6VMAX36K-B | 13 | 16 | Yes | Yes | 2013-08-22 |  | 2
FALSE | S6BF-036K | 2702 | 5561353 | KELVINATOR | JS6BF-036K | AC | Split System: Air-Cooled Condensing Unit, Coil with Blower | S6BF-036K |  | B6EMMX36K-B | 13 | 16 | Yes | Yes | 2013-08-22 |  | 2
FALSE | S6BF-024K | 2682 | 5561354 | GARRISON | JS6BF-024K | AC | Split System: Air-Cooled Condensing Unit, Coil with Blower | S6BF-024K |  | C7B(A,H)M01824(C,U)-A+TXV | 13 | 16 | Yes | Yes | 2013-08-22 |  | 2
FALSE | S6BF-024K | 2682 | 5561355 | GARRISON | JS6BF-024K | AC | Split System: Air-Cooled Condensing Unit, Coil with Blower | S6BF-024K |  | C7B(A,H)M01824(C,U)-A+TXV | 13 | 16 | Yes | Yes | 2013-08-22 |  | 2
FALSE | S6BF-024K | 2682 | 5561356 | GARRISON | JS6BF-024K | AC | Split System: Air-Cooled Condensing Unit, Coil with Blower | S6BF-024K |  | C7B(A,H)M01824(C,U)-B+TXV | 13 | 16 | Yes | Yes | 2013-08-22 |  | 2
FALSE | S6BF-024K | 2682 | 5561357 | GARRISON | JS6BF-024K | AC | Split System: Air-Cooled Condensing Unit, Coil with Blower | S6BF-024K |  | C7B(A,H)M01824(C,U)-B+TXV | 13 | 16 | Yes | Yes | 2013-08-22 |  | 2
FALSE | S6BF-030K | 2690 | 5561448 | ELECT-AIRE | JS6BF-030K | AC | Split System: Air-Cooled Condensing Unit, Coil with Blower | S6BF-030K |  | C7B(A,H)M03036(C,U)-B+TXV | 12.5 | 15 | Yes | Yes | 2013-08-22 |  | 1
FALSE | S6BF-030K | 2690 | 5561449 | ELECT-AIRE | JS6BF-030K | AC | Split System: Air-Cooled Condensing Unit, Coil with Blower | S6BF-030K |  | C7B(A,H)M030(C,U)-C+TXV | 12.5 | 15 | Yes | Yes | 2013-08-22 |  | 1
FALSE | S6BF-030K | 2690 | 5561450 | ELECT-AIRE | JS6BF-030K | AC | Split System: Air-Cooled Condensing Unit, Coil with Blower | S6BF-030K |  | C7B(A,H)M03036(C,U)-A+TXV | 12.5 | 15 | Yes | Yes | 2013-08-22 |  | 1
FALSE | S6BF-030K | 2690 | 5561451 | ELECT-AIRE | JS6BF-030K | AC | Split System: Air-Cooled Condensing Unit, Coil with Blower | S6BF-030K |  | C7B(A,H)M030(C,U)-C+TXV | 12.5 | 15 | Yes | Yes | 2013-08-22 |  | 1
FALSE | S6BF-030K | 2690 | 5561452 | ELECT-AIRE | JS6BF-030K | AC | Split System: Air-Cooled Condensing Unit, Coil with Blower | S6BF-030K |  | C7B(A,H)M03036(C,U)-A+TXV | 12.5 | 15 | Yes | Yes | 2013-08-22 |  | 1
FALSE | S6BF-030K | 2690 | 5561453 | ELECT-AIRE | JS6BF-030K | AC | Split System: Air-Cooled Condensing Unit, Coil with Blower | S6BF-030K |  | C7B(A,H)M03036(C,U)-B+TXV | 13 | 16 | Yes | Yes | 2013-08-22 |  | 2
FALSE | S6BF-030K | 2690 | 5561454 | ELECT-AIRE | JS6BF-030K | AC | Split System: Air-Cooled Condensing Unit, Coil with Blower | S6BF-030K |  | C7B(A,H)M030(C,U)-C+TXV | 12.5 | 15 | Yes | Yes | 2013-08-22 |  | 1
FALSE | S6BF-030K | 2690 | 5561455 | ELECT-AIRE | JS6BF-030K | AC | Split System: Air-Cooled Condensing Unit, Coil with Blower | S6BF-030K |  | B6VMAX30K-B | 13 | 16 | Yes | Yes | 2013-08-22 |  | 2
FALSE | S6BF-030K | 2690 | 5561456 | ELECT-AIRE | JS6BF-030K | AC | Split System: Air-Cooled Condensing Unit, Coil with Blower | S6BF-030K |  | B6EMMX30K-A | 13 | 16 | Yes | Yes | 2013-08-22 |  | 2
FALSE | S6BF-030K | 2690 | 5561460 | ELECT-AIRE | JS6BF-030K | AC | Split System: Air-Cooled Condensing Unit, Coil with Blower | S6BF-030K |  | B6VMAX30K-A | 13 | 16 | Yes | Yes | 2013-08-22 |  | 2
FALSE | S6BF-030K | 2690 | 5561461 | ELECT-AIRE | JS6BF-030K | AC | Split System: Air-Cooled Condensing Unit, Coil with Blower | S6BF-030K |  | B6EMMX30K-B | 13 | 16 | Yes | Yes | 2013-08-22 |  | 2
FALSE | S6BF-036K | 2702 | 5561462 | ELECT-AIRE | JS6BF-036K | AC | Split System: Air-Cooled Condensing Unit, Coil with Blower | S6BF-036K |  | C7B(A,H)M03642(C,U)-B+TXV | 13 | 16 | Yes | Yes | 2013-08-22 |  | 2
FALSE | S6BF-036K | 2702 | 5561463 | ELECT-AIRE | JS6BF-036K | AC | Split System: Air-Cooled Condensing Unit, Coil with Blower | S6BF-036K |  | C7B(A,H)M03648(C,U)-C+TXV | 13 | 16 | Yes | Yes | 2013-08-22 |  | 2
FALSE | S6BF-036K | 2702 | 5561464 | ELECT-AIRE | JS6BF-036K | AC | Split System: Air-Cooled Condensing Unit, Coil with Blower | S6BF-036K |  | C7B(A,H)M03648(C,U)-C+TXV | 13 | 16 | Yes | Yes | 2013-08-22 |  | 2
FALSE | S6BF-036K | 2702 | 5561465 | ELECT-AIRE | JS6BF-036K | AC | Split System: Air-Cooled Condensing Unit, Coil with Blower | S6BF-036K |  | C7B(A,H)M03648(C,U)-C+TXV | 13 | 16 | Yes | Yes | 2013-08-22 |  | 2
FALSE | S6BF-036K | 2702 | 5561466 | ELECT-AIRE | JS6BF-036K | AC | Split System: Air-Cooled Condensing Unit, Coil with Blower | S6BF-036K |  | C7B(A,H)M03648(C,U)-C+TXV | 13 | 16 | Yes | Yes | 2013-08-22 |  | 2
FALSE | S6BF-036K | 2702 | 5561467 | ELECT-AIRE | JS6BF-036K | AC | Split System: Air-Cooled Condensing Unit, Coil with Blower | S6BF-036K |  | C7B(A,H)M03642(C,U)-B+TXV | 13 | 16 | Yes | Yes | 2013-08-22 |  | 2
FALSE | S6BF-036K | 2702 | 5561468 | ELECT-AIRE | JS6BF-036K | AC | Split System: Air-Cooled Condensing Unit, Coil with Blower | S6BF-036K |  | C7B(A,H)M03642(C,U)-B+TXV | 13 | 16 | Yes | Yes | 2013-08-22 |  | 2
FALSE | S6BF-036K | 2702 | 5561469 | ELECT-AIRE | JS6BF-036K | AC | Split System: Air-Cooled Condensing Unit, Coil with Blower | S6BF-036K |  | C7B(A,H)M03642(C,U)-B+TXV | 13 | 16 | Yes | Yes | 2013-08-22 |  | 2
FALSE | S6BF-024K | 2682 | 5561545 | NUTONE | JS6BF-024K | AC | Split System: Air-Cooled Condensing Unit, Coil with Blower | S6BF-024K |  | C7B(A,H)M01824(C,U)-A+TXV | 13 | 16 | Yes | Yes | 2013-08-22 |  | 2
FALSE | S6BF-024K | 2682 | 5561546 | NUTONE | JS6BF-024K | AC | Split System: Air-Cooled Condensing Unit, Coil with Blower | S6BF-024K |  | C7B(A,H)M01824(C,U)-B+TXV | 13 | 16 | Yes | Yes | 2013-08-22 |  | 2
FALSE | S6BF-024K | 2682 | 5561547 | NUTONE | JS6BF-024K | AC | Split System: Air-Cooled Condensing Unit, Coil with Blower | S6BF-024K |  | C7B(A,H)M01824(C,U)-B+TXV | 13 | 16 | Yes | Yes | 2013-08-22 |  | 2
FALSE | S6BF-030K | 2690 | 5561548 | NUTONE | JS6BF-030K | AC | Split System: Air-Cooled Condensing Unit, Coil with Blower | S6BF-030K |  | C7B(A,H)M03036(C,U)-B+TXV | 12.5 | 15 | Yes | Yes | 2013-08-22 |  | 1
FALSE | S6BF-030K | 2690 | 5561549 | NUTONE | JS6BF-030K | AC | Split System: Air-Cooled Condensing Unit, Coil with Blower | S6BF-030K |  | C7B(A,H)M03036(C,U)-B+TXV | 12.5 | 15 | Yes | Yes | 2013-08-22 |  | 1
FALSE | S6BF-030K | 2690 | 5561550 | NUTONE | JS6BF-030K | AC | Split System: Air-Cooled Condensing Unit, Coil with Blower | S6BF-030K |  | C7B(A,H)M030(C,U)-C+TXV | 12.5 | 15 | Yes | Yes | 2013-08-22 |  | 1
FALSE | S6BF-030K | 2690 | 5561551 | NUTONE | JS6BF-030K | AC | Split System: Air-Cooled Condensing Unit, Coil with Blower | S6BF-030K |  | C7B(A,H)M03036(C,U)-A+TXV | 12.5 | 15 | Yes | Yes | 2013-08-22 |  | 1
FALSE | S6BF-030K | 2690 | 5561552 | NUTONE | JS6BF-030K | AC | Split System: Air-Cooled Condensing Unit, Coil with Blower | S6BF-030K |  | C7B(A,H)M030(C,U)-C+TXV | 12.5 | 15 | Yes | Yes | 2013-08-22 |  | 1
FALSE | S6BF-030K | 2690 | 5561553 | NUTONE | JS6BF-030K | AC | Split System: Air-Cooled Condensing Unit, Coil with Blower | S6BF-030K |  | C7B(A,H)M03036(C,U)-A+TXV | 12.5 | 15 | Yes | Yes | 2013-08-22 |  | 1
FALSE | S6BF-036K | 2702 | 5561554 | NUTONE | JS6BF-036K | AC | Split System: Air-Cooled Condensing Unit, Coil with Blower | S6BF-036K |  | C7B(A,H)M03648(C,U)-C+TXV | 13 | 16 | Yes | Yes | 2013-08-22 |  | 2
FALSE | S6BF-036K | 2702 | 5561555 | NUTONE | JS6BF-036K | AC | Split System: Air-Cooled Condensing Unit, Coil with Blower | S6BF-036K |  | C7B(A,H)M03648(C,U)-C+TXV | 13 | 16 | Yes | Yes | 2013-08-22 |  | 2
FALSE | S6BF-036K | 2702 | 5561556 | NUTONE | JS6BF-036K | AC | Split System: Air-Cooled Condensing Unit, Coil with Blower | S6BF-036K |  | C7B(A,H)M03642(C,U)-B+TXV | 13 | 16 | Yes | Yes | 2013-08-22 |  | 2
FALSE | S6BF-036K | 2702 | 5561557 | NUTONE | JS6BF-036K | AC | Split System: Air-Cooled Condensing Unit, Coil with Blower | S6BF-036K |  | C7B(A,H)M03642(C,U)-B+TXV | 13 | 16 | Yes | Yes | 2013-08-22 |  | 2
FALSE | S6BF-024K | 2682 | 5561558 | ELECT-AIRE | JS6BF-024K | AC | Split System: Air-Cooled Condensing Unit, Coil with Blower | S6BF-024K |  | C7B(A,H)M01824(C,U)-A+TXV | 13 | 16 | Yes | Yes | 2013-08-22 |  | 2
FALSE | S6BF-024K | 2682 | 5561559 | ELECT-AIRE | JS6BF-024K | AC | Split System: Air-Cooled Condensing Unit, Coil with Blower | S6BF-024K |  | C7B(A,H)M01824(C,U)-A+TXV | 13 | 16 | Yes | Yes | 2013-08-22 |  | 2
FALSE | S6BF-024K | 2682 | 5561560 | ELECT-AIRE | JS6BF-024K | AC | Split System: Air-Cooled Condensing Unit, Coil with Blower | S6BF-024K |  | C7B(A,H)M01824(C,U)-B+TXV | 13 | 16 | Yes | Yes | 2013-08-22 |  | 2
FALSE | S6BF-024K | 2682 | 5561561 | ELECT-AIRE | JS6BF-024K | AC | Split System: Air-Cooled Condensing Unit, Coil with Blower | S6BF-024K |  | C7B(A,H)M01824(C,U)-B+TXV | 13 | 16 | Yes | Yes | 2013-08-22 |  | 2
FALSE | S6BF-030K | 2690 | 5561562 | ELECT-AIRE | JS6BF-030K | AC | Split System: Air-Cooled Condensing Unit, Coil with Blower | S6BF-030K |  | C7B(A,H)M03036(C,U)-B+TXV | 12.5 | 15 | Yes | Yes | 2013-08-22 |  | 1
FALSE | S6BF-030K | 2690 | 5561563 | ELECT-AIRE | JS6BF-030K | AC | Split System: Air-Cooled Condensing Unit, Coil with Blower | S6BF-030K |  | C7B(A,H)M03036(C,U)-B+TXV | 12.5 | 15 | Yes | Yes | 2013-08-22 |  | 1
FALSE | S6BF-024K | 2682 | 5561652 | WESTINGHOUSE | ES6BF-024K | AC | Split System: Air-Cooled Condensing Unit, Coil with Blower | S6BF-024K |  | C7B(A,H)M01824(C,U)-A+TXV | 13 | 16 | Yes | Yes | 2013-08-22 |  | 2
FALSE | S6BF-024K | 2682 | 5561653 | WESTINGHOUSE | ES6BF-024K | AC | Split System: Air-Cooled Condensing Unit, Coil with Blower | S6BF-024K |  | C7B(A,H)M01824(C,U)-A+TXV | 13 | 16 | Yes | Yes | 2013-08-22 |  | 2
FALSE | S6BF-024K | 2682 | 5561654 | WESTINGHOUSE | ES6BF-024K | AC | Split System: Air-Cooled Condensing Unit, Coil with Blower | S6BF-024K |  | C7B(A,H)M01824(C,U)-B+TXV | 13 | 16 | Yes | Yes | 2013-08-22 |  | 2
FALSE | S6BF-024K | 2682 | 5561655 | WESTINGHOUSE | ES6BF-024K | AC | Split System: Air-Cooled Condensing Unit, Coil with Blower | S6BF-024K |  | C7B(A,H)M01824(C,U)-B+TXV | 13 | 16 | Yes | Yes | 2013-08-22 |  | 2
FALSE | S6BF-024K | 2682 | 5561656 | WESTINGHOUSE | ES6BF-024K | AC | Split System: Air-Cooled Condensing Unit, Coil with Blower | S6BF-024K |  | C7B(A,H)M01824(C,U)-B+TXV | 13 | 16 | Yes | Yes | 2013-08-22 |  | 2
FALSE | S6BF-024K | 2682 | 5561657 | WESTINGHOUSE | ES6BF-024K | AC | Split System: Air-Cooled Condensing Unit, Coil with Blower | S6BF-024K |  | C7B(A,H)M01824(C,U)-B+TXV | 13 | 16 | Yes | Yes | 2013-08-22 |  | 2
FALSE | S6BF-024K | 2682 | 5561658 | WESTINGHOUSE | ES6BF-024K | AC | Split System: Air-Cooled Condensing Unit, Coil with Blower | S6BF-024K |  | B6EMMX24K-B | 13 | 16 | Yes | Yes | 2013-08-22 |  | 2
FALSE | S6BF-024K | 2682 | 5561660 | WESTINGHOUSE | ES6BF-024K | AC | Split System: Air-Cooled Condensing Unit, Coil with Blower | S6BF-024K |  | B6EMMX24K-A | 13 | 16 | Yes | Yes | 2013-08-22 |  | 2
FALSE | S6BF-024K | 2682 | 5561661 | WESTINGHOUSE | ES6BF-024K | AC | Split System: Air-Cooled Condensing Unit, Coil with Blower | S6BF-024K |  | B6VMAX24K-A | 13 | 16 | Yes | Yes | 2013-08-22 |  | 2
FALSE | S6BF-024K | 2682 | 5561662 | WESTINGHOUSE | ES6BF-024K | AC | Split System: Air-Cooled Condensing Unit, Coil with Blower | S6BF-024K |  | B6VMAX24K-B | 13 | 16 | Yes | Yes | 2013-08-22 |  | 2
FALSE | S6BF-030K | 2690 | 5561664 | WESTINGHOUSE | ES6BF-030K | AC | Split System: Air-Cooled Condensing Unit, Coil with Blower | S6BF-030K |  | C7B(A,H)M03036(C,U)-B+TXV | 12.5 | 15 | Yes | Yes | 2013-08-22 |  | 1
FALSE | S6BF-030K | 2690 | 5561665 | WESTINGHOUSE | ES6BF-030K | AC | Split System: Air-Cooled Condensing Unit, Coil with Blower | S6BF-030K |  | C7B(A,H)M03036(C,U)-B+TXV | 12.5 | 15 | Yes | Yes | 2013-08-22 |  | 1
FALSE | S6BF-030K | 2690 | 5561666 | WESTINGHOUSE | ES6BF-030K | AC | Split System: Air-Cooled Condensing Unit, Coil with Blower | S6BF-030K |  | C7B(A,H)M03036(C,U)-B+TXV | 12.5 | 15 | Yes | Yes | 2013-08-22 |  | 1
FALSE | S6BF-030K | 2690 | 5561667 | WESTINGHOUSE | ES6BF-030K | AC | Split System: Air-Cooled Condensing Unit, Coil with Blower | S6BF-030K |  | C7B(A,H)M030(C,U)-C+TXV | 12.5 | 15 | Yes | Yes | 2013-08-22 |  | 1
FALSE | S6BF-030K | 2690 | 5561668 | WESTINGHOUSE | ES6BF-030K | AC | Split System: Air-Cooled Condensing Unit, Coil with Blower | S6BF-030K |  | C7B(A,H)M03036(C,U)-A+TXV | 12.5 | 15 | Yes | Yes | 2013-08-22 |  | 1
FALSE | S6BF-030K | 2690 | 5561669 | WESTINGHOUSE | ES6BF-030K | AC | Split System: Air-Cooled Condensing Unit, Coil with Blower | S6BF-030K |  | C7B(A,H)M030(C,U)-C+TXV | 12.5 | 15 | Yes | Yes | 2013-08-22 |  | 1
FALSE | S6BF-030K | 2690 | 5561670 | WESTINGHOUSE | ES6BF-030K | AC | Split System: Air-Cooled Condensing Unit, Coil with Blower | S6BF-030K |  | C7B(A,H)M03036(C,U)-A+TXV | 12.5 | 15 | Yes | Yes | 2013-08-22 |  | 1
FALSE | S6BF-030K | 2690 | 5561671 | WESTINGHOUSE | ES6BF-030K | AC | Split System: Air-Cooled Condensing Unit, Coil with Blower | S6BF-030K |  | C7B(A,H)M03036(C,U)-B+TXV | 13 | 16 | Yes | Yes | 2013-08-22 |  | 2
FALSE | S6BF-030K | 2690 | 5561672 | WESTINGHOUSE | ES6BF-030K | AC | Split System: Air-Cooled Condensing Unit, Coil with Blower | S6BF-030K |  | C7B(A,H)M030(C,U)-C+TXV | 12.5 | 15 | Yes | Yes | 2013-08-22 |  | 1
FALSE | S6BF-036K | 2702 | 5561764 | BROAN | ES6BF-036K | AC | Split System: Air-Cooled Condensing Unit, Coil with Blower | S6BF-036K |  | C7B(A,H)M03648(C,U)-C+TXV | 13 | 16 | Yes | Yes | 2013-08-22 |  | 2
FALSE | S6BF-036K | 2702 | 5561765 | BROAN | ES6BF-036K | AC | Split System: Air-Cooled Condensing Unit, Coil with Blower | S6BF-036K |  | C7B(A,H)M03642(C,U)-B+TXV | 13 | 16 | Yes | Yes | 2013-08-22 |  | 2
FALSE | S6BF-036K | 2702 | 5561766 | BROAN | ES6BF-036K | AC | Split System: Air-Cooled Condensing Unit, Coil with Blower | S6BF-036K |  | C7B(A,H)M03642(C,U)-B+TXV | 13 | 16 | Yes | Yes | 2013-08-22 |  | 2
FALSE | S6BF-036K | 2702 | 5561768 | BROAN | ES6BF-036K | AC | Split System: Air-Cooled Condensing Unit, Coil with Blower | S6BF-036K |  | C7B(A,H)M03642(C,U)-B+TXV | 13 | 16 | Yes | Yes | 2013-08-22 |  | 2
FALSE | S6BF-036K | 2702 | 5561769 | BROAN | ES6BF-036K | AC | Split System: Air-Cooled Condensing Unit, Coil with Blower | S6BF-036K |  | B6VMAX36K-B | 13 | 16 | Yes | Yes | 2013-08-22 |  | 2
FALSE | S6BF-036K | 2702 | 5561772 | BROAN | ES6BF-036K | AC | Split System: Air-Cooled Condensing Unit, Coil with Blower | S6BF-036K |  | B6EMMX36K-B | 13 | 16 | Yes | Yes | 2013-08-22 |  | 2
FALSE | S6BF-024K | 2682 | 5561773 | MAYTAG | MSA6BF024K | AC | Split System: Air-Cooled Condensing Unit, Coil with Blower | S6BF-024K |  | C7B(A,H)M01824(C,U)-A+TXV | 13 | 16 | Yes | Yes | 2013-08-22 |  | 2
FALSE | S6BF-024K | 2682 | 5561775 | MAYTAG | MSA6BF024K | AC | Split System: Air-Cooled Condensing Unit, Coil with Blower | S6BF-024K |  | C7B(A,H)M01824(C,U)-A+TXV | 13 | 16 | Yes | Yes | 2013-08-22 |  | 2
FALSE | S6BF-024K | 2682 | 5561776 | MAYTAG | MSA6BF024K | AC | Split System: Air-Cooled Condensing Unit, Coil with Blower | S6BF-024K |  | C7B(A,H)M01824(C,U)-B+TXV | 13 | 16 | Yes | Yes | 2013-08-22 |  | 2
FALSE | S6BF-024K | 2682 | 5561777 | MAYTAG | MSA6BF024K | AC | Split System: Air-Cooled Condensing Unit, Coil with Blower | S6BF-024K |  | C7B(A,H)M01824(C,U)-B+TXV | 13 | 16 | Yes | Yes | 2013-08-22 |  | 2
FALSE | S6BF-024K | 2682 | 5561778 | MAYTAG | MSA6BF024K | AC | Split System: Air-Cooled Condensing Unit, Coil with Blower | S6BF-024K |  | C7B(A,H)M01824(C,U)-B+TXV | 13 | 16 | Yes | Yes | 2013-08-22 |  | 2
FALSE | S6BF-024K | 2682 | 5561780 | MAYTAG | MSA6BF024K | AC | Split System: Air-Cooled Condensing Unit, Coil with Blower | S6BF-024K |  | B6EMMX24K-B | 13 | 16 | Yes | Yes | 2013-08-22 |  | 2
FALSE | S6BF-024K | 2682 | 5561782 | MAYTAG | MSA6BF024K | AC | Split System: Air-Cooled Condensing Unit, Coil with Blower | S6BF-024K |  | B6EMMX24K-A | 13 | 16 | Yes | Yes | 2013-08-22 |  | 2
FALSE | S6BF-024K | 2682 | 5561784 | MAYTAG | MSA6BF024K | AC | Split System: Air-Cooled Condensing Unit, Coil with Blower | S6BF-024K |  | B6VMAX24K-A | 13 | 16 | Yes | Yes | 2013-08-22 |  | 2
FALSE | S6BF-024K | 2682 | 5561785 | MAYTAG | MSA6BF024K | AC | Split System: Air-Cooled Condensing Unit, Coil with Blower | S6BF-024K |  | B6VMAX24K-B | 13 | 16 | Yes | Yes | 2013-08-22 |  | 2
FALSE | S6BF-030K | 2690 | 5561788 | MAYTAG | MSA6BF030K | AC | Split System: Air-Cooled Condensing Unit, Coil with Blower | S6BF-030K |  | C7B(A,H)M03036(C,U)-B+TXV | 12.5 | 15 | Yes | Yes | 2013-08-22 |  | 1
FALSE | S6BF-030K | 2690 | 5561789 | MAYTAG | MSA6BF030K | AC | Split System: Air-Cooled Condensing Unit, Coil with Blower | S6BF-030K |  | C7B(A,H)M03036(C,U)-B+TXV | 12.5 | 15 | Yes | Yes | 2013-08-22 |  | 1
FALSE | S6BF-030K | 2690 | 5561791 | MAYTAG | MSA6BF030K | AC | Split System: Air-Cooled Condensing Unit, Coil with Blower | S6BF-030K |  | C7B(A,H)M030(C,U)-C+TXV | 12.5 | 15 | Yes | Yes | 2013-08-22 |  | 1
FALSE | S6BF-030K | 2690 | 5561793 | MAYTAG | MSA6BF030K | AC | Split System: Air-Cooled Condensing Unit, Coil with Blower | S6BF-030K |  | C7B(A,H)M03036(C,U)-A+TXV | 12.5 | 15 | Yes | Yes | 2013-08-22 |  | 1
FALSE | S4QE-024KA | 2681 | 5581083 | NORDYNE, LLC. | JS4BE-024KA | AC | Split System: Air-Cooled Condensing Unit, Coil with Blower | S4BE-024KA |  | C6B(A,H)-X30(C,U)-C+TDR | 12.5 | 15 | Yes | Yes | 2013-03-14 |  | 1
FALSE | S4QE-024KA | 2681 | 5581084 | NORDYNE, LLC. | JS4BE-024KA | AC | Split System: Air-Cooled Condensing Unit, Coil with Blower | S4BE-024KA |  | C7B(A,H)M01824(C,U)-B+TXV | 12.5 | 15 | Yes | Yes | 2013-03-14 |  | 1
FALSE | S4QE-024KA | 2681 | 5581085 | NORDYNE, LLC. | JS4BE-024KA | AC | Split System: Air-Cooled Condensing Unit, Coil with Blower | S4BE-024KA |  | C7B(A,H)M01824(C,U)-B+TXV | 12.5 | 15 | Yes | Yes | 2013-03-14 |  | 1
FALSE | S4QE-024KA | 2681 | 5581087 | NORDYNE, LLC. | JS4BE-024KA | AC | Split System: Air-Cooled Condensing Unit, Coil with Blower | S4BE-024KA |  | C7B(A,H)M030(C,U)-C+TXV | 12.5 | 15 | Yes | Yes | 2013-03-14 |  | 1
FALSE | S4QE-024KA | 2681 | 5581089 | NORDYNE, LLC. | JS4BE-024KA | AC | Split System: Air-Cooled Condensing Unit, Coil with Blower | S4BE-024KA |  | C6B(A,H)-X24(C,U)-B | 12.5 | 15 | Yes | Yes | 2013-03-14 |  | 1
FALSE | S4QE-024KA | 2681 | 5581091 | NORDYNE, LLC. | JS4BE-024KA | AC | Split System: Air-Cooled Condensing Unit, Coil with Blower | S4BE-024KA |  | C7B(A,H)M01824(C,U)-B+TXV | 12.5 | 15 | Yes | Yes | 2013-03-14 |  | 1
FALSE | S4QE-024KA | 2681 | 5581092 | NORDYNE, LLC. | JS4BE-024KA | AC | Split System: Air-Cooled Condensing Unit, Coil with Blower | S4BE-024KA |  | C7B(A,H)M030(C,U)-C+TXV | 12.5 | 15 | Yes | Yes | 2013-03-14 |  | 1
FALSE | S4QE-024KA | 2681 | 5581093 | NORDYNE, LLC. | JS4BE-024KA | AC | Split System: Air-Cooled Condensing Unit, Coil with Blower | S4BE-024KA |  | C6B(A,H)-X24(C,U)-A | 12.5 | 15 | Yes | Yes | 2013-03-14 |  | 1
FALSE | S4QE-024KA | 2681 | 5581094 | NORDYNE, LLC. | JS4BE-024KA | AC | Split System: Air-Cooled Condensing Unit, Coil with Blower | S4BE-024KA |  | C7B(A,H)M030(C,U)-C+TXV | 12.5 | 15 | Yes | Yes | 2013-03-14 |  | 1
FALSE | S4QE-024KA | 2681 | 5581095 | NORDYNE, LLC. | JS4BE-024KA | AC | Split System: Air-Cooled Condensing Unit, Coil with Blower | S4BE-024KA |  | C7B(A,H)M01824(C,U)-A+TXV | 12.5 | 15 | Yes | Yes | 2013-03-14 |  | 1
FALSE | S4QE-024KA | 2681 | 5581096 | NORDYNE, LLC. | JS4BE-024KA | AC | Split System: Air-Cooled Condensing Unit, Coil with Blower | S4BE-024KA |  | C6B(A,H)-X24(C,U)-B | 12.5 | 15 | Yes | Yes | 2013-03-14 |  | 1
FALSE | S4QE-024KA | 2681 | 5581097 | NORDYNE, LLC. | JS4BE-024KA | AC | Split System: Air-Cooled Condensing Unit, Coil with Blower | S4BE-024KA |  | C7B(A,H)M030(C,U)-C+TXV | 12.5 | 15 | Yes | Yes | 2013-03-14 |  | 1
FALSE | S4QE-024KA | 2681 | 5581098 | NORDYNE, LLC. | JS4BE-024KA | AC | Split System: Air-Cooled Condensing Unit, Coil with Blower | S4BE-024KA |  | C6B(A,H)-X30(C,U)-C+TDR | 12.5 | 15 | Yes | Yes | 2013-03-14 |  | 1
FALSE | S4QE-024KA | 2681 | 5581099 | NORDYNE, LLC. | JS4BE-024KA | AC | Split System: Air-Cooled Condensing Unit, Coil with Blower | S4BE-024KA |  | C6B(A,H)-X24(C,U)-A | 12.5 | 15 | Yes | Yes | 2013-03-14 |  | 1
FALSE | S4QE-024KA | 2681 | 5581100 | NORDYNE, LLC. | JS4BE-024KA | AC | Split System: Air-Cooled Condensing Unit, Coil with Blower | S4BE-024KA |  | C7B(A,H)M01824(C,U)-B+TXV | 12.5 | 15 | Yes | Yes | 2013-03-14 |  | 1
FALSE | S4QE-024KA | 2681 | 5581101 | NORDYNE, LLC. | JS4BE-024KA | AC | Split System: Air-Cooled Condensing Unit, Coil with Blower | S4BE-024KA |  | C7B(A,H)M01824(C,U)-A+TXV | 12.5 | 15 | Yes | Yes | 2013-03-14 |  | 1
FALSE | S4QE-024KA | 2681 | 5581102 | NORDYNE, LLC. | JS4BE-024KA | AC | Split System: Air-Cooled Condensing Unit, Coil with Blower | S4BE-024KA |  | C6B(A,H)-X30(C,U)-C+TDR | 12.5 | 15 | Yes | Yes | 2013-03-14 |  | 1
FALSE | S4QE-024KA | 2681 | 5581103 | NORDYNE, LLC. | JS4BE-024KA | AC | Split System: Air-Cooled Condensing Unit, Coil with Blower | S4BE-024KA |  | C6B(A,H)-X24(C,U)-B | 12.5 | 15 | Yes | Yes | 2013-03-14 |  | 1
FALSE | S4BE-048KA | 2717 | 5581196 | NORDYNE, LLC. | JS4BE-048KA | AC | Split System: Air-Cooled Condensing Unit, Coil with Blower | S4BE-048KA |  | C7B(A,H)M048(C,U)-D+TXV | 12 | 15 | Yes | Yes | 2013-03-14 |  | 0
FALSE | S4BE-048KA | 2717 | 5581197 | NORDYNE, LLC. | JS4BE-048KA | AC | Split System: Air-Cooled Condensing Unit, Coil with Blower | S4BE-048KA |  | C7B(A,H)M048(C,U)-D+TXV | 12 | 15 | Yes | Yes | 2013-03-14 |  | 0
FALSE | S4BE-048KA | 2717 | 5581198 | NORDYNE, LLC. | JS4BE-048KA | AC | Split System: Air-Cooled Condensing Unit, Coil with Blower | S4BE-048KA |  | C6B(A,H)-X48(C,U)-D | 12 | 15 | Yes | Yes | 2013-03-14 |  | 0
FALSE | S4BE-048KA | 2717 | 5581199 | NORDYNE, LLC. | JS4BE-048KA | AC | Split System: Air-Cooled Condensing Unit, Coil with Blower | S4BE-048KA |  | C7B(A,H)M048(C,U)-C+TXV | 12 | 15 | Yes | Yes | 2013-03-14 |  | 0
FALSE | S4BE-048KA | 2717 | 5581200 | NORDYNE, LLC. | JS4BE-048KA | AC | Split System: Air-Cooled Condensing Unit, Coil with Blower | S4BE-048KA |  | C6B(A,H)-X48(C,U)-C | 12 | 15 | Yes | Yes | 2013-03-14 |  | 0
FALSE | S4BE-048KA | 2717 | 5581202 | NORDYNE, LLC. | JS4BE-048KA | AC | Split System: Air-Cooled Condensing Unit, Coil with Blower | S4BE-048KA |  | C7B(A,H)M048(C,U)-C+TXV | 12 | 15 | Yes | Yes | 2013-03-14 |  | 0
FALSE | S4BE-048KA | 2717 | 5581203 | NORDYNE, LLC. | JS4BE-048KA | AC | Split System: Air-Cooled Condensing Unit, Coil with Blower | S4BE-048KA |  | C6B(A,H)-X48(C,U)-D | 12 | 15 | Yes | Yes | 2013-03-14 |  | 0
FALSE | S4BE-048KA | 2717 | 5581204 | NORDYNE, LLC. | JS4BE-048KA | AC | Split System: Air-Cooled Condensing Unit, Coil with Blower | S4BE-048KA |  | C6B(A,H)-X48(C,U)-C | 12 | 15 | Yes | Yes | 2013-03-14 |  | 0
FALSE | S4BE-048KA | 2717 | 5581206 | NORDYNE, LLC. | JS4BE-048KA | AC | Split System: Air-Cooled Condensing Unit, Coil with Blower | S4BE-048KA |  | C6B(A,H)-X48(C,U)-C | 12 | 15 | Yes | Yes | 2013-03-14 |  | 0
FALSE | S4BE-048KA | 2717 | 5581207 | NORDYNE, LLC. | JS4BE-048KA | AC | Split System: Air-Cooled Condensing Unit, Coil with Blower | S4BE-048KA |  | C7B(A,H)M048(C,U)-C+TXV | 12 | 15 | Yes | Yes | 2013-03-14 |  | 0
FALSE | S4BE-048KA | 2717 | 5581208 | NORDYNE, LLC. | JS4BE-048KA | AC | Split System: Air-Cooled Condensing Unit, Coil with Blower | S4BE-048KA |  | C7B(A,H)M048(C,U)-D+TXV | 12 | 15 | Yes | Yes | 2013-03-14 |  | 0
FALSE | S4BE-048KA | 2717 | 5581209 | NORDYNE, LLC. | JS4BE-048KA | AC | Split System: Air-Cooled Condensing Unit, Coil with Blower | S4BE-048KA |  | C6B(A,H)-X48(C,U)-D | 12 | 15 | Yes | Yes | 2013-03-14 |  | 0
FALSE | S4BE-048KA | 2717 | 5581210 | NORDYNE, LLC. | JS4BE-048KA | AC | Split System: Air-Cooled Condensing Unit, Coil with Blower | S4BE-048KA |  | C7B(A,H)M048(C,U)-D+TXV | 12 | 15 | Yes | Yes | 2013-03-14 |  | 0
FALSE | S4BE-048KA | 2717 | 5581211 | NORDYNE, LLC. | JS4BE-048KA | AC | Split System: Air-Cooled Condensing Unit, Coil with Blower | S4BE-048KA |  | C7B(A,H)M048(C,U)-C+TXV | 12 | 15 | Yes | Yes | 2013-03-14 |  | 0
FALSE | S4BE-048KA | 2717 | 5581212 | NORDYNE, LLC. | JS4BE-048KA | AC | Split System: Air-Cooled Condensing Unit, Coil with Blower | S4BE-048KA |  | C6B(A,H)-X48(C,U)-D | 12 | 15 | Yes | Yes | 2013-03-14 |  | 0
FALSE | S4BE-048KA | 2717 | 5581213 | NORDYNE, LLC. | JS4BE-048KA | AC | Split System: Air-Cooled Condensing Unit, Coil with Blower | S4BE-048KA |  | C6B(A,H)-X48(C,U)-C | 12 | 15 | Yes | Yes | 2013-03-14 |  | 0
FALSE | S4BE-018KA | 2679 | 5581216 | NORDYNE, LLC. | ES4BE-018KA | AC | Split System: Air-Cooled Condensing Unit, Coil with Blower | S4BE-018KA |  | C6B(A,H)-X24(C,U)-B | 12.5 | 15 | Yes | Yes | 2013-03-14 |  | 1
FALSE | S4BE-018KA | 2679 | 5581217 | NORDYNE, LLC. | ES4BE-018KA | AC | Split System: Air-Cooled Condensing Unit, Coil with Blower | S4BE-018KA |  | C6B(A,H)-X24(C,U)-A | 12.5 | 15 | Yes | Yes | 2013-03-14 |  | 1
FALSE | S4QE-030KA | 2694 | 5581300 | NORDYNE, LLC. | ES4BE-030KA | AC | Split System: Air-Cooled Condensing Unit, Coil with Blower | S4BE-030KA |  | C7B(A,H)M030(C,U)-C+TXV | 12.5 | 15 | Yes | Yes | 2013-03-14 |  | 1
FALSE | S4QE-030KA | 2694 | 5581301 | NORDYNE, LLC. | ES4BE-030KA | AC | Split System: Air-Cooled Condensing Unit, Coil with Blower | S4BE-030KA |  | C7B(A,H)M03036(C,U)-A+TXV | 12.5 | 15 | Yes | Yes | 2013-03-14 |  | 1
FALSE | S4QE-030KA | 2694 | 5581302 | NORDYNE, LLC. | ES4BE-030KA | AC | Split System: Air-Cooled Condensing Unit, Coil with Blower | S4BE-030KA |  | C7B(A,H)M030(C,U)-C+TXV | 12.5 | 15 | Yes | Yes | 2013-03-14 |  | 1
FALSE | S4QE-030KA | 2694 | 5581303 | NORDYNE, LLC. | ES4BE-030KA | AC | Split System: Air-Cooled Condensing Unit, Coil with Blower | S4BE-030KA |  | C7B(A,H)M03036(C,U)-B+TXV | 12.5 | 15 | Yes | Yes | 2013-03-14 |  | 1
FALSE | S4QE-030KA | 2694 | 5581304 | NORDYNE, LLC. | ES4BE-030KA | AC | Split System: Air-Cooled Condensing Unit, Coil with Blower | S4BE-030KA |  | C7B(A,H)M03036(C,U)-B+TXV | 12.5 | 15 | Yes | Yes | 2013-03-14 |  | 1
FALSE | S4QE-030KA | 2694 | 5581305 | NORDYNE, LLC. | ES4BE-030KA | AC | Split System: Air-Cooled Condensing Unit, Coil with Blower | S4BE-030KA |  | C6B(A,H)-X30(C,U)-C | 12.5 | 15 | Yes | Yes | 2013-03-14 |  | 1
FALSE | S4QE-030KA | 2694 | 5581306 | NORDYNE, LLC. | ES4BE-030KA | AC | Split System: Air-Cooled Condensing Unit, Coil with Blower | S4BE-030KA |  | C6B(A,H)-X30(C,U)-B | 12.5 | 15 | Yes | Yes | 2013-03-14 |  | 1
FALSE | S4QE-030KA | 2694 | 5581307 | NORDYNE, LLC. | ES4BE-030KA | AC | Split System: Air-Cooled Condensing Unit, Coil with Blower | S4BE-030KA |  | C6B(A,H)-X30(C,U)-B | 12.5 | 15 | Yes | Yes | 2013-03-14 |  | 1
FALSE | S4QE-030KA | 2694 | 5581308 | NORDYNE, LLC. | ES4BE-030KA | AC | Split System: Air-Cooled Condensing Unit, Coil with Blower | S4BE-030KA |  | C6B(A,H)-X30(C,U)-A | 12.5 | 15 | Yes | Yes | 2013-03-14 |  | 1
FALSE | S4QE-030KA | 2694 | 5581309 | NORDYNE, LLC. | ES4BE-030KA | AC | Split System: Air-Cooled Condensing Unit, Coil with Blower | S4BE-030KA |  | C7B(A,H)M03036(C,U)-A+TXV | 12.5 | 15 | Yes | Yes | 2013-03-14 |  | 1
FALSE | S4QE-036KA | 2699 | 5581310 | NORDYNE, LLC. | ES4BE-036KA | AC | Split System: Air-Cooled Condensing Unit, Coil with Blower | S4BE-036KA |  | C6B(A,H)-X36(C,U)-C | 12.5 | 15 | Yes | Yes | 2013-03-14 |  | 1
FALSE | S4QE-036KA | 2699 | 5581311 | NORDYNE, LLC. | ES4BE-036KA | AC | Split System: Air-Cooled Condensing Unit, Coil with Blower | S4BE-036KA |  | C7B(A,H)M03642(C,U)-B+TXV | 12.5 | 15 | Yes | Yes | 2013-03-14 |  | 1
FALSE | S4QE-036KA | 2699 | 5581312 | NORDYNE, LLC. | ES4BE-036KA | AC | Split System: Air-Cooled Condensing Unit, Coil with Blower | S4BE-036KA |  | C7B(A,H)M03642(C,U)-B+TXV | 12.5 | 15 | Yes | Yes | 2013-03-14 |  | 1
FALSE | S4QE-036KA | 2699 | 5581313 | NORDYNE, LLC. | ES4BE-036KA | AC | Split System: Air-Cooled Condensing Unit, Coil with Blower | S4BE-036KA |  | C6B(A,H)-X36(C,U)-C | 12.5 | 15 | Yes | Yes | 2013-03-14 |  | 1
FALSE | S4QE-036KA | 2699 | 5581314 | NORDYNE, LLC. | ES4BE-036KA | AC | Split System: Air-Cooled Condensing Unit, Coil with Blower | S4BE-036KA |  | C7B(A,H)M03642(C,U)-B+TXV | 12.5 | 15 | Yes | Yes | 2013-03-14 |  | 1
FALSE | S4QE-036KA | 2699 | 5581315 | NORDYNE, LLC. | ES4BE-036KA | AC | Split System: Air-Cooled Condensing Unit, Coil with Blower | S4BE-036KA |  | C6B(A,H)-X36(C,U)-C | 12.5 | 15 | Yes | Yes | 2013-03-14 |  | 1
FALSE | S4QE-036KA | 2699 | 5581316 | NORDYNE, LLC. | ES4BE-036KA | AC | Split System: Air-Cooled Condensing Unit, Coil with Blower | S4BE-036KA |  | C7B(A,H)M03648(C,U)-C+TXV | 12.5 | 15 | Yes | Yes | 2013-03-14 |  | 1
FALSE | S4QE-036KA | 2699 | 5581317 | NORDYNE, LLC. | ES4BE-036KA | AC | Split System: Air-Cooled Condensing Unit, Coil with Blower | S4BE-036KA |  | C7B(A,H)M03648(C,U)-C+TXV | 12.5 | 15 | Yes | Yes | 2013-03-14 |  | 1
FALSE | S4QE-024KA | 2681 | 5581415 | NORDYNE, LLC. | FS4BE-024KA | AC | Split System: Air-Cooled Condensing Unit, Coil with Blower | S4BE-024KA |  | C6B(A,H)-X30(C,U)-C+TDR | 12.5 | 15 | Yes | Yes | 2013-03-14 |  | 1
FALSE | S4QE-024KA | 2681 | 5581416 | NORDYNE, LLC. | FS4BE-024KA | AC | Split System: Air-Cooled Condensing Unit, Coil with Blower | S4BE-024KA |  | C6B(A,H)-X30(C,U)-C+TDR | 12.5 | 15 | Yes | Yes | 2013-03-14 |  | 1
FALSE | S4QE-024KA | 2681 | 5581417 | NORDYNE, LLC. | FS4BE-024KA | AC | Split System: Air-Cooled Condensing Unit, Coil with Blower | S4BE-024KA |  | C7B(A,H)M01824(C,U)-B+TXV | 12.5 | 15 | Yes | Yes | 2013-03-14 |  | 1
FALSE | S4QE-024KA | 2681 | 5581418 | NORDYNE, LLC. | FS4BE-024KA | AC | Split System: Air-Cooled Condensing Unit, Coil with Blower | S4BE-024KA |  | C7B(A,H)M01824(C,U)-B+TXV | 12.5 | 15 | Yes | Yes | 2013-03-14 |  | 1
FALSE | S4QE-024KA | 2681 | 5581420 | NORDYNE, LLC. | FS4BE-024KA | AC | Split System: Air-Cooled Condensing Unit, Coil with Blower | S4BE-024KA |  | C7B(A,H)M030(C,U)-C+TXV | 12.5 | 15 | Yes | Yes | 2013-03-14 |  | 1
FALSE | S4QE-024KA | 2681 | 5581422 | NORDYNE, LLC. | FS4BE-024KA | AC | Split System: Air-Cooled Condensing Unit, Coil with Blower | S4BE-024KA |  | C6B(A,H)-X24(C,U)-B | 12.5 | 15 | Yes | Yes | 2013-03-14 |  | 1
FALSE | S4QE-024KA | 2681 | 5581424 | NORDYNE, LLC. | FS4BE-024KA | AC | Split System: Air-Cooled Condensing Unit, Coil with Blower | S4BE-024KA |  | C7B(A,H)M01824(C,U)-B+TXV | 12.5 | 15 | Yes | Yes | 2013-03-14 |  | 1
FALSE | S4QE-030KA | 2694 | 5581426 | NORDYNE, LLC. | FS4BE-030KA | AC | Split System: Air-Cooled Condensing Unit, Coil with Blower | S4BE-030KA |  | C6B(A,H)-X30(C,U)-C | 12.5 | 15 | Yes | Yes | 2013-03-14 |  | 1
FALSE | S4QE-030KA | 2694 | 5581427 | NORDYNE, LLC. | FS4BE-030KA | AC | Split System: Air-Cooled Condensing Unit, Coil with Blower | S4BE-030KA |  | C6B(A,H)-X30(C,U)-A | 12.5 | 15 | Yes | Yes | 2013-03-14 |  | 1
FALSE | S4QE-030KA | 2694 | 5581428 | NORDYNE, LLC. | FS4BE-030KA | AC | Split System: Air-Cooled Condensing Unit, Coil with Blower | S4BE-030KA |  | C7B(A,H)M030(C,U)-C+TXV | 12.5 | 15 | Yes | Yes | 2013-03-14 |  | 1
FALSE | S4QE-030KA | 2694 | 5581429 | NORDYNE, LLC. | FS4BE-030KA | AC | Split System: Air-Cooled Condensing Unit, Coil with Blower | S4BE-030KA |  | C7B(A,H)M03036(C,U)-B+TXV | 12.5 | 15 | Yes | Yes | 2013-03-14 |  | 1
FALSE | S4QE-030KA | 2694 | 5581430 | NORDYNE, LLC. | FS4BE-030KA | AC | Split System: Air-Cooled Condensing Unit, Coil with Blower | S4BE-030KA |  | C7B(A,H)M03036(C,U)-A+TXV | 12.5 | 15 | Yes | Yes | 2013-03-14 |  | 1
FALSE | S4QE-030KA | 2694 | 5581431 | NORDYNE, LLC. | FS4BE-030KA | AC | Split System: Air-Cooled Condensing Unit, Coil with Blower | S4BE-030KA |  | C7B(A,H)M030(C,U)-C+TXV | 12.5 | 15 | Yes | Yes | 2013-03-14 |  | 1
FALSE | S4QE-030KA | 2694 | 5581432 | NORDYNE, LLC. | FS4BE-030KA | AC | Split System: Air-Cooled Condensing Unit, Coil with Blower | S4BE-030KA |  | C7B(A,H)M03036(C,U)-B+TXV | 12.5 | 15 | Yes | Yes | 2013-03-14 |  | 1
FALSE | S4QE-030KA | 2694 | 5581433 | NORDYNE, LLC. | FS4BE-030KA | AC | Split System: Air-Cooled Condensing Unit, Coil with Blower | S4BE-030KA |  | C6B(A,H)-X30(C,U)-C | 12.5 | 15 | Yes | Yes | 2013-03-14 |  | 1
FALSE | S4QE-030KA | 2694 | 5581435 | NORDYNE, LLC. | FS4BE-030KA | AC | Split System: Air-Cooled Condensing Unit, Coil with Blower | S4BE-030KA |  | C6B(A,H)-X30(C,U)-B | 12.5 | 15 | Yes | Yes | 2013-03-14 |  | 1
FALSE | S4QE-030KA | 2694 | 5581436 | NORDYNE, LLC. | FS4BE-030KA | AC | Split System: Air-Cooled Condensing Unit, Coil with Blower | S4BE-030KA |  | C7B(A,H)M03036(C,U)-B+TXV | 12.5 | 15 | Yes | Yes | 2013-03-14 |  | 1
FALSE | S4QE-030KA | 2694 | 5581438 | NORDYNE, LLC. | FS4BE-030KA | AC | Split System: Air-Cooled Condensing Unit, Coil with Blower | S4BE-030KA |  | C7B(A,H)M03036(C,U)-B+TXV | 12.5 | 15 | Yes | Yes | 2013-03-14 |  | 1
FALSE | S4QE-024KA | 2681 | 5616439 | HEAT CONTROLLER, INC. | RSG1424S1E | AC | Split System: Air-Cooled Condensing Unit, Coil with Blower | S4BE-024KA |  | B6EMMX24K-A | 12.5 | 15 | Yes | Yes | 2013-09-10 |  | 1
FALSE | S4QE-024KA | 2681 | 5616441 | HEAT CONTROLLER, INC. | RSG1424S1E | AC | Split System: Air-Cooled Condensing Unit, Coil with Blower | S4BE-024KA |  | C7B(A,H)M01824(C,U)-B+TXV | 12.5 | 15 | Yes | Yes | 2013-09-10 |  | 1
FALSE | S4QE-024KA | 2681 | 5616442 | HEAT CONTROLLER, INC. | RSG1424S1E | AC | Split System: Air-Cooled Condensing Unit, Coil with Blower | S4BE-024KA |  | C7B(A,H)M01824(C,U)-B+TXV | 12.5 | 15 | Yes | Yes | 2013-09-10 |  | 1
FALSE | S4QE-024KA | 2681 | 5616443 | HEAT CONTROLLER, INC. | RSG1424S1E | AC | Split System: Air-Cooled Condensing Unit, Coil with Blower | S4BE-024KA |  | B6VMAX24K-A | 12.5 | 15 | Yes | Yes | 2013-09-10 |  | 1
FALSE | S4QE-024KA | 2681 | 5616444 | HEAT CONTROLLER, INC. | RSG1424S1E | AC | Split System: Air-Cooled Condensing Unit, Coil with Blower | S4BE-024KA |  | C7B(A,H)M030(C,U)-C+TXV | 12.5 | 15 | Yes | Yes | 2013-09-10 |  | 1
FALSE | S4QE-024KA | 2681 | 5616445 | HEAT CONTROLLER, INC. | RSG1424S1E | AC | Split System: Air-Cooled Condensing Unit, Coil with Blower | S4BE-024KA |  | C7B(A,H)M01824(C,U)-A+TXV | 12.5 | 15 | Yes | Yes | 2013-09-10 |  | 1
FALSE | S4QE-024KA | 2681 | 5616446 | HEAT CONTROLLER, INC. | RSG1424S1E | AC | Split System: Air-Cooled Condensing Unit, Coil with Blower | S4BE-024KA |  | C7B(A,H)M030(C,U)-C+TXV | 12.5 | 15 | Yes | Yes | 2013-09-10 |  | 1
FALSE | S4QE-024KA | 2681 | 5616447 | HEAT CONTROLLER, INC. | RSG1424S1E | AC | Split System: Air-Cooled Condensing Unit, Coil with Blower | S4BE-024KA |  | C7B(A,H)M01824(C,U)-B+TXV | 12.5 | 15 | Yes | Yes | 2013-09-10 |  | 1
FALSE | S4QE-030KA | 2694 | 5616450 | HEAT CONTROLLER, INC. | RSG1430S1E | AC | Split System: Air-Cooled Condensing Unit, Coil with Blower | S4BE-030KA |  | C7B(A,H)M030(C,U)-C+TXV | 12.5 | 15 | Yes | Yes | 2013-09-10 |  | 1
FALSE | S4QE-030KA | 2694 | 5616453 | HEAT CONTROLLER, INC. | RSG1430S1E | AC | Split System: Air-Cooled Condensing Unit, Coil with Blower | S4BE-030KA |  | C7B(A,H)M03036(C,U)-B+TXV | 12.5 | 15 | Yes | Yes | 2013-09-10 |  | 1
FALSE | S4QE-030KA | 2694 | 5616456 | HEAT CONTROLLER, INC. | RSG1430S1E | AC | Split System: Air-Cooled Condensing Unit, Coil with Blower | S4BE-030KA |  | C7B(A,H)M030(C,U)-C+TXV | 12.5 | 15 | Yes | Yes | 2013-09-10 |  | 1
FALSE | S4QE-030KA | 2694 | 5616457 | HEAT CONTROLLER, INC. | RSG1430S1E | AC | Split System: Air-Cooled Condensing Unit, Coil with Blower | S4BE-030KA |  | C7B(A,H)M03036(C,U)-A+TXV | 12.5 | 15 | Yes | Yes | 2013-09-10 |  | 1
FALSE | S4QE-030KA | 2694 | 5616458 | HEAT CONTROLLER, INC. | RSG1430S1E | AC | Split System: Air-Cooled Condensing Unit, Coil with Blower | S4BE-030KA |  | C7B(A,H)M03036(C,U)-B+TXV | 12.5 | 15 | Yes | Yes | 2013-09-10 |  | 1
FALSE | S4QE-030KA | 2694 | 5616459 | HEAT CONTROLLER, INC. | RSG1430S1E | AC | Split System: Air-Cooled Condensing Unit, Coil with Blower | S4BE-030KA |  | C7B(A,H)M03036(C,U)-A+TXV | 12.5 | 15 | Yes | Yes | 2013-09-10 |  | 1
FALSE | S4QE-030KA | 2694 | 5616460 | HEAT CONTROLLER, INC. | RSG1430S1E | AC | Split System: Air-Cooled Condensing Unit, Coil with Blower | S4BE-030KA |  | B6VMAX30K-A | 12.5 | 15 | Yes | Yes | 2013-09-10 |  | 1
FALSE | S4QE-030KA | 2694 | 5616461 | HEAT CONTROLLER, INC. | RSG1430S1E | AC | Split System: Air-Cooled Condensing Unit, Coil with Blower | S4BE-030KA |  | C7B(A,H)M030(C,U)-C+TXV | 12.5 | 15 | Yes | Yes | 2013-09-10 |  | 1
FALSE | S4QE-030KA | 2694 | 5616463 | HEAT CONTROLLER, INC. | RSG1430S1E | AC | Split System: Air-Cooled Condensing Unit, Coil with Blower | S4BE-030KA |  | C7B(A,H)M03036(C,U)-B+TXV | 12.5 | 15 | Yes | Yes | 2013-09-10 |  | 1
FALSE | S4QE-030KA | 2694 | 5616464 | HEAT CONTROLLER, INC. | RSG1430S1E | AC | Split System: Air-Cooled Condensing Unit, Coil with Blower | S4BE-030KA |  | B6EMMX30K-A | 12.5 | 15 | Yes | Yes | 2013-09-10 |  | 1
FALSE | S4BE-018KA | 2679 | 5626562 | GIBSON | JS4BE-018KA | AC | Split System: Air-Cooled Condensing Unit, Coil with Blower | S4BE-018KA |  | C6B(A,H)-X24(C,U)-A | 12.5 | 15 | Yes | Yes | 2013-03-14 |  | 1
FALSE | S4BE-018KA | 2679 | 5626563 | GIBSON | JS4BE-018KA | AC | Split System: Air-Cooled Condensing Unit, Coil with Blower | S4BE-018KA |  | C7B(A,H)M01824(C,U)-A+TXV | 12.5 | 15 | Yes | Yes | 2013-03-14 |  | 1
FALSE | S4BE-018KA | 2679 | 5626564 | GIBSON | JS4BE-018KA | AC | Split System: Air-Cooled Condensing Unit, Coil with Blower | S4BE-018KA |  | C6B(A,H)-X24(C,U)-A | 12.5 | 15 | Yes | Yes | 2013-03-14 |  | 1
FALSE | S4BE-018KA | 2679 | 5626565 | GIBSON | JS4BE-018KA | AC | Split System: Air-Cooled Condensing Unit, Coil with Blower | S4BE-018KA |  | C7B(A,H)M01824(C,U)-A+TXV | 12.5 | 15 | Yes | Yes | 2013-03-14 |  | 1
FALSE | S4BE-018KA | 2679 | 5626566 | GIBSON | JS4BE-018KA | AC | Split System: Air-Cooled Condensing Unit, Coil with Blower | S4BE-018KA |  | C6B(A,H)-X24(C,U)-B | 12.5 | 15 | Yes | Yes | 2013-03-14 |  | 1
FALSE | S4BE-018KA | 2679 | 5626567 | GIBSON | JS4BE-018KA | AC | Split System: Air-Cooled Condensing Unit, Coil with Blower | S4BE-018KA |  | C7B(A,H)M01824(C,U)-B+TXV | 12.5 | 15 | Yes | Yes | 2013-03-14 |  | 1
FALSE | S4BE-018KA | 2679 | 5626568 | GIBSON | JS4BE-018KA | AC | Split System: Air-Cooled Condensing Unit, Coil with Blower | S4BE-018KA |  | C7B(A,H)M01824(C,U)-B+TXV | 12.5 | 15 | Yes | Yes | 2013-03-14 |  | 1
FALSE | S4BE-018KA | 2679 | 5626569 | GIBSON | JS4BE-018KA | AC | Split System: Air-Cooled Condensing Unit, Coil with Blower | S4BE-018KA |  | C7B(A,H)M01824(C,U)-B+TXV | 12.5 | 15 | Yes | Yes | 2013-03-14 |  | 1
FALSE | S4BE-018KA | 2679 | 5626570 | GIBSON | JS4BE-018KA | AC | Split System: Air-Cooled Condensing Unit, Coil with Blower | S4BE-018KA |  | C6B(A,H)-X24(C,U)-B | 12.5 | 15 | Yes | Yes | 2013-03-14 |  | 1
FALSE | S4BE-018KA | 2679 | 5626571 | GIBSON | JS4BE-018KA | AC | Split System: Air-Cooled Condensing Unit, Coil with Blower | S4BE-018KA |  | C6B(A,H)-X24(C,U)-B | 12.5 | 15 | Yes | Yes | 2013-03-14 |  | 1
FALSE | S4QE-024KA | 2681 | 5626572 | GIBSON | JS4BE-024KA | AC | Split System: Air-Cooled Condensing Unit, Coil with Blower | S4BE-024KA |  | C6B(A,H)-X24(C,U)-B | 12.5 | 15 | Yes | Yes | 2013-03-14 |  | 1
FALSE | S4QE-024KA | 2681 | 5626573 | GIBSON | JS4BE-024KA | AC | Split System: Air-Cooled Condensing Unit, Coil with Blower | S4BE-024KA |  | C6B(A,H)-X30(C,U)-C+TDR | 12.5 | 15 | Yes | Yes | 2013-03-14 |  | 1
FALSE | S4QE-024KA | 2681 | 5626574 | GIBSON | JS4BE-024KA | AC | Split System: Air-Cooled Condensing Unit, Coil with Blower | S4BE-024KA |  | C7B(A,H)M030(C,U)-C+TXV | 12.5 | 15 | Yes | Yes | 2013-03-14 |  | 1
FALSE | S4QE-024KA | 2681 | 5626575 | GIBSON | JS4BE-024KA | AC | Split System: Air-Cooled Condensing Unit, Coil with Blower | S4BE-024KA |  | C6B(A,H)-X30(C,U)-C+TDR | 12.5 | 15 | Yes | Yes | 2013-03-14 |  | 1
FALSE | S4QE-024KA | 2681 | 5626576 | GIBSON | JS4BE-024KA | AC | Split System: Air-Cooled Condensing Unit, Coil with Blower | S4BE-024KA |  | C7B(A,H)M01824(C,U)-B+TXV | 12.5 | 15 | Yes | Yes | 2013-03-14 |  | 1
FALSE | S4QE-024KA | 2681 | 5626577 | GIBSON | JS4BE-024KA | AC | Split System: Air-Cooled Condensing Unit, Coil with Blower | S4BE-024KA |  | C7B(A,H)M030(C,U)-C+TXV | 12.5 | 15 | Yes | Yes | 2013-03-14 |  | 1
FALSE | S4QE-024KA | 2681 | 5626578 | GIBSON | JS4BE-024KA | AC | Split System: Air-Cooled Condensing Unit, Coil with Blower | S4BE-024KA |  | C7B(A,H)M030(C,U)-C+TXV | 12.5 | 15 | Yes | Yes | 2013-03-14 |  | 1
FALSE | S4QE-024KA | 2681 | 5626579 | GIBSON | JS4BE-024KA | AC | Split System: Air-Cooled Condensing Unit, Coil with Blower | S4BE-024KA |  | C6B(A,H)-X24(C,U)-A | 12.5 | 15 | Yes | Yes | 2013-03-14 |  | 1
FALSE | S4QE-024KA | 2681 | 5626580 | GIBSON | JS4BE-024KA | AC | Split System: Air-Cooled Condensing Unit, Coil with Blower | S4BE-024KA |  | C7B(A,H)M01824(C,U)-B+TXV | 12.5 | 15 | Yes | Yes | 2013-03-14 |  | 1
FALSE | S4QE-024KA | 2681 | 5626581 | GIBSON | JS4BE-024KA | AC | Split System: Air-Cooled Condensing Unit, Coil with Blower | S4BE-024KA |  | C6B(A,H)-X24(C,U)-A | 12.5 | 15 | Yes | Yes | 2013-03-14 |  | 1
FALSE | S4QE-024KA | 2681 | 5626582 | GIBSON | JS4BE-024KA | AC | Split System: Air-Cooled Condensing Unit, Coil with Blower | S4BE-024KA |  | C7B(A,H)M01824(C,U)-A+TXV | 12.5 | 15 | Yes | Yes | 2013-03-14 |  | 1
FALSE | S4QE-024KA | 2681 | 5626583 | GIBSON | JS4BE-024KA | AC | Split System: Air-Cooled Condensing Unit, Coil with Blower | S4BE-024KA |  | C7B(A,H)M030(C,U)-C+TXV | 12.5 | 15 | Yes | Yes | 2013-03-14 |  | 1
FALSE | S4QE-024KA | 2681 | 5626584 | GIBSON | JS4BE-024KA | AC | Split System: Air-Cooled Condensing Unit, Coil with Blower | S4BE-024KA |  | C6B(A,H)-X24(C,U)-B | 12.5 | 15 | Yes | Yes | 2013-03-14 |  | 1
FALSE | S4QE-024KA | 2681 | 5626585 | GIBSON | JS4BE-024KA | AC | Split System: Air-Cooled Condensing Unit, Coil with Blower | S4BE-024KA |  | C7B(A,H)M01824(C,U)-A+TXV | 12.5 | 15 | Yes | Yes | 2013-03-14 |  | 1
FALSE | S4QE-024KA | 2681 | 5626586 | GIBSON | JS4BE-024KA | AC | Split System: Air-Cooled Condensing Unit, Coil with Blower | S4BE-024KA |  | C6B(A,H)-X30(C,U)-C+TDR | 12.5 | 15 | Yes | Yes | 2013-03-14 |  | 1
FALSE | S4QE-024KA | 2681 | 5626587 | GIBSON | JS4BE-024KA | AC | Split System: Air-Cooled Condensing Unit, Coil with Blower | S4BE-024KA |  | C7B(A,H)M01824(C,U)-B+TXV | 12.5 | 15 | Yes | Yes | 2013-03-14 |  | 1
FALSE | S4QE-024KA | 2681 | 5626588 | GIBSON | JS4BE-024KA | AC | Split System: Air-Cooled Condensing Unit, Coil with Blower | S4BE-024KA |  | C6B(A,H)-X24(C,U)-B | 12.5 | 15 | Yes | Yes | 2013-03-14 |  | 1
FALSE | S4QE-030KA | 2694 | 5626589 | GIBSON | JS4BE-030KA | AC | Split System: Air-Cooled Condensing Unit, Coil with Blower | S4BE-030KA |  | C7B(A,H)M030(C,U)-C+TXV | 12.5 | 15 | Yes | Yes | 2013-03-14 |  | 1
FALSE | S4QE-030KA | 2694 | 5626590 | GIBSON | JS4BE-030KA | AC | Split System: Air-Cooled Condensing Unit, Coil with Blower | S4BE-030KA |  | C6B(A,H)-X30(C,U)-B | 12.5 | 15 | Yes | Yes | 2013-03-14 |  | 1
FALSE | S4QE-030KA | 2694 | 5626591 | GIBSON | JS4BE-030KA | AC | Split System: Air-Cooled Condensing Unit, Coil with Blower | S4BE-030KA |  | C7B(A,H)M03036(C,U)-A+TXV | 12.5 | 15 | Yes | Yes | 2013-03-14 |  | 1
FALSE | S4QE-030KA | 2694 | 5626592 | GIBSON | JS4BE-030KA | AC | Split System: Air-Cooled Condensing Unit, Coil with Blower | S4BE-030KA |  | C6B(A,H)-X30(C,U)-A | 12.5 | 15 | Yes | Yes | 2013-03-14 |  | 1
FALSE | S4BE-018KA | 2679 | 5626646 | GRANDAIRE | JS4BE-018KA | AC | Split System: Air-Cooled Condensing Unit, Coil with Blower | S4BE-018KA |  | C7B(A,H)M01824(C,U)-B+TXV | 12.5 | 15 | Yes | Yes | 2013-03-14 |  | 1
FALSE | S4BE-018KA | 2679 | 5626647 | GRANDAIRE | JS4BE-018KA | AC | Split System: Air-Cooled Condensing Unit, Coil with Blower | S4BE-018KA |  | C7B(A,H)M01824(C,U)-B+TXV | 12.5 | 15 | Yes | Yes | 2013-03-14 |  | 1
FALSE | S4BE-018KA | 2679 | 5626648 | GRANDAIRE | JS4BE-018KA | AC | Split System: Air-Cooled Condensing Unit, Coil with Blower | S4BE-018KA |  | C7B(A,H)M01824(C,U)-B+TXV | 12.5 | 15 | Yes | Yes | 2013-03-14 |  | 1
FALSE | S4BE-018KA | 2679 | 5626649 | GRANDAIRE | JS4BE-018KA | AC | Split System: Air-Cooled Condensing Unit, Coil with Blower | S4BE-018KA |  | C6B(A,H)-X24(C,U)-B | 12.5 | 15 | Yes | Yes | 2013-03-14 |  | 1
FALSE | S4BE-018KA | 2679 | 5626650 | GRANDAIRE | JS4BE-018KA | AC | Split System: Air-Cooled Condensing Unit, Coil with Blower | S4BE-018KA |  | C6B(A,H)-X24(C,U)-B | 12.5 | 15 | Yes | Yes | 2013-03-14 |  | 1
FALSE | S4QE-024KA | 2681 | 5626651 | GRANDAIRE | JS4BE-024KA | AC | Split System: Air-Cooled Condensing Unit, Coil with Blower | S4BE-024KA |  | C6B(A,H)-X24(C,U)-B | 12.5 | 15 | Yes | Yes | 2013-03-14 |  | 1
FALSE | S4QE-024KA | 2681 | 5626652 | GRANDAIRE | JS4BE-024KA | AC | Split System: Air-Cooled Condensing Unit, Coil with Blower | S4BE-024KA |  | C6B(A,H)-X30(C,U)-C+TDR | 12.5 | 15 | Yes | Yes | 2013-03-14 |  | 1
FALSE | S4QE-024KA | 2681 | 5626653 | GRANDAIRE | JS4BE-024KA | AC | Split System: Air-Cooled Condensing Unit, Coil with Blower | S4BE-024KA |  | C7B(A,H)M030(C,U)-C+TXV | 12.5 | 15 | Yes | Yes | 2013-03-14 |  | 1
FALSE | S4QE-024KA | 2681 | 5626654 | GRANDAIRE | JS4BE-024KA | AC | Split System: Air-Cooled Condensing Unit, Coil with Blower | S4BE-024KA |  | C6B(A,H)-X30(C,U)-C+TDR | 12.5 | 15 | Yes | Yes | 2013-03-14 |  | 1
FALSE | S4QE-024KA | 2681 | 5626655 | GRANDAIRE | JS4BE-024KA | AC | Split System: Air-Cooled Condensing Unit, Coil with Blower | S4BE-024KA |  | C7B(A,H)M01824(C,U)-B+TXV | 12.5 | 15 | Yes | Yes | 2013-03-14 |  | 1
FALSE | S4QE-024KA | 2681 | 5626656 | GRANDAIRE | JS4BE-024KA | AC | Split System: Air-Cooled Condensing Unit, Coil with Blower | S4BE-024KA |  | C7B(A,H)M030(C,U)-C+TXV | 12.5 | 15 | Yes | Yes | 2013-03-14 |  | 1
FALSE | S4QE-024KA | 2681 | 5626657 | GRANDAIRE | JS4BE-024KA | AC | Split System: Air-Cooled Condensing Unit, Coil with Blower | S4BE-024KA |  | C7B(A,H)M030(C,U)-C+TXV | 12.5 | 15 | Yes | Yes | 2013-03-14 |  | 1
FALSE | S4QE-024KA | 2681 | 5626658 | GRANDAIRE | JS4BE-024KA | AC | Split System: Air-Cooled Condensing Unit, Coil with Blower | S4BE-024KA |  | C6B(A,H)-X24(C,U)-A | 12.5 | 15 | Yes | Yes | 2013-03-14 |  | 1
FALSE | S4QE-024KA | 2681 | 5626659 | GRANDAIRE | JS4BE-024KA | AC | Split System: Air-Cooled Condensing Unit, Coil with Blower | S4BE-024KA |  | C7B(A,H)M01824(C,U)-B+TXV | 12.5 | 15 | Yes | Yes | 2013-03-14 |  | 1
FALSE | S4QE-024KA | 2681 | 5626660 | GRANDAIRE | JS4BE-024KA | AC | Split System: Air-Cooled Condensing Unit, Coil with Blower | S4BE-024KA |  | C6B(A,H)-X24(C,U)-A | 12.5 | 15 | Yes | Yes | 2013-03-14 |  | 1
FALSE | S4QE-024KA | 2681 | 5626661 | GRANDAIRE | JS4BE-024KA | AC | Split System: Air-Cooled Condensing Unit, Coil with Blower | S4BE-024KA |  | C7B(A,H)M01824(C,U)-A+TXV | 12.5 | 15 | Yes | Yes | 2013-03-14 |  | 1
FALSE | S4QE-024KA | 2681 | 5626662 | GRANDAIRE | JS4BE-024KA | AC | Split System: Air-Cooled Condensing Unit, Coil with Blower | S4BE-024KA |  | C7B(A,H)M030(C,U)-C+TXV | 12.5 | 15 | Yes | Yes | 2013-03-14 |  | 1
FALSE | S4QE-024KA | 2681 | 5626663 | GRANDAIRE | JS4BE-024KA | AC | Split System: Air-Cooled Condensing Unit, Coil with Blower | S4BE-024KA |  | C6B(A,H)-X24(C,U)-B | 12.5 | 15 | Yes | Yes | 2013-03-14 |  | 1
FALSE | S4QE-024KA | 2681 | 5626664 | GRANDAIRE | JS4BE-024KA | AC | Split System: Air-Cooled Condensing Unit, Coil with Blower | S4BE-024KA |  | C7B(A,H)M01824(C,U)-A+TXV | 12.5 | 15 | Yes | Yes | 2013-03-14 |  | 1
FALSE | S4QE-024KA | 2681 | 5626743 | PHILCO | JS4BE-024KA | AC | Split System: Air-Cooled Condensing Unit, Coil with Blower | S4BE-024KA |  | C7B(A,H)M01824(C,U)-A+TXV | 12.5 | 15 | Yes | Yes | 2013-03-14 |  | 1
FALSE | S4QE-024KA | 2681 | 5626744 | PHILCO | JS4BE-024KA | AC | Split System: Air-Cooled Condensing Unit, Coil with Blower | S4BE-024KA |  | C6B(A,H)-X30(C,U)-C+TDR | 12.5 | 15 | Yes | Yes | 2013-03-14 |  | 1
FALSE | S4QE-024KA | 2681 | 5626745 | PHILCO | JS4BE-024KA | AC | Split System: Air-Cooled Condensing Unit, Coil with Blower | S4BE-024KA |  | C7B(A,H)M01824(C,U)-B+TXV | 12.5 | 15 | Yes | Yes | 2013-03-14 |  | 1
FALSE | S4QE-024KA | 2681 | 5626746 | PHILCO | JS4BE-024KA | AC | Split System: Air-Cooled Condensing Unit, Coil with Blower | S4BE-024KA |  | C6B(A,H)-X24(C,U)-B | 12.5 | 15 | Yes | Yes | 2013-03-14 |  | 1
FALSE | S4QE-030KA | 2694 | 5626747 | PHILCO | JS4BE-030KA | AC | Split System: Air-Cooled Condensing Unit, Coil with Blower | S4BE-030KA |  | C7B(A,H)M030(C,U)-C+TXV | 12.5 | 15 | Yes | Yes | 2013-03-14 |  | 1
FALSE | S4QE-030KA | 2694 | 5626748 | PHILCO | JS4BE-030KA | AC | Split System: Air-Cooled Condensing Unit, Coil with Blower | S4BE-030KA |  | C6B(A,H)-X30(C,U)-B | 12.5 | 15 | Yes | Yes | 2013-03-14 |  | 1
FALSE | S4QE-030KA | 2694 | 5626749 | PHILCO | JS4BE-030KA | AC | Split System: Air-Cooled Condensing Unit, Coil with Blower | S4BE-030KA |  | C7B(A,H)M03036(C,U)-A+TXV | 12.5 | 15 | Yes | Yes | 2013-03-14 |  | 1
FALSE | S4QE-030KA | 2694 | 5626750 | PHILCO | JS4BE-030KA | AC | Split System: Air-Cooled Condensing Unit, Coil with Blower | S4BE-030KA |  | C6B(A,H)-X30(C,U)-A | 12.5 | 15 | Yes | Yes | 2013-03-14 |  | 1
FALSE | S4QE-030KA | 2694 | 5626751 | PHILCO | JS4BE-030KA | AC | Split System: Air-Cooled Condensing Unit, Coil with Blower | S4BE-030KA |  | C7B(A,H)M03036(C,U)-B+TXV | 12.5 | 15 | Yes | Yes | 2013-03-14 |  | 1
FALSE | S4QE-030KA | 2694 | 5626752 | PHILCO | JS4BE-030KA | AC | Split System: Air-Cooled Condensing Unit, Coil with Blower | S4BE-030KA |  | C7B(A,H)M03036(C,U)-B+TXV | 12.5 | 15 | Yes | Yes | 2013-03-14 |  | 1
FALSE | S4QE-030KA | 2694 | 5626753 | PHILCO | JS4BE-030KA | AC | Split System: Air-Cooled Condensing Unit, Coil with Blower | S4BE-030KA |  | C7B(A,H)M03036(C,U)-A+TXV | 12.5 | 15 | Yes | Yes | 2013-03-14 |  | 1
FALSE | S4QE-030KA | 2694 | 5626754 | PHILCO | JS4BE-030KA | AC | Split System: Air-Cooled Condensing Unit, Coil with Blower | S4BE-030KA |  | C6B(A,H)-X30(C,U)-C | 12.5 | 15 | Yes | Yes | 2013-03-14 |  | 1
FALSE | S4QE-030KA | 2694 | 5626755 | PHILCO | JS4BE-030KA | AC | Split System: Air-Cooled Condensing Unit, Coil with Blower | S4BE-030KA |  | C6B(A,H)-X30(C,U)-B | 12.5 | 15 | Yes | Yes | 2013-03-14 |  | 1
FALSE | S4QE-030KA | 2694 | 5626756 | PHILCO | JS4BE-030KA | AC | Split System: Air-Cooled Condensing Unit, Coil with Blower | S4BE-030KA |  | C6B(A,H)-X30(C,U)-C | 12.5 | 15 | Yes | Yes | 2013-03-14 |  | 1
FALSE | S4QE-030KA | 2694 | 5626757 | PHILCO | JS4BE-030KA | AC | Split System: Air-Cooled Condensing Unit, Coil with Blower | S4BE-030KA |  | C6B(A,H)-X30(C,U)-A | 12.5 | 15 | Yes | Yes | 2013-03-14 |  | 1
FALSE | S4QE-030KA | 2694 | 5626758 | PHILCO | JS4BE-030KA | AC | Split System: Air-Cooled Condensing Unit, Coil with Blower | S4BE-030KA |  | C7B(A,H)M030(C,U)-C+TXV | 12.5 | 15 | Yes | Yes | 2013-03-14 |  | 1
FALSE | S4QE-030KA | 2694 | 5626759 | PHILCO | JS4BE-030KA | AC | Split System: Air-Cooled Condensing Unit, Coil with Blower | S4BE-030KA |  | C6B(A,H)-X30(C,U)-B | 12.5 | 15 | Yes | Yes | 2013-03-14 |  | 1
FALSE | S4QE-030KA | 2694 | 5626760 | PHILCO | JS4BE-030KA | AC | Split System: Air-Cooled Condensing Unit, Coil with Blower | S4BE-030KA |  | C7B(A,H)M03036(C,U)-B+TXV | 12.5 | 15 | Yes | Yes | 2013-03-14 |  | 1
FALSE | S4QE-030KA | 2694 | 5626761 | PHILCO | JS4BE-030KA | AC | Split System: Air-Cooled Condensing Unit, Coil with Blower | S4BE-030KA |  | C7B(A,H)M030(C,U)-C+TXV | 12.5 | 15 | Yes | Yes | 2013-03-14 |  | 1
FALSE | S4QE-030KA | 2694 | 5626841 | KELVINATOR | JS4BE-030KA | AC | Split System: Air-Cooled Condensing Unit, Coil with Blower | S4BE-030KA |  | C6B(A,H)-X30(C,U)-C | 12.5 | 15 | Yes | Yes | 2013-03-14 |  | 1
FALSE | S4QE-036KA | 2699 | 5626842 | KELVINATOR | JS4BE-036KA | AC | Split System: Air-Cooled Condensing Unit, Coil with Blower | S4BE-036KA |  | C7B(A,H)M03648(C,U)-C+TXV | 12.5 | 15 | Yes | Yes | 2013-03-14 |  | 1
FALSE | S4QE-036KA | 2699 | 5626843 | KELVINATOR | JS4BE-036KA | AC | Split System: Air-Cooled Condensing Unit, Coil with Blower | S4BE-036KA |  | C7B(A,H)M03648(C,U)-C+TXV | 12.5 | 15 | Yes | Yes | 2013-03-14 |  | 1
FALSE | S4QE-036KA | 2699 | 5626844 | KELVINATOR | JS4BE-036KA | AC | Split System: Air-Cooled Condensing Unit, Coil with Blower | S4BE-036KA |  | C6B(A,H)-X36(C,U)-C | 12.5 | 15 | Yes | Yes | 2013-03-14 |  | 1
FALSE | S4QE-036KA | 2699 | 5626845 | KELVINATOR | JS4BE-036KA | AC | Split System: Air-Cooled Condensing Unit, Coil with Blower | S4BE-036KA |  | C6B(A,H)-X36(C,U)-B | 12.5 | 15 | Yes | Yes | 2013-03-14 |  | 1
FALSE | S4QE-036KA | 2699 | 5626846 | KELVINATOR | JS4BE-036KA | AC | Split System: Air-Cooled Condensing Unit, Coil with Blower | S4BE-036KA |  | C7B(A,H)M03642(C,U)-B+TXV | 12.5 | 15 | Yes | Yes | 2013-03-14 |  | 1
FALSE | S4QE-036KA | 2699 | 5626847 | KELVINATOR | JS4BE-036KA | AC | Split System: Air-Cooled Condensing Unit, Coil with Blower | S4BE-036KA |  | C6B(A,H)-X36(C,U)-B | 12.5 | 15 | Yes | Yes | 2013-03-14 |  | 1
FALSE | S4QE-036KA | 2699 | 5626848 | KELVINATOR | JS4BE-036KA | AC | Split System: Air-Cooled Condensing Unit, Coil with Blower | S4BE-036KA |  | C6B(A,H)-X36(C,U)-C | 12.5 | 15 | Yes | Yes | 2013-03-14 |  | 1
FALSE | S4QE-036KA | 2699 | 5626849 | KELVINATOR | JS4BE-036KA | AC | Split System: Air-Cooled Condensing Unit, Coil with Blower | S4BE-036KA |  | C7B(A,H)M03648(C,U)-C+TXV | 12.5 | 15 | Yes | Yes | 2013-03-14 |  | 1
FALSE | S4QE-036KA | 2699 | 5626850 | KELVINATOR | JS4BE-036KA | AC | Split System: Air-Cooled Condensing Unit, Coil with Blower | S4BE-036KA |  | C7B(A,H)M03642(C,U)-B+TXV | 12.5 | 15 | Yes | Yes | 2013-03-14 |  | 1
FALSE | S4QE-036KA | 2699 | 5626851 | KELVINATOR | JS4BE-036KA | AC | Split System: Air-Cooled Condensing Unit, Coil with Blower | S4BE-036KA |  | C6B(A,H)-X36(C,U)-B | 12.5 | 15 | Yes | Yes | 2013-03-14 |  | 1
FALSE | S4QE-036KA | 2699 | 5626852 | KELVINATOR | JS4BE-036KA | AC | Split System: Air-Cooled Condensing Unit, Coil with Blower | S4BE-036KA |  | C7B(A,H)M03642(C,U)-B+TXV | 12.5 | 15 | Yes | Yes | 2013-03-14 |  | 1
FALSE | S4QE-036KA | 2699 | 5626853 | KELVINATOR | JS4BE-036KA | AC | Split System: Air-Cooled Condensing Unit, Coil with Blower | S4BE-036KA |  | C6B(A,H)-X36(C,U)-C | 12.5 | 15 | Yes | Yes | 2013-03-14 |  | 1
FALSE | S4BE-042KA | 2712 | 5626855 | KELVINATOR | JS4BE-042KA | AC | Split System: Air-Cooled Condensing Unit, Coil with Blower | S4BE-042KA |  | C7B(A,H)M03648(C,U)-C+TXV | 12.5 | 15 | Yes | Yes | 2013-03-14 |  | 1
FALSE | S4BE-042KA | 2712 | 5626856 | KELVINATOR | JS4BE-042KA | AC | Split System: Air-Cooled Condensing Unit, Coil with Blower | S4BE-042KA |  | C7B(A,H)M03648(C,U)-C+TXV | 12.5 | 15 | Yes | Yes | 2013-03-14 |  | 1
FALSE | S4BE-042KA | 2712 | 5626857 | KELVINATOR | JS4BE-042KA | AC | Split System: Air-Cooled Condensing Unit, Coil with Blower | S4BE-042KA |  | C6B(A,H)-X42(C,U)-C | 12.5 | 15 | Yes | Yes | 2013-03-14 |  | 1
FALSE | S4BE-042KA | 2712 | 5626859 | KELVINATOR | JS4BE-042KA | AC | Split System: Air-Cooled Condensing Unit, Coil with Blower | S4BE-042KA |  | C6B(A,H)-X42(C,U)-C | 12.5 | 15 | Yes | Yes | 2013-03-14 |  | 1
FALSE | S4BE-042KA | 2712 | 5626864 | KELVINATOR | JS4BE-042KA | AC | Split System: Air-Cooled Condensing Unit, Coil with Blower | S4BE-042KA |  | C7B(A,H)M03648(C,U)-C+TXV | 12.5 | 15 | Yes | Yes | 2013-03-14 |  | 1
FALSE | S4BE-042KA | 2712 | 5626944 | GARRISON | JS4BE-042KA | AC | Split System: Air-Cooled Condensing Unit, Coil with Blower | S4BE-042KA |  | C6B(A,H)-X42(C,U)-C | 12.5 | 15 | Yes | Yes | 2013-03-14 |  | 1
FALSE | S4BE-048KA | 2717 | 5626945 | GARRISON | JS4BE-048KA | AC | Split System: Air-Cooled Condensing Unit, Coil with Blower | S4BE-048KA |  | C7B(A,H)M048(C,U)-C+TXV | 12 | 15 | Yes | Yes | 2013-03-14 |  | 0
FALSE | S4BE-048KA | 2717 | 5626946 | GARRISON | JS4BE-048KA | AC | Split System: Air-Cooled Condensing Unit, Coil with Blower | S4BE-048KA |  | C6B(A,H)-X48(C,U)-D | 12 | 15 | Yes | Yes | 2013-03-14 |  | 0
FALSE | S4BE-048KA | 2717 | 5626947 | GARRISON | JS4BE-048KA | AC | Split System: Air-Cooled Condensing Unit, Coil with Blower | S4BE-048KA |  | C7B(A,H)M048(C,U)-D+TXV | 12 | 15 | Yes | Yes | 2013-03-14 |  | 0
FALSE | S4BE-048KA | 2717 | 5626948 | GARRISON | JS4BE-048KA | AC | Split System: Air-Cooled Condensing Unit, Coil with Blower | S4BE-048KA |  | C7B(A,H)M048(C,U)-C+TXV | 12 | 15 | Yes | Yes | 2013-03-14 |  | 0
FALSE | S4BE-048KA | 2717 | 5626949 | GARRISON | JS4BE-048KA | AC | Split System: Air-Cooled Condensing Unit, Coil with Blower | S4BE-048KA |  | C7B(A,H)M048(C,U)-C+TXV | 12 | 15 | Yes | Yes | 2013-03-14 |  | 0
FALSE | S4BE-048KA | 2717 | 5626950 | GARRISON | JS4BE-048KA | AC | Split System: Air-Cooled Condensing Unit, Coil with Blower | S4BE-048KA |  | C7B(A,H)M048(C,U)-D+TXV | 12 | 15 | Yes | Yes | 2013-03-14 |  | 0
FALSE | S4BE-048KA | 2717 | 5626951 | GARRISON | JS4BE-048KA | AC | Split System: Air-Cooled Condensing Unit, Coil with Blower | S4BE-048KA |  | C6B(A,H)-X48(C,U)-C | 12 | 15 | Yes | Yes | 2013-03-14 |  | 0
FALSE | S4BE-048KA | 2717 | 5626952 | GARRISON | JS4BE-048KA | AC | Split System: Air-Cooled Condensing Unit, Coil with Blower | S4BE-048KA |  | C7B(A,H)M048(C,U)-D+TXV | 12 | 15 | Yes | Yes | 2013-03-14 |  | 0
FALSE | S4BE-048KA | 2717 | 5626953 | GARRISON | JS4BE-048KA | AC | Split System: Air-Cooled Condensing Unit, Coil with Blower | S4BE-048KA |  | C6B(A,H)-X48(C,U)-D | 12 | 15 | Yes | Yes | 2013-03-14 |  | 0
FALSE | S4BE-048KA | 2717 | 5626954 | GARRISON | JS4BE-048KA | AC | Split System: Air-Cooled Condensing Unit, Coil with Blower | S4BE-048KA |  | C6B(A,H)-X48(C,U)-C | 12 | 15 | Yes | Yes | 2013-03-14 |  | 0
FALSE | S4BE-048KA | 2717 | 5626955 | GARRISON | JS4BE-048KA | AC | Split System: Air-Cooled Condensing Unit, Coil with Blower | S4BE-048KA |  | C6B(A,H)-X48(C,U)-D | 12 | 15 | Yes | Yes | 2013-03-14 |  | 0
FALSE | S4BE-048KA | 2717 | 5626956 | GARRISON | JS4BE-048KA | AC | Split System: Air-Cooled Condensing Unit, Coil with Blower | S4BE-048KA |  | C6B(A,H)-X48(C,U)-C | 12 | 15 | Yes | Yes | 2013-03-14 |  | 0
FALSE | S4BE-018KA | 2679 | 5626957 | NUTONE | JS4BE-018KA | AC | Split System: Air-Cooled Condensing Unit, Coil with Blower | S4BE-018KA |  | C6B(A,H)-X24(C,U)-A | 12.5 | 15 | Yes | Yes | 2013-03-14 |  | 1
FALSE | S4BE-018KA | 2679 | 5626958 | NUTONE | JS4BE-018KA | AC | Split System: Air-Cooled Condensing Unit, Coil with Blower | S4BE-018KA |  | C7B(A,H)M01824(C,U)-A+TXV | 12.5 | 15 | Yes | Yes | 2013-03-14 |  | 1
FALSE | S4BE-018KA | 2679 | 5626959 | NUTONE | JS4BE-018KA | AC | Split System: Air-Cooled Condensing Unit, Coil with Blower | S4BE-018KA |  | C6B(A,H)-X24(C,U)-A | 12.5 | 15 | Yes | Yes | 2013-03-14 |  | 1
FALSE | S4BE-018KA | 2679 | 5626960 | NUTONE | JS4BE-018KA | AC | Split System: Air-Cooled Condensing Unit, Coil with Blower | S4BE-018KA |  | C7B(A,H)M01824(C,U)-A+TXV | 12.5 | 15 | Yes | Yes | 2013-03-14 |  | 1
FALSE | S4BE-018KA | 2679 | 5626961 | NUTONE | JS4BE-018KA | AC | Split System: Air-Cooled Condensing Unit, Coil with Blower | S4BE-018KA |  | C6B(A,H)-X24(C,U)-B | 12.5 | 15 | Yes | Yes | 2013-03-14 |  | 1
FALSE | S4BE-018KA | 2679 | 5626962 | NUTONE | JS4BE-018KA | AC | Split System: Air-Cooled Condensing Unit, Coil with Blower | S4BE-018KA |  | C7B(A,H)M01824(C,U)-B+TXV | 12.5 | 15 | Yes | Yes | 2013-03-14 |  | 1
FALSE | S4BE-018KA | 2679 | 5627043 | ELECT-AIRE | JS4BE-018KA | AC | Split System: Air-Cooled Condensing Unit, Coil with Blower | S4BE-018KA |  | C7B(A,H)M01824(C,U)-B+TXV | 12.5 | 15 | Yes | Yes | 2013-03-14 |  | 1
FALSE | S4BE-018KA | 2679 | 5627044 | ELECT-AIRE | JS4BE-018KA | AC | Split System: Air-Cooled Condensing Unit, Coil with Blower | S4BE-018KA |  | C6B(A,H)-X24(C,U)-B | 12.5 | 15 | Yes | Yes | 2013-03-14 |  | 1
FALSE | S4BE-018KA | 2679 | 5627045 | ELECT-AIRE | JS4BE-018KA | AC | Split System: Air-Cooled Condensing Unit, Coil with Blower | S4BE-018KA |  | C6B(A,H)-X24(C,U)-B | 12.5 | 15 | Yes | Yes | 2013-03-14 |  | 1
FALSE | S4QE-024KA | 2681 | 5627046 | ELECT-AIRE | JS4BE-024KA | AC | Split System: Air-Cooled Condensing Unit, Coil with Blower | S4BE-024KA |  | C6B(A,H)-X24(C,U)-B | 12.5 | 15 | Yes | Yes | 2013-03-14 |  | 1
FALSE | S4QE-024KA | 2681 | 5627047 | ELECT-AIRE | JS4BE-024KA | AC | Split System: Air-Cooled Condensing Unit, Coil with Blower | S4BE-024KA |  | C6B(A,H)-X30(C,U)-C+TDR | 12.5 | 15 | Yes | Yes | 2013-03-14 |  | 1
FALSE | S4QE-024KA | 2681 | 5627048 | ELECT-AIRE | JS4BE-024KA | AC | Split System: Air-Cooled Condensing Unit, Coil with Blower | S4BE-024KA |  | C7B(A,H)M030(C,U)-C+TXV | 12.5 | 15 | Yes | Yes | 2013-03-14 |  | 1
FALSE | S4QE-024KA | 2681 | 5627049 | ELECT-AIRE | JS4BE-024KA | AC | Split System: Air-Cooled Condensing Unit, Coil with Blower | S4BE-024KA |  | C6B(A,H)-X30(C,U)-C+TDR | 12.5 | 15 | Yes | Yes | 2013-03-14 |  | 1
FALSE | S4QE-024KA | 2681 | 5627050 | ELECT-AIRE | JS4BE-024KA | AC | Split System: Air-Cooled Condensing Unit, Coil with Blower | S4BE-024KA |  | C7B(A,H)M01824(C,U)-B+TXV | 12.5 | 15 | Yes | Yes | 2013-03-14 |  | 1
FALSE | S4QE-024KA | 2681 | 5627051 | ELECT-AIRE | JS4BE-024KA | AC | Split System: Air-Cooled Condensing Unit, Coil with Blower | S4BE-024KA |  | C7B(A,H)M030(C,U)-C+TXV | 12.5 | 15 | Yes | Yes | 2013-03-14 |  | 1
FALSE | S4QE-024KA | 2681 | 5627052 | ELECT-AIRE | JS4BE-024KA | AC | Split System: Air-Cooled Condensing Unit, Coil with Blower | S4BE-024KA |  | C7B(A,H)M030(C,U)-C+TXV | 12.5 | 15 | Yes | Yes | 2013-03-14 |  | 1
FALSE | S4QE-024KA | 2681 | 5627053 | ELECT-AIRE | JS4BE-024KA | AC | Split System: Air-Cooled Condensing Unit, Coil with Blower | S4BE-024KA |  | C6B(A,H)-X24(C,U)-A | 12.5 | 15 | Yes | Yes | 2013-03-14 |  | 1
FALSE | S4QE-024KA | 2681 | 5627054 | ELECT-AIRE | JS4BE-024KA | AC | Split System: Air-Cooled Condensing Unit, Coil with Blower | S4BE-024KA |  | C7B(A,H)M01824(C,U)-B+TXV | 12.5 | 15 | Yes | Yes | 2013-03-14 |  | 1
FALSE | S4QE-024KA | 2681 | 5627055 | ELECT-AIRE | JS4BE-024KA | AC | Split System: Air-Cooled Condensing Unit, Coil with Blower | S4BE-024KA |  | C6B(A,H)-X24(C,U)-A | 12.5 | 15 | Yes | Yes | 2013-03-14 |  | 1
FALSE | S4QE-024KA | 2681 | 5627056 | ELECT-AIRE | JS4BE-024KA | AC | Split System: Air-Cooled Condensing Unit, Coil with Blower | S4BE-024KA |  | C7B(A,H)M01824(C,U)-A+TXV | 12.5 | 15 | Yes | Yes | 2013-03-14 |  | 1
FALSE | S4QE-024KA | 2681 | 5627057 | ELECT-AIRE | JS4BE-024KA | AC | Split System: Air-Cooled Condensing Unit, Coil with Blower | S4BE-024KA |  | C7B(A,H)M030(C,U)-C+TXV | 12.5 | 15 | Yes | Yes | 2013-03-14 |  | 1
FALSE | S4QE-024KA | 2681 | 5627058 | ELECT-AIRE | JS4BE-024KA | AC | Split System: Air-Cooled Condensing Unit, Coil with Blower | S4BE-024KA |  | C6B(A,H)-X24(C,U)-B | 12.5 | 15 | Yes | Yes | 2013-03-14 |  | 1
FALSE | S4QE-024KA | 2681 | 5627059 | ELECT-AIRE | JS4BE-024KA | AC | Split System: Air-Cooled Condensing Unit, Coil with Blower | S4BE-024KA |  | C7B(A,H)M01824(C,U)-A+TXV | 12.5 | 15 | Yes | Yes | 2013-03-14 |  | 1
FALSE | S4QE-024KA | 2681 | 5627060 | ELECT-AIRE | JS4BE-024KA | AC | Split System: Air-Cooled Condensing Unit, Coil with Blower | S4BE-024KA |  | C6B(A,H)-X30(C,U)-C+TDR | 12.5 | 15 | Yes | Yes | 2013-03-14 |  | 1
FALSE | S4QE-030KA | 2694 | 5627140 | GIBSON | JS4BE-030KA | AC | Split System: Air-Cooled Condensing Unit, Coil with Blower | S4BE-030KA |  | C7B(A,H)M03036(C,U)-B+TXV | 12.5 | 15 | Yes | Yes | 2013-03-14 |  | 1
FALSE | S4QE-030KA | 2694 | 5627141 | GIBSON | JS4BE-030KA | AC | Split System: Air-Cooled Condensing Unit, Coil with Blower | S4BE-030KA |  | C7B(A,H)M03036(C,U)-A+TXV | 12.5 | 15 | Yes | Yes | 2013-03-14 |  | 1
FALSE | S4QE-030KA | 2694 | 5627142 | GIBSON | JS4BE-030KA | AC | Split System: Air-Cooled Condensing Unit, Coil with Blower | S4BE-030KA |  | C6B(A,H)-X30(C,U)-B | 12.5 | 15 | Yes | Yes | 2013-03-14 |  | 1
FALSE | S4QE-030KA | 2694 | 5627143 | GIBSON | JS4BE-030KA | AC | Split System: Air-Cooled Condensing Unit, Coil with Blower | S4BE-030KA |  | C6B(A,H)-X30(C,U)-C | 12.5 | 15 | Yes | Yes | 2013-03-14 |  | 1
FALSE | S4QE-030KA | 2694 | 5627144 | GIBSON | JS4BE-030KA | AC | Split System: Air-Cooled Condensing Unit, Coil with Blower | S4BE-030KA |  | C6B(A,H)-X30(C,U)-A | 12.5 | 15 | Yes | Yes | 2013-03-14 |  | 1
FALSE | S4QE-030KA | 2694 | 5627145 | GIBSON | JS4BE-030KA | AC | Split System: Air-Cooled Condensing Unit, Coil with Blower | S4BE-030KA |  | C7B(A,H)M030(C,U)-C+TXV | 12.5 | 15 | Yes | Yes | 2013-03-14 |  | 1
FALSE | S4QE-030KA | 2694 | 5627146 | GIBSON | JS4BE-030KA | AC | Split System: Air-Cooled Condensing Unit, Coil with Blower | S4BE-030KA |  | C6B(A,H)-X30(C,U)-B | 12.5 | 15 | Yes | Yes | 2013-03-14 |  | 1
FALSE | S4QE-030KA | 2694 | 5627147 | GIBSON | JS4BE-030KA | AC | Split System: Air-Cooled Condensing Unit, Coil with Blower | S4BE-030KA |  | C6B(A,H)-X30(C,U)-C | 12.5 | 15 | Yes | Yes | 2013-03-14 |  | 1
FALSE | S4QE-036KA | 2699 | 5627148 | GIBSON | JS4BE-036KA | AC | Split System: Air-Cooled Condensing Unit, Coil with Blower | S4BE-036KA |  | C7B(A,H)M03648(C,U)-C+TXV | 12.5 | 15 | Yes | Yes | 2013-03-14 |  | 1
FALSE | S4QE-036KA | 2699 | 5627149 | GIBSON | JS4BE-036KA | AC | Split System: Air-Cooled Condensing Unit, Coil with Blower | S4BE-036KA |  | C6B(A,H)-X36(C,U)-C | 12.5 | 15 | Yes | Yes | 2013-03-14 |  | 1
FALSE | S4QE-036KA | 2699 | 5627150 | GIBSON | JS4BE-036KA | AC | Split System: Air-Cooled Condensing Unit, Coil with Blower | S4BE-036KA |  | C6B(A,H)-X36(C,U)-B | 12.5 | 15 | Yes | Yes | 2013-03-14 |  | 1
FALSE | S4QE-036KA | 2699 | 5627151 | GIBSON | JS4BE-036KA | AC | Split System: Air-Cooled Condensing Unit, Coil with Blower | S4BE-036KA |  | C6B(A,H)-X36(C,U)-B | 12.5 | 15 | Yes | Yes | 2013-03-14 |  | 1
FALSE | S4QE-036KA | 2699 | 5627152 | GIBSON | JS4BE-036KA | AC | Split System: Air-Cooled Condensing Unit, Coil with Blower | S4BE-036KA |  | C6B(A,H)-X36(C,U)-C | 12.5 | 15 | Yes | Yes | 2013-03-14 |  | 1
FALSE | S4QE-036KA | 2699 | 5627153 | GIBSON | JS4BE-036KA | AC | Split System: Air-Cooled Condensing Unit, Coil with Blower | S4BE-036KA |  | C7B(A,H)M03648(C,U)-C+TXV | 12.5 | 15 | Yes | Yes | 2013-03-14 |  | 1
FALSE | S4QE-036KA | 2699 | 5627154 | GIBSON | JS4BE-036KA | AC | Split System: Air-Cooled Condensing Unit, Coil with Blower | S4BE-036KA |  | C7B(A,H)M03642(C,U)-B+TXV | 12.5 | 15 | Yes | Yes | 2013-03-14 |  | 1
FALSE | S4QE-036KA | 2699 | 5627155 | GIBSON | JS4BE-036KA | AC | Split System: Air-Cooled Condensing Unit, Coil with Blower | S4BE-036KA |  | C7B(A,H)M03642(C,U)-B+TXV | 12.5 | 15 | Yes | Yes | 2013-03-14 |  | 1
FALSE | S4BE-042KA | 2712 | 5627156 | GIBSON | JS4BE-042KA | AC | Split System: Air-Cooled Condensing Unit, Coil with Blower | S4BE-042KA |  | C7B(A,H)M03648(C,U)-C+TXV | 12.5 | 15 | Yes | Yes | 2013-03-14 |  | 1
FALSE | S4BE-042KA | 2712 | 5627157 | GIBSON | JS4BE-042KA | AC | Split System: Air-Cooled Condensing Unit, Coil with Blower | S4BE-042KA |  | C6B(A,H)-X42(C,U)-C | 12.5 | 15 | Yes | Yes | 2013-03-14 |  | 1
FALSE | S4BE-042KA | 2712 | 5627162 | GIBSON | JS4BE-042KA | AC | Split System: Air-Cooled Condensing Unit, Coil with Blower | S4BE-042KA |  | C7B(A,H)M03648(C,U)-C+TXV | 12.5 | 15 | Yes | Yes | 2013-03-14 |  | 1
FALSE | S4QE-024KA | 2681 | 5627240 | PHILCO | JS4BE-024KA | AC | Split System: Air-Cooled Condensing Unit, Coil with Blower | S4BE-024KA |  | C7B(A,H)M030(C,U)-C+TXV | 12.5 | 15 | Yes | Yes | 2013-03-14 |  | 1
FALSE | S4QE-024KA | 2681 | 5627241 | PHILCO | JS4BE-024KA | AC | Split System: Air-Cooled Condensing Unit, Coil with Blower | S4BE-024KA |  | C6B(A,H)-X24(C,U)-A | 12.5 | 15 | Yes | Yes | 2013-03-14 |  | 1
FALSE | S4QE-024KA | 2681 | 5627242 | PHILCO | JS4BE-024KA | AC | Split System: Air-Cooled Condensing Unit, Coil with Blower | S4BE-024KA |  | C7B(A,H)M01824(C,U)-B+TXV | 12.5 | 15 | Yes | Yes | 2013-03-14 |  | 1
FALSE | S4QE-024KA | 2681 | 5627243 | PHILCO | JS4BE-024KA | AC | Split System: Air-Cooled Condensing Unit, Coil with Blower | S4BE-024KA |  | C6B(A,H)-X24(C,U)-A | 12.5 | 15 | Yes | Yes | 2013-03-14 |  | 1
FALSE | S4QE-024KA | 2681 | 5627244 | PHILCO | JS4BE-024KA | AC | Split System: Air-Cooled Condensing Unit, Coil with Blower | S4BE-024KA |  | C7B(A,H)M01824(C,U)-A+TXV | 12.5 | 15 | Yes | Yes | 2013-03-14 |  | 1
FALSE | S4QE-024KA | 2681 | 5627245 | PHILCO | JS4BE-024KA | AC | Split System: Air-Cooled Condensing Unit, Coil with Blower | S4BE-024KA |  | C7B(A,H)M030(C,U)-C+TXV | 12.5 | 15 | Yes | Yes | 2013-03-14 |  | 1
FALSE | S4QE-024KA | 2681 | 5627246 | PHILCO | JS4BE-024KA | AC | Split System: Air-Cooled Condensing Unit, Coil with Blower | S4BE-024KA |  | C6B(A,H)-X24(C,U)-B | 12.5 | 15 | Yes | Yes | 2013-03-14 |  | 1
FALSE | S4QE-024KA | 2681 | 5627247 | PHILCO | JS4BE-024KA | AC | Split System: Air-Cooled Condensing Unit, Coil with Blower | S4BE-024KA |  | C7B(A,H)M01824(C,U)-A+TXV | 12.5 | 15 | Yes | Yes | 2013-03-14 |  | 1
FALSE | S4QE-024KA | 2681 | 5627248 | PHILCO | JS4BE-024KA | AC | Split System: Air-Cooled Condensing Unit, Coil with Blower | S4BE-024KA |  | C6B(A,H)-X30(C,U)-C+TDR | 12.5 | 15 | Yes | Yes | 2013-03-14 |  | 1
FALSE | S4QE-024KA | 2681 | 5627249 | PHILCO | JS4BE-024KA | AC | Split System: Air-Cooled Condensing Unit, Coil with Blower | S4BE-024KA |  | C6B(A,H)-X24(C,U)-B | 12.5 | 15 | Yes | Yes | 2013-03-14 |  | 1
FALSE | S4QE-030KA | 2694 | 5627250 | PHILCO | JS4BE-030KA | AC | Split System: Air-Cooled Condensing Unit, Coil with Blower | S4BE-030KA |  | C7B(A,H)M030(C,U)-C+TXV | 12.5 | 15 | Yes | Yes | 2013-03-14 |  | 1
FALSE | S4QE-030KA | 2694 | 5627251 | PHILCO | JS4BE-030KA | AC | Split System: Air-Cooled Condensing Unit, Coil with Blower | S4BE-030KA |  | C7B(A,H)M03036(C,U)-A+TXV | 12.5 | 15 | Yes | Yes | 2013-03-14 |  | 1
FALSE | S4QE-030KA | 2694 | 5627252 | PHILCO | JS4BE-030KA | AC | Split System: Air-Cooled Condensing Unit, Coil with Blower | S4BE-030KA |  | C6B(A,H)-X30(C,U)-A | 12.5 | 15 | Yes | Yes | 2013-03-14 |  | 1
FALSE | S4QE-030KA | 2694 | 5627253 | PHILCO | JS4BE-030KA | AC | Split System: Air-Cooled Condensing Unit, Coil with Blower | S4BE-030KA |  | C7B(A,H)M03036(C,U)-B+TXV | 12.5 | 15 | Yes | Yes | 2013-03-14 |  | 1
FALSE | S4QE-030KA | 2694 | 5627254 | PHILCO | JS4BE-030KA | AC | Split System: Air-Cooled Condensing Unit, Coil with Blower | S4BE-030KA |  | C7B(A,H)M03036(C,U)-B+TXV | 12.5 | 15 | Yes | Yes | 2013-03-14 |  | 1
FALSE | S4QE-030KA | 2694 | 5627255 | PHILCO | JS4BE-030KA | AC | Split System: Air-Cooled Condensing Unit, Coil with Blower | S4BE-030KA |  | C7B(A,H)M03036(C,U)-A+TXV | 12.5 | 15 | Yes | Yes | 2013-03-14 |  | 1
FALSE | S4QE-030KA | 2694 | 5627256 | PHILCO | JS4BE-030KA | AC | Split System: Air-Cooled Condensing Unit, Coil with Blower | S4BE-030KA |  | C6B(A,H)-X30(C,U)-B | 12.5 | 15 | Yes | Yes | 2013-03-14 |  | 1
FALSE | S4QE-030KA | 2694 | 5627257 | PHILCO | JS4BE-030KA | AC | Split System: Air-Cooled Condensing Unit, Coil with Blower | S4BE-030KA |  | C6B(A,H)-X30(C,U)-C | 12.5 | 15 | Yes | Yes | 2013-03-14 |  | 1
FALSE | S4QE-030KA | 2694 | 5627258 | PHILCO | JS4BE-030KA | AC | Split System: Air-Cooled Condensing Unit, Coil with Blower | S4BE-030KA |  | C6B(A,H)-X30(C,U)-A | 12.5 | 15 | Yes | Yes | 2013-03-14 |  | 1
FALSE | S4BE-048KA | 2717 | 5627339 | KELVINATOR | JS4BE-048KA | AC | Split System: Air-Cooled Condensing Unit, Coil with Blower | S4BE-048KA |  | C7B(A,H)M048(C,U)-D+TXV | 12 | 15 | Yes | Yes | 2013-03-14 |  | 0
FALSE | S4BE-048KA | 2717 | 5627340 | KELVINATOR | JS4BE-048KA | AC | Split System: Air-Cooled Condensing Unit, Coil with Blower | S4BE-048KA |  | C6B(A,H)-X48(C,U)-C | 12 | 15 | Yes | Yes | 2013-03-14 |  | 0
FALSE | S4BE-048KA | 2717 | 5627341 | KELVINATOR | JS4BE-048KA | AC | Split System: Air-Cooled Condensing Unit, Coil with Blower | S4BE-048KA |  | C6B(A,H)-X48(C,U)-D | 12 | 15 | Yes | Yes | 2013-03-14 |  | 0
FALSE | S4BE-048KA | 2717 | 5627342 | KELVINATOR | JS4BE-048KA | AC | Split System: Air-Cooled Condensing Unit, Coil with Blower | S4BE-048KA |  | C6B(A,H)-X48(C,U)-C | 12 | 15 | Yes | Yes | 2013-03-14 |  | 0
FALSE | S4BE-018KA | 2679 | 5627343 | GARRISON | JS4BE-018KA | AC | Split System: Air-Cooled Condensing Unit, Coil with Blower | S4BE-018KA |  | C6B(A,H)-X24(C,U)-A | 12.5 | 15 | Yes | Yes | 2013-03-14 |  | 1
FALSE | S4BE-018KA | 2679 | 5627344 | GARRISON | JS4BE-018KA | AC | Split System: Air-Cooled Condensing Unit, Coil with Blower | S4BE-018KA |  | C7B(A,H)M01824(C,U)-A+TXV | 12.5 | 15 | Yes | Yes | 2013-03-14 |  | 1
FALSE | S4BE-018KA | 2679 | 5627345 | GARRISON | JS4BE-018KA | AC | Split System: Air-Cooled Condensing Unit, Coil with Blower | S4BE-018KA |  | C6B(A,H)-X24(C,U)-A | 12.5 | 15 | Yes | Yes | 2013-03-14 |  | 1
FALSE | S4BE-018KA | 2679 | 5627346 | GARRISON | JS4BE-018KA | AC | Split System: Air-Cooled Condensing Unit, Coil with Blower | S4BE-018KA |  | C7B(A,H)M01824(C,U)-A+TXV | 12.5 | 15 | Yes | Yes | 2013-03-14 |  | 1
FALSE | S4BE-018KA | 2679 | 5627347 | GARRISON | JS4BE-018KA | AC | Split System: Air-Cooled Condensing Unit, Coil with Blower | S4BE-018KA |  | C7B(A,H)M01824(C,U)-B+TXV | 12.5 | 15 | Yes | Yes | 2013-03-14 |  | 1
FALSE | S4BE-018KA | 2679 | 5627348 | GARRISON | JS4BE-018KA | AC | Split System: Air-Cooled Condensing Unit, Coil with Blower | S4BE-018KA |  | C7B(A,H)M01824(C,U)-B+TXV | 12.5 | 15 | Yes | Yes | 2013-03-14 |  | 1
FALSE | S4BE-018KA | 2679 | 5627349 | GARRISON | JS4BE-018KA | AC | Split System: Air-Cooled Condensing Unit, Coil with Blower | S4BE-018KA |  | C6B(A,H)-X24(C,U)-B | 12.5 | 15 | Yes | Yes | 2013-03-14 |  | 1
FALSE | S4BE-018KA | 2679 | 5627350 | GARRISON | JS4BE-018KA | AC | Split System: Air-Cooled Condensing Unit, Coil with Blower | S4BE-018KA |  | C6B(A,H)-X24(C,U)-B | 12.5 | 15 | Yes | Yes | 2013-03-14 |  | 1
FALSE | S4QE-024KA | 2681 | 5627351 | GARRISON | JS4BE-024KA | AC | Split System: Air-Cooled Condensing Unit, Coil with Blower | S4BE-024KA |  | C6B(A,H)-X30(C,U)-C+TDR | 12.5 | 15 | Yes | Yes | 2013-03-14 |  | 1
FALSE | S4QE-024KA | 2681 | 5627352 | GARRISON | JS4BE-024KA | AC | Split System: Air-Cooled Condensing Unit, Coil with Blower | S4BE-024KA |  | C7B(A,H)M01824(C,U)-B+TXV | 12.5 | 15 | Yes | Yes | 2013-03-14 |  | 1
FALSE | S4QE-024KA | 2681 | 5627353 | GARRISON | JS4BE-024KA | AC | Split System: Air-Cooled Condensing Unit, Coil with Blower | S4BE-024KA |  | C7B(A,H)M030(C,U)-C+TXV | 12.5 | 15 | Yes | Yes | 2013-03-14 |  | 1
FALSE | S4QE-024KA | 2681 | 5627354 | GARRISON | JS4BE-024KA | AC | Split System: Air-Cooled Condensing Unit, Coil with Blower | S4BE-024KA |  | C7B(A,H)M030(C,U)-C+TXV | 12.5 | 15 | Yes | Yes | 2013-03-14 |  | 1
FALSE | S4QE-024KA | 2681 | 5627355 | GARRISON | JS4BE-024KA | AC | Split System: Air-Cooled Condensing Unit, Coil with Blower | S4BE-024KA |  | C6B(A,H)-X24(C,U)-A | 12.5 | 15 | Yes | Yes | 2013-03-14 |  | 1
FALSE | S4QE-024KA | 2681 | 5627356 | GARRISON | JS4BE-024KA | AC | Split System: Air-Cooled Condensing Unit, Coil with Blower | S4BE-024KA |  | C7B(A,H)M01824(C,U)-B+TXV | 12.5 | 15 | Yes | Yes | 2013-03-14 |  | 1
FALSE | S4QE-024KA | 2681 | 5627357 | GARRISON | JS4BE-024KA | AC | Split System: Air-Cooled Condensing Unit, Coil with Blower | S4BE-024KA |  | C6B(A,H)-X24(C,U)-A | 12.5 | 15 | Yes | Yes | 2013-03-14 |  | 1
FALSE | S4QE-036KA | 2699 | 5627435 | NUTONE | JS4BE-036KA | AC | Split System: Air-Cooled Condensing Unit, Coil with Blower | S4BE-036KA |  | C6B(A,H)-X36(C,U)-B | 12.5 | 15 | Yes | Yes | 2013-03-14 |  | 1
FALSE | S4QE-036KA | 2699 | 5627436 | NUTONE | JS4BE-036KA | AC | Split System: Air-Cooled Condensing Unit, Coil with Blower | S4BE-036KA |  | C6B(A,H)-X36(C,U)-B | 12.5 | 15 | Yes | Yes | 2013-03-14 |  | 1
FALSE | S4QE-036KA | 2699 | 5627437 | NUTONE | JS4BE-036KA | AC | Split System: Air-Cooled Condensing Unit, Coil with Blower | S4BE-036KA |  | C6B(A,H)-X36(C,U)-C | 12.5 | 15 | Yes | Yes | 2013-03-14 |  | 1
FALSE | S4QE-036KA | 2699 | 5627438 | NUTONE | JS4BE-036KA | AC | Split System: Air-Cooled Condensing Unit, Coil with Blower | S4BE-036KA |  | C7B(A,H)M03648(C,U)-C+TXV | 12.5 | 15 | Yes | Yes | 2013-03-14 |  | 1
FALSE | S4QE-036KA | 2699 | 5627439 | NUTONE | JS4BE-036KA | AC | Split System: Air-Cooled Condensing Unit, Coil with Blower | S4BE-036KA |  | C7B(A,H)M03642(C,U)-B+TXV | 12.5 | 15 | Yes | Yes | 2013-03-14 |  | 1
FALSE | S4QE-036KA | 2699 | 5627440 | NUTONE | JS4BE-036KA | AC | Split System: Air-Cooled Condensing Unit, Coil with Blower | S4BE-036KA |  | C7B(A,H)M03642(C,U)-B+TXV | 12.5 | 15 | Yes | Yes | 2013-03-14 |  | 1
FALSE | S4BE-042KA | 2712 | 5627441 | NUTONE | JS4BE-042KA | AC | Split System: Air-Cooled Condensing Unit, Coil with Blower | S4BE-042KA |  | C7B(A,H)M03648(C,U)-C+TXV | 12.5 | 15 | Yes | Yes | 2013-03-14 |  | 1
FALSE | S4BE-042KA | 2712 | 5627442 | NUTONE | JS4BE-042KA | AC | Split System: Air-Cooled Condensing Unit, Coil with Blower | S4BE-042KA |  | C6B(A,H)-X42(C,U)-C | 12.5 | 15 | Yes | Yes | 2013-03-14 |  | 1
FALSE | S4BE-042KA | 2712 | 5627447 | NUTONE | JS4BE-042KA | AC | Split System: Air-Cooled Condensing Unit, Coil with Blower | S4BE-042KA |  | C7B(A,H)M03648(C,U)-C+TXV | 12.5 | 15 | Yes | Yes | 2013-03-14 |  | 1
FALSE | S4BE-042KA | 2712 | 5627448 | NUTONE | JS4BE-042KA | AC | Split System: Air-Cooled Condensing Unit, Coil with Blower | S4BE-042KA |  | C6B(A,H)-X42(C,U)-C | 12.5 | 15 | Yes | Yes | 2013-03-14 |  | 1
FALSE | S4BE-048KA | 2717 | 5627449 | NUTONE | JS4BE-048KA | AC | Split System: Air-Cooled Condensing Unit, Coil with Blower | S4BE-048KA |  | C7B(A,H)M048(C,U)-C+TXV | 12 | 15 | Yes | Yes | 2013-03-14 |  | 0
FALSE | S4BE-048KA | 2717 | 5627450 | NUTONE | JS4BE-048KA | AC | Split System: Air-Cooled Condensing Unit, Coil with Blower | S4BE-048KA |  | C6B(A,H)-X48(C,U)-D | 12 | 15 | Yes | Yes | 2013-03-14 |  | 0
FALSE | S4BE-048KA | 2717 | 5627451 | NUTONE | JS4BE-048KA | AC | Split System: Air-Cooled Condensing Unit, Coil with Blower | S4BE-048KA |  | C7B(A,H)M048(C,U)-D+TXV | 12 | 15 | Yes | Yes | 2013-03-14 |  | 0
FALSE | S4BE-048KA | 2717 | 5627452 | NUTONE | JS4BE-048KA | AC | Split System: Air-Cooled Condensing Unit, Coil with Blower | S4BE-048KA |  | C7B(A,H)M048(C,U)-C+TXV | 12 | 15 | Yes | Yes | 2013-03-14 |  | 0
FALSE | S4BE-048KA | 2717 | 5627453 | NUTONE | JS4BE-048KA | AC | Split System: Air-Cooled Condensing Unit, Coil with Blower | S4BE-048KA |  | C7B(A,H)M048(C,U)-D+TXV | 12 | 15 | Yes | Yes | 2013-03-14 |  | 0
FALSE | S4BE-048KA | 2717 | 5627454 | NUTONE | JS4BE-048KA | AC | Split System: Air-Cooled Condensing Unit, Coil with Blower | S4BE-048KA |  | C6B(A,H)-X48(C,U)-C | 12 | 15 | Yes | Yes | 2013-03-14 |  | 0
FALSE | S4BE-048KA | 2717 | 5627455 | NUTONE | JS4BE-048KA | AC | Split System: Air-Cooled Condensing Unit, Coil with Blower | S4BE-048KA |  | C6B(A,H)-X48(C,U)-D | 12 | 15 | Yes | Yes | 2013-03-14 |  | 0
FALSE | S4BE-048KA | 2717 | 5627456 | NUTONE | JS4BE-048KA | AC | Split System: Air-Cooled Condensing Unit, Coil with Blower | S4BE-048KA |  | C6B(A,H)-X48(C,U)-C | 12 | 15 | Yes | Yes | 2013-03-14 |  | 0
FALSE | S4BE-018KA | 2679 | 5627457 | ELECT-AIRE | JS4BE-018KA | AC | Split System: Air-Cooled Condensing Unit, Coil with Blower | S4BE-018KA |  | C6B(A,H)-X24(C,U)-A | 12.5 | 15 | Yes | Yes | 2013-03-14 |  | 1
FALSE | S4QE-024KA | 2681 | 5627533 | FRIGIDAIRE | ES4BE-024KA | AC | Split System: Air-Cooled Condensing Unit, Coil with Blower | S4BE-024KA |  | C6B(A,H)-X24(C,U)-A | 12.5 | 15 | Yes | Yes | 2013-03-14 |  | 1
FALSE | S4QE-024KA | 2681 | 5627534 | FRIGIDAIRE | ES4BE-024KA | AC | Split System: Air-Cooled Condensing Unit, Coil with Blower | S4BE-024KA |  | C7B(A,H)M01824(C,U)-A+TXV | 12.5 | 15 | Yes | Yes | 2013-03-14 |  | 1
FALSE | S4QE-024KA | 2681 | 5627535 | FRIGIDAIRE | ES4BE-024KA | AC | Split System: Air-Cooled Condensing Unit, Coil with Blower | S4BE-024KA |  | C7B(A,H)M030(C,U)-C+TXV | 12.5 | 15 | Yes | Yes | 2013-03-14 |  | 1
FALSE | S4QE-024KA | 2681 | 5627536 | FRIGIDAIRE | ES4BE-024KA | AC | Split System: Air-Cooled Condensing Unit, Coil with Blower | S4BE-024KA |  | C6B(A,H)-X24(C,U)-B | 12.5 | 15 | Yes | Yes | 2013-03-14 |  | 1
FALSE | S4QE-024KA | 2681 | 5627537 | FRIGIDAIRE | ES4BE-024KA | AC | Split System: Air-Cooled Condensing Unit, Coil with Blower | S4BE-024KA |  | C7B(A,H)M01824(C,U)-A+TXV | 12.5 | 15 | Yes | Yes | 2013-03-14 |  | 1
FALSE | S4QE-024KA | 2681 | 5627538 | FRIGIDAIRE | ES4BE-024KA | AC | Split System: Air-Cooled Condensing Unit, Coil with Blower | S4BE-024KA |  | C6B(A,H)-X30(C,U)-C+TDR | 12.5 | 15 | Yes | Yes | 2013-03-14 |  | 1
FALSE | S4QE-024KA | 2681 | 5627539 | FRIGIDAIRE | ES4BE-024KA | AC | Split System: Air-Cooled Condensing Unit, Coil with Blower | S4BE-024KA |  | C7B(A,H)M01824(C,U)-B+TXV | 12.5 | 15 | Yes | Yes | 2013-03-14 |  | 1
FALSE | S4QE-024KA | 2681 | 5627540 | FRIGIDAIRE | ES4BE-024KA | AC | Split System: Air-Cooled Condensing Unit, Coil with Blower | S4BE-024KA |  | C6B(A,H)-X24(C,U)-B | 12.5 | 15 | Yes | Yes | 2013-03-14 |  | 1
FALSE | S4QE-030KA | 2694 | 5627541 | FRIGIDAIRE | ES4BE-030KA | AC | Split System: Air-Cooled Condensing Unit, Coil with Blower | S4BE-030KA |  | C7B(A,H)M030(C,U)-C+TXV | 12.5 | 15 | Yes | Yes | 2013-03-14 |  | 1
FALSE | S4QE-030KA | 2694 | 5627542 | FRIGIDAIRE | ES4BE-030KA | AC | Split System: Air-Cooled Condensing Unit, Coil with Blower | S4BE-030KA |  | C6B(A,H)-X30(C,U)-B | 12.5 | 15 | Yes | Yes | 2013-03-14 |  | 1
FALSE | S4QE-030KA | 2694 | 5627543 | FRIGIDAIRE | ES4BE-030KA | AC | Split System: Air-Cooled Condensing Unit, Coil with Blower | S4BE-030KA |  | C7B(A,H)M03036(C,U)-A+TXV | 12.5 | 15 | Yes | Yes | 2013-03-14 |  | 1
FALSE | S4QE-030KA | 2694 | 5627544 | FRIGIDAIRE | ES4BE-030KA | AC | Split System: Air-Cooled Condensing Unit, Coil with Blower | S4BE-030KA |  | C6B(A,H)-X30(C,U)-A | 12.5 | 15 | Yes | Yes | 2013-03-14 |  | 1
FALSE | S4QE-030KA | 2694 | 5627545 | FRIGIDAIRE | ES4BE-030KA | AC | Split System: Air-Cooled Condensing Unit, Coil with Blower | S4BE-030KA |  | C7B(A,H)M03036(C,U)-B+TXV | 12.5 | 15 | Yes | Yes | 2013-03-14 |  | 1
FALSE | S4QE-030KA | 2694 | 5627546 | FRIGIDAIRE | ES4BE-030KA | AC | Split System: Air-Cooled Condensing Unit, Coil with Blower | S4BE-030KA |  | C7B(A,H)M03036(C,U)-B+TXV | 12.5 | 15 | Yes | Yes | 2013-03-14 |  | 1
FALSE | S4QE-030KA | 2694 | 5627547 | FRIGIDAIRE | ES4BE-030KA | AC | Split System: Air-Cooled Condensing Unit, Coil with Blower | S4BE-030KA |  | C7B(A,H)M03036(C,U)-A+TXV | 12.5 | 15 | Yes | Yes | 2013-03-14 |  | 1
FALSE | S4QE-030KA | 2694 | 5627548 | FRIGIDAIRE | ES4BE-030KA | AC | Split System: Air-Cooled Condensing Unit, Coil with Blower | S4BE-030KA |  | C6B(A,H)-X30(C,U)-C | 12.5 | 15 | Yes | Yes | 2013-03-14 |  | 1
FALSE | S4QE-030KA | 2694 | 5627549 | FRIGIDAIRE | ES4BE-030KA | AC | Split System: Air-Cooled Condensing Unit, Coil with Blower | S4BE-030KA |  | C6B(A,H)-X30(C,U)-B | 12.5 | 15 | Yes | Yes | 2013-03-14 |  | 1
FALSE | S4QE-030KA | 2694 | 5627550 | FRIGIDAIRE | ES4BE-030KA | AC | Split System: Air-Cooled Condensing Unit, Coil with Blower | S4BE-030KA |  | C6B(A,H)-X30(C,U)-C | 12.5 | 15 | Yes | Yes | 2013-03-14 |  | 1
FALSE | S4QE-030KA | 2694 | 5627630 | TAPPAN | ES4BE-030KA | AC | Split System: Air-Cooled Condensing Unit, Coil with Blower | S4BE-030KA |  | C6B(A,H)-X30(C,U)-A | 12.5 | 15 | Yes | Yes | 2013-03-14 |  | 1
FALSE | S4QE-030KA | 2694 | 5627631 | TAPPAN | ES4BE-030KA | AC | Split System: Air-Cooled Condensing Unit, Coil with Blower | S4BE-030KA |  | C7B(A,H)M030(C,U)-C+TXV | 12.5 | 15 | Yes | Yes | 2013-03-14 |  | 1
FALSE | S4QE-030KA | 2694 | 5627632 | TAPPAN | ES4BE-030KA | AC | Split System: Air-Cooled Condensing Unit, Coil with Blower | S4BE-030KA |  | C6B(A,H)-X30(C,U)-B | 12.5 | 15 | Yes | Yes | 2013-03-14 |  | 1
FALSE | S4QE-030KA | 2694 | 5627633 | TAPPAN | ES4BE-030KA | AC | Split System: Air-Cooled Condensing Unit, Coil with Blower | S4BE-030KA |  | C7B(A,H)M03036(C,U)-B+TXV | 12.5 | 15 | Yes | Yes | 2013-03-14 |  | 1
FALSE | S4QE-030KA | 2694 | 5627634 | TAPPAN | ES4BE-030KA | AC | Split System: Air-Cooled Condensing Unit, Coil with Blower | S4BE-030KA |  | C7B(A,H)M030(C,U)-C+TXV | 12.5 | 15 | Yes | Yes | 2013-03-14 |  | 1
FALSE | S4QE-030KA | 2694 | 5627635 | TAPPAN | ES4BE-030KA | AC | Split System: Air-Cooled Condensing Unit, Coil with Blower | S4BE-030KA |  | C6B(A,H)-X30(C,U)-C | 12.5 | 15 | Yes | Yes | 2013-03-14 |  | 1
FALSE | S4QE-036KA | 2699 | 5627636 | TAPPAN | ES4BE-036KA | AC | Split System: Air-Cooled Condensing Unit, Coil with Blower | S4BE-036KA |  | C7B(A,H)M03648(C,U)-C+TXV | 12.5 | 15 | Yes | Yes | 2013-03-14 |  | 1
FALSE | S4QE-036KA | 2699 | 5627637 | TAPPAN | ES4BE-036KA | AC | Split System: Air-Cooled Condensing Unit, Coil with Blower | S4BE-036KA |  | C7B(A,H)M03648(C,U)-C+TXV | 12.5 | 15 | Yes | Yes | 2013-03-14 |  | 1
FALSE | S4QE-036KA | 2699 | 5627638 | TAPPAN | ES4BE-036KA | AC | Split System: Air-Cooled Condensing Unit, Coil with Blower | S4BE-036KA |  | C6B(A,H)-X36(C,U)-C | 12.5 | 15 | Yes | Yes | 2013-03-14 |  | 1
FALSE | S4QE-036KA | 2699 | 5627639 | TAPPAN | ES4BE-036KA | AC | Split System: Air-Cooled Condensing Unit, Coil with Blower | S4BE-036KA |  | C6B(A,H)-X36(C,U)-B | 12.5 | 15 | Yes | Yes | 2013-03-14 |  | 1
FALSE | S4QE-036KA | 2699 | 5627640 | TAPPAN | ES4BE-036KA | AC | Split System: Air-Cooled Condensing Unit, Coil with Blower | S4BE-036KA |  | C7B(A,H)M03642(C,U)-B+TXV | 12.5 | 15 | Yes | Yes | 2013-03-14 |  | 1
FALSE | S4QE-036KA | 2699 | 5627641 | TAPPAN | ES4BE-036KA | AC | Split System: Air-Cooled Condensing Unit, Coil with Blower | S4BE-036KA |  | C6B(A,H)-X36(C,U)-B | 12.5 | 15 | Yes | Yes | 2013-03-14 |  | 1
FALSE | S4QE-036KA | 2699 | 5627642 | TAPPAN | ES4BE-036KA | AC | Split System: Air-Cooled Condensing Unit, Coil with Blower | S4BE-036KA |  | C6B(A,H)-X36(C,U)-C | 12.5 | 15 | Yes | Yes | 2013-03-14 |  | 1
FALSE | S4QE-036KA | 2699 | 5627643 | TAPPAN | ES4BE-036KA | AC | Split System: Air-Cooled Condensing Unit, Coil with Blower | S4BE-036KA |  | C7B(A,H)M03648(C,U)-C+TXV | 12.5 | 15 | Yes | Yes | 2013-03-14 |  | 1
FALSE | S4QE-036KA | 2699 | 5627644 | TAPPAN | ES4BE-036KA | AC | Split System: Air-Cooled Condensing Unit, Coil with Blower | S4BE-036KA |  | C7B(A,H)M03642(C,U)-B+TXV | 12.5 | 15 | Yes | Yes | 2013-03-14 |  | 1
FALSE | S4QE-036KA | 2699 | 5627645 | TAPPAN | ES4BE-036KA | AC | Split System: Air-Cooled Condensing Unit, Coil with Blower | S4BE-036KA |  | C6B(A,H)-X36(C,U)-B | 12.5 | 15 | Yes | Yes | 2013-03-14 |  | 1
FALSE | S4QE-036KA | 2699 | 5627646 | TAPPAN | ES4BE-036KA | AC | Split System: Air-Cooled Condensing Unit, Coil with Blower | S4BE-036KA |  | C7B(A,H)M03642(C,U)-B+TXV | 12.5 | 15 | Yes | Yes | 2013-03-14 |  | 1
FALSE | S4QE-036KA | 2699 | 5627647 | TAPPAN | ES4BE-036KA | AC | Split System: Air-Cooled Condensing Unit, Coil with Blower | S4BE-036KA |  | C6B(A,H)-X36(C,U)-C | 12.5 | 15 | Yes | Yes | 2013-03-14 |  | 1
FALSE | S4BE-042KA | 2712 | 5627649 | TAPPAN | ES4BE-042KA | AC | Split System: Air-Cooled Condensing Unit, Coil with Blower | S4BE-042KA |  | C7B(A,H)M03648(C,U)-C+TXV | 12.5 | 15 | Yes | Yes | 2013-03-14 |  | 1
FALSE | S4QE-036KA | 2699 | 5627726 | WESTINGHOUSE | ES4BE-036KA | AC | Split System: Air-Cooled Condensing Unit, Coil with Blower | S4BE-036KA |  | C6B(A,H)-X36(C,U)-C | 12.5 | 15 | Yes | Yes | 2013-03-14 |  | 1
FALSE | S4BE-042KA | 2712 | 5627728 | WESTINGHOUSE | ES4BE-042KA | AC | Split System: Air-Cooled Condensing Unit, Coil with Blower | S4BE-042KA |  | C7B(A,H)M03648(C,U)-C+TXV | 12.5 | 15 | Yes | Yes | 2013-03-14 |  | 1
FALSE | S4BE-042KA | 2712 | 5627729 | WESTINGHOUSE | ES4BE-042KA | AC | Split System: Air-Cooled Condensing Unit, Coil with Blower | S4BE-042KA |  | C7B(A,H)M03648(C,U)-C+TXV | 12.5 | 15 | Yes | Yes | 2013-03-14 |  | 1
FALSE | S4BE-042KA | 2712 | 5627730 | WESTINGHOUSE | ES4BE-042KA | AC | Split System: Air-Cooled Condensing Unit, Coil with Blower | S4BE-042KA |  | C6B(A,H)-X42(C,U)-C | 12.5 | 15 | Yes | Yes | 2013-03-14 |  | 1
FALSE | S4BE-042KA | 2712 | 5627732 | WESTINGHOUSE | ES4BE-042KA | AC | Split System: Air-Cooled Condensing Unit, Coil with Blower | S4BE-042KA |  | C6B(A,H)-X42(C,U)-C | 12.5 | 15 | Yes | Yes | 2013-03-14 |  | 1
FALSE | S4BE-042KA | 2712 | 5627737 | WESTINGHOUSE | ES4BE-042KA | AC | Split System: Air-Cooled Condensing Unit, Coil with Blower | S4BE-042KA |  | C7B(A,H)M03648(C,U)-C+TXV | 12.5 | 15 | Yes | Yes | 2013-03-14 |  | 1
FALSE | S4BE-042KA | 2712 | 5627738 | WESTINGHOUSE | ES4BE-042KA | AC | Split System: Air-Cooled Condensing Unit, Coil with Blower | S4BE-042KA |  | C6B(A,H)-X42(C,U)-C | 12.5 | 15 | Yes | Yes | 2013-03-14 |  | 1
FALSE | S4BE-048KA | 2717 | 5627739 | WESTINGHOUSE | ES4BE-048KA | AC | Split System: Air-Cooled Condensing Unit, Coil with Blower | S4BE-048KA |  | C7B(A,H)M048(C,U)-C+TXV | 12 | 15 | Yes | Yes | 2013-03-14 |  | 0
FALSE | S4BE-048KA | 2717 | 5627740 | WESTINGHOUSE | ES4BE-048KA | AC | Split System: Air-Cooled Condensing Unit, Coil with Blower | S4BE-048KA |  | C6B(A,H)-X48(C,U)-D | 12 | 15 | Yes | Yes | 2013-03-14 |  | 0
FALSE | S4BE-048KA | 2717 | 5627741 | WESTINGHOUSE | ES4BE-048KA | AC | Split System: Air-Cooled Condensing Unit, Coil with Blower | S4BE-048KA |  | C7B(A,H)M048(C,U)-D+TXV | 12 | 15 | Yes | Yes | 2013-03-14 |  | 0
FALSE | S4BE-048KA | 2717 | 5627742 | WESTINGHOUSE | ES4BE-048KA | AC | Split System: Air-Cooled Condensing Unit, Coil with Blower | S4BE-048KA |  | C7B(A,H)M048(C,U)-C+TXV | 12 | 15 | Yes | Yes | 2013-03-14 |  | 0
FALSE | S4BE-048KA | 2717 | 5627743 | WESTINGHOUSE | ES4BE-048KA | AC | Split System: Air-Cooled Condensing Unit, Coil with Blower | S4BE-048KA |  | C7B(A,H)M048(C,U)-C+TXV | 12 | 15 | Yes | Yes | 2013-03-14 |  | 0
FALSE | S4BE-048KA | 2717 | 5627744 | WESTINGHOUSE | ES4BE-048KA | AC | Split System: Air-Cooled Condensing Unit, Coil with Blower | S4BE-048KA |  | C7B(A,H)M048(C,U)-D+TXV | 12 | 15 | Yes | Yes | 2013-03-14 |  | 0
FALSE | S4BE-048KA | 2717 | 5627745 | WESTINGHOUSE | ES4BE-048KA | AC | Split System: Air-Cooled Condensing Unit, Coil with Blower | S4BE-048KA |  | C6B(A,H)-X48(C,U)-C | 12 | 15 | Yes | Yes | 2013-03-14 |  | 0
FALSE | S4BE-048KA | 2717 | 5627746 | WESTINGHOUSE | ES4BE-048KA | AC | Split System: Air-Cooled Condensing Unit, Coil with Blower | S4BE-048KA |  | C7B(A,H)M048(C,U)-D+TXV | 12 | 15 | Yes | Yes | 2013-03-14 |  | 0
FALSE | S4BE-048KA | 2717 | 5627747 | WESTINGHOUSE | ES4BE-048KA | AC | Split System: Air-Cooled Condensing Unit, Coil with Blower | S4BE-048KA |  | C6B(A,H)-X48(C,U)-D | 12 | 15 | Yes | Yes | 2013-03-14 |  | 0
FALSE | S4BE-048KA | 2717 | 5627748 | WESTINGHOUSE | ES4BE-048KA | AC | Split System: Air-Cooled Condensing Unit, Coil with Blower | S4BE-048KA |  | C6B(A,H)-X48(C,U)-C | 12 | 15 | Yes | Yes | 2013-03-14 |  | 0
FALSE | S4BE-048KA | 2717 | 5627749 | WESTINGHOUSE | ES4BE-048KA | AC | Split System: Air-Cooled Condensing Unit, Coil with Blower | S4BE-048KA |  | C6B(A,H)-X48(C,U)-D | 12 | 15 | Yes | Yes | 2013-03-14 |  | 0
FALSE | S4BE-018KA | 2679 | 5627830 | BROAN | ES4BE-018KA | AC | Split System: Air-Cooled Condensing Unit, Coil with Blower | S4BE-018KA |  | C6B(A,H)-X24(C,U)-A | 12.5 | 15 | Yes | Yes | 2013-03-14 |  | 1
FALSE | S4BE-018KA | 2679 | 5627831 | BROAN | ES4BE-018KA | AC | Split System: Air-Cooled Condensing Unit, Coil with Blower | S4BE-018KA |  | C7B(A,H)M01824(C,U)-A+TXV | 12.5 | 15 | Yes | Yes | 2013-03-14 |  | 1
FALSE | S4BE-018KA | 2679 | 5627832 | BROAN | ES4BE-018KA | AC | Split System: Air-Cooled Condensing Unit, Coil with Blower | S4BE-018KA |  | C6B(A,H)-X24(C,U)-A | 12.5 | 15 | Yes | Yes | 2013-03-14 |  | 1
FALSE | S4BE-018KA | 2679 | 5627833 | BROAN | ES4BE-018KA | AC | Split System: Air-Cooled Condensing Unit, Coil with Blower | S4BE-018KA |  | C7B(A,H)M01824(C,U)-A+TXV | 12.5 | 15 | Yes | Yes | 2013-03-14 |  | 1
FALSE | S4BE-018KA | 2679 | 5627834 | BROAN | ES4BE-018KA | AC | Split System: Air-Cooled Condensing Unit, Coil with Blower | S4BE-018KA |  | C6B(A,H)-X24(C,U)-B | 12.5 | 15 | Yes | Yes | 2013-03-14 |  | 1
FALSE | S4BE-018KA | 2679 | 5627835 | BROAN | ES4BE-018KA | AC | Split System: Air-Cooled Condensing Unit, Coil with Blower | S4BE-018KA |  | C7B(A,H)M01824(C,U)-B+TXV | 12.5 | 15 | Yes | Yes | 2013-03-14 |  | 1
FALSE | S4BE-018KA | 2679 | 5627836 | BROAN | ES4BE-018KA | AC | Split System: Air-Cooled Condensing Unit, Coil with Blower | S4BE-018KA |  | C7B(A,H)M01824(C,U)-B+TXV | 12.5 | 15 | Yes | Yes | 2013-03-14 |  | 1
FALSE | S4BE-018KA | 2679 | 5627837 | BROAN | ES4BE-018KA | AC | Split System: Air-Cooled Condensing Unit, Coil with Blower | S4BE-018KA |  | C7B(A,H)M01824(C,U)-B+TXV | 12.5 | 15 | Yes | Yes | 2013-03-14 |  | 1
FALSE | S4BE-018KA | 2679 | 5627838 | BROAN | ES4BE-018KA | AC | Split System: Air-Cooled Condensing Unit, Coil with Blower | S4BE-018KA |  | C6B(A,H)-X24(C,U)-B | 12.5 | 15 | Yes | Yes | 2013-03-14 |  | 1
FALSE | S4BE-018KA | 2679 | 5627839 | BROAN | ES4BE-018KA | AC | Split System: Air-Cooled Condensing Unit, Coil with Blower | S4BE-018KA |  | C6B(A,H)-X24(C,U)-B | 12.5 | 15 | Yes | Yes | 2013-03-14 |  | 1
FALSE | S4QE-024KA | 2681 | 5627840 | BROAN | ES4BE-024KA | AC | Split System: Air-Cooled Condensing Unit, Coil with Blower | S4BE-024KA |  | C6B(A,H)-X24(C,U)-B | 12.5 | 15 | Yes | Yes | 2013-03-14 |  | 1
FALSE | S4QE-024KA | 2681 | 5627841 | BROAN | ES4BE-024KA | AC | Split System: Air-Cooled Condensing Unit, Coil with Blower | S4BE-024KA |  | C6B(A,H)-X30(C,U)-C+TDR | 12.5 | 15 | Yes | Yes | 2013-03-14 |  | 1
FALSE | S4QE-024KA | 2681 | 5627842 | BROAN | ES4BE-024KA | AC | Split System: Air-Cooled Condensing Unit, Coil with Blower | S4BE-024KA |  | C7B(A,H)M030(C,U)-C+TXV | 12.5 | 15 | Yes | Yes | 2013-03-14 |  | 1
FALSE | S4QE-024KA | 2681 | 5627843 | BROAN | ES4BE-024KA | AC | Split System: Air-Cooled Condensing Unit, Coil with Blower | S4BE-024KA |  | C6B(A,H)-X30(C,U)-C+TDR | 12.5 | 15 | Yes | Yes | 2013-03-14 |  | 1
FALSE | S4QE-024KA | 2681 | 5627844 | BROAN | ES4BE-024KA | AC | Split System: Air-Cooled Condensing Unit, Coil with Blower | S4BE-024KA |  | C7B(A,H)M01824(C,U)-B+TXV | 12.5 | 15 | Yes | Yes | 2013-03-14 |  | 1
FALSE | S4QE-024KA | 2681 | 5627845 | BROAN | ES4BE-024KA | AC | Split System: Air-Cooled Condensing Unit, Coil with Blower | S4BE-024KA |  | C7B(A,H)M030(C,U)-C+TXV | 12.5 | 15 | Yes | Yes | 2013-03-14 |  | 1
FALSE | S4QE-024KA | 2681 | 5627846 | BROAN | ES4BE-024KA | AC | Split System: Air-Cooled Condensing Unit, Coil with Blower | S4BE-024KA |  | C7B(A,H)M030(C,U)-C+TXV | 12.5 | 15 | Yes | Yes | 2013-03-14 |  | 1
FALSE | S4QE-024KA | 2681 | 5627847 | BROAN | ES4BE-024KA | AC | Split System: Air-Cooled Condensing Unit, Coil with Blower | S4BE-024KA |  | C6B(A,H)-X24(C,U)-A | 12.5 | 15 | Yes | Yes | 2013-03-14 |  | 1
FALSE | S4QE-024KA | 2681 | 5627848 | BROAN | ES4BE-024KA | AC | Split System: Air-Cooled Condensing Unit, Coil with Blower | S4BE-024KA |  | C7B(A,H)M01824(C,U)-B+TXV | 12.5 | 15 | Yes | Yes | 2013-03-14 |  | 1
FALSE | S4QE-024KA | 2681 | 5627930 | FRIGIDAIRE | FS4BE-024KA | AC | Split System: Air-Cooled Condensing Unit, Coil with Blower | S4BE-024KA |  | C7B(A,H)M030(C,U)-C+TXV | 12.5 | 15 | Yes | Yes | 2013-03-14 |  | 1
FALSE | S4QE-024KA | 2681 | 5627931 | FRIGIDAIRE | FS4BE-024KA | AC | Split System: Air-Cooled Condensing Unit, Coil with Blower | S4BE-024KA |  | C6B(A,H)-X24(C,U)-B | 12.5 | 15 | Yes | Yes | 2013-03-14 |  | 1
FALSE | S4QE-024KA | 2681 | 5627932 | FRIGIDAIRE | FS4BE-024KA | AC | Split System: Air-Cooled Condensing Unit, Coil with Blower | S4BE-024KA |  | C7B(A,H)M01824(C,U)-A+TXV | 12.5 | 15 | Yes | Yes | 2013-03-14 |  | 1
FALSE | S4QE-024KA | 2681 | 5627933 | FRIGIDAIRE | FS4BE-024KA | AC | Split System: Air-Cooled Condensing Unit, Coil with Blower | S4BE-024KA |  | C6B(A,H)-X30(C,U)-C+TDR | 12.5 | 15 | Yes | Yes | 2013-03-14 |  | 1
FALSE | S4QE-024KA | 2681 | 5627934 | FRIGIDAIRE | FS4BE-024KA | AC | Split System: Air-Cooled Condensing Unit, Coil with Blower | S4BE-024KA |  | C7B(A,H)M01824(C,U)-B+TXV | 12.5 | 15 | Yes | Yes | 2013-03-14 |  | 1
FALSE | S4QE-024KA | 2681 | 5627935 | FRIGIDAIRE | FS4BE-024KA | AC | Split System: Air-Cooled Condensing Unit, Coil with Blower | S4BE-024KA |  | C6B(A,H)-X24(C,U)-B | 12.5 | 15 | Yes | Yes | 2013-03-14 |  | 1
FALSE | S4QE-030KA | 2694 | 5627936 | FRIGIDAIRE | FS4BE-030KA | AC | Split System: Air-Cooled Condensing Unit, Coil with Blower | S4BE-030KA |  | C7B(A,H)M030(C,U)-C+TXV | 12.5 | 15 | Yes | Yes | 2013-03-14 |  | 1
FALSE | S4QE-030KA | 2694 | 5627937 | FRIGIDAIRE | FS4BE-030KA | AC | Split System: Air-Cooled Condensing Unit, Coil with Blower | S4BE-030KA |  | C6B(A,H)-X30(C,U)-B | 12.5 | 15 | Yes | Yes | 2013-03-14 |  | 1
FALSE | S4QE-030KA | 2694 | 5627938 | FRIGIDAIRE | FS4BE-030KA | AC | Split System: Air-Cooled Condensing Unit, Coil with Blower | S4BE-030KA |  | C7B(A,H)M03036(C,U)-A+TXV | 12.5 | 15 | Yes | Yes | 2013-03-14 |  | 1
FALSE | S4QE-030KA | 2694 | 5627939 | FRIGIDAIRE | FS4BE-030KA | AC | Split System: Air-Cooled Condensing Unit, Coil with Blower | S4BE-030KA |  | C6B(A,H)-X30(C,U)-A | 12.5 | 15 | Yes | Yes | 2013-03-14 |  | 1
FALSE | S4QE-030KA | 2694 | 5627940 | FRIGIDAIRE | FS4BE-030KA | AC | Split System: Air-Cooled Condensing Unit, Coil with Blower | S4BE-030KA |  | C7B(A,H)M03036(C,U)-B+TXV | 12.5 | 15 | Yes | Yes | 2013-03-14 |  | 1
FALSE | S4QE-030KA | 2694 | 5627941 | FRIGIDAIRE | FS4BE-030KA | AC | Split System: Air-Cooled Condensing Unit, Coil with Blower | S4BE-030KA |  | C7B(A,H)M03036(C,U)-B+TXV | 12.5 | 15 | Yes | Yes | 2013-03-14 |  | 1
FALSE | S4QE-030KA | 2694 | 5627942 | FRIGIDAIRE | FS4BE-030KA | AC | Split System: Air-Cooled Condensing Unit, Coil with Blower | S4BE-030KA |  | C7B(A,H)M03036(C,U)-A+TXV | 12.5 | 15 | Yes | Yes | 2013-03-14 |  | 1
FALSE | S4QE-030KA | 2694 | 5627943 | FRIGIDAIRE | FS4BE-030KA | AC | Split System: Air-Cooled Condensing Unit, Coil with Blower | S4BE-030KA |  | C6B(A,H)-X30(C,U)-C | 12.5 | 15 | Yes | Yes | 2013-03-14 |  | 1
FALSE | S4QE-030KA | 2694 | 5627944 | FRIGIDAIRE | FS4BE-030KA | AC | Split System: Air-Cooled Condensing Unit, Coil with Blower | S4BE-030KA |  | C6B(A,H)-X30(C,U)-B | 12.5 | 15 | Yes | Yes | 2013-03-14 |  | 1
FALSE | S4QE-030KA | 2694 | 5627945 | FRIGIDAIRE | FS4BE-030KA | AC | Split System: Air-Cooled Condensing Unit, Coil with Blower | S4BE-030KA |  | C6B(A,H)-X30(C,U)-C | 12.5 | 15 | Yes | Yes | 2013-03-14 |  | 1
FALSE | S4QE-030KA | 2694 | 5627946 | FRIGIDAIRE | FS4BE-030KA | AC | Split System: Air-Cooled Condensing Unit, Coil with Blower | S4BE-030KA |  | C6B(A,H)-X30(C,U)-A | 12.5 | 15 | Yes | Yes | 2013-03-14 |  | 1
FALSE | S4QE-030KA | 2694 | 5627947 | FRIGIDAIRE | FS4BE-030KA | AC | Split System: Air-Cooled Condensing Unit, Coil with Blower | S4BE-030KA |  | C7B(A,H)M030(C,U)-C+TXV | 12.5 | 15 | Yes | Yes | 2013-03-14 |  | 1
FALSE | S4QE-030KA | 2694 | 5628027 | TAPPAN | FS4BE-030KA | AC | Split System: Air-Cooled Condensing Unit, Coil with Blower | S4BE-030KA |  | C6B(A,H)-X30(C,U)-B | 12.5 | 15 | Yes | Yes | 2013-03-14 |  | 1
FALSE | S4QE-030KA | 2694 | 5628028 | TAPPAN | FS4BE-030KA | AC | Split System: Air-Cooled Condensing Unit, Coil with Blower | S4BE-030KA |  | C7B(A,H)M03036(C,U)-B+TXV | 12.5 | 15 | Yes | Yes | 2013-03-14 |  | 1
FALSE | S4QE-030KA | 2694 | 5628029 | TAPPAN | FS4BE-030KA | AC | Split System: Air-Cooled Condensing Unit, Coil with Blower | S4BE-030KA |  | C7B(A,H)M030(C,U)-C+TXV | 12.5 | 15 | Yes | Yes | 2013-03-14 |  | 1
FALSE | S4QE-030KA | 2694 | 5628030 | TAPPAN | FS4BE-030KA | AC | Split System: Air-Cooled Condensing Unit, Coil with Blower | S4BE-030KA |  | C6B(A,H)-X30(C,U)-C | 12.5 | 15 | Yes | Yes | 2013-03-14 |  | 1
FALSE | S4QE-036KA | 2699 | 5628031 | TAPPAN | FS4BE-036KA | AC | Split System: Air-Cooled Condensing Unit, Coil with Blower | S4BE-036KA |  | C7B(A,H)M03648(C,U)-C+TXV | 12.5 | 15 | Yes | Yes | 2013-03-14 |  | 1
FALSE | S4QE-036KA | 2699 | 5628032 | TAPPAN | FS4BE-036KA | AC | Split System: Air-Cooled Condensing Unit, Coil with Blower | S4BE-036KA |  | C7B(A,H)M03648(C,U)-C+TXV | 12.5 | 15 | Yes | Yes | 2013-03-14 |  | 1
FALSE | S4QE-036KA | 2699 | 5628033 | TAPPAN | FS4BE-036KA | AC | Split System: Air-Cooled Condensing Unit, Coil with Blower | S4BE-036KA |  | C6B(A,H)-X36(C,U)-C | 12.5 | 15 | Yes | Yes | 2013-03-14 |  | 1
FALSE | S4QE-036KA | 2699 | 5628034 | TAPPAN | FS4BE-036KA | AC | Split System: Air-Cooled Condensing Unit, Coil with Blower | S4BE-036KA |  | C6B(A,H)-X36(C,U)-B | 12.5 | 15 | Yes | Yes | 2013-03-14 |  | 1
FALSE | S4QE-036KA | 2699 | 5628035 | TAPPAN | FS4BE-036KA | AC | Split System: Air-Cooled Condensing Unit, Coil with Blower | S4BE-036KA |  | C7B(A,H)M03642(C,U)-B+TXV | 12.5 | 15 | Yes | Yes | 2013-03-14 |  | 1
FALSE | S4QE-036KA | 2699 | 5628036 | TAPPAN | FS4BE-036KA | AC | Split System: Air-Cooled Condensing Unit, Coil with Blower | S4BE-036KA |  | C6B(A,H)-X36(C,U)-B | 12.5 | 15 | Yes | Yes | 2013-03-14 |  | 1
FALSE | S4QE-036KA | 2699 | 5628037 | TAPPAN | FS4BE-036KA | AC | Split System: Air-Cooled Condensing Unit, Coil with Blower | S4BE-036KA |  | C6B(A,H)-X36(C,U)-C | 12.5 | 15 | Yes | Yes | 2013-03-14 |  | 1
FALSE | S4QE-036KA | 2699 | 5628038 | TAPPAN | FS4BE-036KA | AC | Split System: Air-Cooled Condensing Unit, Coil with Blower | S4BE-036KA |  | C7B(A,H)M03648(C,U)-C+TXV | 12.5 | 15 | Yes | Yes | 2013-03-14 |  | 1
FALSE | S4QE-036KA | 2699 | 5628039 | TAPPAN | FS4BE-036KA | AC | Split System: Air-Cooled Condensing Unit, Coil with Blower | S4BE-036KA |  | C7B(A,H)M03642(C,U)-B+TXV | 12.5 | 15 | Yes | Yes | 2013-03-14 |  | 1
FALSE | S4QE-036KA | 2699 | 5628040 | TAPPAN | FS4BE-036KA | AC | Split System: Air-Cooled Condensing Unit, Coil with Blower | S4BE-036KA |  | C6B(A,H)-X36(C,U)-B | 12.5 | 15 | Yes | Yes | 2013-03-14 |  | 1
FALSE | S4QE-036KA | 2699 | 5628041 | TAPPAN | FS4BE-036KA | AC | Split System: Air-Cooled Condensing Unit, Coil with Blower | S4BE-036KA |  | C7B(A,H)M03642(C,U)-B+TXV | 12.5 | 15 | Yes | Yes | 2013-03-14 |  | 1
FALSE | S4QE-036KA | 2699 | 5628042 | TAPPAN | FS4BE-036KA | AC | Split System: Air-Cooled Condensing Unit, Coil with Blower | S4BE-036KA |  | C6B(A,H)-X36(C,U)-C | 12.5 | 15 | Yes | Yes | 2013-03-14 |  | 1
FALSE | S4BE-042KA | 2712 | 5628044 | TAPPAN | FS4BE-042KA | AC | Split System: Air-Cooled Condensing Unit, Coil with Blower | S4BE-042KA |  | C7B(A,H)M03648(C,U)-C+TXV | 12.5 | 15 | Yes | Yes | 2013-03-14 |  | 1
FALSE | S4BE-042KA | 2712 | 5628045 | TAPPAN | FS4BE-042KA | AC | Split System: Air-Cooled Condensing Unit, Coil with Blower | S4BE-042KA |  | C7B(A,H)M03648(C,U)-C+TXV | 12.5 | 15 | Yes | Yes | 2013-03-14 |  | 1
FALSE | S4BE-042KA | 2712 | 5628046 | TAPPAN | FS4BE-042KA | AC | Split System: Air-Cooled Condensing Unit, Coil with Blower | S4BE-042KA |  | C6B(A,H)-X42(C,U)-C | 12.5 | 15 | Yes | Yes | 2013-03-14 |  | 1
FALSE | S4BE-042KA | 2712 | 5628124 | WESTINGHOUSE | FS4BE-042KA | AC | Split System: Air-Cooled Condensing Unit, Coil with Blower | S4BE-042KA |  | C7B(A,H)M03648(C,U)-C+TXV | 12.5 | 15 | Yes | Yes | 2013-03-14 |  | 1
FALSE | S4BE-042KA | 2712 | 5628125 | WESTINGHOUSE | FS4BE-042KA | AC | Split System: Air-Cooled Condensing Unit, Coil with Blower | S4BE-042KA |  | C6B(A,H)-X42(C,U)-C | 12.5 | 15 | Yes | Yes | 2013-03-14 |  | 1
FALSE | S4BE-042KA | 2712 | 5628127 | WESTINGHOUSE | FS4BE-042KA | AC | Split System: Air-Cooled Condensing Unit, Coil with Blower | S4BE-042KA |  | C6B(A,H)-X42(C,U)-C | 12.5 | 15 | Yes | Yes | 2013-03-14 |  | 1
FALSE | S4BE-042KA | 2712 | 5628132 | WESTINGHOUSE | FS4BE-042KA | AC | Split System: Air-Cooled Condensing Unit, Coil with Blower | S4BE-042KA |  | C7B(A,H)M03648(C,U)-C+TXV | 12.5 | 15 | Yes | Yes | 2013-03-14 |  | 1
FALSE | S4BE-042KA | 2712 | 5628133 | WESTINGHOUSE | FS4BE-042KA | AC | Split System: Air-Cooled Condensing Unit, Coil with Blower | S4BE-042KA |  | C6B(A,H)-X42(C,U)-C | 12.5 | 15 | Yes | Yes | 2013-03-14 |  | 1
FALSE | S4BE-048KA | 2717 | 5628134 | WESTINGHOUSE | FS4BE-048KA | AC | Split System: Air-Cooled Condensing Unit, Coil with Blower | S4BE-048KA |  | C7B(A,H)M048(C,U)-C+TXV | 12 | 15 | Yes | Yes | 2013-03-14 |  | 0
FALSE | S4BE-048KA | 2717 | 5628135 | WESTINGHOUSE | FS4BE-048KA | AC | Split System: Air-Cooled Condensing Unit, Coil with Blower | S4BE-048KA |  | C6B(A,H)-X48(C,U)-D | 12 | 15 | Yes | Yes | 2013-03-14 |  | 0
FALSE | S4BE-048KA | 2717 | 5628136 | WESTINGHOUSE | FS4BE-048KA | AC | Split System: Air-Cooled Condensing Unit, Coil with Blower | S4BE-048KA |  | C7B(A,H)M048(C,U)-D+TXV | 12 | 15 | Yes | Yes | 2013-03-14 |  | 0
FALSE | S4BE-048KA | 2717 | 5628137 | WESTINGHOUSE | FS4BE-048KA | AC | Split System: Air-Cooled Condensing Unit, Coil with Blower | S4BE-048KA |  | C7B(A,H)M048(C,U)-C+TXV | 12 | 15 | Yes | Yes | 2013-03-14 |  | 0
FALSE | S4BE-048KA | 2717 | 5628138 | WESTINGHOUSE | FS4BE-048KA | AC | Split System: Air-Cooled Condensing Unit, Coil with Blower | S4BE-048KA |  | C7B(A,H)M048(C,U)-C+TXV | 12 | 15 | Yes | Yes | 2013-03-14 |  | 0
FALSE | S4BE-048KA | 2717 | 5628139 | WESTINGHOUSE | FS4BE-048KA | AC | Split System: Air-Cooled Condensing Unit, Coil with Blower | S4BE-048KA |  | C7B(A,H)M048(C,U)-D+TXV | 12 | 15 | Yes | Yes | 2013-03-14 |  | 0
FALSE | S4BE-048KA | 2717 | 5628140 | WESTINGHOUSE | FS4BE-048KA | AC | Split System: Air-Cooled Condensing Unit, Coil with Blower | S4BE-048KA |  | C6B(A,H)-X48(C,U)-C | 12 | 15 | Yes | Yes | 2013-03-14 |  | 0
FALSE | S4BE-048KA | 2717 | 5628141 | WESTINGHOUSE | FS4BE-048KA | AC | Split System: Air-Cooled Condensing Unit, Coil with Blower | S4BE-048KA |  | C7B(A,H)M048(C,U)-D+TXV | 12 | 15 | Yes | Yes | 2013-03-14 |  | 0
FALSE | S4BE-048KA | 2717 | 5628142 | WESTINGHOUSE | FS4BE-048KA | AC | Split System: Air-Cooled Condensing Unit, Coil with Blower | S4BE-048KA |  | C6B(A,H)-X48(C,U)-D | 12 | 15 | Yes | Yes | 2013-03-14 |  | 0
FALSE | S4BE-048KA | 2717 | 5628143 | WESTINGHOUSE | FS4BE-048KA | AC | Split System: Air-Cooled Condensing Unit, Coil with Blower | S4BE-048KA |  | C6B(A,H)-X48(C,U)-C | 12 | 15 | Yes | Yes | 2013-03-14 |  | 0
FALSE | S4BE-048KA | 2717 | 5628144 | WESTINGHOUSE | FS4BE-048KA | AC | Split System: Air-Cooled Condensing Unit, Coil with Blower | S4BE-048KA |  | C6B(A,H)-X48(C,U)-D | 12 | 15 | Yes | Yes | 2013-03-14 |  | 0
FALSE | S4BE-048KA | 2717 | 5628145 | WESTINGHOUSE | FS4BE-048KA | AC | Split System: Air-Cooled Condensing Unit, Coil with Blower | S4BE-048KA |  | C6B(A,H)-X48(C,U)-C | 12 | 15 | Yes | Yes | 2013-03-14 |  | 0
FALSE | S4BE-018KA | 2679 | 5628146 | NUTONE | FS4BE-018KA | AC | Split System: Air-Cooled Condensing Unit, Coil with Blower | S4BE-018KA |  | C6B(A,H)-X24(C,U)-A | 12.5 | 15 | Yes | Yes | 2013-03-14 |  | 1
FALSE | S4BE-018KA | 2679 | 5628227 | BROAN | FS4BE-018KA | AC | Split System: Air-Cooled Condensing Unit, Coil with Blower | S4BE-018KA |  | C6B(A,H)-X24(C,U)-A | 12.5 | 15 | Yes | Yes | 2013-03-14 |  | 1
FALSE | S4BE-018KA | 2679 | 5628228 | BROAN | FS4BE-018KA | AC | Split System: Air-Cooled Condensing Unit, Coil with Blower | S4BE-018KA |  | C7B(A,H)M01824(C,U)-A+TXV | 12.5 | 15 | Yes | Yes | 2013-03-14 |  | 1
FALSE | S4BE-018KA | 2679 | 5628229 | BROAN | FS4BE-018KA | AC | Split System: Air-Cooled Condensing Unit, Coil with Blower | S4BE-018KA |  | C6B(A,H)-X24(C,U)-B | 12.5 | 15 | Yes | Yes | 2013-03-14 |  | 1
FALSE | S4BE-018KA | 2679 | 5628230 | BROAN | FS4BE-018KA | AC | Split System: Air-Cooled Condensing Unit, Coil with Blower | S4BE-018KA |  | C7B(A,H)M01824(C,U)-B+TXV | 12.5 | 15 | Yes | Yes | 2013-03-14 |  | 1
FALSE | S4BE-018KA | 2679 | 5628231 | BROAN | FS4BE-018KA | AC | Split System: Air-Cooled Condensing Unit, Coil with Blower | S4BE-018KA |  | C7B(A,H)M01824(C,U)-B+TXV | 12.5 | 15 | Yes | Yes | 2013-03-14 |  | 1
FALSE | S4BE-018KA | 2679 | 5628232 | BROAN | FS4BE-018KA | AC | Split System: Air-Cooled Condensing Unit, Coil with Blower | S4BE-018KA |  | C7B(A,H)M01824(C,U)-B+TXV | 12.5 | 15 | Yes | Yes | 2013-03-14 |  | 1
FALSE | S4BE-018KA | 2679 | 5628233 | BROAN | FS4BE-018KA | AC | Split System: Air-Cooled Condensing Unit, Coil with Blower | S4BE-018KA |  | C6B(A,H)-X24(C,U)-B | 12.5 | 15 | Yes | Yes | 2013-03-14 |  | 1
FALSE | S4BE-018KA | 2679 | 5628234 | BROAN | FS4BE-018KA | AC | Split System: Air-Cooled Condensing Unit, Coil with Blower | S4BE-018KA |  | C6B(A,H)-X24(C,U)-B | 12.5 | 15 | Yes | Yes | 2013-03-14 |  | 1
FALSE | S4QE-024KA | 2681 | 5628235 | BROAN | FS4BE-024KA | AC | Split System: Air-Cooled Condensing Unit, Coil with Blower | S4BE-024KA |  | C6B(A,H)-X24(C,U)-B | 12.5 | 15 | Yes | Yes | 2013-03-14 |  | 1
FALSE | S4QE-024KA | 2681 | 5628236 | BROAN | FS4BE-024KA | AC | Split System: Air-Cooled Condensing Unit, Coil with Blower | S4BE-024KA |  | C6B(A,H)-X30(C,U)-C+TDR | 12.5 | 15 | Yes | Yes | 2013-03-14 |  | 1
FALSE | S4QE-024KA | 2681 | 5628237 | BROAN | FS4BE-024KA | AC | Split System: Air-Cooled Condensing Unit, Coil with Blower | S4BE-024KA |  | C7B(A,H)M030(C,U)-C+TXV | 12.5 | 15 | Yes | Yes | 2013-03-14 |  | 1
FALSE | S4QE-024KA | 2681 | 5628238 | BROAN | FS4BE-024KA | AC | Split System: Air-Cooled Condensing Unit, Coil with Blower | S4BE-024KA |  | C6B(A,H)-X30(C,U)-C+TDR | 12.5 | 15 | Yes | Yes | 2013-03-14 |  | 1
FALSE | S4QE-024KA | 2681 | 5628239 | BROAN | FS4BE-024KA | AC | Split System: Air-Cooled Condensing Unit, Coil with Blower | S4BE-024KA |  | C7B(A,H)M01824(C,U)-B+TXV | 12.5 | 15 | Yes | Yes | 2013-03-14 |  | 1
FALSE | S4QE-024KA | 2681 | 5628240 | BROAN | FS4BE-024KA | AC | Split System: Air-Cooled Condensing Unit, Coil with Blower | S4BE-024KA |  | C7B(A,H)M030(C,U)-C+TXV | 12.5 | 15 | Yes | Yes | 2013-03-14 |  | 1
FALSE | S4QE-024KA | 2681 | 5628241 | BROAN | FS4BE-024KA | AC | Split System: Air-Cooled Condensing Unit, Coil with Blower | S4BE-024KA |  | C7B(A,H)M030(C,U)-C+TXV | 12.5 | 15 | Yes | Yes | 2013-03-14 |  | 1
FALSE | S4QE-024KA | 2681 | 5628242 | BROAN | FS4BE-024KA | AC | Split System: Air-Cooled Condensing Unit, Coil with Blower | S4BE-024KA |  | C6B(A,H)-X24(C,U)-A | 12.5 | 15 | Yes | Yes | 2013-03-14 |  | 1
FALSE | S4QE-024KA | 2681 | 5628243 | BROAN | FS4BE-024KA | AC | Split System: Air-Cooled Condensing Unit, Coil with Blower | S4BE-024KA |  | C7B(A,H)M01824(C,U)-B+TXV | 12.5 | 15 | Yes | Yes | 2013-03-14 |  | 1
FALSE | S4QE-024KA | 2681 | 5628244 | BROAN | FS4BE-024KA | AC | Split System: Air-Cooled Condensing Unit, Coil with Blower | S4BE-024KA |  | C6B(A,H)-X24(C,U)-A | 12.5 | 15 | Yes | Yes | 2013-03-14 |  | 1
FALSE | S4QE-024KA | 2681 | 5628245 | BROAN | FS4BE-024KA | AC | Split System: Air-Cooled Condensing Unit, Coil with Blower | S4BE-024KA |  | C7B(A,H)M01824(C,U)-A+TXV | 12.5 | 15 | Yes | Yes | 2013-03-14 |  | 1
FALSE | S4QE-030KA | 2694 | 5628327 | MAYTAG | MSA4BE030KA | AC | Split System: Air-Cooled Condensing Unit, Coil with Blower | S4BE-030KA |  | C6B(A,H)-X30(C,U)-A | 12.5 | 15 | Yes | Yes | 2013-03-14 |  | 1
FALSE | S4QE-030KA | 2694 | 5628328 | MAYTAG | MSA4BE030KA | AC | Split System: Air-Cooled Condensing Unit, Coil with Blower | S4BE-030KA |  | C7B(A,H)M03036(C,U)-B+TXV | 12.5 | 15 | Yes | Yes | 2013-03-14 |  | 1
FALSE | S4QE-030KA | 2694 | 5628329 | MAYTAG | MSA4BE030KA | AC | Split System: Air-Cooled Condensing Unit, Coil with Blower | S4BE-030KA |  | C7B(A,H)M03036(C,U)-B+TXV | 12.5 | 15 | Yes | Yes | 2013-03-14 |  | 1
FALSE | S4QE-030KA | 2694 | 5628330 | MAYTAG | MSA4BE030KA | AC | Split System: Air-Cooled Condensing Unit, Coil with Blower | S4BE-030KA |  | C7B(A,H)M03036(C,U)-A+TXV | 12.5 | 15 | Yes | Yes | 2013-03-14 |  | 1
FALSE | S4QE-030KA | 2694 | 5628331 | MAYTAG | MSA4BE030KA | AC | Split System: Air-Cooled Condensing Unit, Coil with Blower | S4BE-030KA |  | C6B(A,H)-X30(C,U)-B | 12.5 | 15 | Yes | Yes | 2013-03-14 |  | 1
FALSE | S4QE-030KA | 2694 | 5628332 | MAYTAG | MSA4BE030KA | AC | Split System: Air-Cooled Condensing Unit, Coil with Blower | S4BE-030KA |  | C6B(A,H)-X30(C,U)-C | 12.5 | 15 | Yes | Yes | 2013-03-14 |  | 1
FALSE | S4QE-030KA | 2694 | 5628333 | MAYTAG | MSA4BE030KA | AC | Split System: Air-Cooled Condensing Unit, Coil with Blower | S4BE-030KA |  | C6B(A,H)-X30(C,U)-A | 12.5 | 15 | Yes | Yes | 2013-03-14 |  | 1
FALSE | S4QE-030KA | 2694 | 5628334 | MAYTAG | MSA4BE030KA | AC | Split System: Air-Cooled Condensing Unit, Coil with Blower | S4BE-030KA |  | C7B(A,H)M030(C,U)-C+TXV | 12.5 | 15 | Yes | Yes | 2013-03-14 |  | 1
FALSE | S4QE-030KA | 2694 | 5628335 | MAYTAG | MSA4BE030KA | AC | Split System: Air-Cooled Condensing Unit, Coil with Blower | S4BE-030KA |  | C6B(A,H)-X30(C,U)-B | 12.5 | 15 | Yes | Yes | 2013-03-14 |  | 1
FALSE | S4QE-030KA | 2694 | 5628336 | MAYTAG | MSA4BE030KA | AC | Split System: Air-Cooled Condensing Unit, Coil with Blower | S4BE-030KA |  | C6B(A,H)-X30(C,U)-C | 12.5 | 15 | Yes | Yes | 2013-03-14 |  | 1
FALSE | S4QE-036KA | 2699 | 5628337 | MAYTAG | MSA4BE036KA | AC | Split System: Air-Cooled Condensing Unit, Coil with Blower | S4BE-036KA |  | C7B(A,H)M03648(C,U)-C+TXV | 12.5 | 15 | Yes | Yes | 2013-03-14 |  | 1
FALSE | S4QE-036KA | 2699 | 5628338 | MAYTAG | MSA4BE036KA | AC | Split System: Air-Cooled Condensing Unit, Coil with Blower | S4BE-036KA |  | C6B(A,H)-X36(C,U)-C | 12.5 | 15 | Yes | Yes | 2013-03-14 |  | 1
FALSE | S4QE-036KA | 2699 | 5628339 | MAYTAG | MSA4BE036KA | AC | Split System: Air-Cooled Condensing Unit, Coil with Blower | S4BE-036KA |  | C6B(A,H)-X36(C,U)-B | 12.5 | 15 | Yes | Yes | 2013-03-14 |  | 1
FALSE | S4QE-036KA | 2699 | 5628340 | MAYTAG | MSA4BE036KA | AC | Split System: Air-Cooled Condensing Unit, Coil with Blower | S4BE-036KA |  | C6B(A,H)-X36(C,U)-B | 12.5 | 15 | Yes | Yes | 2013-03-14 |  | 1
FALSE | S4QE-036KA | 2699 | 5628341 | MAYTAG | MSA4BE036KA | AC | Split System: Air-Cooled Condensing Unit, Coil with Blower | S4BE-036KA |  | C6B(A,H)-X36(C,U)-C | 12.5 | 15 | Yes | Yes | 2013-03-14 |  | 1
FALSE | S4QE-036KA | 2699 | 5628342 | MAYTAG | MSA4BE036KA | AC | Split System: Air-Cooled Condensing Unit, Coil with Blower | S4BE-036KA |  | C7B(A,H)M03648(C,U)-C+TXV | 12.5 | 15 | Yes | Yes | 2013-03-14 |  | 1
FALSE | S4QE-036KA | 2699 | 5628343 | MAYTAG | MSA4BE036KA | AC | Split System: Air-Cooled Condensing Unit, Coil with Blower | S4BE-036KA |  | C7B(A,H)M03642(C,U)-B+TXV | 12.5 | 15 | Yes | Yes | 2013-03-14 |  | 1
FALSE | S4QE-036KA | 2699 | 5628344 | MAYTAG | MSA4BE036KA | AC | Split System: Air-Cooled Condensing Unit, Coil with Blower | S4BE-036KA |  | C7B(A,H)M03642(C,U)-B+TXV | 12.5 | 15 | Yes | Yes | 2013-03-14 |  | 1
FALSE | S4BE-042KA | 2712 | 5628345 | MAYTAG | MSA4BE042KA | AC | Split System: Air-Cooled Condensing Unit, Coil with Blower | S4BE-042KA |  | C7B(A,H)M03648(C,U)-C+TXV | 12.5 | 15 | Yes | Yes | 2013-03-14 |  | 1
FALSE | S4QE-030KA | 2694 | 5628429 | MAYTAG | PSA4BE030KA | AC | Split System: Air-Cooled Condensing Unit, Coil with Blower | S4BE-030KA |  | C6B(A,H)-X30(C,U)-B | 12.5 | 15 | Yes | Yes | 2013-03-14 |  | 1
FALSE | S4QE-030KA | 2694 | 5628430 | MAYTAG | PSA4BE030KA | AC | Split System: Air-Cooled Condensing Unit, Coil with Blower | S4BE-030KA |  | C7B(A,H)M03036(C,U)-A+TXV | 12.5 | 15 | Yes | Yes | 2013-03-14 |  | 1
FALSE | S4QE-030KA | 2694 | 5628431 | MAYTAG | PSA4BE030KA | AC | Split System: Air-Cooled Condensing Unit, Coil with Blower | S4BE-030KA |  | C6B(A,H)-X30(C,U)-A | 12.5 | 15 | Yes | Yes | 2013-03-14 |  | 1
FALSE | S4QE-030KA | 2694 | 5628432 | MAYTAG | PSA4BE030KA | AC | Split System: Air-Cooled Condensing Unit, Coil with Blower | S4BE-030KA |  | C7B(A,H)M03036(C,U)-B+TXV | 12.5 | 15 | Yes | Yes | 2013-03-14 |  | 1
FALSE | S4QE-030KA | 2694 | 5628433 | MAYTAG | PSA4BE030KA | AC | Split System: Air-Cooled Condensing Unit, Coil with Blower | S4BE-030KA |  | C6B(A,H)-X30(C,U)-C | 12.5 | 15 | Yes | Yes | 2013-03-14 |  | 1
FALSE | S4QE-030KA | 2694 | 5628434 | MAYTAG | PSA4BE030KA | AC | Split System: Air-Cooled Condensing Unit, Coil with Blower | S4BE-030KA |  | C7B(A,H)M030(C,U)-C+TXV | 12.5 | 15 | Yes | Yes | 2013-03-14 |  | 1
FALSE | S4QE-030KA | 2694 | 5628435 | MAYTAG | PSA4BE030KA | AC | Split System: Air-Cooled Condensing Unit, Coil with Blower | S4BE-030KA |  | C6B(A,H)-X30(C,U)-B | 12.5 | 15 | Yes | Yes | 2013-03-14 |  | 1
FALSE | S4QE-030KA | 2694 | 5628436 | MAYTAG | PSA4BE030KA | AC | Split System: Air-Cooled Condensing Unit, Coil with Blower | S4BE-030KA |  | C7B(A,H)M03036(C,U)-B+TXV | 12.5 | 15 | Yes | Yes | 2013-03-14 |  | 1
FALSE | S4QE-030KA | 2694 | 5628437 | MAYTAG | PSA4BE030KA | AC | Split System: Air-Cooled Condensing Unit, Coil with Blower | S4BE-030KA |  | C7B(A,H)M030(C,U)-C+TXV | 12.5 | 15 | Yes | Yes | 2013-03-14 |  | 1
FALSE | S4QE-030KA | 2694 | 5628438 | MAYTAG | PSA4BE030KA | AC | Split System: Air-Cooled Condensing Unit, Coil with Blower | S4BE-030KA |  | C6B(A,H)-X30(C,U)-C | 12.5 | 15 | Yes | Yes | 2013-03-14 |  | 1
FALSE | S4QE-036KA | 2699 | 5628439 | MAYTAG | PSA4BE036KA | AC | Split System: Air-Cooled Condensing Unit, Coil with Blower | S4BE-036KA |  | C7B(A,H)M03648(C,U)-C+TXV | 12.5 | 15 | Yes | Yes | 2013-03-14 |  | 1
FALSE | S4QE-036KA | 2699 | 5628440 | MAYTAG | PSA4BE036KA | AC | Split System: Air-Cooled Condensing Unit, Coil with Blower | S4BE-036KA |  | C7B(A,H)M03648(C,U)-C+TXV | 12.5 | 15 | Yes | Yes | 2013-03-14 |  | 1
FALSE | S4QE-036KA | 2699 | 5628441 | MAYTAG | PSA4BE036KA | AC | Split System: Air-Cooled Condensing Unit, Coil with Blower | S4BE-036KA |  | C6B(A,H)-X36(C,U)-B | 12.5 | 15 | Yes | Yes | 2013-03-14 |  | 1
FALSE | S4QE-036KA | 2699 | 5628442 | MAYTAG | PSA4BE036KA | AC | Split System: Air-Cooled Condensing Unit, Coil with Blower | S4BE-036KA |  | C7B(A,H)M03642(C,U)-B+TXV | 12.5 | 15 | Yes | Yes | 2013-03-14 |  | 1
FALSE | S4QE-036KA | 2699 | 5628443 | MAYTAG | PSA4BE036KA | AC | Split System: Air-Cooled Condensing Unit, Coil with Blower | S4BE-036KA |  | C6B(A,H)-X36(C,U)-C | 12.5 | 15 | Yes | Yes | 2013-03-14 |  | 1
FALSE | S4QE-036KA | 2699 | 5628444 | MAYTAG | PSA4BE036KA | AC | Split System: Air-Cooled Condensing Unit, Coil with Blower | S4BE-036KA |  | C7B(A,H)M03642(C,U)-B+TXV | 12.5 | 15 | Yes | Yes | 2013-03-14 |  | 1
FALSE | S4QE-036KA | 2699 | 5628445 | MAYTAG | PSA4BE036KA | AC | Split System: Air-Cooled Condensing Unit, Coil with Blower | S4BE-036KA |  | C6B(A,H)-X36(C,U)-B | 12.5 | 15 | Yes | Yes | 2013-03-14 |  | 1
FALSE | S4QE-036KA | 2699 | 5628446 | MAYTAG | PSA4BE036KA | AC | Split System: Air-Cooled Condensing Unit, Coil with Blower | S4BE-036KA |  | C6B(A,H)-X36(C,U)-C | 12.5 | 15 | Yes | Yes | 2013-03-14 |  | 1
FALSE | S4BE-042KA | 2712 | 5628448 | MAYTAG | PSA4BE042KA | AC | Split System: Air-Cooled Condensing Unit, Coil with Blower | S4BE-042KA |  | C7B(A,H)M03648(C,U)-C+TXV | 12.5 | 15 | Yes | Yes | 2013-03-14 |  | 1
FALSE | 24ANB736A*031 | 4364 | 5634222 | CARRIER AIR CONDITIONING | 24ANB736C**31 | AC | Split System: Air-Cooled Condensing Unit, Coil with Blower | 24ANB736C**31 |  | CNPV*4821A** | 13 | 17 | Yes | Yes | 2013-04-18 |  | 2
FALSE | 24ANB748A*031 | 14 | 5634825 | CARRIER AIR CONDITIONING | 24ANB748A**31 | AC | Split System: Air-Cooled Condensing Unit, Coil with Blower | 24ANB748A**31 |  | CNPV*6124A** | 13 | 17 | Yes | Yes | 2013-04-18 |  | 2
FALSE | 24ANB748A*031 | 14 | 5635266 | CARRIER AIR CONDITIONING | 24ANB748C**31 | AC | Split System: Air-Cooled Condensing Unit, Coil with Blower | 24ANB748C**31 |  | CNPV*6124A** | 13 | 17 | Yes | Yes | 2013-04-18 |  | 2
FALSE | 24ANB760A*031 | 16 | 5635678 | CARRIER AIR CONDITIONING | 24ANB760A**31 | AC | Split System: Air-Cooled Condensing Unit, Coil with Blower | 24ANB760A**31 |  | CNPV*6124A** | 13 | 16.5 | Yes | Yes | 2013-04-18 |  | 2
FALSE | 24ANB760A*031 | 16 | 5635784 | CARRIER AIR CONDITIONING | 24ANB760C**31 | AC | Split System: Air-Cooled Condensing Unit, Coil with Blower | 24ANB760C**31 |  | CNPV*6124A** | 13 | 16.5 | Yes | Yes | 2013-04-18 |  | 2
FALSE | CZF03614 | 4180 | 5646675 | YORK BY JOHNSON CONTROLS | CZF03614 | AC | Split System: Air-Cooled Condensing Unit, Coil Alone | CZF03614 |  | FC64+TXV | 12.5 | 14.5 | Yes | Yes | 2013-12-18 |  | 0
FALSE | 24ANB148A*031 | 4368 | 5806055 | CARRIER AIR CONDITIONING | 24ANB148A**31 | AC | Split System: Air-Cooled Condensing Unit, Coil with Blower | 24ANB148A**31 |  | FE4ANB006+UI | 13.5 | 18 | Yes | Yes | 2013-04-18 |  | 3
FALSE | 24ANB160A*031 | 4372 | 5806712 | CARRIER AIR CONDITIONING | 24ANB160A**31 | AC | Split System: Air-Cooled Condensing Unit, Coil with Blower | 24ANB160A**31 |  | FE4ANB006+UI | 13.2 | 16.7 | Yes | Yes | 2013-04-18 |  | 2
FALSE | 24ANB124A*031 | 10 | 5807853 | AIRQUEST | HCA924GKA2* | AC | Split System: Air-Cooled Condensing Unit, Coil with Blower | AC.077.001.0116.016 |  | FE4AN(B,F)005+UI | 14.5 | 19 | Yes | Yes | 2013-04-18 |  | 3
FALSE | 24ANB124A*031 | 10 | 5808188 | ARCOAIRE | HCA924GKA2* | AC | Split System: Air-Cooled Condensing Unit, Coil with Blower | AC.077.001.0116.016 |  | FE4AN(B,F)005+UI | 14.5 | 19 | Yes | Yes | 2013-04-18 |  | 3
FALSE | 24ANB124A*031 | 10 | 5808523 | COMFORTMAKER | CCA924GKA2* | AC | Split System: Air-Cooled Condensing Unit, Coil with Blower | AC.077.001.0116.016 |  | FE4AN(B,F)005+UI | 14.5 | 19 | Yes | Yes | 2013-04-18 |  | 3
FALSE | 24ANB136A*031 | 12 | 5810199 | TEMPSTAR | TCA936GKA2* | AC | Split System: Air-Cooled Condensing Unit, Coil with Blower | AC.081.001.0116.016 |  | FE4ANB006+UI | 14 | 19 | Yes | Yes | 2013-04-18 |  | 3
FALSE | 24ANB148A*031 | 4368 | 5811154 | AIRQUEST | HCA948GKA2* | AC | Split System: Air-Cooled Condensing Unit, Coil with Blower | AC.082.001.0316.016 |  | FE4ANB006+UI | 13.5 | 18 | Yes | Yes | 2013-04-18 |  | 3
FALSE | 24ANB148A*031 | 4368 | 5811748 | ARCOAIRE | HCA948GKA2* | AC | Split System: Air-Cooled Condensing Unit, Coil with Blower | AC.082.001.0316.016 |  | FE4ANB006+UI | 13.5 | 18 | Yes | Yes | 2013-04-18 |  | 3
FALSE | 24ANB148A*031 | 4368 | 5812337 | COMFORTMAKER | CCA948GKA2* | AC | Split System: Air-Cooled Condensing Unit, Coil with Blower | AC.082.001.0316.016 |  | FE4ANB006+UI | 13.5 | 18 | Yes | Yes | 2013-04-18 |  | 3
FALSE | 24ANB148A*031 | 4368 | 5812925 | DAY & NIGHT | CCA948GKA2* | AC | Split System: Air-Cooled Condensing Unit, Coil with Blower | AC.082.001.0316.016 |  | FE4ANB006+UI | 13.5 | 18 | Yes | Yes | 2013-04-18 |  | 3
FALSE | 24ANB148A*031 | 4368 | 5813514 | KEEPRITE | CCA948GKA2* | AC | Split System: Air-Cooled Condensing Unit, Coil with Blower | AC.082.001.0316.016 |  | FE4ANB006+UI | 13.5 | 18 | Yes | Yes | 2013-04-18 |  | 3
FALSE | 24ANB148A*031 | 4368 | 5814683 | TEMPSTAR | TCA948GKA2* | AC | Split System: Air-Cooled Condensing Unit, Coil with Blower | AC.082.001.0316.016 |  | FE4ANB006+UI | 13.5 | 18 | Yes | Yes | 2013-04-18 |  | 3
FALSE | 24ANB160A*031 | 4372 | 5815269 | AIRQUEST | HCA960GKA2* | AC | Split System: Air-Cooled Condensing Unit, Coil with Blower | AC.086.001.0316.016 |  | FE4ANB006+UI | 13.2 | 16.7 | Yes | Yes | 2013-04-18 |  | 2
FALSE | 24ANB160A*031 | 4372 | 5815540 | ARCOAIRE | HCA960GKA2* | AC | Split System: Air-Cooled Condensing Unit, Coil with Blower | AC.086.001.0316.016 |  | FE4ANB006+UI | 13.2 | 16.7 | Yes | Yes | 2013-04-18 |  | 2
FALSE | 24ANB160A*031 | 4372 | 5815808 | COMFORTMAKER | CCA960GKA2* | AC | Split System: Air-Cooled Condensing Unit, Coil with Blower | AC.086.001.0316.016 |  | FE4ANB006+UI | 13.2 | 16.7 | Yes | Yes | 2013-04-18 |  | 2
FALSE | 24ANB160A*031 | 4372 | 5815999 | DAY & NIGHT | CCA960GKA2* | AC | Split System: Air-Cooled Condensing Unit, Coil with Blower | AC.086.001.0316.016 |  | FE4ANB006+UI | 13.2 | 16.7 | Yes | Yes | 2013-04-18 |  | 2
FALSE | 24ANB160A*031 | 4372 | 5816133 | KEEPRITE | CCA960GKA2* | AC | Split System: Air-Cooled Condensing Unit, Coil with Blower | AC.086.001.0316.016 |  | FE4ANB006+UI | 13.2 | 16.7 | Yes | Yes | 2013-04-18 |  | 2
FALSE | 24ANB160A*031 | 4372 | 5816401 | TEMPSTAR | TCA960GKA2* | AC | Split System: Air-Cooled Condensing Unit, Coil with Blower | AC.086.001.0316.016 |  | FE4ANB006+UI | 13.2 | 16.7 | Yes | Yes | 2013-04-18 |  | 2
FALSE | 24ANB124A*031 | 10 | 5841043 | TEMPSTAR | TCA924GKA2* | AC | Split System: Air-Cooled Condensing Unit, Coil with Blower | AC.077.001.0116.016 |  | FE4AN(B,F)005+UI | 14.5 | 19 | Yes | Yes | 2013-04-18 |  | 3
FALSE | 24ANB136A*031 | 12 | 5843956 | AIRQUEST | HCA936GKA2* | AC | Split System: Air-Cooled Condensing Unit, Coil with Blower | AC.081.001.0116.016 |  | FE4ANB006+UI | 14 | 19 | Yes | Yes | 2013-04-18 |  | 3
FALSE | 24ANB136A*031 | 12 | 5844432 | ARCOAIRE | HCA936GKA2* | AC | Split System: Air-Cooled Condensing Unit, Coil with Blower | AC.081.001.0116.016 |  | FE4ANB006+UI | 14 | 19 | Yes | Yes | 2013-04-18 |  | 3
FALSE | 24ANB136A*031 | 12 | 5845012 | COMFORTMAKER | CCA936GKA2* | AC | Split System: Air-Cooled Condensing Unit, Coil with Blower | AC.081.001.0116.016 |  | FE4ANB006+UI | 14 | 19 | Yes | Yes | 2013-04-18 |  | 3
FALSE | 24ANB136A*031 | 12 | 5845603 | DAY & NIGHT | CCA936GKA2* | AC | Split System: Air-Cooled Condensing Unit, Coil with Blower | AC.081.001.0116.016 |  | FE4ANB006+UI | 14 | 19 | Yes | Yes | 2013-04-18 |  | 3
FALSE | 24ANB136A*031 | 12 | 5846079 | KEEPRITE | CCA936GKA2* | AC | Split System: Air-Cooled Condensing Unit, Coil with Blower | AC.081.001.0116.016 |  | FE4ANB006+UI | 14 | 19 | Yes | Yes | 2013-04-18 |  | 3
FALSE | 24ANB124A*031 | 10 | 5848577 | DAY & NIGHT | CCA924GKA2* | AC | Split System: Air-Cooled Condensing Unit, Coil with Blower | AC.077.001.0116.016 |  | FE4AN(B,F)005+UI | 14.5 | 19 | Yes | Yes | 2013-04-18 |  | 3
FALSE | 24ANB124A*031 | 10 | 5848912 | KEEPRITE | CCA924GKA2* | AC | Split System: Air-Cooled Condensing Unit, Coil with Blower | AC.077.001.0116.016 |  | FE4AN(B,F)005+UI | 14.5 | 19 | Yes | Yes | 2013-04-18 |  | 3
FALSE | 24ANB124A*031 | 10 | 5897361 | KENMORE | (C,H,T)CA924GKA2* | AC | Split System: Air-Cooled Condensing Unit, Coil with Blower | AC.077.001.0116.016 |  | FE4AN(B,F)005+UI | 14.5 | 19 | Yes | Yes | 2013-04-18 |  | 3
FALSE | 24ANB136A*031 | 12 | 5897941 | KENMORE | (C,H,T)CA936GKA2* | AC | Split System: Air-Cooled Condensing Unit, Coil with Blower | AC.081.001.0116.016 |  | FE4ANB006+UI | 14 | 19 | Yes | Yes | 2013-04-18 |  | 3
FALSE | 24ANB148A*031 | 4368 | 5898868 | KENMORE | (C,H,T)CA948GKA2* | AC | Split System: Air-Cooled Condensing Unit, Coil with Blower | AC.082.001.0316.016 |  | FE4ANB006+UI | 13.5 | 18 | Yes | Yes | 2013-04-18 |  | 3
FALSE | 24ANB160A*031 | 4372 | 5899445 | KENMORE | (C,H,T)CA960GKA2* | AC | Split System: Air-Cooled Condensing Unit, Coil with Blower | AC.086.001.0316.016 |  | FE4ANB006+UI | 13.2 | 16.7 | Yes | Yes | 2013-04-18 |  | 2
TRUE | 126BNA018****A** | 589 | 6361201 | BRYANT HEATING AND COOLING SYSTEMS | 126BNA018****A** | AC | Split System: Air-Cooled Condensing Unit, Coil Alone | 126BNA018****A** |  | CNPV*1917AL*+TDR | 12 | 14.5 | Yes | Yes | 2014-04-11 |  | 0
TRUE | 126BNA048****A** | 639 | 6364727 | BRYANT HEATING AND COOLING SYSTEMS | 126BNA048****A** | AC | Split System: Air-Cooled Condensing Unit, Coil Alone | 126BNA048****A** |  | CNPV*6124AL*+TDR | 12.8 | 14.5 | Yes | Yes | 2014-04-11 |  | 0
TRUE | 186BNA036****A | 618 | 6367098 | BRYANT HEATING AND COOLING SYSTEMS | 186BNA036****A | AC | Split System: Air-Cooled Condensing Unit, Coil Alone | 186BNA036****A |  | CNPV*3717AL*+TDR | 12 | 14.5 | Yes | Yes | 2014-04-11 |  | 0
FALSE | 24ABC630A*030 | 821 | 6389753 | CARRIER AIR CONDITIONING | 24ACC630A**30 | AC | Split System: Air-Cooled Condensing Unit, Coil Alone | 24ACC630A**30 |  | CNPV*3117AL*+TDR | 12 | 14.5 | Yes | Yes | 2014-04-11 |  | 0
FALSE | 24ANB636A*030 | 843 | 6390084 | CARRIER AIR CONDITIONING | 24ACC636A**30 | AC | Split System: Air-Cooled Condensing Unit, Coil Alone | 24ACC636A**30 |  | CNPV*3717AL*+TDR | 12 | 14.5 | Yes | Yes | 2014-04-11 |  | 0
FALSE | CA16NA042*0**A | 856 | 6390428 | CARRIER AIR CONDITIONING | 24ACC642A**30 | AC | Split System: Air-Cooled Condensing Unit, Coil Alone | 24ACC642A**30 |  | CNPV*4324AL*+TDR | 12 | 14.5 | Yes | Yes | 2014-04-11 |  | 0
FALSE | 24ACC648A*030 | 874 | 6390695 | CARRIER AIR CONDITIONING | 24ACC648A**30 | AC | Split System: Air-Cooled Condensing Unit, Coil Alone | 24ACC648A**30 |  | CNPV*6124AL*+TDR | 12.5 | 14.5 | Yes | Yes | 2014-04-11 |  | 0
FALSE | CA16NA060*0**A | 893 | 6390786 | CARRIER AIR CONDITIONING | 24ACC660A**30 | AC | Split System: Air-Cooled Condensing Unit, Coil Alone | 24ACC660A**30 |  | CNPV*6124AL*+TDR | 12.5 | 14.5 | Yes | Yes | 2014-04-11 |  | 0
FALSE | CA16NA018*0**A | 796 | 6392741 | CARRIER AIR CONDITIONING | 24ANB618A**30 | AC | Split System: Air-Cooled Condensing Unit, Coil Alone | 24ANB618A**30 |  | CNPV*1917AL*+TDR | 12 | 14.5 | Yes | Yes | 2014-04-11 |  | 0
FALSE | 24ABC624A*030 | 807 | 6392927 | CARRIER AIR CONDITIONING | 24ANB624A**30 | AC | Split System: Air-Cooled Condensing Unit, Coil Alone | 24ANB624A**30 |  | CNPV*3117AL*+TDR | 12 | 14.5 | Yes | Yes | 2014-04-11 |  | 0
FALSE | 24ABC630A*030 | 821 | 6393139 | CARRIER AIR CONDITIONING | 24ANB630A**30 | AC | Split System: Air-Cooled Condensing Unit, Coil Alone | 24ANB630A**30 |  | CNPV*3117AL*+TDR | 12 | 14.5 | Yes | Yes | 2014-04-11 |  | 0
FALSE | 24ANB636A*030 | 843 | 6403399 | CARRIER AIR CONDITIONING | 24ANB636A**30 | AC | Split System: Air-Cooled Condensing Unit, Coil Alone | 24ANB636A**30 |  | CNPV*3717AL*+TDR | 12 | 14.5 | Yes | Yes | 2014-04-11 |  | 0
FALSE | CA16NA042*0**A | 856 | 6403732 | CARRIER AIR CONDITIONING | 24ANB642A**30 | AC | Split System: Air-Cooled Condensing Unit, Coil Alone | 24ANB642A**30 |  | CNPV*4324AL*+TDR | 12 | 14.5 | Yes | Yes | 2014-04-11 |  | 0
FALSE | CA16NA048*0**A | 875 | 6404013 | CARRIER AIR CONDITIONING | 24ANB648A**30 | AC | Split System: Air-Cooled Condensing Unit, Coil Alone | 24ANB648A**30 |  | CNPV*6124AL*+TDR | 12.5 | 14.5 | Yes | Yes | 2014-04-11 |  | 0
FALSE | CA16NA060*0**A | 893 | 6404117 | CARRIER AIR CONDITIONING | 24ANB660A**30 | AC | Split System: Air-Cooled Condensing Unit, Coil Alone | 24ANB660A**30 |  | CNPV*6124AL*+TDR | 12.5 | 14.5 | Yes | Yes | 2014-04-11 |  | 0
FALSE | CA16NA018*0**A | 796 | 6396577 | CARRIER AIR CONDITIONING | CA16NA018****A | AC | Split System: Air-Cooled Condensing Unit, Coil Alone | CA16NA018****A |  | CNPV*1917AL*+TDR | 12 | 14.5 | Yes | Yes | 2014-04-11 |  | 0
FALSE | 24ABC624A*030 | 807 | 6396806 | CARRIER AIR CONDITIONING | CA16NA024****A | AC | Split System: Air-Cooled Condensing Unit, Coil Alone | CA16NA024****A |  | CNPV*3117AL*+TDR | 12 | 14.5 | Yes | Yes | 2014-04-11 |  | 0
FALSE | 24ABC630A*030 | 821 | 6397062 | CARRIER AIR CONDITIONING | CA16NA030****A | AC | Split System: Air-Cooled Condensing Unit, Coil Alone | CA16NA030****A |  | CNPV*3117AL*+TDR | 12 | 14.5 | Yes | Yes | 2014-04-11 |  | 0
FALSE | CA16NA036*0**A | 844 | 6397467 | CARRIER AIR CONDITIONING | CA16NA036****A | AC | Split System: Air-Cooled Condensing Unit, Coil Alone | CA16NA036****A |  | CNPV*3717AL*+TDR | 12 | 14.5 | Yes | Yes | 2014-04-11 |  | 0
FALSE | CA16NA042*0**A | 856 | 6397858 | CARRIER AIR CONDITIONING | CA16NA042****A | AC | Split System: Air-Cooled Condensing Unit, Coil Alone | CA16NA042****A |  | CNPV*4324AL*+TDR | 12 | 14.5 | Yes | Yes | 2014-04-11 |  | 0
FALSE | CA16NA048*0**A | 875 | 6408076 | CARRIER AIR CONDITIONING | CA16NA048****A | AC | Split System: Air-Cooled Condensing Unit, Coil Alone | CA16NA048****A |  | CAP**6024AL*+TDR | 12.5 | 14.5 | Yes | Yes | 2014-04-11 |  | 0
TRUE | NXA648GKA* | 1959 | 6425243 | HEIL | NXA648GKA* | AC | Split System: Air-Cooled Condensing Unit, Coil Alone | NXA648GKA* |  | ED*4X60LAL+TDR | 12 | 14.5 | Yes | Yes | 2014-04-11 |  | 0
TRUE | NXA660GKA* | 1978 | 6421221 | HEIL | NXA660GKA* | AC | Split System: Air-Cooled Condensing Unit, Coil Alone | NXA660GKA* |  | EN(A,D)4X61L24**+TDR | 12 | 14.5 | Yes | Yes | 2014-04-11 |  | 0
TRUE | NXA661GKA* | 1979 | 6421465 | HEIL | NXA661GKA* | AC | Split System: Air-Cooled Condensing Unit, Coil Alone | NXA661GKA* |  | EN(A,D)4X61L24**+TDR | 12 | 14.5 | Yes | Yes | 2014-04-11 |  | 0
TRUE | PA16NA018****B | 2 | 6433346 | PAYNE HEATING AND COOLING | PA16NA018****B | AC | Split System: Air-Cooled Condensing Unit, Coil Alone | PA16NA018****B |  | CNPV*1917AL*+TDR | 12 | 14.5 | Yes | Yes | 2014-04-11 |  | 0
TRUE | PA16NA024****A | 2874 | 6433774 | PAYNE HEATING AND COOLING | PA16NA024****A | AC | Split System: Air-Cooled Condensing Unit, Coil Alone | PA16NA024****A |  | CNPV*3117AL*+TDR | 12 | 14.5 | Yes | Yes | 2014-04-11 |  | 0
TRUE | PA16NA030****A | 2881 | 6434195 | PAYNE HEATING AND COOLING | PA16NA030****A | AC | Split System: Air-Cooled Condensing Unit, Coil Alone | PA16NA030****A |  | CNPV*3117AL*+TDR | 12 | 14.5 | Yes | Yes | 2014-04-11 |  | 0
TRUE | PA16NA036****A | 2889 | 6434803 | PAYNE HEATING AND COOLING | PA16NA036****A | AC | Split System: Air-Cooled Condensing Unit, Coil Alone | PA16NA036****A |  | CNPV*3717AL*+TDR | 12 | 14.5 | Yes | Yes | 2014-04-11 |  | 0
TRUE | PA16NA042****A | 2893 | 6435415 | PAYNE HEATING AND COOLING | PA16NA042****A | AC | Split System: Air-Cooled Condensing Unit, Coil Alone | PA16NA042****A |  | CNPV*4324AL*+TDR | 12 | 14.5 | Yes | Yes | 2014-04-11 |  | 0
TRUE | PA16NA048****B | 2901 | 6435661 | PAYNE HEATING AND COOLING | PA16NA048****B | AC | Split System: Air-Cooled Condensing Unit, Coil Alone | PA16NA048****B |  | CAP**6024AL*+TDR | 12.5 | 14.5 | Yes | Yes | 2014-04-11 |  | 0
TRUE | PA16NA060****A | 2911 | 6436236 | PAYNE HEATING AND COOLING | PA16NA060****A | AC | Split System: Air-Cooled Condensing Unit, Coil Alone | PA16NA060****A |  | CNPV*6124AL*+TDR | 12.5 | 15 | Yes | Yes | 2014-04-11 |  | 1
TRUE | PA16NA061****A | 2912 | 6441845 | PAYNE HEATING AND COOLING | PA16NA061****A | AC | Split System: Air-Cooled Condensing Unit, Coil Alone | PA16NA061****A |  | CNPV*6124AL*+TDR | 12 | 14.5 | Yes | Yes | 2014-04-11 |  | 0
TRUE | AC.023.001.0101.001 | 791 | 6598472 | BRYANT HEATING AND COOLING SYSTEMS | 116BNA018****B | AC | Split System: Air-Cooled Condensing Unit, Coil Alone | AC.023.001.0101.001 |  | CNPV*1917AL*+TDR | 12 | 14.5 | Yes | Yes | 2014-04-11 |  | 0
TRUE | AC.023.001.0101.001 | 791 | 6598473 | BRYANT HEATING AND COOLING SYSTEMS | 116BNA018****B* | AC | Split System: Air-Cooled Condensing Unit, Coil Alone | AC.023.001.0101.001 |  | CNPV*1917AL*+TDR | 12 | 14.5 | Yes | Yes | 2014-04-11 |  | 0
TRUE | AC.034.001.0501.001 | 807 | 6598700 | BRYANT HEATING AND COOLING SYSTEMS | 116BNA024****A | AC | Split System: Air-Cooled Condensing Unit, Coil Alone | AC.034.001.0501.001 |  | CNPV*3117AL*+TDR | 12 | 14.5 | Yes | Yes | 2014-04-11 |  | 0
TRUE | AC.034.001.0501.001 | 807 | 6598701 | BRYANT HEATING AND COOLING SYSTEMS | 116BNA024****A* | AC | Split System: Air-Cooled Condensing Unit, Coil Alone | AC.034.001.0501.001 |  | CNPV*3117AL*+TDR | 12 | 14.5 | Yes | Yes | 2014-04-11 |  | 0
FALSE | 24ABC630A*030 | 821 | 6598962 | BRYANT HEATING AND COOLING SYSTEMS | 116BNA030****A | AC | Split System: Air-Cooled Condensing Unit, Coil Alone | AC.038.001.0501.001 |  | CNPV*3117AL*+TDR | 12 | 14.5 | Yes | Yes | 2014-04-11 |  | 0
FALSE | 24ABC630A*030 | 821 | 6598963 | BRYANT HEATING AND COOLING SYSTEMS | 116BNA030****A* | AC | Split System: Air-Cooled Condensing Unit, Coil Alone | AC.038.001.0501.001 |  | CNPV*3117AL*+TDR | 12 | 14.5 | Yes | Yes | 2014-04-11 |  | 0
FALSE | 24ANB636A*030 | 843 | 6599370 | BRYANT HEATING AND COOLING SYSTEMS | 116BNA036****A | AC | Split System: Air-Cooled Condensing Unit, Coil Alone | AC.098.001.0101.001 |  | CNPV*3717AL*+TDR | 12 | 14.5 | Yes | Yes | 2014-04-11 |  | 0
FALSE | CA16NA042*0**A | 856 | 6599793 | BRYANT HEATING AND COOLING SYSTEMS | 116BNA042****A | AC | Split System: Air-Cooled Condensing Unit, Coil Alone | AC.108.001.0501.001 |  | CNPV*4324AL*+TDR | 12 | 14.5 | Yes | Yes | 2014-04-11 |  | 0
FALSE | CA16NA042*0**A | 856 | 6599794 | BRYANT HEATING AND COOLING SYSTEMS | 116BNA042****A* | AC | Split System: Air-Cooled Condensing Unit, Coil Alone | AC.108.001.0501.001 |  | CNPV*4324AL*+TDR | 12 | 14.5 | Yes | Yes | 2014-04-11 |  | 0
TRUE | AC.051.001.0102.002 | 875 | 6599995 | BRYANT HEATING AND COOLING SYSTEMS | 116BNA048****B | AC | Split System: Air-Cooled Condensing Unit, Coil Alone | AC.051.001.0102.002 |  | CAP**6024AL*+TDR | 12.5 | 14.5 | Yes | Yes | 2014-04-11 |  | 0
TRUE | AC.062.001.0102.002 | 893 | 6600455 | BRYANT HEATING AND COOLING SYSTEMS | 116BNA060****A | AC | Split System: Air-Cooled Condensing Unit, Coil Alone | AC.062.001.0102.002 |  | CNPV*6124AL*+TDR | 12.5 | 15 | Yes | Yes | 2014-04-11 |  | 1
TRUE | AC.063.001.0502.002 | 894 | 6600536 | BRYANT HEATING AND COOLING SYSTEMS | 116BNA061****A | AC | Split System: Air-Cooled Condensing Unit, Coil Alone | AC.063.001.0502.002 |  | CNPV*6124AL*+TDR | 12 | 14.5 | Yes | Yes | 2014-04-11 |  | 0
FALSE | CA16NA018*0**A | 796 | 6782055 | BRYANT HEATING AND COOLING SYSTEMS | BA16NA018****A | AC | Split System: Air-Cooled Condensing Unit, Coil Alone | AC.026.001.0401.001 |  | CNPV*1917AL*+TDR | 12 | 14.5 | Yes | Yes | 2014-04-11 |  | 0
FALSE | 24ABC624A*030 | 807 | 6782413 | BRYANT HEATING AND COOLING SYSTEMS | BA16NA024****A | AC | Split System: Air-Cooled Condensing Unit, Coil Alone | AC.034.001.0401.001 |  | CNPV*3117AL*+TDR | 12 | 14.5 | Yes | Yes | 2014-04-11 |  | 0
FALSE | CA16NA048*0**A | 875 | 6612288 | DAY & NIGHT | CSA648GKA* | AC | Split System: Air-Cooled Condensing Unit, Coil Alone | AC.049.001.0116.016 |  | CNPV*6124AL*+TDR | 12.5 | 14.5 | Yes | Yes | 2014-04-11 |  | 0
FALSE | CA16NA048*0**A | 875 | 6612396 | KEEPRITE | CSA648GKA* | AC | Split System: Air-Cooled Condensing Unit, Coil Alone | AC.049.001.0116.016 |  | CNPV*6124AL*+TDR | 12.5 | 14.5 | Yes | Yes | 2014-04-11 |  | 0
FALSE | CA16NA048*0**A | 875 | 6612493 | KENMORE | (C,H,T)SA648GKA* | AC | Split System: Air-Cooled Condensing Unit, Coil Alone | AC.049.001.0116.016 |  | CNPV*6124AL*+TDR | 12.5 | 14.5 | Yes | Yes | 2014-04-11 |  | 0
FALSE | CA16NA048*0**A | 875 | 6612599 | TEMPSTAR | TSA648GKA* | AC | Split System: Air-Cooled Condensing Unit, Coil Alone | AC.049.001.0116.016 |  | CNPV*6124AL*+TDR | 12.5 | 14.5 | Yes | Yes | 2014-04-11 |  | 0
FALSE | CA16NA060*0**A | 893 | 6543172 | AIRQUEST | HSA660GKA* | AC | Split System: Air-Cooled Condensing Unit, Coil Alone | AC.061.001.0315.015 |  | CNPV*6124AL*+TDR | 12.5 | 14.5 | Yes | Yes | 2014-04-11 |  | 0
FALSE | CA16NA060*0**A | 893 | 6576768 | ARCOAIRE | HSA660GKA* | AC | Split System: Air-Cooled Condensing Unit, Coil Alone | AC.061.001.0315.015 |  | CNPV*6124AL*+TDR | 12.5 | 14.5 | Yes | Yes | 2014-04-11 |  | 0
FALSE | CA16NA060*0**A | 893 | 6612192 | COMFORTMAKER | CSA660GKA* | AC | Split System: Air-Cooled Condensing Unit, Coil Alone | AC.061.001.0315.015 |  | CNPV*6124AL*+TDR | 12.5 | 14.5 | Yes | Yes | 2014-04-11 |  | 0
FALSE | CA16NA060*0**A | 893 | 6612289 | DAY & NIGHT | CSA660GKA* | AC | Split System: Air-Cooled Condensing Unit, Coil Alone | AC.061.001.0315.015 |  | CNPV*6124AL*+TDR | 12.5 | 14.5 | Yes | Yes | 2014-04-11 |  | 0
FALSE | CA16NA060*0**A | 893 | 6612397 | KEEPRITE | CSA660GKA* | AC | Split System: Air-Cooled Condensing Unit, Coil Alone | AC.061.001.0315.015 |  | CNPV*6124AL*+TDR | 12.5 | 14.5 | Yes | Yes | 2014-04-11 |  | 0
FALSE | CA16NA060*0**A | 893 | 6612494 | KENMORE | (C,H,T)SA660GKA* | AC | Split System: Air-Cooled Condensing Unit, Coil Alone | AC.061.001.0315.015 |  | CNPV*6124AL*+TDR | 12.5 | 14.5 | Yes | Yes | 2014-04-11 |  | 0
FALSE | CA16NA060*0**A | 893 | 6612600 | TEMPSTAR | TSA660GKA* | AC | Split System: Air-Cooled Condensing Unit, Coil Alone | AC.061.001.0315.015 |  | CNPV*6124AL*+TDR | 12.5 | 14.5 | Yes | Yes | 2014-04-11 |  | 0
FALSE | CA16NA018*0**A | 796 | 6543331 | AIRQUEST | HXA618GKA* | AC | Split System: Air-Cooled Condensing Unit, Coil Alone | AC.027.001.0116.016 |  | CNPV*1917AL*+TDR | 12 | 14.5 | Yes | Yes | 2014-04-11 |  | 0
FALSE | CA16NA018*0**A | 796 | 6576927 | ARCOAIRE | HXA618GKA* | AC | Split System: Air-Cooled Condensing Unit, Coil Alone | AC.027.001.0116.016 |  | CNPV*1917AL*+TDR | 12 | 14.5 | Yes | Yes | 2014-04-11 |  | 0
FALSE | CA16NA018*0**A | 796 | 6612193 | COMFORTMAKER | CXA618GKA* | AC | Split System: Air-Cooled Condensing Unit, Coil Alone | AC.027.001.0116.016 |  | CNPV*1917AL*+TDR | 12 | 14.5 | Yes | Yes | 2014-04-11 |  | 0
FALSE | CA16NA018*0**A | 796 | 6612290 | DAY & NIGHT | CXA618GKA* | AC | Split System: Air-Cooled Condensing Unit, Coil Alone | AC.027.001.0116.016 |  | CNPV*1917AL*+TDR | 12 | 14.5 | Yes | Yes | 2014-04-11 |  | 0
FALSE | CA16NA018*0**A | 796 | 6612398 | KEEPRITE | CXA618GKA* | AC | Split System: Air-Cooled Condensing Unit, Coil Alone | AC.027.001.0116.016 |  | CNPV*1917AL*+TDR | 12 | 14.5 | Yes | Yes | 2014-04-11 |  | 0
FALSE | CA16NA018*0**A | 796 | 6612495 | KENMORE | (C,H,T)XA618GKA* | AC | Split System: Air-Cooled Condensing Unit, Coil Alone | AC.027.001.0116.016 |  | CNPV*1917AL*+TDR | 12 | 14.5 | Yes | Yes | 2014-04-11 |  | 0
FALSE | CA16NA018*0**A | 796 | 6612601 | TEMPSTAR | TXA618GKA* | AC | Split System: Air-Cooled Condensing Unit, Coil Alone | AC.027.001.0116.016 |  | CNPV*1917AL*+TDR | 12 | 14.5 | Yes | Yes | 2014-04-11 |  | 0
FALSE | 24ABC624A*030 | 807 | 6554299 | AIRQUEST | NXA624GKA* | AC | Split System: Air-Cooled Condensing Unit, Coil Alone | AC.034.001.0210.010 |  | CNPV*3117AL*+TDR | 12 | 14.5 | Yes | Yes | 2014-04-11 |  | 0
FALSE | 24ABC624A*030 | 807 | 6585525 | ARCOAIRE | NXA624GKA* | AC | Split System: Air-Cooled Condensing Unit, Coil Alone | AC.034.001.0210.010 |  | CNPV*3117AL*+TDR | 12 | 14.5 | Yes | Yes | 2014-04-11 |  | 0
FALSE | 24ABC624A*030 | 807 | 6612147 | BRYANT | 116BNA024****A* | AC | Split System: Air-Cooled Condensing Unit, Coil Alone | AC.034.001.0102.002 |  | CNPV*3117AL* | 12 | 14.5 | Yes | Yes | 2014-04-11 |  | 0
FALSE | 24ABC624A*030 | 807 | 6612234 | COMFORTMAKER | NXA624GKA* | AC | Split System: Air-Cooled Condensing Unit, Coil Alone | AC.034.001.0210.010 |  | CNPV*3117AL*+TDR | 12 | 14.5 | Yes | Yes | 2014-04-11 |  | 0
FALSE | 24ABC624A*030 | 807 | 6612331 | DAY & NIGHT | NXA624GKA* | AC | Split System: Air-Cooled Condensing Unit, Coil Alone | AC.034.001.0210.010 |  | CNPV*3117AL*+TDR | 12 | 14.5 | Yes | Yes | 2014-04-11 |  | 0
FALSE | 24ABC624A*030 | 807 | 6612439 | KEEPRITE | NXA624GKA* | AC | Split System: Air-Cooled Condensing Unit, Coil Alone | AC.034.001.0210.010 |  | CNPV*3117AL*+TDR | 12 | 14.5 | Yes | Yes | 2014-04-11 |  | 0
FALSE | 24ABC624A*030 | 807 | 6612536 | KENMORE | NXA624GKA* | AC | Split System: Air-Cooled Condensing Unit, Coil Alone | AC.034.001.0210.010 |  | CNPV*3117AL*+TDR | 12 | 14.5 | Yes | Yes | 2014-04-11 |  | 0
FALSE | 24ABC624A*030 | 807 | 6612662 | TEMPSTAR | NXA624GKA* | AC | Split System: Air-Cooled Condensing Unit, Coil Alone | AC.034.001.0210.010 |  | CNPV*3117AL*+TDR | 12 | 14.5 | Yes | Yes | 2014-04-11 |  | 0
FALSE | 24ABC630A*030 | 821 | 6554657 | AIRQUEST | NXA630GKA* | AC | Split System: Air-Cooled Condensing Unit, Coil Alone | AC.038.001.0203.003 |  | CNPV*3117AL*+TDR | 12 | 14.5 | Yes | Yes | 2014-04-11 |  | 0
FALSE | 24ABC630A*030 | 821 | 6585883 | ARCOAIRE | NXA630GKA* | AC | Split System: Air-Cooled Condensing Unit, Coil Alone | AC.038.001.0203.003 |  | CNPV*3117AL*+TDR | 12 | 14.5 | Yes | Yes | 2014-04-11 |  | 0
FALSE | 24ABC630A*030 | 821 | 6612148 | BRYANT | 116BNA030****A* | AC | Split System: Air-Cooled Condensing Unit, Coil Alone | AC.038.001.0203.003 |  | CNPV*3117AL* | 12 | 14.5 | Yes | Yes | 2014-04-11 |  | 0
FALSE | 24ABC630A*030 | 821 | 6612235 | COMFORTMAKER | NXA630GKA* | AC | Split System: Air-Cooled Condensing Unit, Coil Alone | AC.038.001.0203.003 |  | CNPV*3117AL*+TDR | 12 | 14.5 | Yes | Yes | 2014-04-11 |  | 0
FALSE | 24ABC630A*030 | 821 | 6612332 | DAY & NIGHT | NXA630GKA* | AC | Split System: Air-Cooled Condensing Unit, Coil Alone | AC.038.001.0203.003 |  | CNPV*3117AL*+TDR | 12 | 14.5 | Yes | Yes | 2014-04-11 |  | 0
FALSE | 24ABC630A*030 | 821 | 6612440 | KEEPRITE | NXA630GKA* | AC | Split System: Air-Cooled Condensing Unit, Coil Alone | AC.038.001.0203.003 |  | CNPV*3117AL*+TDR | 12 | 14.5 | Yes | Yes | 2014-04-11 |  | 0
FALSE | 24ABC630A*030 | 821 | 6612537 | KENMORE | NXA630GKA* | AC | Split System: Air-Cooled Condensing Unit, Coil Alone | AC.038.001.0203.003 |  | CNPV*3117AL*+TDR | 12 | 14.5 | Yes | Yes | 2014-04-11 |  | 0
FALSE | 24ABC630A*030 | 821 | 6612663 | TEMPSTAR | NXA630GKA* | AC | Split System: Air-Cooled Condensing Unit, Coil Alone | AC.038.001.0203.003 |  | CNPV*3117AL*+TDR | 12 | 14.5 | Yes | Yes | 2014-04-11 |  | 0
FALSE | CA16NA036*0**A | 844 | 6555152 | AIRQUEST | NXA636GKA* | AC | Split System: Air-Cooled Condensing Unit, Coil Alone | AC.102.001.0211.011 |  | CNPV*3717AL*+TDR | 12 | 14.5 | Yes | Yes | 2014-04-11 |  | 0
FALSE | CA16NA036*0**A | 844 | 6586378 | ARCOAIRE | NXA636GKA* | AC | Split System: Air-Cooled Condensing Unit, Coil Alone | AC.102.001.0211.011 |  | CNPV*3717AL*+TDR | 12 | 14.5 | Yes | Yes | 2014-04-11 |  | 0
FALSE | S4BE-018KA | 2679 | 5616434 | HEAT CONTROLLER, INC. | RSG1418S1E | AC | Split System: Air-Cooled Condensing Unit, Coil with Blower | S4BE-018KA |  | B6EW-X18K(*) | 12.5 | 15 | Yes | Yes | 2014-04-18 |  | 1
FALSE | S4QE-024KA | 2681 | 5616437 | HEAT CONTROLLER, INC. | RSG1424S1E | AC | Split System: Air-Cooled Condensing Unit, Coil with Blower | S4BE-024KA |  | B6EW-X25K(*) | 12.5 | 15 | Yes | Yes | 2014-04-18 |  | 1
FALSE | S4QE-030KA | 2694 | 5616455 | HEAT CONTROLLER, INC. | RSG1430S1E | AC | Split System: Air-Cooled Condensing Unit, Coil with Blower | S4BE-030KA |  | B6EW-X30K(*) | 12.5 | 15 | Yes | Yes | 2014-04-18 |  | 1
FALSE | S4QE-036KA | 2699 | 5616472 | HEAT CONTROLLER, INC. | RSG1436S1E | AC | Split System: Air-Cooled Condensing Unit, Coil with Blower | S4BE-036KA |  | B6EW-X36K(*) | 12.5 | 15 | Yes | Yes | 2014-04-18 |  | 1
FALSE | S6BF-024K | 2682 | 6528351 | HEAT CONTROLLER, INC. | RSG1624S1E | AC | Split System: Air-Cooled Condensing Unit, Coil with Blower | S6BF-024K |  | B6VMAX24K-A | 13 | 16 | Yes | Yes | 2014-04-18 |  | 2
FALSE | S6BF-030K | 2690 | 6528352 | HEAT CONTROLLER, INC. | RSG1630S1E | AC | Split System: Air-Cooled Condensing Unit, Coil with Blower | S6BF-030K |  | B6VMAX30K-A | 13 | 16 | Yes | Yes | 2014-04-18 |  | 2
FALSE | S6BF-036K | 2702 | 6528353 | HEAT CONTROLLER, INC. | RSG1636S1E | AC | Split System: Air-Cooled Condensing Unit, Coil with Blower | S6BF-036K |  | B6VMAX36K-B | 13 | 16 | Yes | Yes | 2014-04-18 |  | 2
FALSE | S6BF-024K | 2682 | 6528354 | HEAT CONTROLLER, INC. | RSG1624S1E | AC | Split System: Air-Cooled Condensing Unit, Coil with Blower | S6BF-024K |  | C7B(A,H)M01824(C,U)-A+TXV | 13 | 16 | Yes | Yes | 2014-04-18 |  | 2
FALSE | S6BF-030K | 2690 | 6528355 | HEAT CONTROLLER, INC. | RSG1630S1E | AC | Split System: Air-Cooled Condensing Unit, Coil with Blower | S6BF-030K |  | C7B(A,H)M03036(C,U)-A+TXV | 12.5 | 15 | Yes | Yes | 2014-04-18 |  | 1
FALSE | S6BF-024K | 2682 | 6528356 | HEAT CONTROLLER, INC. | RSG1624S1E | AC | Split System: Air-Cooled Condensing Unit, Coil with Blower | S6BF-024K |  | C7B(A,H)M01824(C,U)-B+TXV | 13 | 16 | Yes | Yes | 2014-04-18 |  | 2
FALSE | S6BF-030K | 2690 | 6528357 | HEAT CONTROLLER, INC. | RSG1630S1E | AC | Split System: Air-Cooled Condensing Unit, Coil with Blower | S6BF-030K |  | C7B(A,H)M03036(C,U)-B+TXV | 12.5 | 15 | Yes | Yes | 2014-04-18 |  | 1
FALSE | S6BF-036K | 2702 | 6528358 | HEAT CONTROLLER, INC. | RSG1636S1E | AC | Split System: Air-Cooled Condensing Unit, Coil with Blower | S6BF-036K |  | C7B(A,H)M03642(C,U)-B+TXV | 13 | 16 | Yes | Yes | 2014-04-18 |  | 2
FALSE | S6BF-030K | 2690 | 6528359 | HEAT CONTROLLER, INC. | RSG1630S1E | AC | Split System: Air-Cooled Condensing Unit, Coil with Blower | S6BF-030K |  | C7B(A,H)M030(C,U)-C+TXV | 12.5 | 15 | Yes | Yes | 2014-04-18 |  | 1
FALSE | S6BF-036K | 2702 | 6528360 | HEAT CONTROLLER, INC. | RSG1636S1E | AC | Split System: Air-Cooled Condensing Unit, Coil with Blower | S6BF-036K |  | C7B(A,H)M03648(C,U)-C+TXV | 13 | 16 | Yes | Yes | 2014-04-18 |  | 2
FALSE | S6BF-024K | 2682 | 6528361 | HEAT CONTROLLER, INC. | RSG1624S1E | AC | Split System: Air-Cooled Condensing Unit, Coil with Blower | S6BF-024K |  | C7B(A,H)M01824(C,U)-A+TXV | 13 | 16 | Yes | Yes | 2014-04-18 |  | 2
FALSE | S6BF-030K | 2690 | 6528362 | HEAT CONTROLLER, INC. | RSG1630S1E | AC | Split System: Air-Cooled Condensing Unit, Coil with Blower | S6BF-030K |  | C7B(A,H)M03036(C,U)-A+TXV | 12.5 | 15 | Yes | Yes | 2014-04-18 |  | 1
FALSE | S6BF-024K | 2682 | 6528363 | HEAT CONTROLLER, INC. | RSG1624S1E | AC | Split System: Air-Cooled Condensing Unit, Coil with Blower | S6BF-024K |  | C7B(A,H)M01824(C,U)-B+TXV | 13 | 16 | Yes | Yes | 2014-04-18 |  | 2
FALSE | S6BF-030K | 2690 | 6528364 | HEAT CONTROLLER, INC. | RSG1630S1E | AC | Split System: Air-Cooled Condensing Unit, Coil with Blower | S6BF-030K |  | C7B(A,H)M03036(C,U)-B+TXV | 12.5 | 15 | Yes | Yes | 2014-04-18 |  | 1
FALSE | S6BF-036K | 2702 | 6528366 | HEAT CONTROLLER, INC. | RSG1636S1E | AC | Split System: Air-Cooled Condensing Unit, Coil with Blower | S6BF-036K |  | C7B(A,H)M03642(C,U)-B+TXV | 13 | 16 | Yes | Yes | 2014-04-18 |  | 2
FALSE | S6BF-024K | 2682 | 6528367 | HEAT CONTROLLER, INC. | RSG1624S1E | AC | Split System: Air-Cooled Condensing Unit, Coil with Blower | S6BF-024K |  | C7B(A,H)M01824(C,U)-B+TXV | 13 | 16 | Yes | Yes | 2014-04-18 |  | 2
FALSE | S6BF-030K | 2690 | 6528369 | HEAT CONTROLLER, INC. | RSG1630S1E | AC | Split System: Air-Cooled Condensing Unit, Coil with Blower | S6BF-030K |  | C7B(A,H)M030(C,U)-C+TXV | 12.5 | 15 | Yes | Yes | 2014-04-18 |  | 1
FALSE | S6BF-036K | 2702 | 6528371 | HEAT CONTROLLER, INC. | RSG1636S1E | AC | Split System: Air-Cooled Condensing Unit, Coil with Blower | S6BF-036K |  | C7B(A,H)M03648(C,U)-C+TXV | 13 | 16 | Yes | Yes | 2014-04-18 |  | 2
FALSE | S6BF-030K | 2690 | 6528374 | HEAT CONTROLLER, INC. | RSG1630S1E | AC | Split System: Air-Cooled Condensing Unit, Coil with Blower | S6BF-030K |  | C7B(A,H)M03036(C,U)-B+TXV | 13 | 16 | Yes | Yes | 2014-04-18 |  | 2
FALSE | S4BI-024K | 2602 | 4521674 | NORDYNE, LLC. | FS4BI-024K | AC | Split System: Air-Cooled Condensing Unit, Coil with Blower | S4BI-024K |  | C6BH-I24C-B | 14.9 | 23 | Yes | Yes | 2014-08-05 |  | 3
FALSE | S4BI-024K | 2602 | 4521675 | NORDYNE, LLC. | FS4BI-024K | AC | Split System: Air-Cooled Condensing Unit, Coil with Blower | S4BI-024K |  | C6BH-I24C-B | 14.9 | 23 | Yes | Yes | 2014-08-05 |  | 3
FALSE | S4BI-024K | 2602 | 4521676 | NORDYNE, LLC. | FS4BI-024K | AC | Split System: Air-Cooled Condensing Unit, Coil with Blower | S4BI-024K |  | C6BH-I24C-B | 14.9 | 23 | Yes | Yes | 2014-08-05 |  | 3
FALSE | S4BI-036K | 2600 | 4521678 | NORDYNE, LLC. | FS4BI-036K | AC | Split System: Air-Cooled Condensing Unit, Coil with Blower | S4BI-036K |  | C6BH-I36C-B | 13 | 20 | Yes | Yes | 2014-08-05 |  | 3
FALSE | S4BI-036K | 2600 | 4521679 | NORDYNE, LLC. | FS4BI-036K | AC | Split System: Air-Cooled Condensing Unit, Coil with Blower | S4BI-036K |  | C6BH-I36C-B | 13 | 20 | Yes | Yes | 2014-08-05 |  | 3
FALSE | S4BI-036K | 2600 | 4521680 | NORDYNE, LLC. | FS4BI-036K | AC | Split System: Air-Cooled Condensing Unit, Coil with Blower | S4BI-036K |  | C6BH-I36C-B | 13 | 20 | Yes | Yes | 2014-08-05 |  | 3
FALSE | S4BI-036K | 2600 | 4521681 | NORDYNE, LLC. | FS4BI-036K | AC | Split System: Air-Cooled Condensing Unit, Coil with Blower | S4BI-036K |  | C6BH-I36C-C | 13.1 | 20.5 | Yes | Yes | 2014-08-05 |  | 3
FALSE | S4BI-036K | 2600 | 4521682 | NORDYNE, LLC. | FS4BI-036K | AC | Split System: Air-Cooled Condensing Unit, Coil with Blower | S4BI-036K |  | C6BH-I36C-C | 13.1 | 20.5 | Yes | Yes | 2014-08-05 |  | 3
FALSE | S4BI-036K | 2600 | 4521683 | NORDYNE, LLC. | FS4BI-036K | AC | Split System: Air-Cooled Condensing Unit, Coil with Blower | S4BI-036K |  | C6BH-I36C-C | 13.1 | 20.5 | Yes | Yes | 2014-08-05 |  | 3
FALSE | S4BI-048K | 2601 | 4521685 | NORDYNE, LLC. | FS4BI-048K | AC | Split System: Air-Cooled Condensing Unit, Coil with Blower | S4BI-048K |  | C6BH-I48C-C | 12.2 | 21 | Yes | Yes | 2014-08-05 |  | 0
FALSE | S4BI-048K | 2601 | 4521686 | NORDYNE, LLC. | FS4BI-048K | AC | Split System: Air-Cooled Condensing Unit, Coil with Blower | S4BI-048K |  | C6BH-I48C-C | 12.2 | 21 | Yes | Yes | 2014-08-05 |  | 0
FALSE | S4BI-048K | 2601 | 4521687 | NORDYNE, LLC. | FS4BI-048K | AC | Split System: Air-Cooled Condensing Unit, Coil with Blower | S4BI-048K |  | C6BH-I48C-C | 12.2 | 21 | Yes | Yes | 2014-08-05 |  | 0
FALSE | S4BI-048K | 2601 | 4521688 | NORDYNE, LLC. | FS4BI-048K | AC | Split System: Air-Cooled Condensing Unit, Coil with Blower | S4BI-048K |  | C6BH-I48C-D | 12.3 | 21 | Yes | Yes | 2014-08-05 |  | 0
FALSE | S4BI-048K | 2601 | 4521689 | NORDYNE, LLC. | FS4BI-048K | AC | Split System: Air-Cooled Condensing Unit, Coil with Blower | S4BI-048K |  | C6BH-I48C-D | 12.3 | 21 | Yes | Yes | 2014-08-05 |  | 0
FALSE | S4BI-048K | 2601 | 4521690 | NORDYNE, LLC. | FS4BI-048K | AC | Split System: Air-Cooled Condensing Unit, Coil with Blower | S4BI-048K |  | C6BH-I48C-D | 12.3 | 21 | Yes | Yes | 2014-08-05 |  | 0
TRUE | S4BI-024K | 2602 | 5174284 | NORDYNE, LLC. | S4BI-024K | AC | Split System: Air-Cooled Condensing Unit, Coil with Blower | S4BI-024K |  | B6VMAI24K-B | 15 | 25.5 | Yes | Yes | 2014-08-05 |  | 3
FALSE | GSX160181F* | 4288 | 6526373 | DAIKIN MANUFACTURING COMPANY, L.P. | DX16SA0181A* | AC | Split System: Air-Cooled Condensing Unit, Coil with Blower | GSX160181F* |  | AWUF31XX16A* | 12.5 | 15 | Yes | Yes | 2014-10-17 |  | 1
TRUE | GSX160181F* | 4288 | 6526381 | DAIKIN MANUFACTURING COMPANY, L.P. | DX16SA0181A* | AC | Split System: Air-Cooled Condensing Unit, Coil Alone | GSX160181F* |  | CA*F3636*6D*+EEP+TXV | 12.2 | 14.5 | Yes | Yes | 2014-10-17 |  | 0
FALSE | GSX160181F* | 4288 | 6526420 | DAIKIN MANUFACTURING COMPANY, L.P. | DX16SA0181A* | AC | Year-Round Air-Conditioner, Remote Air-Cooled Condensing Unit | GSX160181F* |  | CA*F3743*6D*+TXV | 13 | 16 | Yes | Yes | 2014-10-17 |  | 2
TRUE | GSX160241F* | 4332 | 6526580 | DAIKIN MANUFACTURING COMPANY, L.P. | DX16SA0241A* | AC | Split System: Air-Cooled Condensing Unit, Coil Alone | GSX160241F* |  | CA*F3636*6D*+EEP+TXV | 12.2 | 14.5 | Yes | Yes | 2014-10-17 |  | 0
FALSE | GSX160241F* | 4332 | 6526657 | DAIKIN MANUFACTURING COMPANY, L.P. | DX16SA0241A* | AC | Year-Round Air-Conditioner, Remote Air-Cooled Condensing Unit | GSX160241F* |  | CA*F3636*6D*+TXV | 12.5 | 15.5 | Yes | Yes | 2014-10-17 |  | 1
FALSE | GSX160301F* | 4362 | 6526968 | DAIKIN MANUFACTURING COMPANY, L.P. | DX16SA0301A* | AC | Year-Round Air-Conditioner, Remote Air-Cooled Condensing Unit | GSX160301F* |  | CA*F3743*6D* | 12.5 | 15.5 | Yes | Yes | 2014-10-17 |  | 1
TRUE | GSX160301F* | 4362 | 6526899 | DAIKIN MANUFACTURING COMPANY, L.P. | DX16SA0301A* | AC | Split System: Air-Cooled Condensing Unit, Coil Alone | GSX160301F* |  | CA*F3743*6D*+EEP+TXV | 12.2 | 14.5 | Yes | Yes | 2014-10-17 |  | 0
TRUE | GSX160361F* | 4297 | 6527284 | DAIKIN MANUFACTURING COMPANY, L.P. | DX16SA0361A* | AC | Split System: Air-Cooled Condensing Unit, Coil Alone | GSX160361F* |  | CA*F4860*6D*+EEP+TXV | 12.2 | 14.5 | Yes | Yes | 2014-10-17 |  | 0
FALSE | GSX160361F* | 4297 | 6527357 | DAIKIN MANUFACTURING COMPANY, L.P. | DX16SA0361A* | AC | Year-Round Air-Conditioner, Remote Air-Cooled Condensing Unit | GSX160361F* |  | CA*F4860*6D*+TXV | 12.5 | 15.5 | Yes | Yes | 2014-10-17 |  | 1
TRUE | GSX160421F* | 4366 | 6527655 | DAIKIN MANUFACTURING COMPANY, L.P. | DX16SA0421A* | AC | Split System: Air-Cooled Condensing Unit, Coil Alone | GSX160421F* |  | CA*F4860*6D*+EEP+TXV | 12.2 | 14.5 | Yes | Yes | 2014-10-17 |  | 0
TRUE | GSX160481F* | 4299 | 6527937 | DAIKIN MANUFACTURING COMPANY, L.P. | DX16SA0481A* | AC | Split System: Air-Cooled Condensing Unit, Coil Alone | GSX160481F* |  | CA*F4961*6D*+EEP+TXV | 12 | 14.5 | Yes | Yes | 2014-10-17 |  | 0
FALSE | GSX160601F* | 4370 | 6528152 | DAIKIN MANUFACTURING COMPANY, L.P. | DX16SA0601A* | AC | Split System: Air-Cooled Condensing Unit, Coil with Blower | GSX160601F* |  | ASPT60D14A* | 13 | 16 | Yes | Yes | 2014-10-17 |  | 2
TRUE | GSX160601F* | 4370 | 6528165 | DAIKIN MANUFACTURING COMPANY, L.P. | DX16SA0601A* | AC | Split System: Air-Cooled Condensing Unit, Coil Alone | GSX160601F* |  | CA*F4961*6D*+EEP+TXV | 12.5 | 15 | Yes | Yes | 2014-10-17 |  | 1
TRUE | ASX160181F* | 4196 | 5753083 | AMANA HEATING AND AIR CONDITIONING | ASX160181F* | AC | Split System: Air-Cooled Condensing Unit, Coil Alone | ASX160181F* |  | CA*F3636*6D*+EEP+TXV | 12 | 14.5 | Yes | Yes | 2014-10-17 |  | 0
TRUE | ASX160241F* | 4324 | 5753093 | AMANA HEATING AND AIR CONDITIONING | ASX160241F* | AC | Split System: Air-Cooled Condensing Unit, Coil Alone | ASX160241F* |  | CA*F3636*6D*+EEP+TXV | 12 | 14.5 | Yes | Yes | 2014-10-17 |  | 0
FALSE | GSX160301F* | 4362 | 5753032 | GOODMAN MANUFACTURING CO., LP. | GSX160301F* | AC | Year-Round Air-Conditioner, Remote Air-Cooled Condensing Unit | GSX160301F* |  | CA*F3743*6D*+TXV | 13 | 16 | Yes | Yes | 2014-12-05 |  | 2
FALSE | GSX160361F* | 4297 | 5753040 | GOODMAN MANUFACTURING CO., LP. | GSX160361F* | AC | Year-Round Air-Conditioner, Remote Air-Cooled Condensing Unit | GSX160361F* |  | CA*F4860*6D*+TXV | 13 | 16 | Yes | Yes | 2014-12-05 |  | 2
FALSE | 14AJM25 | 23 | 7553228 | RHEEM SALES COMPANY, INC. | 14AJM25 | AC | Split System: Air-Cooled Condensing Unit, Coil with Blower | 14AJM25 |  | RH1P1817STAN | 12 | 14.5 | Yes | Yes | 2014-12-19 |  | 0
FALSE | 14AJM25 | 23 | 7426788 | RHEEM SALES COMPANY, INC. | 14AJM25 | AC | Split System: Air-Cooled Condensing Unit, Coil with Blower | 14AJM25 |  | RH1P2417STAN | 12.2 | 14.5 | Yes | Yes | 2014-12-19 |  | 0
FALSE | 14AJM25 | 23 | 7370281 | RHEEM SALES COMPANY, INC. | 14AJM25 | AC | Split System: Air-Cooled Condensing Unit, Coil with Blower | 14AJM25 |  | RH1P2417STAN+RCH2417STAM | 12 | 14.5 | Yes | Yes | 2014-12-19 |  | 0
FALSE | 14AJM25 | 23 | 7426789 | RHEEM SALES COMPANY, INC. | 14AJM25 | AC | Split System: Air-Cooled Condensing Unit, Coil with Blower | 14AJM25 |  | RH1T2417STAN | 13 | 16 | Yes | Yes | 2014-12-19 |  | 2
FALSE | 14AJM25 | 23 | 7148122 | RHEEM SALES COMPANY, INC. | 14AJM25 | AC | Split System: Air-Cooled Condensing Unit, Coil with Blower | 14AJM25 |  | RH1T2417STAN+RCH2417STAM | 13 | 16 | Yes | Yes | 2014-12-19 |  | 2
FALSE | 14AJM25 | 23 | 7426790 | RHEEM SALES COMPANY, INC. | 14AJM25 | AC | Split System: Air-Cooled Condensing Unit, Coil with Blower | 14AJM25 |  | RH1V2417STAN | 13 | 16 | Yes | Yes | 2014-12-19 |  | 2
FALSE | RA1436AD1 | 4760 | 7491488 | RHEEM SALES COMPANY, INC. | RA1436AC1 | AC | Split System: Air-Cooled Condensing Unit, Coil with Blower | RA1436AC1 |  | RCQD-3621 | 13 | 16 | Yes | Yes | 2015-02-05 |  | 2
FALSE | RA1630AJ1 | 4916 | 7941201 | RHEEM SALES COMPANY, INC. | RA1630AJ1 | AC | Split System: Air-Cooled Condensing Unit, Coil with Blower | RA1630AJ1 |  | RCFL-H*3821 | 13 | 16 | Yes | Yes | 2015-02-05 |  | 2
FALSE | RA1642AJ1 | 4918 | 7942636 | RHEEM SALES COMPANY, INC. | RA1642AJ1 | AC | Split System: Air-Cooled Condensing Unit, Coil with Blower | RA1642AJ1 |  | RCF4824HTAM | 13 | 16 | Yes | Yes | 2015-02-05 |  | 2
FALSE | RA1418AJ1 | 4757 | 7601323 | RHEEM SALES COMPANY, INC. | RA1418AJ1 | AC | Split System: Air-Cooled Condensing Unit, Coil with Blower | RA1418AJ1 |  | RCFL-H*2417 | 13 | 15.5 | Yes | Yes | 2015-02-05 |  | 1
FALSE | RA1418AJ1 | 4757 | 7490579 | RHEEM SALES COMPANY, INC. | RA1418AJ1 | AC | Split System: Air-Cooled Condensing Unit, Coil with Blower | RA1418AJ1 |  | RCF2421HTAM | 13 | 16 | Yes | Yes | 2015-02-05 |  | 2
FALSE | RA1660AC1 | 4920 | 7943688 | RHEEM SALES COMPANY, INC. | RA1660AJ1 | AC | Split System: Air-Cooled Condensing Unit, Coil with Blower | RA1660AJ1 |  | RCQD-6024 | 12.5 | 15.1 | Yes | Yes | 2015-02-05 |  | 1
FALSE | RA1436AD1 | 4760 | 7601475 | RHEEM SALES COMPANY, INC. | RA1436AJ1 | AC | Split System: Air-Cooled Condensing Unit, Coil with Blower | RA1436AJ1 |  | RCFL-H*3621 | 12 | 14.5 | Yes | Yes | 2015-02-05 |  | 0
FALSE | RA1448AD1 | 4762 | 7600732 | RHEEM SALES COMPANY, INC. | RA1448AD1 | AC | Split System: Air-Cooled Condensing Unit, Coil with Blower | RA1448AD1 |  | RCFL-H*4824 | 12 | 14.5 | Yes | Yes | 2015-02-05 |  | 0
FALSE | RA1436AD1 | 4760 | 7599887 | RHEEM SALES COMPANY, INC. | RA1436AD1 | AC | Split System: Air-Cooled Condensing Unit, Coil with Blower | RA1436AD1 |  | RCF3624MTAM | 13 | 15.5 | Yes | Yes | 2015-02-05 |  | 1
FALSE | RA1442AD1 | 4761 | 7600343 | RHEEM SALES COMPANY, INC. | RA1442AD1 | AC | Split System: Air-Cooled Condensing Unit, Coil with Blower | RA1442AD1 |  | RCF4824HTAM | 12.5 | 15.1 | Yes | Yes | 2015-02-05 |  | 1
FALSE | RA1624AJ1 | 4915 | 7940742 | RHEEM SALES COMPANY, INC. | RA1624AJ1 | AC | Split System: Air-Cooled Condensing Unit, Coil Alone | RA1624AJ1 |  | RCFL-H*2514+RXMD-C04 | 12.2 | 14.5 | Yes | Yes | 2015-02-05 |  | 0
FALSE | RA1636AJ1 | 4917 | 7941677 | RHEEM SALES COMPANY, INC. | RA1636AC1 | AC | Split System: Air-Cooled Condensing Unit, Coil with Blower | RA1636AC1 |  | RCFL-H*3824 | 13 | 16 | Yes | Yes | 2015-02-05 |  | 2
FALSE | RA1636AJ1 | 4917 | 7941723 | RHEEM SALES COMPANY, INC. | RA1636AC1 | AC | Split System: Air-Cooled Condensing Unit, Coil with Blower | RA1636AC1 |  | RCQD-3621 | 13 | 16 | Yes | Yes | 2015-02-05 |  | 2
FALSE | RA1336AD1 | 4824 | 7508829 | RHEEM SALES COMPANY, INC. | RA1336AJ1 | AC | Split System: Air-Cooled Condensing Unit, Coil with Blower | RA1336AJ1 |  | RCFN-H*3624 | 12.5 | 15.1 | Yes | Yes | 2015-02-05 |  | 1
FALSE | RA1648AJ1 | 4919 | 7942980 | RHEEM SALES COMPANY, INC. | RA1648AC1 | AC | Split System: Air-Cooled Condensing Unit, Coil with Blower | RA1648AC1 |  | RCF4824STAM | 13 | 15.5 | Yes | Yes | 2015-02-05 |  | 1
FALSE | RA1448AD1 | 4762 | 7492198 | RHEEM SALES COMPANY, INC. | RA1448AC1 | AC | Split System: Air-Cooled Condensing Unit, Coil with Blower | RA1448AC1 |  | RCF4824HTAM | 12.5 | 15 | Yes | Yes | 2015-02-05 |  | 1
FALSE | RA1636AJ1 | 4917 | 7941534 | RHEEM SALES COMPANY, INC. | RA1636AC1 | AC | Split System: Air-Cooled Condensing Unit, Coil with Blower | RA1636AC1 |  | RCF3624MTAM | 13 | 16 | Yes | Yes | 2015-02-05 |  | 2
FALSE | RA1418AJ1 | 4757 | 7944926 | RHEEM SALES COMPANY, INC. | RA1418AJ1 | AC | Split System: Air-Cooled Condensing Unit, Coil with Blower | RA1418AJ1 |  | RCF2421MTAM | 13 | 16 | Yes | Yes | 2015-02-05 |  | 2
FALSE | RA1436AD1 | 4760 | 7599826 | RHEEM SALES COMPANY, INC. | RA1436AD1 | AC | Split System: Air-Cooled Condensing Unit, Coil with Blower | RA1436AD1 |  | RCF3621STAM | 12 | 14.5 | Yes | Yes | 2015-02-05 |  | 0
FALSE | RA1418AJ1 | 4757 | 7599547 | RHEEM SALES COMPANY, INC. | RA1418AJ1 | AC | Split System: Air-Cooled Condensing Unit, Coil with Blower | RA1418AJ1 |  | RCFN-H*2417 | 13 | 16 | Yes | Yes | 2015-02-05 |  | 2
FALSE | RA1630AJ1 | 4916 | 7941180 | RHEEM SALES COMPANY, INC. | RA1630AJ1 | AC | Split System: Air-Cooled Condensing Unit, Coil with Blower | RA1630AJ1 |  | RCFL-H*3821 | 13 | 16 | Yes | Yes | 2015-02-05 |  | 2
FALSE | RA1442AD1 | 4761 | 7492110 | RHEEM SALES COMPANY, INC. | RA1442AJ1 | AC | Split System: Air-Cooled Condensing Unit, Coil with Blower | RA1442AJ1 |  | RCFL-H*4824 | 12 | 14.5 | Yes | Yes | 2015-02-05 |  | 0
FALSE | RA1642AJ1 | 4918 | 7942602 | RHEEM SALES COMPANY, INC. | RA1642AJ1 | AC | Split System: Air-Cooled Condensing Unit, Coil with Blower | RA1642AJ1 |  | RCF4821STAM | 13 | 15.5 | Yes | Yes | 2015-02-05 |  | 1
FALSE | RA1430AJ1 | 4759 | 7491190 | RHEEM SALES COMPANY, INC. | RA1430AJ1 | AC | Split System: Air-Cooled Condensing Unit, Coil with Blower | RA1430AJ1 |  | RCFL-H*3824 | 13 | 16 | Yes | Yes | 2015-02-05 |  | 2
FALSE | RA1418AJ1 | 4757 | 7944910 | RHEEM SALES COMPANY, INC. | RA1418AJ1 | AC | Split System: Air-Cooled Condensing Unit, Coil with Blower | RA1418AJ1 |  | RCF2417HTAM | 13 | 16 | Yes | Yes | 2015-02-05 |  | 2
FALSE | RA1424AJ1 | 4758 | 7490938 | RHEEM SALES COMPANY, INC. | RA1424AJ1 | AC | Split System: Air-Cooled Condensing Unit, Coil with Blower | RA1424AJ1 |  | RCFN-H*2421 | 12.5 | 15.1 | Yes | Yes | 2015-02-05 |  | 1
FALSE | RA1630AJ1 | 4916 | 7940976 | RHEEM SALES COMPANY, INC. | RA1630AJ1 | AC | Split System: Air-Cooled Condensing Unit, Coil with Blower | RA1630AJ1 |  | RCF3621STAM | 13 | 16 | Yes | Yes | 2015-02-05 |  | 2
FALSE | RA1424AJ1 | 4758 | 7490738 | RHEEM SALES COMPANY, INC. | RA1424AJ1 | AC | Split System: Air-Cooled Condensing Unit, Coil with Blower | RA1424AJ1 |  | RCF2417HTAM | 13 | 15.5 | Yes | Yes | 2015-02-05 |  | 1
FALSE | RA1436AD1 | 4760 | 7491671 | RHEEM SALES COMPANY, INC. | RA1436AJ1 | AC | Split System: Air-Cooled Condensing Unit, Coil with Blower | RA1436AJ1 |  | RCFL-H*3621 | 12.5 | 15.1 | Yes | Yes | 2015-02-05 |  | 1
FALSE | RA1624AJ1 | 4915 | 7940821 | RHEEM SALES COMPANY, INC. | RA1624AJ1 | AC | Split System: Air-Cooled Condensing Unit, Coil with Blower | RA1624AJ1 |  | RCFN-H*2417 | 13 | 16 | Yes | Yes | 2015-02-05 |  | 2
FALSE | RA1336AD1 | 4824 | 7508837 | RHEEM SALES COMPANY, INC. | RA1336AJ1 | AC | Split System: Air-Cooled Condensing Unit, Coil with Blower | RA1336AJ1 |  | RCFN-H*3624 | 12.5 | 15.1 | Yes | Yes | 2015-02-05 |  | 1
FALSE | RA1424AJ1 | 4758 | 7490759 | RHEEM SALES COMPANY, INC. | RA1424AJ1 | AC | Split System: Air-Cooled Condensing Unit, Coil with Blower | RA1424AJ1 |  | RCF2417MTAM | 12.5 | 15.1 | Yes | Yes | 2015-02-05 |  | 1
FALSE | RA1648AJ1 | 4919 | 7943481 | RHEEM SALES COMPANY, INC. | RA1648AJ1 | AC | Split System: Air-Cooled Condensing Unit, Coil with Blower | RA1648AJ1 |  | RCQD-4821 | 13 | 15.5 | Yes | Yes | 2015-02-05 |  | 1
FALSE | RA1436AD1 | 4760 | 7599812 | RHEEM SALES COMPANY, INC. | RA1436AD1 | AC | Split System: Air-Cooled Condensing Unit, Coil with Blower | RA1436AD1 |  | RCF3621STAM | 12 | 14.5 | Yes | Yes | 2015-02-05 |  | 0
FALSE | RA1424AJ1 | 4758 | 7490927 | RHEEM SALES COMPANY, INC. | RA1424AJ1 | AC | Split System: Air-Cooled Condensing Unit, Coil with Blower | RA1424AJ1 |  | RCFN-H*2421 | 13 | 15.5 | Yes | Yes | 2015-02-05 |  | 1
FALSE | RA1318AJ1 | 4821 | 7507545 | RHEEM SALES COMPANY, INC. | RA1318AJ1 | AC | Split System: Air-Cooled Condensing Unit, Coil with Blower | RA1318AJ1 |  | RCFL-H*2621 | 12.5 | 15.1 | Yes | Yes | 2015-02-05 |  | 1
FALSE | RA1618AJ1 | 4914 | 7940499 | RHEEM SALES COMPANY, INC. | RA1618AJ1 | AC | Split System: Air-Cooled Condensing Unit, Coil with Blower | RA1618AJ1 |  | RCFN-H*2417 | 13 | 16 | Yes | Yes | 2015-02-05 |  | 2
FALSE | RA1336AD1 | 4824 | 7508866 | RHEEM SALES COMPANY, INC. | RA1336AJ1 | AC | Split System: Air-Cooled Condensing Unit, Coil with Blower | RA1336AJ1 |  | RCQD-3621 | 12 | 14.5 | Yes | Yes | 2015-02-05 |  | 0
FALSE | RA1660AC1 | 4920 | 7943581 | RHEEM SALES COMPANY, INC. | RA1660AJ1 | AC | Split System: Air-Cooled Condensing Unit, Coil with Blower | RA1660AJ1 |  | RCF6024STAM | 12.5 | 15.1 | Yes | Yes | 2015-02-05 |  | 1
FALSE | RA1618AJ1 | 4914 | 7940460 | RHEEM SALES COMPANY, INC. | RA1618AJ1 | AC | Split System: Air-Cooled Condensing Unit, Coil with Blower | RA1618AJ1 |  | RCFL-H*2621 | 13 | 16 | Yes | Yes | 2015-02-05 |  | 2
FALSE | RA1448AD1 | 4762 | 7601542 | RHEEM SALES COMPANY, INC. | RA1448AC1 | AC | Split System: Air-Cooled Condensing Unit, Coil with Blower | RA1448AC1 |  | RCQD-4824 | 12 | 14.5 | Yes | Yes | 2015-02-05 |  | 0
FALSE | RA1436AD1 | 4760 | 7491512 | RHEEM SALES COMPANY, INC. | RA1436AC1 | AC | Split System: Air-Cooled Condensing Unit, Coil with Blower | RA1436AC1 |  | RCQD-3624 | 13 | 16 | Yes | Yes | 2015-02-05 |  | 2
FALSE | RA1648AJ1 | 4919 | 7943084 | RHEEM SALES COMPANY, INC. | RA1648AC1 | AC | Split System: Air-Cooled Condensing Unit, Coil with Blower | RA1648AC1 |  | RCFL-H*4824 | 13 | 15.5 | Yes | Yes | 2015-02-05 |  | 1
FALSE | RA1330AJ1 | 4823 | 7508106 | RHEEM SALES COMPANY, INC. | RA1330AJ1 | AC | Split System: Air-Cooled Condensing Unit, Coil with Blower | RA1330AJ1 |  | RCFN-H*3624 | 12.5 | 15.1 | Yes | Yes | 2015-02-05 |  | 1
FALSE | RA1648AJ1 | 4919 | 7943226 | RHEEM SALES COMPANY, INC. | RA1648AJ1 | AC | Split System: Air-Cooled Condensing Unit, Coil with Blower | RA1648AJ1 |  | RCF4821STAM | 12.5 | 15.1 | Yes | Yes | 2015-02-05 |  | 1
FALSE | RA1436AD1 | 4760 | 7501092 | RHEEM SALES COMPANY, INC. | RA1436AJ1 | AC | Split System: Air-Cooled Condensing Unit, Coil with Blower | RA1436AJ1 |  | RCFL-H*3824 | 13 | 15.5 | Yes | Yes | 2015-02-05 |  | 1
FALSE | RA1336AD1 | 4824 | 7508833 | RHEEM SALES COMPANY, INC. | RA1336AJ1 | AC | Split System: Air-Cooled Condensing Unit, Coil with Blower | RA1336AJ1 |  | RCFN-H*3624 | 12.5 | 15 | Yes | Yes | 2015-02-05 |  | 1
FALSE | RA1448AD1 | 4762 | 7501204 | RHEEM SALES COMPANY, INC. | RA1448AJ1 | AC | Split System: Air-Cooled Condensing Unit, Coil with Blower | RA1448AJ1 |  | RCF4824STAM | 12 | 14.5 | Yes | Yes | 2015-02-05 |  | 0
FALSE | RA1436AD1 | 4760 | 7599786 | RHEEM SALES COMPANY, INC. | RA1436AD1 | AC | Split System: Air-Cooled Condensing Unit, Coil with Blower | RA1436AD1 |  | RCF3621MTAM | 13 | 16 | Yes | Yes | 2015-02-05 |  | 2
FALSE | RA1642AJ1 | 4918 | 7942787 | RHEEM SALES COMPANY, INC. | RA1642AJ1 | AC | Split System: Air-Cooled Condensing Unit, Coil with Blower | RA1642AJ1 |  | RCFN-H*4824 | 13 | 16 | Yes | Yes | 2015-02-05 |  | 2
FALSE | RA1418AJ1 | 4757 | 7490574 | RHEEM SALES COMPANY, INC. | RA1418AJ1 | AC | Split System: Air-Cooled Condensing Unit, Coil with Blower | RA1418AJ1 |  | RCF2421HTAM | 13 | 16 | Yes | Yes | 2015-02-05 |  | 2
FALSE | RA1436AD1 | 4760 | 7491257 | RHEEM SALES COMPANY, INC. | RA1436AC1 | AC | Split System: Air-Cooled Condensing Unit, Coil with Blower | RA1436AC1 |  | RCF3621MTAM | 13 | 15.5 | Yes | Yes | 2015-02-05 |  | 1
FALSE | RA1618AJ1 | 4914 | 7940373 | RHEEM SALES COMPANY, INC. | RA1618AJ1 | AC | Split System: Air-Cooled Condensing Unit, Coil with Blower | RA1618AJ1 |  | RCF2421HTAM | 13 | 16 | Yes | Yes | 2015-02-05 |  | 2
FALSE | RA1424AJ1 | 4758 | 7490852 | RHEEM SALES COMPANY, INC. | RA1424AJ1 | AC | Split System: Air-Cooled Condensing Unit, Coil with Blower | RA1424AJ1 |  | RCFL-H*2617 | 12.5 | 15.1 | Yes | Yes | 2015-02-05 |  | 1
FALSE | RA1442AD1 | 4761 | 7501137 | RHEEM SALES COMPANY, INC. | RA1442AJ1 | AC | Split System: Air-Cooled Condensing Unit, Coil with Blower | RA1442AJ1 |  | RCF4824HTAM | 13 | 15.5 | Yes | Yes | 2015-02-05 |  | 1
FALSE | RA1636AJ1 | 4917 | 7941933 | RHEEM SALES COMPANY, INC. | RA1636AJ1 | AC | Split System: Air-Cooled Condensing Unit, Coil with Blower | RA1636AJ1 |  | RCF3624HTAM | 13 | 16 | Yes | Yes | 2015-02-05 |  | 2
FALSE | RA1418AJ1 | 4757 | 7599546 | RHEEM SALES COMPANY, INC. | RA1418AJ1 | AC | Split System: Air-Cooled Condensing Unit, Coil with Blower | RA1418AJ1 |  | RCFN-H*2417 | 13 | 16 | Yes | Yes | 2015-02-05 |  | 2
FALSE | RA1636AJ1 | 4917 | 7941584 | RHEEM SALES COMPANY, INC. | RA1636AC1 | AC | Split System: Air-Cooled Condensing Unit, Coil with Blower | RA1636AC1 |  | RCFL-H*3621 | 12.5 | 15.1 | Yes | Yes | 2015-02-05 |  | 1
FALSE | RA1448AD1 | 4762 | 7501224 | RHEEM SALES COMPANY, INC. | RA1448AJ1 | AC | Split System: Air-Cooled Condensing Unit, Coil with Blower | RA1448AJ1 |  | RCQD-4824 | 12.5 | 15.1 | Yes | Yes | 2015-02-05 |  | 1
FALSE | RA1330AJ1 | 4823 | 7983295 | RHEEM SALES COMPANY, INC. | RA1330AJ1 | AC | Split System: Air-Cooled Condensing Unit, Coil with Blower | RA1330AJ1 |  | RCF3624HTAM | 13 | 15.5 | Yes | Yes | 2015-02-05 |  | 1
FALSE | RA1430AJ1 | 4759 | 7491095 | RHEEM SALES COMPANY, INC. | RA1430AJ1 | AC | Split System: Air-Cooled Condensing Unit, Coil with Blower | RA1430AJ1 |  | RCFL-H*3617 | 13 | 15.5 | Yes | Yes | 2015-02-05 |  | 1
FALSE | RA1618AJ1 | 4914 | 7943957 | RHEEM SALES COMPANY, INC. | RA1618AJ1 | AC | Split System: Air-Cooled Condensing Unit, Coil with Blower | RA1618AJ1 |  | RCF2417MTAM | 13 | 16 | Yes | Yes | 2015-02-05 |  | 2
FALSE | RA1418AJ1 | 4757 | 7599535 | RHEEM SALES COMPANY, INC. | RA1418AJ1 | AC | Split System: Air-Cooled Condensing Unit, Coil with Blower | RA1418AJ1 |  | RCFL-H*2617 | 13 | 16 | Yes | Yes | 2015-02-05 |  | 2
FALSE | RA1636AJ1 | 4917 | 7941897 | RHEEM SALES COMPANY, INC. | RA1636AJ1 | AC | Split System: Air-Cooled Condensing Unit, Coil with Blower | RA1636AJ1 |  | RCF3621STAM | 13 | 15.5 | Yes | Yes | 2015-02-05 |  | 1
FALSE | RA1442AD1 | 4761 | 7492118 | RHEEM SALES COMPANY, INC. | RA1442AJ1 | AC | Split System: Air-Cooled Condensing Unit, Coil with Blower | RA1442AJ1 |  | RCFL-H*4824 | 12.5 | 15.1 | Yes | Yes | 2015-02-05 |  | 1
FALSE | RA1436AD1 | 4760 | 7599837 | RHEEM SALES COMPANY, INC. | RA1436AD1 | AC | Split System: Air-Cooled Condensing Unit, Coil with Blower | RA1436AD1 |  | RCF3621STAM | 12.5 | 15.1 | Yes | Yes | 2015-02-05 |  | 1
FALSE | RA1636AJ1 | 4917 | 7942149 | RHEEM SALES COMPANY, INC. | RA1636AJ1 | AC | Split System: Air-Cooled Condensing Unit, Coil with Blower | RA1636AJ1 |  | RCQD-3621 | 13 | 16 | Yes | Yes | 2015-02-05 |  | 2
FALSE | RA1436AD1 | 4760 | 7601402 | RHEEM SALES COMPANY, INC. | RA1436AC1 | AC | Split System: Air-Cooled Condensing Unit, Coil with Blower | RA1436AC1 |  | RCF3621STAM | 12 | 14.5 | Yes | Yes | 2015-02-05 |  | 0
FALSE | RA1636AJ1 | 4917 | 7941462 | RHEEM SALES COMPANY, INC. | RA1636AC1 | AC | Split System: Air-Cooled Condensing Unit, Coil with Blower | RA1636AC1 |  | RCF3621STAM | 13 | 15.5 | Yes | Yes | 2015-02-05 |  | 1
FALSE | RA1648AJ1 | 4919 | 7943030 | RHEEM SALES COMPANY, INC. | RA1648AC1 | AC | Split System: Air-Cooled Condensing Unit, Coil with Blower | RA1648AC1 |  | RCFL-H*4821 | 12.5 | 15.1 | Yes | Yes | 2015-02-05 |  | 1
FALSE | RA1618AJ1 | 4914 | 7943976 | RHEEM SALES COMPANY, INC. | RA1618AJ1 | AC | Split System: Air-Cooled Condensing Unit, Coil with Blower | RA1618AJ1 |  | RCF2421MTAM | 13 | 16 | Yes | Yes | 2015-02-05 |  | 2
FALSE | RA1636AJ1 | 4917 | 7941783 | RHEEM SALES COMPANY, INC. | RA1636AC1 | AC | Split System: Air-Cooled Condensing Unit, Coil with Blower | RA1636AC1 |  | RHLL-HM3617 | 13 | 15.5 | Yes | Yes | 2015-02-05 |  | 1
FALSE | RA1436AD1 | 4760 | 7491520 | RHEEM SALES COMPANY, INC. | RA1436AC1 | AC | Split System: Air-Cooled Condensing Unit, Coil with Blower | RA1436AC1 |  | RH2V3624HTAC | 13 | 16 | Yes | Yes | 2015-02-05 |  | 2
FALSE | RA1318AJ1 | 4821 | 7507450 | RHEEM SALES COMPANY, INC. | RA1318AJ1 | AC | Split System: Air-Cooled Condensing Unit, Coil with Blower | RA1318AJ1 |  | RCF2417STAM | 12 | 14.5 | Yes | Yes | 2015-02-05 |  | 0
FALSE | RA1624AJ1 | 4915 | 7940730 | RHEEM SALES COMPANY, INC. | RA1624AJ1 | AC | Split System: Air-Cooled Condensing Unit, Coil with Blower | RA1624AJ1 |  | RCFL-H*2417 | 13 | 15.5 | Yes | Yes | 2015-02-05 |  | 1
FALSE | RA1642AJ1 | 4918 | 7942442 | RHEEM SALES COMPANY, INC. | RA1642AC1 | AC | Split System: Air-Cooled Condensing Unit, Coil with Blower | RA1642AC1 |  | RCFN-H*4824 | 13 | 16 | Yes | Yes | 2015-02-05 |  | 2
FALSE | RA1448AD1 | 4762 | 7492512 | RHEEM SALES COMPANY, INC. | RA1448AJ1 | AC | Split System: Air-Cooled Condensing Unit, Coil with Blower | RA1448AJ1 |  | RCFN-H*4824 | 12.5 | 15.1 | Yes | Yes | 2015-02-05 |  | 1
FALSE | RA1330AJ1 | 4823 | 7508111 | RHEEM SALES COMPANY, INC. | RA1330AJ1 | AC | Split System: Air-Cooled Condensing Unit, Coil with Blower | RA1330AJ1 |  | RCFN-H*3624 | 13 | 15.5 | Yes | Yes | 2015-02-05 |  | 1
FALSE | RA1436AD1 | 4760 | 7491510 | RHEEM SALES COMPANY, INC. | RA1436AC1 | AC | Split System: Air-Cooled Condensing Unit, Coil with Blower | RA1436AC1 |  | RCQD-3624 | 13 | 16 | Yes | Yes | 2015-02-05 |  | 2
FALSE | RA1448AD1 | 4762 | 7600572 | RHEEM SALES COMPANY, INC. | RA1448AC1 | AC | Split System: Air-Cooled Condensing Unit, Coil with Blower | RA1448AC1 |  | RCF4824STAM | 12.5 | 15 | Yes | Yes | 2015-02-05 |  | 1
FALSE | RA1636AJ1 | 4917 | 7942092 | RHEEM SALES COMPANY, INC. | RA1636AJ1 | AC | Split System: Air-Cooled Condensing Unit, Coil with Blower | RA1636AJ1 |  | RCFL-H*3821 | 13 | 16 | Yes | Yes | 2015-02-05 |  | 2
FALSE | RA1660AC1 | 4920 | 7943919 | RHEEM SALES COMPANY, INC. | RA1660AC1 | AC | Split System: Air-Cooled Condensing Unit, Coil with Blower | RA1660AC1 |  | RCQD-6024 | 12 | 14.5 | Yes | Yes | 2015-02-05 |  | 0
FALSE | RA1636AJ1 | 4917 | 7941432 | RHEEM SALES COMPANY, INC. | RA1636AC1 | AC | Split System: Air-Cooled Condensing Unit, Coil with Blower | RA1636AC1 |  | RCF3621STAM | 13 | 15.5 | Yes | Yes | 2015-02-05 |  | 1
FALSE | RA1436AD1 | 4760 | 7599997 | RHEEM SALES COMPANY, INC. | RA1436AD1 | AC | Split System: Air-Cooled Condensing Unit, Coil with Blower | RA1436AD1 |  | RCFL-H*3621 | 12 | 14.5 | Yes | Yes | 2015-02-05 |  | 0
FALSE | RA1630AJ1 | 4916 | 7940912 | RHEEM SALES COMPANY, INC. | RA1630AJ1 | AC | Split System: Air-Cooled Condensing Unit, Coil with Blower | RA1630AJ1 |  | RCF3617STAM | 13 | 16 | Yes | Yes | 2015-02-05 |  | 2
FALSE | RA1418AJ1 | 4757 | 7490532 | RHEEM SALES COMPANY, INC. | RA1418AJ1 | AC | Split System: Air-Cooled Condensing Unit, Coil with Blower | RA1418AJ1 |  | RCF2417HTAM | 13 | 16 | Yes | Yes | 2015-02-05 |  | 2
FALSE | RA1442AD1 | 4761 | 7491988 | RHEEM SALES COMPANY, INC. | RA1442AC1 | AC | Split System: Air-Cooled Condensing Unit, Coil with Blower | RA1442AC1 |  | RH1V4821STAN | 12.5 | 15 | Yes | Yes | 2015-02-05 |  | 1
FALSE | RA1330AJ1 | 4823 | 7507878 | RHEEM SALES COMPANY, INC. | RA1330AJ1 | AC | Split System: Air-Cooled Condensing Unit, Coil with Blower | RA1330AJ1 |  | RCF3621MTAM | 12 | 14.5 | Yes | Yes | 2015-02-05 |  | 0
FALSE | RA1330AJ1 | 4823 | 7508166 | RHEEM SALES COMPANY, INC. | RA1330AJ1 | AC | Split System: Air-Cooled Condensing Unit, Coil with Blower | RA1330AJ1 |  | RCQD-3624 | 13 | 15.5 | Yes | Yes | 2015-02-05 |  | 1
FALSE | RA1448AD1 | 4762 | 7600744 | RHEEM SALES COMPANY, INC. | RA1448AD1 | AC | Split System: Air-Cooled Condensing Unit, Coil with Blower | RA1448AD1 |  | RCFL-H*4824 | 12 | 14.5 | Yes | Yes | 2015-02-05 |  | 0
FALSE | RA1648AJ1 | 4919 | 7943503 | RHEEM SALES COMPANY, INC. | RA1648AJ1 | AC | Split System: Air-Cooled Condensing Unit, Coil with Blower | RA1648AJ1 |  | RCQD-4824 | 13 | 16 | Yes | Yes | 2015-02-05 |  | 2
FALSE | RA1436AD1 | 4760 | 7491382 | RHEEM SALES COMPANY, INC. | RA1436AC1 | AC | Split System: Air-Cooled Condensing Unit, Coil with Blower | RA1436AC1 |  | RCFL-H*3621 | 12 | 14.5 | Yes | Yes | 2015-02-05 |  | 0
FALSE | RA1442AD1 | 4761 | 7492117 | RHEEM SALES COMPANY, INC. | RA1442AJ1 | AC | Split System: Air-Cooled Condensing Unit, Coil with Blower | RA1442AJ1 |  | RCFL-H*4824 | 12 | 14.5 | Yes | Yes | 2015-02-05 |  | 0
FALSE | RA1618AJ1 | 4914 | 7940367 | RHEEM SALES COMPANY, INC. | RA1618AJ1 | AC | Split System: Air-Cooled Condensing Unit, Coil with Blower | RA1618AJ1 |  | RCF2421HTAM | 13 | 16 | Yes | Yes | 2015-02-05 |  | 2
FALSE | RA1636AJ1 | 4917 | 7941492 | RHEEM SALES COMPANY, INC. | RA1636AC1 | AC | Split System: Air-Cooled Condensing Unit, Coil with Blower | RA1636AC1 |  | RCF3624HTAM | 13 | 16 | Yes | Yes | 2015-02-05 |  | 2
FALSE | RA1636AJ1 | 4917 | 7942033 | RHEEM SALES COMPANY, INC. | RA1636AJ1 | AC | Split System: Air-Cooled Condensing Unit, Coil with Blower | RA1636AJ1 |  | RCFL-H*3621 | 12.5 | 15.1 | Yes | Yes | 2015-02-05 |  | 1
FALSE | RA1336AD1 | 4824 | 7508753 | RHEEM SALES COMPANY, INC. | RA1336AJ1 | AC | Split System: Air-Cooled Condensing Unit, Coil with Blower | RA1336AJ1 |  | RCFL-H*3821 | 12 | 14.5 | Yes | Yes | 2015-02-05 |  | 0
FALSE | RA1636AJ1 | 4917 | 7941760 | RHEEM SALES COMPANY, INC. | RA1636AC1 | AC | Split System: Air-Cooled Condensing Unit, Coil with Blower | RA1636AC1 |  | RCQD-3624 | 13 | 16 | Yes | Yes | 2015-02-05 |  | 2
FALSE | RA1642AJ1 | 4918 | 7942862 | RHEEM SALES COMPANY, INC. | RA1642AJ1 | AC | Split System: Air-Cooled Condensing Unit, Coil with Blower | RA1642AJ1 |  | RCQD-4824 | 13 | 15.5 | Yes | Yes | 2015-02-05 |  | 1
FALSE | RA1436AD1 | 4760 | 7599777 | RHEEM SALES COMPANY, INC. | RA1436AD1 | AC | Split System: Air-Cooled Condensing Unit, Coil with Blower | RA1436AD1 |  | RCF3621MTAM | 12.5 | 15.1 | Yes | Yes | 2015-02-05 |  | 1
FALSE | RA1330AJ1 | 4823 | 7507883 | RHEEM SALES COMPANY, INC. | RA1330AJ1 | AC | Split System: Air-Cooled Condensing Unit, Coil with Blower | RA1330AJ1 |  | RCF3621MTAM | 12.5 | 15 | Yes | Yes | 2015-02-05 |  | 1
FALSE | RA1430AJ1 | 4759 | 7490995 | RHEEM SALES COMPANY, INC. | RA1430AJ1 | AC | Split System: Air-Cooled Condensing Unit, Coil with Blower | RA1430AJ1 |  | RCF3621MTAM | 13 | 16 | Yes | Yes | 2015-02-05 |  | 2
FALSE | RA1636AJ1 | 4917 | 7941907 | RHEEM SALES COMPANY, INC. | RA1636AJ1 | AC | Split System: Air-Cooled Condensing Unit, Coil with Blower | RA1636AJ1 |  | RCF3624HTAM | 13 | 16 | Yes | Yes | 2015-02-05 |  | 2
FALSE | RA1624AJ1 | 4915 | 7940812 | RHEEM SALES COMPANY, INC. | RA1624AJ1 | AC | Split System: Air-Cooled Condensing Unit, Coil with Blower | RA1624AJ1 |  | RCFN-H*2417 | 13 | 16 | Yes | Yes | 2015-02-05 |  | 2
FALSE | RA1330AJ1 | 4823 | 7508076 | RHEEM SALES COMPANY, INC. | RA1330AJ1 | AC | Split System: Air-Cooled Condensing Unit, Coil with Blower | RA1330AJ1 |  | RCFL-H*3824 | 12 | 14.5 | Yes | Yes | 2015-02-05 |  | 0
FALSE | RA1648AJ1 | 4919 | 7943178 | RHEEM SALES COMPANY, INC. | RA1648AC1 | AC | Split System: Air-Cooled Condensing Unit, Coil with Blower | RA1648AC1 |  | RCQD-4824 | 13 | 16 | Yes | Yes | 2015-02-05 |  | 2
FALSE | RA1636AJ1 | 4917 | 7941826 | RHEEM SALES COMPANY, INC. | RA1636AJ1 | AC | Split System: Air-Cooled Condensing Unit, Coil with Blower | RA1636AJ1 |  | RCF3621MTAM | 13 | 16 | Yes | Yes | 2015-02-05 |  | 2
FALSE | RA1636AJ1 | 4917 | 7942173 | RHEEM SALES COMPANY, INC. | RA1636AJ1 | AC | Split System: Air-Cooled Condensing Unit, Coil with Blower | RA1636AJ1 |  | RCQD-3621 | 13 | 16 | Yes | Yes | 2015-02-05 |  | 2
FALSE | RA1642AJ1 | 4918 | 7942834 | RHEEM SALES COMPANY, INC. | RA1642AJ1 | AC | Split System: Air-Cooled Condensing Unit, Coil with Blower | RA1642AJ1 |  | RCQD-4821 | 13 | 15.5 | Yes | Yes | 2015-02-05 |  | 1
FALSE | RA1336AD1 | 4824 | 7508551 | RHEEM SALES COMPANY, INC. | RA1336AC1 | AC | Split System: Air-Cooled Condensing Unit, Coil with Blower | RA1336AC1 |  | RHML-HM3621 | 12 | 14.5 | Yes | Yes | 2015-02-05 |  | 0
FALSE | RA1324AJ1 | 4822 | 7982296 | RHEEM SALES COMPANY, INC. | RA1324AJ1 | AC | Split System: Air-Cooled Condensing Unit, Coil with Blower | RA1324AJ1 |  | RCFL-H*2621 | 12 | 14.5 | Yes | Yes | 2015-02-05 |  | 0
FALSE | RA1636AJ1 | 4917 | 7941444 | RHEEM SALES COMPANY, INC. | RA1636AC1 | AC | Split System: Air-Cooled Condensing Unit, Coil with Blower | RA1636AC1 |  | RCF3621STAM | 13 | 15.5 | Yes | Yes | 2015-02-05 |  | 1
FALSE | RA1330AJ1 | 4823 | 7508153 | RHEEM SALES COMPANY, INC. | RA1330AJ1 | AC | Split System: Air-Cooled Condensing Unit, Coil with Blower | RA1330AJ1 |  | RCQD-3621 | 12.5 | 15.1 | Yes | Yes | 2015-02-05 |  | 1
FALSE | RA1648AJ1 | 4919 | 7943095 | RHEEM SALES COMPANY, INC. | RA1648AC1 | AC | Split System: Air-Cooled Condensing Unit, Coil with Blower | RA1648AC1 |  | RCFL-H*4824 | 12.5 | 15.1 | Yes | Yes | 2015-02-05 |  | 1
FALSE | RA1330AJ1 | 4823 | 7508152 | RHEEM SALES COMPANY, INC. | RA1330AJ1 | AC | Split System: Air-Cooled Condensing Unit, Coil with Blower | RA1330AJ1 |  | RCQD-3621 | 12 | 14.5 | Yes | Yes | 2015-02-05 |  | 0
FALSE | RA1424AJ1 | 4758 | 7490827 | RHEEM SALES COMPANY, INC. | RA1424AJ1 | AC | Split System: Air-Cooled Condensing Unit, Coil with Blower | RA1424AJ1 |  | RCF2421MTAM | 13 | 15.5 | Yes | Yes | 2015-02-05 |  | 1
FALSE | RA1324AJ1 | 4822 | 7507772 | RHEEM SALES COMPANY, INC. | RA1324AJ1 | AC | Split System: Air-Cooled Condensing Unit, Coil with Blower | RA1324AJ1 |  | RCFL-H*2621 | 12 | 14.5 | Yes | Yes | 2015-02-05 |  | 0
FALSE | RA1636AJ1 | 4917 | 7942147 | RHEEM SALES COMPANY, INC. | RA1636AJ1 | AC | Split System: Air-Cooled Condensing Unit, Coil with Blower | RA1636AJ1 |  | RCQD-3621 | 13 | 16 | Yes | Yes | 2015-02-05 |  | 2
FALSE | RA1630AJ1 | 4916 | 7941132 | RHEEM SALES COMPANY, INC. | RA1630AJ1 | AC | Split System: Air-Cooled Condensing Unit, Coil with Blower | RA1630AJ1 |  | RCFL-H*3621 | 13 | 16 | Yes | Yes | 2015-02-05 |  | 2
FALSE | RA1648AJ1 | 4919 | 7943017 | RHEEM SALES COMPANY, INC. | RA1648AC1 | AC | Split System: Air-Cooled Condensing Unit, Coil with Blower | RA1648AC1 |  | RCFL-H*4821 | 12 | 14.5 | Yes | Yes | 2015-02-05 |  | 0
FALSE | RA1424AJ1 | 4758 | 7601358 | RHEEM SALES COMPANY, INC. | RA1424AJ1 | AC | Split System: Air-Cooled Condensing Unit, Coil with Blower | RA1424AJ1 |  | RCFL-H*2621 | 13 | 15.5 | Yes | Yes | 2015-02-05 |  | 1
FALSE | RA1642AJ1 | 4918 | 7942250 | RHEEM SALES COMPANY, INC. | RA1642AC1 | AC | Split System: Air-Cooled Condensing Unit, Coil with Blower | RA1642AC1 |  | RCF4821STAM | 12.5 | 15 | Yes | Yes | 2015-02-05 |  | 1
FALSE | RA1448AD1 | 4762 | 7600648 | RHEEM SALES COMPANY, INC. | RA1448AD1 | AC | Split System: Air-Cooled Condensing Unit, Coil with Blower | RA1448AD1 |  | RCF4824HTAM | 12 | 14.5 | Yes | Yes | 2015-02-05 |  | 0
FALSE | RA1436AD1 | 4760 | 7501035 | RHEEM SALES COMPANY, INC. | RA1436AC1 | AC | Split System: Air-Cooled Condensing Unit, Coil with Blower | RA1436AC1 |  | RCFL-H*3617 | 12.5 | 15 | Yes | Yes | 2015-02-05 |  | 1
FALSE | RA1330AJ1 | 4823 | 7982346 | RHEEM SALES COMPANY, INC. | RA1330AJ1 | AC | Split System: Air-Cooled Condensing Unit, Coil with Blower | RA1330AJ1 |  | RCFL-H*3821 | 12 | 14.5 | Yes | Yes | 2015-02-05 |  | 0
FALSE | RA1630AJ1 | 4916 | 7941097 | RHEEM SALES COMPANY, INC. | RA1630AJ1 | AC | Split System: Air-Cooled Condensing Unit, Coil with Blower | RA1630AJ1 |  | RCFL-H*3617 | 13 | 16 | Yes | Yes | 2015-02-05 |  | 2
FALSE | RA1660AC1 | 4920 | 7943887 | RHEEM SALES COMPANY, INC. | RA1660AC1 | AC | Split System: Air-Cooled Condensing Unit, Coil with Blower | RA1660AC1 |  | RCFN-H*6024 | 12.5 | 15.1 | Yes | Yes | 2015-02-05 |  | 1
FALSE | RA1642AJ1 | 4918 | 7942498 | RHEEM SALES COMPANY, INC. | RA1642AC1 | AC | Split System: Air-Cooled Condensing Unit, Coil with Blower | RA1642AC1 |  | RCQD-4821 | 13 | 15.5 | Yes | Yes | 2015-02-05 |  | 1
FALSE | RA1430AJ1 | 4759 | 7491056 | RHEEM SALES COMPANY, INC. | RA1430AJ1 | AC | Split System: Air-Cooled Condensing Unit, Coil with Blower | RA1430AJ1 |  | RCF3624HTAM | 13 | 16 | Yes | Yes | 2015-02-05 |  | 2
FALSE | RA1436AD1 | 4760 | 7599805 | RHEEM SALES COMPANY, INC. | RA1436AD1 | AC | Split System: Air-Cooled Condensing Unit, Coil with Blower | RA1436AD1 |  | RCF3621STAM | 12.5 | 15.1 | Yes | Yes | 2015-02-05 |  | 1
FALSE | RA1430AJ1 | 4759 | 7599621 | RHEEM SALES COMPANY, INC. | RA1430AJ1 | AC | Split System: Air-Cooled Condensing Unit, Coil with Blower | RA1430AJ1 |  | RCF3621MTAM | 13 | 16 | Yes | Yes | 2015-02-05 |  | 2
FALSE | RA1636AJ1 | 4917 | 7941974 | RHEEM SALES COMPANY, INC. | RA1636AJ1 | AC | Split System: Air-Cooled Condensing Unit, Coil with Blower | RA1636AJ1 |  | RCFL-H*3617 | 12.5 | 15 | Yes | Yes | 2015-02-05 |  | 1
FALSE | RA1436AD1 | 4760 | 7599682 | RHEEM SALES COMPANY, INC. | RA1436AC1 | AC | Split System: Air-Cooled Condensing Unit, Coil with Blower | RA1436AC1 |  | RCF3621MTAM | 13 | 15.5 | Yes | Yes | 2015-02-05 |  | 1
FALSE | RA1648AJ1 | 4919 | 7943447 | RHEEM SALES COMPANY, INC. | RA1648AJ1 | AC | Split System: Air-Cooled Condensing Unit, Coil with Blower | RA1648AJ1 |  | RCFN-H*4824 | 13 | 16 | Yes | Yes | 2015-02-05 |  | 2
FALSE | RA1418AJ1 | 4757 | 7606951 | RHEEM SALES COMPANY, INC. | RA1418AJ1 | AC | Split System: Air-Cooled Condensing Unit, Coil with Blower | RA1418AJ1 |  | RCFL-H*2417 | 13 | 15.5 | Yes | Yes | 2015-02-05 |  | 1
FALSE | RA1424AJ1 | 4758 | 7490964 | RHEEM SALES COMPANY, INC. | RA1424AJ1 | AC | Split System: Air-Cooled Condensing Unit, Coil with Blower | RA1424AJ1 |  | RH1T2417STAN | 13 | 15.5 | Yes | Yes | 2015-02-05 |  | 1
FALSE | RA1336AD1 | 4824 | 7508515 | RHEEM SALES COMPANY, INC. | RA1336AC1 | AC | Split System: Air-Cooled Condensing Unit, Coil with Blower | RA1336AC1 |  | RCQD-3621 | 12 | 14.5 | Yes | Yes | 2015-02-05 |  | 0
FALSE | RA1630AJ1 | 4916 | 7941078 | RHEEM SALES COMPANY, INC. | RA1630AJ1 | AC | Split System: Air-Cooled Condensing Unit, Coil with Blower | RA1630AJ1 |  | RCF3624MTAM | 13 | 16 | Yes | Yes | 2015-02-05 |  | 2
FALSE | RA1636AJ1 | 4917 | 7941366 | RHEEM SALES COMPANY, INC. | RA1636AC1 | AC | Split System: Air-Cooled Condensing Unit, Coil with Blower | RA1636AC1 |  | RCF3617STAM | 12.5 | 15.1 | Yes | Yes | 2015-02-05 |  | 1
FALSE | RA1424AJ1 | 4758 | 7490770 | RHEEM SALES COMPANY, INC. | RA1424AJ1 | AC | Split System: Air-Cooled Condensing Unit, Coil with Blower | RA1424AJ1 |  | RCF2417STAM | 12.5 | 15.1 | Yes | Yes | 2015-02-05 |  | 1
FALSE | RA1624AJ1 | 4915 | 7940737 | RHEEM SALES COMPANY, INC. | RA1624AJ1 | AC | Split System: Air-Cooled Condensing Unit, Coil with Blower | RA1624AJ1 |  | RCFL-H*2417 | 13 | 15.5 | Yes | Yes | 2015-02-05 |  | 1
FALSE | RA1630AJ1 | 4916 | 7944034 | RHEEM SALES COMPANY, INC. | RA1630AJ1 | AC | Split System: Air-Cooled Condensing Unit, Coil with Blower | RA1630AJ1 |  | RCF3621STAM | 13 | 16 | Yes | Yes | 2015-02-05 |  | 2
FALSE | RA1648AJ1 | 4919 | 7943335 | RHEEM SALES COMPANY, INC. | RA1648AJ1 | AC | Split System: Air-Cooled Condensing Unit, Coil with Blower | RA1648AJ1 |  | RCFL-H*4821 | 13 | 15.5 | Yes | Yes | 2015-02-05 |  | 1
FALSE | RA1636AJ1 | 4917 | 7941588 | RHEEM SALES COMPANY, INC. | RA1636AC1 | AC | Split System: Air-Cooled Condensing Unit, Coil with Blower | RA1636AC1 |  | RCFL-H*3621 | 12.5 | 15.1 | Yes | Yes | 2015-02-05 |  | 1
FALSE | RA1430AJ1 | 4759 | 7491023 | RHEEM SALES COMPANY, INC. | RA1430AJ1 | AC | Split System: Air-Cooled Condensing Unit, Coil with Blower | RA1430AJ1 |  | RCF3621STAM | 12.5 | 15.1 | Yes | Yes | 2015-02-05 |  | 1
FALSE | RA1442AD1 | 4761 | 7491914 | RHEEM SALES COMPANY, INC. | RA1442AC1 | AC | Split System: Air-Cooled Condensing Unit, Coil with Blower | RA1442AC1 |  | RCFL-H*4821 | 12 | 14.5 | Yes | Yes | 2015-02-05 |  | 0
FALSE | RA1436AD1 | 4760 | 7600046 | RHEEM SALES COMPANY, INC. | RA1436AD1 | AC | Split System: Air-Cooled Condensing Unit, Coil with Blower | RA1436AD1 |  | RCFL-H*3821 | 13 | 15.5 | Yes | Yes | 2015-02-05 |  | 1
FALSE | RA1442AD1 | 4761 | 7491853 | RHEEM SALES COMPANY, INC. | RA1442AC1 | AC | Split System: Air-Cooled Condensing Unit, Coil with Blower | RA1442AC1 |  | RCF4824HTAM | 12.5 | 15.1 | Yes | Yes | 2015-02-05 |  | 1
FALSE | RA1330AJ1 | 4823 | 7982311 | RHEEM SALES COMPANY, INC. | RA1330AJ1 | AC | Split System: Air-Cooled Condensing Unit, Coil with Blower | RA1330AJ1 |  | RCF3621MTAM | 12 | 14.5 | Yes | Yes | 2015-02-05 |  | 0
FALSE | RA1618AJ1 | 4914 | 7943972 | RHEEM SALES COMPANY, INC. | RA1618AJ1 | AC | Split System: Air-Cooled Condensing Unit, Coil with Blower | RA1618AJ1 |  | RCF2421MTAM | 13 | 16 | Yes | Yes | 2015-02-05 |  | 2
FALSE | RA1418AJ1 | 4757 | 7490714 | RHEEM SALES COMPANY, INC. | RA1418AJ1 | AC | Split System: Air-Cooled Condensing Unit, Coil with Blower | RA1418AJ1 |  | RCQD-2417 | 13 | 16 | Yes | Yes | 2015-02-05 |  | 2
FALSE | RA1618AJ1 | 4914 | 7943950 | RHEEM SALES COMPANY, INC. | RA1618AJ1 | AC | Split System: Air-Cooled Condensing Unit, Coil with Blower | RA1618AJ1 |  | RCF2417HTAM | 13 | 16 | Yes | Yes | 2015-02-05 |  | 2
FALSE | RA1324AJ1 | 4822 | 7507706 | RHEEM SALES COMPANY, INC. | RA1324AJ1 | AC | Split System: Air-Cooled Condensing Unit, Coil with Blower | RA1324AJ1 |  | RCF2421MTAM | 12 | 14.5 | Yes | Yes | 2015-02-05 |  | 0
FALSE | RA1436AD1 | 4760 | 7491606 | RHEEM SALES COMPANY, INC. | RA1436AJ1 | AC | Split System: Air-Cooled Condensing Unit, Coil with Blower | RA1436AJ1 |  | RCF3624HTAM | 13 | 16 | Yes | Yes | 2015-02-05 |  | 2
FALSE | RA1448AD1 | 4762 | 7492401 | RHEEM SALES COMPANY, INC. | RA1448AJ1 | AC | Split System: Air-Cooled Condensing Unit, Coil with Blower | RA1448AJ1 |  | RCF4824HTAM | 12 | 14.5 | Yes | Yes | 2015-02-05 |  | 0
FALSE | RA1642AJ1 | 4918 | 7942417 | RHEEM SALES COMPANY, INC. | RA1642AC1 | AC | Split System: Air-Cooled Condensing Unit, Coil with Blower | RA1642AC1 |  | RCFL-H*4824 | 13 | 15.5 | Yes | Yes | 2015-02-05 |  | 1
FALSE | RA1330AJ1 | 4823 | 7508174 | RHEEM SALES COMPANY, INC. | RA1330AJ1 | AC | Split System: Air-Cooled Condensing Unit, Coil with Blower | RA1330AJ1 |  | RCQD-3624 | 12.5 | 15.1 | Yes | Yes | 2015-02-05 |  | 1
FALSE | RA1636AJ1 | 4917 | 7942013 | RHEEM SALES COMPANY, INC. | RA1636AJ1 | AC | Split System: Air-Cooled Condensing Unit, Coil with Blower | RA1636AJ1 |  | RCFL-H*3621 | 12.2 | 14.5 | Yes | Yes | 2015-02-05 |  | 0
FALSE | RA1642AJ1 | 4918 | 7942429 | RHEEM SALES COMPANY, INC. | RA1642AC1 | AC | Split System: Air-Cooled Condensing Unit, Coil with Blower | RA1642AC1 |  | RCFL-H*4824 | 13 | 15.5 | Yes | Yes | 2015-02-05 |  | 1
FALSE | RA1436AD1 | 4760 | 7491753 | RHEEM SALES COMPANY, INC. | RA1436AJ1 | AC | Split System: Air-Cooled Condensing Unit, Coil with Blower | RA1436AJ1 |  | RCFL-H*3824 | 13 | 15.5 | Yes | Yes | 2015-02-05 |  | 1
FALSE | RA1648AJ1 | 4919 | 7943519 | RHEEM SALES COMPANY, INC. | RA1648AJ1 | AC | Split System: Air-Cooled Condensing Unit, Coil with Blower | RA1648AJ1 |  | RCQD-4824 | 13 | 16 | Yes | Yes | 2015-02-05 |  | 2
FALSE | RA1418AJ1 | 4757 | 7599545 | RHEEM SALES COMPANY, INC. | RA1418AJ1 | AC | Split System: Air-Cooled Condensing Unit, Coil with Blower | RA1418AJ1 |  | RCFN-H*2417 | 13 | 16 | Yes | Yes | 2015-02-05 |  | 2
FALSE | RA1630AJ1 | 4916 | 7940937 | RHEEM SALES COMPANY, INC. | RA1630AJ1 | AC | Split System: Air-Cooled Condensing Unit, Coil with Blower | RA1630AJ1 |  | RCF3621MTAM | 13 | 16 | Yes | Yes | 2015-02-05 |  | 2
FALSE | RA1648AJ1 | 4919 | 7943153 | RHEEM SALES COMPANY, INC. | RA1648AC1 | AC | Split System: Air-Cooled Condensing Unit, Coil with Blower | RA1648AC1 |  | RCQD-4821 | 12.5 | 15.1 | Yes | Yes | 2015-02-05 |  | 1
FALSE | RA1636AJ1 | 4917 | 7941375 | RHEEM SALES COMPANY, INC. | RA1636AC1 | AC | Split System: Air-Cooled Condensing Unit, Coil with Blower | RA1636AC1 |  | RCF3617STAM | 12.5 | 15.1 | Yes | Yes | 2015-02-05 |  | 1
FALSE | RA1636AJ1 | 4917 | 7941854 | RHEEM SALES COMPANY, INC. | RA1636AJ1 | AC | Split System: Air-Cooled Condensing Unit, Coil with Blower | RA1636AJ1 |  | RCF3621MTAM | 13 | 16 | Yes | Yes | 2015-02-05 |  | 2
FALSE | RA1442AD1 | 4761 | 7600535 | RHEEM SALES COMPANY, INC. | RA1442AJ1 | AC | Split System: Air-Cooled Condensing Unit, Coil with Blower | RA1442AJ1 |  | RCF4824STAM | 12.5 | 15.1 | Yes | Yes | 2015-02-05 |  | 1
FALSE | RA1430AJ1 | 4759 | 7491078 | RHEEM SALES COMPANY, INC. | RA1430AJ1 | AC | Split System: Air-Cooled Condensing Unit, Coil with Blower | RA1430AJ1 |  | RCF3624MTAM | 13 | 16 | Yes | Yes | 2015-02-05 |  | 2
FALSE | RA1430AJ1 | 4759 | 7491192 | RHEEM SALES COMPANY, INC. | RA1430AJ1 | AC | Split System: Air-Cooled Condensing Unit, Coil with Blower | RA1430AJ1 |  | RCFL-H*3824 | 13 | 15.5 | Yes | Yes | 2015-02-05 |  | 1
FALSE | RA1642AJ1 | 4918 | 7942576 | RHEEM SALES COMPANY, INC. | RA1642AJ1 | AC | Split System: Air-Cooled Condensing Unit, Coil with Blower | RA1642AJ1 |  | RCF4821STAM | 13 | 15.5 | Yes | Yes | 2015-02-05 |  | 1
FALSE | RA1660AC1 | 4920 | 7943615 | RHEEM SALES COMPANY, INC. | RA1660AJ1 | AC | Split System: Air-Cooled Condensing Unit, Coil with Blower | RA1660AJ1 |  | RCFL-H*6024 | 12.5 | 15.1 | Yes | Yes | 2015-02-05 |  | 1
FALSE | RA1642AJ1 | 4918 | 7942402 | RHEEM SALES COMPANY, INC. | RA1642AC1 | AC | Split System: Air-Cooled Condensing Unit, Coil with Blower | RA1642AC1 |  | RCFL-H*4824 | 13 | 16 | Yes | Yes | 2015-02-05 |  | 2
FALSE | RA1330AJ1 | 4823 | 7508167 | RHEEM SALES COMPANY, INC. | RA1330AJ1 | AC | Split System: Air-Cooled Condensing Unit, Coil with Blower | RA1330AJ1 |  | RCQD-3624 | 13 | 15.5 | Yes | Yes | 2015-02-05 |  | 1
FALSE | RA1436AD1 | 4760 | 7600228 | RHEEM SALES COMPANY, INC. | RA1436AJ1 | AC | Split System: Air-Cooled Condensing Unit, Coil with Blower | RA1436AJ1 |  | RCQD-3621 | 13 | 16 | Yes | Yes | 2015-02-05 |  | 2
FALSE | RA1636AJ1 | 4917 | 7941823 | RHEEM SALES COMPANY, INC. | RA1636AJ1 | AC | Split System: Air-Cooled Condensing Unit, Coil with Blower | RA1636AJ1 |  | RCF3621MTAM | 13 | 16 | Yes | Yes | 2015-02-05 |  | 2
FALSE | RA1636AJ1 | 4917 | 7942046 | RHEEM SALES COMPANY, INC. | RA1636AJ1 | AC | Split System: Air-Cooled Condensing Unit, Coil with Blower | RA1636AJ1 |  | RCFL-H*3621 | 13 | 15.5 | Yes | Yes | 2015-02-05 |  | 1
FALSE | RA1424AJ1 | 4758 | 7490856 | RHEEM SALES COMPANY, INC. | RA1424AJ1 | AC | Split System: Air-Cooled Condensing Unit, Coil with Blower | RA1424AJ1 |  | RCFL-H*2617 | 13 | 15.5 | Yes | Yes | 2015-02-05 |  | 1
FALSE | RA1624AJ1 | 4915 | 7940728 | RHEEM SALES COMPANY, INC. | RA1624AJ1 | AC | Split System: Air-Cooled Condensing Unit, Coil with Blower | RA1624AJ1 |  | RCFL-H*2417 | 13 | 15.5 | Yes | Yes | 2015-02-05 |  | 1
FALSE | RA1636AJ1 | 4917 | 7941941 | RHEEM SALES COMPANY, INC. | RA1636AJ1 | AC | Split System: Air-Cooled Condensing Unit, Coil with Blower | RA1636AJ1 |  | RCF3624MTAM | 13 | 16 | Yes | Yes | 2015-02-05 |  | 2
FALSE | RA1442AD1 | 4761 | 7600515 | RHEEM SALES COMPANY, INC. | RA1442AD1 | AC | Split System: Air-Cooled Condensing Unit, Coil with Blower | RA1442AD1 |  | RHKL-HM4821 | 12 | 14.5 | Yes | Yes | 2015-02-05 |  | 0
FALSE | RA1436AD1 | 4760 | 7599987 | RHEEM SALES COMPANY, INC. | RA1436AD1 | AC | Split System: Air-Cooled Condensing Unit, Coil with Blower | RA1436AD1 |  | RCFL-H*3621 | 12 | 14.5 | Yes | Yes | 2015-02-05 |  | 0
FALSE | RA1448AD1 | 4762 | 7600567 | RHEEM SALES COMPANY, INC. | RA1448AC1 | AC | Split System: Air-Cooled Condensing Unit, Coil with Blower | RA1448AC1 |  | RCF4824STAM | 12 | 14.5 | Yes | Yes | 2015-02-05 |  | 0
FALSE | RA1648AJ1 | 4919 | 7944252 | RHEEM SALES COMPANY, INC. | RA1648AC1 | AC | Split System: Air-Cooled Condensing Unit, Coil with Blower | RA1648AC1 |  | RCF4824STAM | 13 | 16 | Yes | Yes | 2015-02-05 |  | 2
FALSE | RA1460AD1 | 4763 | 7492576 | RHEEM SALES COMPANY, INC. | RA1460AC1 | AC | Split System: Air-Cooled Condensing Unit, Coil with Blower | RA1460AC1 |  | RCF6024HTAM | 12 | 14.5 | Yes | Yes | 2015-02-05 |  | 0
FALSE | RA1642AJ1 | 4918 | 7942378 | RHEEM SALES COMPANY, INC. | RA1642AC1 | AC | Split System: Air-Cooled Condensing Unit, Coil with Blower | RA1642AC1 |  | RCFL-H*4821 | 12.5 | 15 | Yes | Yes | 2015-02-05 |  | 1
FALSE | RA1636AJ1 | 4917 | 7944103 | RHEEM SALES COMPANY, INC. | RA1636AC1 | AC | Split System: Air-Cooled Condensing Unit, Coil with Blower | RA1636AC1 |  | RCF3621STAM | 12.5 | 15 | Yes | Yes | 2015-02-05 |  | 1
FALSE | RA1418AJ1 | 4757 | 7490583 | RHEEM SALES COMPANY, INC. | RA1418AJ1 | AC | Split System: Air-Cooled Condensing Unit, Coil with Blower | RA1418AJ1 |  | RCF2421MTAM | 13 | 16 | Yes | Yes | 2015-02-05 |  | 2
FALSE | RA1648AJ1 | 4919 | 7942967 | RHEEM SALES COMPANY, INC. | RA1648AC1 | AC | Split System: Air-Cooled Condensing Unit, Coil Alone | RA1648AC1 |  | RCF4824HTAM+RXMD-C04 | 13 | 15.5 | Yes | Yes | 2015-02-05 |  | 1
FALSE | RA1442AD1 | 4761 | 7492075 | RHEEM SALES COMPANY, INC. | RA1442AJ1 | AC | Split System: Air-Cooled Condensing Unit, Coil with Blower | RA1442AJ1 |  | RCFL-H*4821 | 12 | 14.5 | Yes | Yes | 2015-02-05 |  | 0
FALSE | RA1618AJ1 | 4914 | 7940447 | RHEEM SALES COMPANY, INC. | RA1618AJ1 | AC | Split System: Air-Cooled Condensing Unit, Coil with Blower | RA1618AJ1 |  | RCFL-H*2617 | 13 | 16 | Yes | Yes | 2015-02-05 |  | 2
FALSE | RA1648AJ1 | 4919 | 7944254 | RHEEM SALES COMPANY, INC. | RA1648AJ1 | AC | Split System: Air-Cooled Condensing Unit, Coil with Blower | RA1648AJ1 |  | RCF4821STAM | 12.5 | 15.1 | Yes | Yes | 2015-02-05 |  | 1
FALSE | RA1630AJ1 | 4916 | 7941001 | RHEEM SALES COMPANY, INC. | RA1630AJ1 | AC | Split System: Air-Cooled Condensing Unit, Coil with Blower | RA1630AJ1 |  | RCF3621STAM | 13 | 16 | Yes | Yes | 2015-02-05 |  | 2
FALSE | RA1442AD1 | 4761 | 7492140 | RHEEM SALES COMPANY, INC. | RA1442AJ1 | AC | Split System: Air-Cooled Condensing Unit, Coil with Blower | RA1442AJ1 |  | RCFN-H*4824 | 12.5 | 15.1 | Yes | Yes | 2015-02-05 |  | 1
FALSE | RA1430AJ1 | 4759 | 7491213 | RHEEM SALES COMPANY, INC. | RA1430AJ1 | AC | Split System: Air-Cooled Condensing Unit, Coil with Blower | RA1430AJ1 |  | RCFN-H*3624 | 13 | 16 | Yes | Yes | 2015-02-05 |  | 2
FALSE | RA1436AD1 | 4760 | 7491341 | RHEEM SALES COMPANY, INC. | RA1436AC1 | AC | Split System: Air-Cooled Condensing Unit, Coil with Blower | RA1436AC1 |  | RCF3624MTAM | 13 | 16 | Yes | Yes | 2015-02-05 |  | 2
FALSE | RA1636AJ1 | 4917 | 7941373 | RHEEM SALES COMPANY, INC. | RA1636AC1 | AC | Split System: Air-Cooled Condensing Unit, Coil with Blower | RA1636AC1 |  | RCF3617STAM | 12.2 | 14.5 | Yes | Yes | 2015-02-05 |  | 0
FALSE | RA1436AD1 | 4760 | 7945012 | RHEEM SALES COMPANY, INC. | RA1436AC1 | AC | Split System: Air-Cooled Condensing Unit, Coil with Blower | RA1436AC1 |  | RCF3624MTAM | 13 | 16 | Yes | Yes | 2015-02-05 |  | 2
FALSE | RA1442AD1 | 4761 | 7491960 | RHEEM SALES COMPANY, INC. | RA1442AC1 | AC | Split System: Air-Cooled Condensing Unit, Coil with Blower | RA1442AC1 |  | RCFN-H*4824 | 13 | 15.5 | Yes | Yes | 2015-02-05 |  | 1
FALSE | RA1442AD1 | 4761 | 7600449 | RHEEM SALES COMPANY, INC. | RA1442AD1 | AC | Split System: Air-Cooled Condensing Unit, Coil with Blower | RA1442AD1 |  | RCFL-H*4824 | 12 | 14.5 | Yes | Yes | 2015-02-05 |  | 0
FALSE | RA1630AJ1 | 4916 | 7944046 | RHEEM SALES COMPANY, INC. | RA1630AJ1 | AC | Split System: Air-Cooled Condensing Unit, Coil with Blower | RA1630AJ1 |  | RCF3624HTAM | 13 | 16 | Yes | Yes | 2015-02-05 |  | 2
FALSE | RA1436AD1 | 4760 | 7491573 | RHEEM SALES COMPANY, INC. | RA1436AJ1 | AC | Split System: Air-Cooled Condensing Unit, Coil with Blower | RA1436AJ1 |  | RCF3621STAM | 12 | 14.5 | Yes | Yes | 2015-02-05 |  | 0
FALSE | RA1448AD1 | 4762 | 7492232 | RHEEM SALES COMPANY, INC. | RA1448AC1 | AC | Split System: Air-Cooled Condensing Unit, Coil with Blower | RA1448AC1 |  | RCF4824STAM | 12 | 14.5 | Yes | Yes | 2015-02-05 |  | 0
FALSE | RA1636AJ1 | 4917 | 7941726 | RHEEM SALES COMPANY, INC. | RA1636AC1 | AC | Split System: Air-Cooled Condensing Unit, Coil with Blower | RA1636AC1 |  | RCQD-3621 | 13 | 16 | Yes | Yes | 2015-02-05 |  | 2
FALSE | RA1336AD1 | 4824 | 7508822 | RHEEM SALES COMPANY, INC. | RA1336AJ1 | AC | Split System: Air-Cooled Condensing Unit, Coil with Blower | RA1336AJ1 |  | RCFN-H*3624 | 12.5 | 15.1 | Yes | Yes | 2015-02-05 |  | 1
FALSE | RA1436AD1 | 4760 | 7599918 | RHEEM SALES COMPANY, INC. | RA1436AD1 | AC | Split System: Air-Cooled Condensing Unit, Coil with Blower | RA1436AD1 |  | RCFL-H*3617 | 12.5 | 15 | Yes | Yes | 2015-02-05 |  | 1
FALSE | RA1630AJ1 | 4916 | 7940959 | RHEEM SALES COMPANY, INC. | RA1630AJ1 | AC | Split System: Air-Cooled Condensing Unit, Coil with Blower | RA1630AJ1 |  | RCF3621MTAM | 13 | 16 | Yes | Yes | 2015-02-05 |  | 2
FALSE | RA1636AJ1 | 4917 | 7941887 | RHEEM SALES COMPANY, INC. | RA1636AJ1 | AC | Split System: Air-Cooled Condensing Unit, Coil with Blower | RA1636AJ1 |  | RCF3621STAM | 13 | 15.5 | Yes | Yes | 2015-02-05 |  | 1
FALSE | RA1636AJ1 | 4917 | 7941546 | RHEEM SALES COMPANY, INC. | RA1636AC1 | AC | Split System: Air-Cooled Condensing Unit, Coil with Blower | RA1636AC1 |  | RCFL-H*3617 | 12.5 | 15.1 | Yes | Yes | 2015-02-05 |  | 1
FALSE | RA1430AJ1 | 4759 | 7944964 | RHEEM SALES COMPANY, INC. | RA1430AJ1 | AC | Split System: Air-Cooled Condensing Unit, Coil with Blower | RA1430AJ1 |  | RCF3621MTAM | 13 | 16 | Yes | Yes | 2015-02-05 |  | 2
FALSE | RA1442AD1 | 4761 | 7491966 | RHEEM SALES COMPANY, INC. | RA1442AC1 | AC | Split System: Air-Cooled Condensing Unit, Coil with Blower | RA1442AC1 |  | RCFN-H*4824 | 13 | 15.5 | Yes | Yes | 2015-02-05 |  | 1
FALSE | RA1648AJ1 | 4919 | 7943102 | RHEEM SALES COMPANY, INC. | RA1648AC1 | AC | Split System: Air-Cooled Condensing Unit, Coil with Blower | RA1648AC1 |  | RCFN-H*4824 | 13 | 16 | Yes | Yes | 2015-02-05 |  | 2
FALSE | RA1436AD1 | 4760 | 7493638 | RHEEM SALES COMPANY, INC. | RA1436AC1 | AC | Split System: Air-Cooled Condensing Unit, Coil with Blower | RA1436AC1 |  | RBHP-21 | 13 | 15.5 | Yes | Yes | 2015-02-05 |  | 1
FALSE | RA1648AJ1 | 4919 | 7943132 | RHEEM SALES COMPANY, INC. | RA1648AC1 | AC | Split System: Air-Cooled Condensing Unit, Coil with Blower | RA1648AC1 |  | RCFN-H*4824 | 13 | 16 | Yes | Yes | 2015-02-05 |  | 2
FALSE | RA1642AJ1 | 4918 | 7942460 | RHEEM SALES COMPANY, INC. | RA1642AC1 | AC | Split System: Air-Cooled Condensing Unit, Coil with Blower | RA1642AC1 |  | RCFN-H*4824 | 13 | 16 | Yes | Yes | 2015-02-05 |  | 2
FALSE | RA1436AD1 | 4760 | 7599781 | RHEEM SALES COMPANY, INC. | RA1436AD1 | AC | Split System: Air-Cooled Condensing Unit, Coil with Blower | RA1436AD1 |  | RCF3621MTAM | 13 | 15.5 | Yes | Yes | 2015-02-05 |  | 1
FALSE | RA1624AJ1 | 4915 | 7940895 | RHEEM SALES COMPANY, INC. | RA1624AJ1 | AC | Split System: Air-Cooled Condensing Unit, Coil with Blower | RA1624AJ1 |  | RHAL-FR24P | 12.2 | 14.5 | Yes | Yes | 2015-02-05 |  | 0
FALSE | RA1648AJ1 | 4919 | 7942934 | RHEEM SALES COMPANY, INC. | RA1648AC1 | AC | Split System: Air-Cooled Condensing Unit, Coil with Blower | RA1648AC1 |  | RCF4824HTAM | 13 | 16 | Yes | Yes | 2015-02-05 |  | 2
FALSE | RA1424AJ1 | 4758 | 7490836 | RHEEM SALES COMPANY, INC. | RA1424AJ1 | AC | Split System: Air-Cooled Condensing Unit, Coil with Blower | RA1424AJ1 |  | RCFL-H*2417 | 12.5 | 15.1 | Yes | Yes | 2015-02-05 |  | 1
FALSE | RA1630AJ1 | 4916 | 7941072 | RHEEM SALES COMPANY, INC. | RA1630AJ1 | AC | Split System: Air-Cooled Condensing Unit, Coil with Blower | RA1630AJ1 |  | RCF3624MTAM | 13 | 16 | Yes | Yes | 2015-02-05 |  | 2
FALSE | RA1624AJ1 | 4915 | 7940865 | RHEEM SALES COMPANY, INC. | RA1624AJ1 | AC | Split System: Air-Cooled Condensing Unit, Coil with Blower | RA1624AJ1 |  | RCFN-H*2421 | 13 | 16 | Yes | Yes | 2015-02-05 |  | 2
FALSE | RA1330AJ1 | 4823 | 7982343 | RHEEM SALES COMPANY, INC. | RA1330AJ1 | AC | Split System: Air-Cooled Condensing Unit, Coil with Blower | RA1330AJ1 |  | RCFL-H*3621 | 12 | 14.5 | Yes | Yes | 2015-02-05 |  | 0
FALSE | RA1336AD1 | 4824 | 7983431 | RHEEM SALES COMPANY, INC. | RA1336AJ1 | AC | Split System: Air-Cooled Condensing Unit, Coil with Blower | RA1336AJ1 |  | RCF3624MTAM | 12 | 14.5 | Yes | Yes | 2015-02-05 |  | 0
FALSE | RA1660AC1 | 4920 | 7943588 | RHEEM SALES COMPANY, INC. | RA1660AJ1 | AC | Split System: Air-Cooled Condensing Unit, Coil with Blower | RA1660AJ1 |  | RCF6024STAM | 12.5 | 15.1 | Yes | Yes | 2015-02-05 |  | 1
FALSE | RA1636AJ1 | 4917 | 7944128 | RHEEM SALES COMPANY, INC. | RA1636AC1 | AC | Split System: Air-Cooled Condensing Unit, Coil with Blower | RA1636AC1 |  | RCF3624MTAM | 13 | 16 | Yes | Yes | 2015-02-05 |  | 2
FALSE | RA1430AJ1 | 4759 | 7599642 | RHEEM SALES COMPANY, INC. | RA1430AJ1 | AC | Split System: Air-Cooled Condensing Unit, Coil with Blower | RA1430AJ1 |  | RCFL-H*3617 | 12.5 | 15.1 | Yes | Yes | 2015-02-05 |  | 1
FALSE | RA1636AJ1 | 4917 | 7942159 | RHEEM SALES COMPANY, INC. | RA1636AJ1 | AC | Split System: Air-Cooled Condensing Unit, Coil with Blower | RA1636AJ1 |  | RCQD-3621 | 13 | 16 | Yes | Yes | 2015-02-05 |  | 2
FALSE | RA1418AJ1 | 4757 | 7944919 | RHEEM SALES COMPANY, INC. | RA1418AJ1 | AC | Split System: Air-Cooled Condensing Unit, Coil with Blower | RA1418AJ1 |  | RCF2417STAM | 13 | 16 | Yes | Yes | 2015-02-05 |  | 2
FALSE | RA1448AD1 | 4762 | 7600597 | RHEEM SALES COMPANY, INC. | RA1448AD1 | AC | Split System: Air-Cooled Condensing Unit, Coil with Blower | RA1448AD1 |  | RCF4821STAM | 12 | 14.5 | Yes | Yes | 2015-02-05 |  | 0
FALSE | RA1636AJ1 | 4917 | 7941872 | RHEEM SALES COMPANY, INC. | RA1636AJ1 | AC | Split System: Air-Cooled Condensing Unit, Coil with Blower | RA1636AJ1 |  | RCF3621STAM | 12.5 | 15.1 | Yes | Yes | 2015-02-05 |  | 1
FALSE | RA1436AD1 | 4760 | 7491783 | RHEEM SALES COMPANY, INC. | RA1436AJ1 | AC | Split System: Air-Cooled Condensing Unit, Coil with Blower | RA1436AJ1 |  | RCQD-3621 | 13 | 16 | Yes | Yes | 2015-02-05 |  | 2
FALSE | RA1630AJ1 | 4916 | 7941289 | RHEEM SALES COMPANY, INC. | RA1630AJ1 | AC | Split System: Air-Cooled Condensing Unit, Coil with Blower | RA1630AJ1 |  | RCQD-3621 | 13 | 16 | Yes | Yes | 2015-02-05 |  | 2
FALSE | RA1430AJ1 | 4759 | 7944983 | RHEEM SALES COMPANY, INC. | RA1430AJ1 | AC | Split System: Air-Cooled Condensing Unit, Coil with Blower | RA1430AJ1 |  | RCF3624MTAM | 13 | 16 | Yes | Yes | 2015-02-05 |  | 2
FALSE | RA1660AC1 | 4920 | 7943569 | RHEEM SALES COMPANY, INC. | RA1660AJ1 | AC | Split System: Air-Cooled Condensing Unit, Coil with Blower | RA1660AJ1 |  | RCF6024HTAM | 12.5 | 15.1 | Yes | Yes | 2015-02-05 |  | 1
FALSE | RA1448AD1 | 4762 | 7493702 | RHEEM SALES COMPANY, INC. | RA1448AC1 | AC | Split System: Air-Cooled Condensing Unit, Coil with Blower | RA1448AC1 |  | RHPL-HM6024 | 12.5 | 15 | Yes | Yes | 2015-02-05 |  | 1
FALSE | RA1442AD1 | 4761 | 7492135 | RHEEM SALES COMPANY, INC. | RA1442AJ1 | AC | Split System: Air-Cooled Condensing Unit, Coil with Blower | RA1442AJ1 |  | RCFN-H*4824 | 13 | 15.5 | Yes | Yes | 2015-02-05 |  | 1
FALSE | RA1336AD1 | 4824 | 7982435 | RHEEM SALES COMPANY, INC. | RA1336AJ1 | AC | Split System: Air-Cooled Condensing Unit, Coil with Blower | RA1336AJ1 |  | RCF3621MTAM | 12 | 14.5 | Yes | Yes | 2015-02-05 |  | 0
FALSE | RA1424AJ1 | 4758 | 7601339 | RHEEM SALES COMPANY, INC. | RA1424AJ1 | AC | Split System: Air-Cooled Condensing Unit, Coil with Blower | RA1424AJ1 |  | RCF2417MTAM | 12.5 | 15.1 | Yes | Yes | 2015-02-05 |  | 1
FALSE | RA1636AJ1 | 4917 | 7941697 | RHEEM SALES COMPANY, INC. | RA1636AC1 | AC | Split System: Air-Cooled Condensing Unit, Coil with Blower | RA1636AC1 |  | RCFL-H*3824 | 13 | 16 | Yes | Yes | 2015-02-05 |  | 2
FALSE | RA1618AJ1 | 4914 | 7940553 | RHEEM SALES COMPANY, INC. | RA1618AJ1 | AC | Split System: Air-Cooled Condensing Unit, Coil with Blower | RA1618AJ1 |  | RCQD-2417 | 13 | 16 | Yes | Yes | 2015-02-05 |  | 2
FALSE | RA1660AC1 | 4920 | 7943681 | RHEEM SALES COMPANY, INC. | RA1660AJ1 | AC | Split System: Air-Cooled Condensing Unit, Coil with Blower | RA1660AJ1 |  | RCFN-H*6024 | 13 | 16 | Yes | Yes | 2015-02-05 |  | 2
FALSE | RA1648AJ1 | 4919 | 7943295 | RHEEM SALES COMPANY, INC. | RA1648AJ1 | AC | Split System: Air-Cooled Condensing Unit, Coil with Blower | RA1648AJ1 |  | RCF4824STAM | 13 | 16 | Yes | Yes | 2015-02-05 |  | 2
FALSE | RA1436AD1 | 4760 | 7491361 | RHEEM SALES COMPANY, INC. | RA1436AC1 | AC | Split System: Air-Cooled Condensing Unit, Coil with Blower | RA1436AC1 |  | RCFL-H*3617 | 12 | 14.5 | Yes | Yes | 2015-02-05 |  | 0
FALSE | RA1624AJ1 | 4915 | 7940694 | RHEEM SALES COMPANY, INC. | RA1624AJ1 | AC | Split System: Air-Cooled Condensing Unit, Coil with Blower | RA1624AJ1 |  | RCF2421MTAM | 13 | 16 | Yes | Yes | 2015-02-05 |  | 2
FALSE | RA1642AJ1 | 4918 | 7942431 | RHEEM SALES COMPANY, INC. | RA1642AC1 | AC | Split System: Air-Cooled Condensing Unit, Coil with Blower | RA1642AC1 |  | RCFL-H*4824 | 12.5 | 15.1 | Yes | Yes | 2015-02-05 |  | 1
FALSE | RA1630AJ1 | 4916 | 7941029 | RHEEM SALES COMPANY, INC. | RA1630AJ1 | AC | Split System: Air-Cooled Condensing Unit, Coil with Blower | RA1630AJ1 |  | RCF3624HTAM | 13 | 16 | Yes | Yes | 2015-02-05 |  | 2
FALSE | RA1642AJ1 | 4918 | 7942346 | RHEEM SALES COMPANY, INC. | RA1642AC1 | AC | Split System: Air-Cooled Condensing Unit, Coil with Blower | RA1642AC1 |  | RCFL-H*4821 | 13 | 16 | Yes | Yes | 2015-02-05 |  | 2
FALSE | RA1636AJ1 | 4917 | 7944076 | RHEEM SALES COMPANY, INC. | RA1636AC1 | AC | Split System: Air-Cooled Condensing Unit, Coil with Blower | RA1636AC1 |  | RCF3617STAM | 12.5 | 15.1 | Yes | Yes | 2015-02-05 |  | 1
FALSE | RA1442AD1 | 4761 | 7501126 | RHEEM SALES COMPANY, INC. | RA1442AC1 | AC | Split System: Air-Cooled Condensing Unit, Coil with Blower | RA1442AC1 |  | RCFN-H*4824 | 13 | 15.5 | Yes | Yes | 2015-02-05 |  | 1
FALSE | RA1624AJ1 | 4915 | 7940792 | RHEEM SALES COMPANY, INC. | RA1624AJ1 | AC | Split System: Air-Cooled Condensing Unit, Coil with Blower | RA1624AJ1 |  | RCFL-H*2621 | 13 | 16 | Yes | Yes | 2015-02-05 |  | 2
FALSE | RA1448AD1 | 4762 | 7501189 | RHEEM SALES COMPANY, INC. | RA1448AC1 | AC | Split System: Air-Cooled Condensing Unit, Coil with Blower | RA1448AC1 |  | RCQD-4821 | 12.5 | 15.1 | Yes | Yes | 2015-02-05 |  | 1
FALSE | RA1642AJ1 | 4918 | 7942283 | RHEEM SALES COMPANY, INC. | RA1642AC1 | AC | Split System: Air-Cooled Condensing Unit, Coil with Blower | RA1642AC1 |  | RCF4824HTAM | 13 | 16 | Yes | Yes | 2015-02-05 |  | 2
FALSE | RA1624AJ1 | 4915 | 7940867 | RHEEM SALES COMPANY, INC. | RA1624AJ1 | AC | Split System: Air-Cooled Condensing Unit, Coil Alone | RA1624AJ1 |  | RCFN-H*2421+RXMD-C04 | 12.2 | 14.5 | Yes | Yes | 2015-02-05 |  | 0
FALSE | RA1448AD1 | 4762 | 7492269 | RHEEM SALES COMPANY, INC. | RA1448AC1 | AC | Split System: Air-Cooled Condensing Unit, Coil with Blower | RA1448AC1 |  | RCFL-H*4824 | 12 | 14.5 | Yes | Yes | 2015-02-05 |  | 0
FALSE | RA1436AD1 | 4760 | 7501089 | RHEEM SALES COMPANY, INC. | RA1436AJ1 | AC | Split System: Air-Cooled Condensing Unit, Coil with Blower | RA1436AJ1 |  | RCFL-H*3821 | 13 | 15.5 | Yes | Yes | 2015-02-05 |  | 1
FALSE | RA1442AD1 | 4761 | 7945093 | RHEEM SALES COMPANY, INC. | RA1442AC1 | AC | Split System: Air-Cooled Condensing Unit, Coil with Blower | RA1442AC1 |  | RCF4824STAM | 12.5 | 15.1 | Yes | Yes | 2015-02-05 |  | 1
FALSE | RA1448AD1 | 4762 | 7492296 | RHEEM SALES COMPANY, INC. | RA1448AC1 | AC | Split System: Air-Cooled Condensing Unit, Coil with Blower | RA1448AC1 |  | RCFN-H*4824 | 12 | 14.5 | Yes | Yes | 2015-02-05 |  | 0
FALSE | RA1448AD1 | 4762 | 7600642 | RHEEM SALES COMPANY, INC. | RA1448AD1 | AC | Split System: Air-Cooled Condensing Unit, Coil with Blower | RA1448AD1 |  | RCF4824HTAM | 12.5 | 15 | Yes | Yes | 2015-02-05 |  | 1
FALSE | RA1636AJ1 | 4917 | 7941820 | RHEEM SALES COMPANY, INC. | RA1636AJ1 | AC | Split System: Air-Cooled Condensing Unit, Coil with Blower | RA1636AJ1 |  | RCF3621MTAM | 13 | 16 | Yes | Yes | 2015-02-05 |  | 2
FALSE | RA1318AJ1 | 4821 | 7507447 | RHEEM SALES COMPANY, INC. | RA1318AJ1 | AC | Split System: Air-Cooled Condensing Unit, Coil with Blower | RA1318AJ1 |  | RCF2417STAM | 12 | 14.5 | Yes | Yes | 2015-02-05 |  | 0
FALSE | RA1436AD1 | 4760 | 7601428 | RHEEM SALES COMPANY, INC. | RA1436AD1 | AC | Split System: Air-Cooled Condensing Unit, Coil with Blower | RA1436AD1 |  | RCF3617STAM | 12 | 14.5 | Yes | Yes | 2015-02-05 |  | 0
FALSE | RA1448AD1 | 4762 | 7945146 | RHEEM SALES COMPANY, INC. | RA1448AC1 | AC | Split System: Air-Cooled Condensing Unit, Coil with Blower | RA1448AC1 |  | RCF4824STAM | 12 | 14.5 | Yes | Yes | 2015-02-05 |  | 0
FALSE | RA1442AD1 | 4761 | 7491936 | RHEEM SALES COMPANY, INC. | RA1442AC1 | AC | Split System: Air-Cooled Condensing Unit, Coil with Blower | RA1442AC1 |  | RCFL-H*4824 | 12 | 14.5 | Yes | Yes | 2015-02-05 |  | 0
FALSE | RA1642AJ1 | 4918 | 7942707 | RHEEM SALES COMPANY, INC. | RA1642AJ1 | AC | Split System: Air-Cooled Condensing Unit, Coil with Blower | RA1642AJ1 |  | RCFL-H*4821 | 12.2 | 14.5 | Yes | Yes | 2015-02-05 |  | 0
FALSE | RA1642AJ1 | 4918 | 7942501 | RHEEM SALES COMPANY, INC. | RA1642AC1 | AC | Split System: Air-Cooled Condensing Unit, Coil with Blower | RA1642AC1 |  | RCQD-4821 | 12.5 | 15.1 | Yes | Yes | 2015-02-05 |  | 1
FALSE | RA1442AD1 | 4761 | 7600499 | RHEEM SALES COMPANY, INC. | RA1442AD1 | AC | Split System: Air-Cooled Condensing Unit, Coil with Blower | RA1442AD1 |  | RCFN-H*4824 | 13 | 15.5 | Yes | Yes | 2015-02-05 |  | 1
FALSE | RA1642AJ1 | 4918 | 7942777 | RHEEM SALES COMPANY, INC. | RA1642AJ1 | AC | Split System: Air-Cooled Condensing Unit, Coil with Blower | RA1642AJ1 |  | RCFN-H*4824 | 13 | 16 | Yes | Yes | 2015-02-05 |  | 2
FALSE | RA1648AJ1 | 4919 | 7943374 | RHEEM SALES COMPANY, INC. | RA1648AJ1 | AC | Split System: Air-Cooled Condensing Unit, Coil with Blower | RA1648AJ1 |  | RCFL-H*4821 | 13 | 15.5 | Yes | Yes | 2015-02-05 |  | 1
FALSE | RA1318AJ1 | 4821 | 7983188 | RHEEM SALES COMPANY, INC. | RA1318AJ1 | AC | Split System: Air-Cooled Condensing Unit, Coil with Blower | RA1318AJ1 |  | RCF2421MTAM | 12 | 14.5 | Yes | Yes | 2015-02-05 |  | 0
FALSE | RA1430AJ1 | 4759 | 7491068 | RHEEM SALES COMPANY, INC. | RA1430AJ1 | AC | Split System: Air-Cooled Condensing Unit, Coil with Blower | RA1430AJ1 |  | RCF3624MTAM | 13 | 16 | Yes | Yes | 2015-02-05 |  | 2
FALSE | RA1442AD1 | 4761 | 7600323 | RHEEM SALES COMPANY, INC. | RA1442AD1 | AC | Split System: Air-Cooled Condensing Unit, Coil with Blower | RA1442AD1 |  | RCF4824HTAM | 12 | 14.5 | Yes | Yes | 2015-02-05 |  | 0
FALSE | RA1442AD1 | 4761 | 7492147 | RHEEM SALES COMPANY, INC. | RA1442AJ1 | AC | Split System: Air-Cooled Condensing Unit, Coil with Blower | RA1442AJ1 |  | RCFN-H*4824 | 13 | 15.5 | Yes | Yes | 2015-02-05 |  | 1
FALSE | RA1442AD1 | 4761 | 7600480 | RHEEM SALES COMPANY, INC. | RA1442AD1 | AC | Split System: Air-Cooled Condensing Unit, Coil with Blower | RA1442AD1 |  | RCFN-H*4824 | 13 | 15.5 | Yes | Yes | 2015-02-05 |  | 1
FALSE | RA1618AJ1 | 4914 | 7940380 | RHEEM SALES COMPANY, INC. | RA1618AJ1 | AC | Split System: Air-Cooled Condensing Unit, Coil with Blower | RA1618AJ1 |  | RCF2421HTAM | 13 | 16 | Yes | Yes | 2015-02-05 |  | 2
FALSE | RA1430AJ1 | 4759 | 7500974 | RHEEM SALES COMPANY, INC. | RA1430AJ1 | AC | Split System: Air-Cooled Condensing Unit, Coil with Blower | RA1430AJ1 |  | RCF3621MTAM | 13 | 16 | Yes | Yes | 2015-02-05 |  | 2
FALSE | RA1330AJ1 | 4823 | 7508129 | RHEEM SALES COMPANY, INC. | RA1330AJ1 | AC | Split System: Air-Cooled Condensing Unit, Coil with Blower | RA1330AJ1 |  | RCQD-3621 | 12.5 | 15.1 | Yes | Yes | 2015-02-05 |  | 1
FALSE | RA1636AJ1 | 4917 | 7941838 | RHEEM SALES COMPANY, INC. | RA1636AJ1 | AC | Split System: Air-Cooled Condensing Unit, Coil with Blower | RA1636AJ1 |  | RCF3621MTAM | 13 | 16 | Yes | Yes | 2015-02-05 |  | 2
FALSE | RA1436AD1 | 4760 | 7491357 | RHEEM SALES COMPANY, INC. | RA1436AC1 | AC | Split System: Air-Cooled Condensing Unit, Coil with Blower | RA1436AC1 |  | RCFL-H*3617 | 12 | 14.5 | Yes | Yes | 2015-02-05 |  | 0
FALSE | RA1436AD1 | 4760 | 7491281 | RHEEM SALES COMPANY, INC. | RA1436AC1 | AC | Split System: Air-Cooled Condensing Unit, Coil with Blower | RA1436AC1 |  | RCF3621MTAM | 13 | 15.5 | Yes | Yes | 2015-02-05 |  | 1
FALSE | RA1660AC1 | 4920 | 7943596 | RHEEM SALES COMPANY, INC. | RA1660AJ1 | AC | Split System: Air-Cooled Condensing Unit, Coil with Blower | RA1660AJ1 |  | RCF6024STAM | 12.5 | 15.1 | Yes | Yes | 2015-02-05 |  | 1
FALSE | RA1636AJ1 | 4917 | 7941944 | RHEEM SALES COMPANY, INC. | RA1636AJ1 | AC | Split System: Air-Cooled Condensing Unit, Coil with Blower | RA1636AJ1 |  | RCF3624MTAM | 13 | 16 | Yes | Yes | 2015-02-05 |  | 2
FALSE | RA1448AD1 | 4762 | 7492315 | RHEEM SALES COMPANY, INC. | RA1448AC1 | AC | Split System: Air-Cooled Condensing Unit, Coil Alone | RA1448AC1 |  | RCFN-H*4824+RXMD-C04 | 12 | 14.5 | Yes | Yes | 2015-02-05 |  | 0
FALSE | RA1630AJ1 | 4916 | 7941254 | RHEEM SALES COMPANY, INC. | RA1630AJ1 | AC | Split System: Air-Cooled Condensing Unit, Coil with Blower | RA1630AJ1 |  | RCFN-H*3624 | 13 | 16 | Yes | Yes | 2015-02-05 |  | 2
FALSE | RA1418AJ1 | 4757 | 7500941 | RHEEM SALES COMPANY, INC. | RA1418AJ1 | AC | Split System: Air-Cooled Condensing Unit, Coil with Blower | RA1418AJ1 |  | RCF2421HTAM | 13 | 16 | Yes | Yes | 2015-02-05 |  | 2
FALSE | RA1330AJ1 | 4823 | 7508081 | RHEEM SALES COMPANY, INC. | RA1330AJ1 | AC | Split System: Air-Cooled Condensing Unit, Coil with Blower | RA1330AJ1 |  | RCFL-H*3824 | 12 | 14.5 | Yes | Yes | 2015-02-05 |  | 0
FALSE | RA1618AJ1 | 4914 | 7940396 | RHEEM SALES COMPANY, INC. | RA1618AJ1 | AC | Split System: Air-Cooled Condensing Unit, Coil with Blower | RA1618AJ1 |  | RCF2421MTAM | 13 | 16 | Yes | Yes | 2015-02-05 |  | 2
FALSE | RA1618AJ1 | 4914 | 7940467 | RHEEM SALES COMPANY, INC. | RA1618AJ1 | AC | Split System: Air-Cooled Condensing Unit, Coil with Blower | RA1618AJ1 |  | RCFL-H*2621 | 13 | 16 | Yes | Yes | 2015-02-05 |  | 2
FALSE | RA1630AJ1 | 4916 | 7944017 | RHEEM SALES COMPANY, INC. | RA1630AJ1 | AC | Split System: Air-Cooled Condensing Unit, Coil with Blower | RA1630AJ1 |  | RCF3617STAM | 13 | 16 | Yes | Yes | 2015-02-05 |  | 2
FALSE | RA1636AJ1 | 4917 | 7941622 | RHEEM SALES COMPANY, INC. | RA1636AC1 | AC | Split System: Air-Cooled Condensing Unit, Coil with Blower | RA1636AC1 |  | RCFL-H*3821 | 13 | 15.5 | Yes | Yes | 2015-02-05 |  | 1
FALSE | RA1330AJ1 | 4823 | 7508159 | RHEEM SALES COMPANY, INC. | RA1330AJ1 | AC | Split System: Air-Cooled Condensing Unit, Coil with Blower | RA1330AJ1 |  | RCQD-3624 | 12.5 | 15.1 | Yes | Yes | 2015-02-05 |  | 1
FALSE | RA1436AD1 | 4760 | 7945069 | RHEEM SALES COMPANY, INC. | RA1436AJ1 | AC | Split System: Air-Cooled Condensing Unit, Coil with Blower | RA1436AJ1 |  | RCF3624HTAM | 13 | 16 | Yes | Yes | 2015-02-05 |  | 2
FALSE | RA1642AJ1 | 4918 | 7942583 | RHEEM SALES COMPANY, INC. | RA1642AJ1 | AC | Split System: Air-Cooled Condensing Unit, Coil with Blower | RA1642AJ1 |  | RCF4821STAM | 13 | 15.5 | Yes | Yes | 2015-02-05 |  | 1
FALSE | RA1630AJ1 | 4916 | 7940982 | RHEEM SALES COMPANY, INC. | RA1630AJ1 | AC | Split System: Air-Cooled Condensing Unit, Coil with Blower | RA1630AJ1 |  | RCF3621STAM | 13 | 16 | Yes | Yes | 2015-02-05 |  | 2
FALSE | RA1660AC1 | 4920 | 7944284 | RHEEM SALES COMPANY, INC. | RA1660AC1 | AC | Split System: Air-Cooled Condensing Unit, Coil with Blower | RA1660AC1 |  | RCF6024STAM | 12.5 | 15.1 | Yes | Yes | 2015-02-05 |  | 1
FALSE | RA1436AD1 | 4760 | 7491620 | RHEEM SALES COMPANY, INC. | RA1436AJ1 | AC | Split System: Air-Cooled Condensing Unit, Coil with Blower | RA1436AJ1 |  | RCF3624HTAM | 13 | 16 | Yes | Yes | 2015-02-05 |  | 2
FALSE | RA1642AJ1 | 4918 | 7942484 | RHEEM SALES COMPANY, INC. | RA1642AC1 | AC | Split System: Air-Cooled Condensing Unit, Coil with Blower | RA1642AC1 |  | RCQD-4821 | 13 | 15.5 | Yes | Yes | 2015-02-05 |  | 1
FALSE | RA1436AD1 | 4760 | 7599830 | RHEEM SALES COMPANY, INC. | RA1436AD1 | AC | Split System: Air-Cooled Condensing Unit, Coil with Blower | RA1436AD1 |  | RCF3621STAM | 12 | 14.5 | Yes | Yes | 2015-02-05 |  | 0
FALSE | RA1436AD1 | 4760 | 7491296 | RHEEM SALES COMPANY, INC. | RA1436AC1 | AC | Split System: Air-Cooled Condensing Unit, Coil with Blower | RA1436AC1 |  | RCF3621STAM | 12 | 14.5 | Yes | Yes | 2015-02-05 |  | 0
FALSE | RA1636AJ1 | 4917 | 7941629 | RHEEM SALES COMPANY, INC. | RA1636AC1 | AC | Split System: Air-Cooled Condensing Unit, Coil with Blower | RA1636AC1 |  | RCFL-H*3821 | 13 | 15.5 | Yes | Yes | 2015-02-05 |  | 1
FALSE | RA1624AJ1 | 4915 | 7940716 | RHEEM SALES COMPANY, INC. | RA1624AJ1 | AC | Split System: Air-Cooled Condensing Unit, Coil with Blower | RA1624AJ1 |  | RCFL-H*2417 | 13 | 15.5 | Yes | Yes | 2015-02-05 |  | 1
FALSE | RA1448AD1 | 4762 | 7501205 | RHEEM SALES COMPANY, INC. | RA1448AJ1 | AC | Split System: Air-Cooled Condensing Unit, Coil with Blower | RA1448AJ1 |  | RCF4824STAM | 12.5 | 15 | Yes | Yes | 2015-02-05 |  | 1
FALSE | RA1418AJ1 | 4757 | 7601327 | RHEEM SALES COMPANY, INC. | RA1418AJ1 | AC | Split System: Air-Cooled Condensing Unit, Coil with Blower | RA1418AJ1 |  | RCFL-H*2621 | 13 | 15.5 | Yes | Yes | 2015-02-05 |  | 1
FALSE | RA1618AJ1 | 4914 | 7940518 | RHEEM SALES COMPANY, INC. | RA1618AJ1 | AC | Split System: Air-Cooled Condensing Unit, Coil with Blower | RA1618AJ1 |  | RCFN-H*2421 | 13 | 16 | Yes | Yes | 2015-02-05 |  | 2
FALSE | RA1436AD1 | 4760 | 7501015 | RHEEM SALES COMPANY, INC. | RA1436AC1 | AC | Split System: Air-Cooled Condensing Unit, Coil with Blower | RA1436AC1 |  | RCF3621MTAM | 13 | 16 | Yes | Yes | 2015-02-05 |  | 2
FALSE | RA1636AJ1 | 4917 | 7941880 | RHEEM SALES COMPANY, INC. | RA1636AJ1 | AC | Split System: Air-Cooled Condensing Unit, Coil with Blower | RA1636AJ1 |  | RCF3621STAM | 12.5 | 15 | Yes | Yes | 2015-02-05 |  | 1
FALSE | RA1624AJ1 | 4915 | 7940817 | RHEEM SALES COMPANY, INC. | RA1624AJ1 | AC | Split System: Air-Cooled Condensing Unit, Coil with Blower | RA1624AJ1 |  | RCFN-H*2417 | 13 | 16 | Yes | Yes | 2015-02-05 |  | 2
FALSE | RA1618AJ1 | 4914 | 7940546 | RHEEM SALES COMPANY, INC. | RA1618AJ1 | AC | Split System: Air-Cooled Condensing Unit, Coil with Blower | RA1618AJ1 |  | RCQD-2417 | 13 | 16 | Yes | Yes | 2015-02-05 |  | 2
FALSE | RA1630AJ1 | 4916 | 7941038 | RHEEM SALES COMPANY, INC. | RA1630AJ1 | AC | Split System: Air-Cooled Condensing Unit, Coil with Blower | RA1630AJ1 |  | RCF3624HTAM | 13 | 16 | Yes | Yes | 2015-02-05 |  | 2
FALSE | RA1436AD1 | 4760 | 7491287 | RHEEM SALES COMPANY, INC. | RA1436AC1 | AC | Split System: Air-Cooled Condensing Unit, Coil with Blower | RA1436AC1 |  | RCF3621STAM | 12.5 | 15 | Yes | Yes | 2015-02-05 |  | 1
FALSE | RA1324AJ1 | 4822 | 7507682 | RHEEM SALES COMPANY, INC. | RA1324AJ1 | AC | Split System: Air-Cooled Condensing Unit, Coil with Blower | RA1324AJ1 |  | RCF2421HTAM | 12 | 14.5 | Yes | Yes | 2015-02-05 |  | 0
FALSE | RA1342AD1 | 4827 | 7983496 | RHEEM SALES COMPANY, INC. | RA1342AJ1 | AC | Split System: Air-Cooled Condensing Unit, Coil with Blower | RA1342AJ1 |  | RCF4824HTAM | 12 | 14.5 | Yes | Yes | 2015-02-05 |  | 0
FALSE | RA1642AJ1 | 4918 | 7942374 | RHEEM SALES COMPANY, INC. | RA1642AC1 | AC | Split System: Air-Cooled Condensing Unit, Coil with Blower | RA1642AC1 |  | RCFL-H*4821 | 13 | 15.5 | Yes | Yes | 2015-02-05 |  | 1
FALSE | RA1442AD1 | 4761 | 7501110 | RHEEM SALES COMPANY, INC. | RA1442AC1 | AC | Split System: Air-Cooled Condensing Unit, Coil with Blower | RA1442AC1 |  | RCF4824HTAM | 13 | 15.5 | Yes | Yes | 2015-02-05 |  | 1
FALSE | RA1442AD1 | 4761 | 7600326 | RHEEM SALES COMPANY, INC. | RA1442AD1 | AC | Split System: Air-Cooled Condensing Unit, Coil with Blower | RA1442AD1 |  | RCF4824HTAM | 13 | 15.5 | Yes | Yes | 2015-02-05 |  | 1
FALSE | RA1636AJ1 | 4917 | 7941507 | RHEEM SALES COMPANY, INC. | RA1636AC1 | AC | Split System: Air-Cooled Condensing Unit, Coil with Blower | RA1636AC1 |  | RCF3624MTAM | 13 | 16 | Yes | Yes | 2015-02-05 |  | 2
FALSE | RA1648AJ1 | 4919 | 7942930 | RHEEM SALES COMPANY, INC. | RA1648AC1 | AC | Split System: Air-Cooled Condensing Unit, Coil with Blower | RA1648AC1 |  | RCF4821STAM | 13 | 16 | Yes | Yes | 2015-02-05 |  | 2
FALSE | RA1460AD1 | 4763 | 7493719 | RHEEM SALES COMPANY, INC. | RA1460AJ1 | AC | Split System: Air-Cooled Condensing Unit, Coil with Blower | RA1460AJ1 |  | RHKL-HM6024 | 12.5 | 15 | Yes | Yes | 2015-02-05 |  | 1
FALSE | RA1436AD1 | 4760 | 7599974 | RHEEM SALES COMPANY, INC. | RA1436AD1 | AC | Split System: Air-Cooled Condensing Unit, Coil with Blower | RA1436AD1 |  | RCFL-H*3621 | 12 | 14.5 | Yes | Yes | 2015-02-05 |  | 0
FALSE | RA1424AJ1 | 4758 | 7490923 | RHEEM SALES COMPANY, INC. | RA1424AJ1 | AC | Split System: Air-Cooled Condensing Unit, Coil with Blower | RA1424AJ1 |  | RCFN-H*2421 | 13 | 15.5 | Yes | Yes | 2015-02-05 |  | 1
FALSE | RA1448AD1 | 4762 | 7492397 | RHEEM SALES COMPANY, INC. | RA1448AJ1 | AC | Split System: Air-Cooled Condensing Unit, Coil with Blower | RA1448AJ1 |  | RCF4824HTAM | 12.5 | 15 | Yes | Yes | 2015-02-05 |  | 1
FALSE | RA1660AC1 | 4920 | 7943903 | RHEEM SALES COMPANY, INC. | RA1660AC1 | AC | Split System: Air-Cooled Condensing Unit, Coil with Blower | RA1660AC1 |  | RCFN-H*6024 | 12.5 | 15.1 | Yes | Yes | 2015-02-05 |  | 1
FALSE | RA1436AD1 | 4760 | 7600066 | RHEEM SALES COMPANY, INC. | RA1436AD1 | AC | Split System: Air-Cooled Condensing Unit, Coil with Blower | RA1436AD1 |  | RCFL-H*3824 | 13 | 15.5 | Yes | Yes | 2015-02-05 |  | 1
FALSE | RA1430AJ1 | 4759 | 7491202 | RHEEM SALES COMPANY, INC. | RA1430AJ1 | AC | Split System: Air-Cooled Condensing Unit, Coil with Blower | RA1430AJ1 |  | RCFN-H*3624 | 13 | 16 | Yes | Yes | 2015-02-05 |  | 2
FALSE | RA1648AJ1 | 4919 | 7944249 | RHEEM SALES COMPANY, INC. | RA1648AC1 | AC | Split System: Air-Cooled Condensing Unit, Coil with Blower | RA1648AC1 |  | RCF4824STAM | 13 | 15.5 | Yes | Yes | 2015-02-05 |  | 1
FALSE | RA1624AJ1 | 4915 | 7940710 | RHEEM SALES COMPANY, INC. | RA1624AJ1 | AC | Split System: Air-Cooled Condensing Unit, Coil with Blower | RA1624AJ1 |  | RCF2421MTAM | 13 | 15.5 | Yes | Yes | 2015-02-05 |  | 1
FALSE | RA1642AJ1 | 4918 | 7942580 | RHEEM SALES COMPANY, INC. | RA1642AJ1 | AC | Split System: Air-Cooled Condensing Unit, Coil with Blower | RA1642AJ1 |  | RCF4821STAM | 13 | 15.5 | Yes | Yes | 2015-02-05 |  | 1
FALSE | RA1418AJ1 | 4757 | 7490601 | RHEEM SALES COMPANY, INC. | RA1418AJ1 | AC | Split System: Air-Cooled Condensing Unit, Coil with Blower | RA1418AJ1 |  | RCFL-A*2417 | 12.5 | 15.1 | Yes | Yes | 2015-02-05 |  | 1
FALSE | RA1430AJ1 | 4759 | 7491137 | RHEEM SALES COMPANY, INC. | RA1430AJ1 | AC | Split System: Air-Cooled Condensing Unit, Coil with Blower | RA1430AJ1 |  | RCFL-H*3821 | 13 | 15.5 | Yes | Yes | 2015-02-05 |  | 1
FALSE | RA1636AJ1 | 4917 | 7941550 | RHEEM SALES COMPANY, INC. | RA1636AC1 | AC | Split System: Air-Cooled Condensing Unit, Coil with Blower | RA1636AC1 |  | RCFL-H*3617 | 12.5 | 15.1 | Yes | Yes | 2015-02-05 |  | 1
FALSE | RA1660AC1 | 4920 | 7943861 | RHEEM SALES COMPANY, INC. | RA1660AC1 | AC | Split System: Air-Cooled Condensing Unit, Coil with Blower | RA1660AC1 |  | RCFL-H*6024 | 13 | 16 | Yes | Yes | 2015-02-05 |  | 2
FALSE | RA1430AJ1 | 4759 | 7491117 | RHEEM SALES COMPANY, INC. | RA1430AJ1 | AC | Split System: Air-Cooled Condensing Unit, Coil with Blower | RA1430AJ1 |  | RCFL-H*3621 | 13 | 15.5 | Yes | Yes | 2015-02-05 |  | 1
FALSE | RA1430AJ1 | 4759 | 7491001 | RHEEM SALES COMPANY, INC. | RA1430AJ1 | AC | Split System: Air-Cooled Condensing Unit, Coil with Blower | RA1430AJ1 |  | RCF3621MTAM | 13 | 16 | Yes | Yes | 2015-02-05 |  | 2
FALSE | RA1442AD1 | 4761 | 7492145 | RHEEM SALES COMPANY, INC. | RA1442AJ1 | AC | Split System: Air-Cooled Condensing Unit, Coil with Blower | RA1442AJ1 |  | RCFN-H*4824 | 13 | 15.5 | Yes | Yes | 2015-02-05 |  | 1
FALSE | RA1418AJ1 | 4757 | 7490587 | RHEEM SALES COMPANY, INC. | RA1418AJ1 | AC | Split System: Air-Cooled Condensing Unit, Coil with Blower | RA1418AJ1 |  | RCF2421MTAM | 13 | 16 | Yes | Yes | 2015-02-05 |  | 2
FALSE | RA1460AD1 | 4763 | 7601035 | RHEEM SALES COMPANY, INC. | RA1460AD1 | AC | Split System: Air-Cooled Condensing Unit, Coil with Blower | RA1460AD1 |  | RHLL-HM6024 | 12 | 14.5 | Yes | Yes | 2015-02-05 |  | 0
FALSE | RA1636AJ1 | 4917 | 7941666 | RHEEM SALES COMPANY, INC. | RA1636AC1 | AC | Split System: Air-Cooled Condensing Unit, Coil with Blower | RA1636AC1 |  | RCFL-H*3824 | 13 | 16 | Yes | Yes | 2015-02-05 |  | 2
FALSE | RA1642AJ1 | 4918 | 7942439 | RHEEM SALES COMPANY, INC. | RA1642AC1 | AC | Split System: Air-Cooled Condensing Unit, Coil with Blower | RA1642AC1 |  | RCFN-H*4824 | 13 | 16 | Yes | Yes | 2015-02-05 |  | 2
FALSE | RA1336AD1 | 4824 | 7508229 | RHEEM SALES COMPANY, INC. | RA1336AC1 | AC | Split System: Air-Cooled Condensing Unit, Coil with Blower | RA1336AC1 |  | RCF3621MTAM | 12 | 14.5 | Yes | Yes | 2015-02-05 |  | 0
FALSE | RA1442AD1 | 4761 | 7600528 | RHEEM SALES COMPANY, INC. | RA1442AJ1 | AC | Split System: Air-Cooled Condensing Unit, Coil with Blower | RA1442AJ1 |  | RCF4824HTAM | 13 | 15.5 | Yes | Yes | 2015-02-05 |  | 1
FALSE | RA1642AJ1 | 4918 | 7942719 | RHEEM SALES COMPANY, INC. | RA1642AJ1 | AC | Split System: Air-Cooled Condensing Unit, Coil with Blower | RA1642AJ1 |  | RCFL-H*4821 | 13 | 15.5 | Yes | Yes | 2015-02-05 |  | 1
FALSE | RA1442AD1 | 4761 | 7600491 | RHEEM SALES COMPANY, INC. | RA1442AD1 | AC | Split System: Air-Cooled Condensing Unit, Coil with Blower | RA1442AD1 |  | RCFN-H*4824 | 13 | 15.5 | Yes | Yes | 2015-02-05 |  | 1
FALSE | RA1642AJ1 | 4918 | 7942751 | RHEEM SALES COMPANY, INC. | RA1642AJ1 | AC | Split System: Air-Cooled Condensing Unit, Coil with Blower | RA1642AJ1 |  | RCFL-H*4824 | 13 | 15.5 | Yes | Yes | 2015-02-05 |  | 1
FALSE | RA1448AD1 | 4762 | 7600684 | RHEEM SALES COMPANY, INC. | RA1448AD1 | AC | Split System: Air-Cooled Condensing Unit, Coil with Blower | RA1448AD1 |  | RCF4824STAM | 12 | 14.5 | Yes | Yes | 2015-02-05 |  | 0
FALSE | RA1630AJ1 | 4916 | 7944031 | RHEEM SALES COMPANY, INC. | RA1630AJ1 | AC | Split System: Air-Cooled Condensing Unit, Coil with Blower | RA1630AJ1 |  | RCF3621MTAM | 13 | 16 | Yes | Yes | 2015-02-05 |  | 2
FALSE | RA1436AD1 | 4760 | 7945044 | RHEEM SALES COMPANY, INC. | RA1436AD1 | AC | Split System: Air-Cooled Condensing Unit, Coil with Blower | RA1436AD1 |  | RCF3624MTAM | 13 | 16 | Yes | Yes | 2015-02-05 |  | 2
FALSE | RA1618AJ1 | 4914 | 7940382 | RHEEM SALES COMPANY, INC. | RA1618AJ1 | AC | Split System: Air-Cooled Condensing Unit, Coil with Blower | RA1618AJ1 |  | RCF2421HTAM | 13 | 16 | Yes | Yes | 2015-02-05 |  | 2
FALSE | RA1642AJ1 | 4918 | 7942798 | RHEEM SALES COMPANY, INC. | RA1642AJ1 | AC | Split System: Air-Cooled Condensing Unit, Coil with Blower | RA1642AJ1 |  | RCFN-H*4824 | 13 | 16 | Yes | Yes | 2015-02-05 |  | 2
FALSE | RA1424AJ1 | 4758 | 7490734 | RHEEM SALES COMPANY, INC. | RA1424AJ1 | AC | Split System: Air-Cooled Condensing Unit, Coil with Blower | RA1424AJ1 |  | RCF2417HTAM | 12.5 | 15.1 | Yes | Yes | 2015-02-05 |  | 1
FALSE | RA1660AC1 | 4920 | 7943697 | RHEEM SALES COMPANY, INC. | RA1660AJ1 | AC | Split System: Air-Cooled Condensing Unit, Coil with Blower | RA1660AJ1 |  | RCQD-6024 | 12 | 14.5 | Yes | Yes | 2015-02-05 |  | 0
FALSE | RA1648AJ1 | 4919 | 7942950 | RHEEM SALES COMPANY, INC. | RA1648AC1 | AC | Split System: Air-Cooled Condensing Unit, Coil with Blower | RA1648AC1 |  | RCF4824HTAM | 13 | 16 | Yes | Yes | 2015-02-05 |  | 2
FALSE | RA1442AD1 | 4761 | 7601523 | RHEEM SALES COMPANY, INC. | RA1442AJ1 | AC | Split System: Air-Cooled Condensing Unit, Coil with Blower | RA1442AJ1 |  | RCFL-H*4824 | 12 | 14.5 | Yes | Yes | 2015-02-05 |  | 0
FALSE | RA1424AJ1 | 4758 | 7599565 | RHEEM SALES COMPANY, INC. | RA1424AJ1 | AC | Split System: Air-Cooled Condensing Unit, Coil with Blower | RA1424AJ1 |  | RCF2417STAM | 13 | 15.5 | Yes | Yes | 2015-02-05 |  | 1
FALSE | RA1618AJ1 | 4914 | 7940543 | RHEEM SALES COMPANY, INC. | RA1618AJ1 | AC | Split System: Air-Cooled Condensing Unit, Coil with Blower | RA1618AJ1 |  | RCQD-2417 | 13 | 16 | Yes | Yes | 2015-02-05 |  | 2
FALSE | RA1418AJ1 | 4757 | 7944922 | RHEEM SALES COMPANY, INC. | RA1418AJ1 | AC | Split System: Air-Cooled Condensing Unit, Coil with Blower | RA1418AJ1 |  | RCF2421HTAM | 13 | 16 | Yes | Yes | 2015-02-05 |  | 2
FALSE | RA1642AJ1 | 4918 | 7942776 | RHEEM SALES COMPANY, INC. | RA1642AJ1 | AC | Split System: Air-Cooled Condensing Unit, Coil with Blower | RA1642AJ1 |  | RCFN-H*4824 | 13 | 16 | Yes | Yes | 2015-02-05 |  | 2
FALSE | RA1436AD1 | 4760 | 7600085 | RHEEM SALES COMPANY, INC. | RA1436AD1 | AC | Split System: Air-Cooled Condensing Unit, Coil with Blower | RA1436AD1 |  | RCFL-H*3824 | 13 | 15.5 | Yes | Yes | 2015-02-05 |  | 1
FALSE | RA1642AJ1 | 4918 | 7942408 | RHEEM SALES COMPANY, INC. | RA1642AC1 | AC | Split System: Air-Cooled Condensing Unit, Coil with Blower | RA1642AC1 |  | RCFL-H*4824 | 13 | 15.5 | Yes | Yes | 2015-02-05 |  | 1
FALSE | RA1660AC1 | 4920 | 7943548 | RHEEM SALES COMPANY, INC. | RA1660AJ1 | AC | Split System: Air-Cooled Condensing Unit, Coil with Blower | RA1660AJ1 |  | RCF6024HTAM | 13 | 15.5 | Yes | Yes | 2015-02-05 |  | 1
FALSE | RA1436AD1 | 4760 | 7599866 | RHEEM SALES COMPANY, INC. | RA1436AD1 | AC | Split System: Air-Cooled Condensing Unit, Coil with Blower | RA1436AD1 |  | RCF3624HTAM | 13 | 16 | Yes | Yes | 2015-02-05 |  | 2
FALSE | RA1624AJ1 | 4915 | 7940729 | RHEEM SALES COMPANY, INC. | RA1624AJ1 | AC | Split System: Air-Cooled Condensing Unit, Coil with Blower | RA1624AJ1 |  | RCFL-H*2417 | 13 | 15.5 | Yes | Yes | 2015-02-05 |  | 1
FALSE | RA1448AD1 | 4762 | 7600841 | RHEEM SALES COMPANY, INC. | RA1448AD1 | AC | Split System: Air-Cooled Condensing Unit, Coil with Blower | RA1448AD1 |  | RCQD-4824 | 12 | 14.5 | Yes | Yes | 2015-02-05 |  | 0
FALSE | RA1648AJ1 | 4919 | 7942994 | RHEEM SALES COMPANY, INC. | RA1648AC1 | AC | Split System: Air-Cooled Condensing Unit, Coil with Blower | RA1648AC1 |  | RCF4824STAM | 13 | 16 | Yes | Yes | 2015-02-05 |  | 2
FALSE | RA1436AD1 | 4760 | 7599970 | RHEEM SALES COMPANY, INC. | RA1436AD1 | AC | Split System: Air-Cooled Condensing Unit, Coil with Blower | RA1436AD1 |  | RCFL-H*3621 | 12.5 | 15 | Yes | Yes | 2015-02-05 |  | 1
FALSE | RA1424AJ1 | 4758 | 7490800 | RHEEM SALES COMPANY, INC. | RA1424AJ1 | AC | Split System: Air-Cooled Condensing Unit, Coil with Blower | RA1424AJ1 |  | RCF2421HTAM | 13 | 15.5 | Yes | Yes | 2015-02-05 |  | 1
FALSE | RA1418AJ1 | 4757 | 7599536 | RHEEM SALES COMPANY, INC. | RA1418AJ1 | AC | Split System: Air-Cooled Condensing Unit, Coil with Blower | RA1418AJ1 |  | RCFL-H*2617 | 13 | 16 | Yes | Yes | 2015-02-05 |  | 2
FALSE | RA1642AJ1 | 4918 | 7942783 | RHEEM SALES COMPANY, INC. | RA1642AJ1 | AC | Split System: Air-Cooled Condensing Unit, Coil with Blower | RA1642AJ1 |  | RCFN-H*4824 | 13 | 16 | Yes | Yes | 2015-02-05 |  | 2
FALSE | RA1630AJ1 | 4916 | 7944050 | RHEEM SALES COMPANY, INC. | RA1630AJ1 | AC | Split System: Air-Cooled Condensing Unit, Coil with Blower | RA1630AJ1 |  | RCF3624HTAM | 13 | 16 | Yes | Yes | 2015-02-05 |  | 2
FALSE | RA1442AD1 | 4761 | 7491855 | RHEEM SALES COMPANY, INC. | RA1442AC1 | AC | Split System: Air-Cooled Condensing Unit, Coil with Blower | RA1442AC1 |  | RCF4824HTAM | 12.5 | 15.1 | Yes | Yes | 2015-02-05 |  | 1
FALSE | RA1648AJ1 | 4919 | 7943163 | RHEEM SALES COMPANY, INC. | RA1648AC1 | AC | Split System: Air-Cooled Condensing Unit, Coil with Blower | RA1648AC1 |  | RCQD-4821 | 13 | 16 | Yes | Yes | 2015-02-05 |  | 2
FALSE | RA1642AJ1 | 4918 | 7942256 | RHEEM SALES COMPANY, INC. | RA1642AC1 | AC | Split System: Air-Cooled Condensing Unit, Coil with Blower | RA1642AC1 |  | RCF4821STAM | 13 | 16 | Yes | Yes | 2015-02-05 |  | 2
FALSE | RA1660AC1 | 4920 | 7943880 | RHEEM SALES COMPANY, INC. | RA1660AC1 | AC | Split System: Air-Cooled Condensing Unit, Coil with Blower | RA1660AC1 |  | RCFN-H*6024 | 13 | 15.5 | Yes | Yes | 2015-02-05 |  | 1
FALSE | RA1630AJ1 | 4916 | 7941044 | RHEEM SALES COMPANY, INC. | RA1630AJ1 | AC | Split System: Air-Cooled Condensing Unit, Coil with Blower | RA1630AJ1 |  | RCF3624HTAM | 13 | 16 | Yes | Yes | 2015-02-05 |  | 2
FALSE | RA1648AJ1 | 4919 | 7944244 | RHEEM SALES COMPANY, INC. | RA1648AC1 | AC | Split System: Air-Cooled Condensing Unit, Coil with Blower | RA1648AC1 |  | RCF4824HTAM | 13 | 16 | Yes | Yes | 2015-02-05 |  | 2
FALSE | RA1424AJ1 | 4758 | 7500957 | RHEEM SALES COMPANY, INC. | RA1424AJ1 | AC | Split System: Air-Cooled Condensing Unit, Coil with Blower | RA1424AJ1 |  | RCF2417STAM | 13 | 15.5 | Yes | Yes | 2015-02-05 |  | 1
FALSE | RA1630AJ1 | 4916 | 7941070 | RHEEM SALES COMPANY, INC. | RA1630AJ1 | AC | Split System: Air-Cooled Condensing Unit, Coil with Blower | RA1630AJ1 |  | RCF3624MTAM | 13 | 16 | Yes | Yes | 2015-02-05 |  | 2
FALSE | RA1642AJ1 | 4918 | 7942829 | RHEEM SALES COMPANY, INC. | RA1642AJ1 | AC | Split System: Air-Cooled Condensing Unit, Coil with Blower | RA1642AJ1 |  | RCQD-4821 | 12.5 | 15.1 | Yes | Yes | 2015-02-05 |  | 1
FALSE | RA1648AJ1 | 4919 | 7942915 | RHEEM SALES COMPANY, INC. | RA1648AC1 | AC | Split System: Air-Cooled Condensing Unit, Coil with Blower | RA1648AC1 |  | RCF4821STAM | 13 | 15.5 | Yes | Yes | 2015-02-05 |  | 1
FALSE | RA1436AD1 | 4760 | 7501054 | RHEEM SALES COMPANY, INC. | RA1436AC1 | AC | Split System: Air-Cooled Condensing Unit, Coil with Blower | RA1436AC1 |  | RCQD-3624 | 13 | 16 | Yes | Yes | 2015-02-05 |  | 2
FALSE | RA1424AJ1 | 4758 | 7490935 | RHEEM SALES COMPANY, INC. | RA1424AJ1 | AC | Split System: Air-Cooled Condensing Unit, Coil with Blower | RA1424AJ1 |  | RCFN-H*2421 | 13 | 15.5 | Yes | Yes | 2015-02-05 |  | 1
FALSE | RA1436AD1 | 4760 | 7491415 | RHEEM SALES COMPANY, INC. | RA1436AC1 | AC | Split System: Air-Cooled Condensing Unit, Coil with Blower | RA1436AC1 |  | RCFL-H*3821 | 12.5 | 15.1 | Yes | Yes | 2015-02-05 |  | 1
FALSE | RA1436AD1 | 4760 | 7491362 | RHEEM SALES COMPANY, INC. | RA1436AC1 | AC | Split System: Air-Cooled Condensing Unit, Coil with Blower | RA1436AC1 |  | RCFL-H*3617 | 12 | 14.5 | Yes | Yes | 2015-02-05 |  | 0
FALSE | RA1448AD1 | 4762 | 7945180 | RHEEM SALES COMPANY, INC. | RA1448AJ1 | AC | Split System: Air-Cooled Condensing Unit, Coil with Blower | RA1448AJ1 |  | RCF4824STAM | 12 | 14.5 | Yes | Yes | 2015-02-05 |  | 0
FALSE | RA1660AC1 | 4920 | 7943940 | RHEEM SALES COMPANY, INC. | RA1660AC1 | AC | Split System: Air-Cooled Condensing Unit, Coil with Blower | RA1660AC1 |  | RHLL-HM6024 | 13 | 16 | Yes | Yes | 2015-02-05 |  | 2
FALSE | RA1624AJ1 | 4915 | 7944000 | RHEEM SALES COMPANY, INC. | RA1624AJ1 | AC | Split System: Air-Cooled Condensing Unit, Coil with Blower | RA1624AJ1 |  | RCF2421HTAM | 13 | 16 | Yes | Yes | 2015-02-05 |  | 2
FALSE | RA1436AD1 | 4760 | 7600121 | RHEEM SALES COMPANY, INC. | RA1436AD1 | AC | Split System: Air-Cooled Condensing Unit, Coil with Blower | RA1436AD1 |  | RCQD-3621 | 13 | 16 | Yes | Yes | 2015-02-05 |  | 2
FALSE | RA1318AJ1 | 4821 | 7507445 | RHEEM SALES COMPANY, INC. | RA1318AJ1 | AC | Split System: Air-Cooled Condensing Unit, Coil with Blower | RA1318AJ1 |  | RCF2417STAM | 12 | 14.5 | Yes | Yes | 2015-02-05 |  | 0
FALSE | RA1618AJ1 | 4914 | 7940417 | RHEEM SALES COMPANY, INC. | RA1618AJ1 | AC | Split System: Air-Cooled Condensing Unit, Coil with Blower | RA1618AJ1 |  | RCFL-H*2417 | 13 | 16 | Yes | Yes | 2015-02-05 |  | 2
FALSE | RA1630AJ1 | 4916 | 7940948 | RHEEM SALES COMPANY, INC. | RA1630AJ1 | AC | Split System: Air-Cooled Condensing Unit, Coil with Blower | RA1630AJ1 |  | RCF3621MTAM | 13 | 16 | Yes | Yes | 2015-02-05 |  | 2
FALSE | RA1648AJ1 | 4919 | 7943260 | RHEEM SALES COMPANY, INC. | RA1648AJ1 | AC | Split System: Air-Cooled Condensing Unit, Coil with Blower | RA1648AJ1 |  | RCF4824HTAM | 13 | 16 | Yes | Yes | 2015-02-05 |  | 2
FALSE | RA1436AD1 | 4760 | 7600232 | RHEEM SALES COMPANY, INC. | RA1436AJ1 | AC | Split System: Air-Cooled Condensing Unit, Coil with Blower | RA1436AJ1 |  | RCQD-3624 | 13 | 16 | Yes | Yes | 2015-02-05 |  | 2
FALSE | RA1436AD1 | 4760 | 7599831 | RHEEM SALES COMPANY, INC. | RA1436AD1 | AC | Split System: Air-Cooled Condensing Unit, Coil with Blower | RA1436AD1 |  | RCF3621STAM | 12.5 | 15.1 | Yes | Yes | 2015-02-05 |  | 1
FALSE | RA1448AD1 | 4762 | 7600561 | RHEEM SALES COMPANY, INC. | RA1448AC1 | AC | Split System: Air-Cooled Condensing Unit, Coil with Blower | RA1448AC1 |  | RCF4824HTAM | 12.5 | 15 | Yes | Yes | 2015-02-05 |  | 1
FALSE | RA1436AD1 | 4760 | 7599911 | RHEEM SALES COMPANY, INC. | RA1436AD1 | AC | Split System: Air-Cooled Condensing Unit, Coil with Blower | RA1436AD1 |  | RCF3624MTAM | 13 | 15.5 | Yes | Yes | 2015-02-05 |  | 1
FALSE | RA1642AJ1 | 4918 | 7942303 | RHEEM SALES COMPANY, INC. | RA1642AC1 | AC | Split System: Air-Cooled Condensing Unit, Coil with Blower | RA1642AC1 |  | RCF4824HTAM | 13 | 16 | Yes | Yes | 2015-02-05 |  | 2
FALSE | RA1436AD1 | 4760 | 7491312 | RHEEM SALES COMPANY, INC. | RA1436AC1 | AC | Split System: Air-Cooled Condensing Unit, Coil with Blower | RA1436AC1 |  | RCF3624HTAM | 13 | 16 | Yes | Yes | 2015-02-05 |  | 2
FALSE | RA1318AJ1 | 4821 | 7507507 | RHEEM SALES COMPANY, INC. | RA1318AJ1 | AC | Split System: Air-Cooled Condensing Unit, Coil with Blower | RA1318AJ1 |  | RCFL-H*2417 | 12 | 14.5 | Yes | Yes | 2015-02-05 |  | 0
FALSE | RA1624AJ1 | 4915 | 7940672 | RHEEM SALES COMPANY, INC. | RA1624AJ1 | AC | Split System: Air-Cooled Condensing Unit, Coil with Blower | RA1624AJ1 |  | RCF2421HTAM | 13 | 16 | Yes | Yes | 2015-02-05 |  | 2
FALSE | RA1648AJ1 | 4919 | 7944232 | RHEEM SALES COMPANY, INC. | RA1648AC1 | AC | Split System: Air-Cooled Condensing Unit, Coil with Blower | RA1648AC1 |  | RCF4821STAM | 13 | 15.5 | Yes | Yes | 2015-02-05 |  | 1
FALSE | RA1436AD1 | 4760 | 7599692 | RHEEM SALES COMPANY, INC. | RA1436AC1 | AC | Split System: Air-Cooled Condensing Unit, Coil with Blower | RA1436AC1 |  | RCF3624HTAM | 13 | 16 | Yes | Yes | 2015-02-05 |  | 2
FALSE | RA1636AJ1 | 4917 | 7942061 | RHEEM SALES COMPANY, INC. | RA1636AJ1 | AC | Split System: Air-Cooled Condensing Unit, Coil with Blower | RA1636AJ1 |  | RCFL-H*3821 | 13 | 16 | Yes | Yes | 2015-02-05 |  | 2
FALSE | RA1448AD1 | 4762 | 7945167 | RHEEM SALES COMPANY, INC. | RA1448AJ1 | AC | Split System: Air-Cooled Condensing Unit, Coil with Blower | RA1448AJ1 |  | RCF4821STAM | 12 | 14.5 | Yes | Yes | 2015-02-05 |  | 0
FALSE | RA1636AJ1 | 4917 | 7941560 | RHEEM SALES COMPANY, INC. | RA1636AC1 | AC | Split System: Air-Cooled Condensing Unit, Coil with Blower | RA1636AC1 |  | RCFL-H*3617 | 13 | 15.5 | Yes | Yes | 2015-02-05 |  | 1
FALSE | RA1436AD1 | 4760 | 7491658 | RHEEM SALES COMPANY, INC. | RA1436AJ1 | AC | Split System: Air-Cooled Condensing Unit, Coil with Blower | RA1436AJ1 |  | RCFL-H*3617 | 12.5 | 15.1 | Yes | Yes | 2015-02-05 |  | 1
FALSE | RA1660AC1 | 4920 | 7943627 | RHEEM SALES COMPANY, INC. | RA1660AJ1 | AC | Split System: Air-Cooled Condensing Unit, Coil with Blower | RA1660AJ1 |  | RCFL-H*6024 | 12.5 | 15.1 | Yes | Yes | 2015-02-05 |  | 1
FALSE | RA1336AD1 | 4824 | 7508533 | RHEEM SALES COMPANY, INC. | RA1336AC1 | AC | Split System: Air-Cooled Condensing Unit, Coil with Blower | RA1336AC1 |  | RCQD-3624 | 12 | 14.5 | Yes | Yes | 2015-02-05 |  | 0
FALSE | RA1648AJ1 | 4919 | 7943305 | RHEEM SALES COMPANY, INC. | RA1648AJ1 | AC | Split System: Air-Cooled Condensing Unit, Coil with Blower | RA1648AJ1 |  | RCF4824STAM | 12.5 | 15.1 | Yes | Yes | 2015-02-05 |  | 1
FALSE | RA1436AD1 | 4760 | 7491667 | RHEEM SALES COMPANY, INC. | RA1436AJ1 | AC | Split System: Air-Cooled Condensing Unit, Coil with Blower | RA1436AJ1 |  | RCFL-H*3621 | 12.5 | 15.1 | Yes | Yes | 2015-02-05 |  | 1
FALSE | RA1430AJ1 | 4759 | 7491128 | RHEEM SALES COMPANY, INC. | RA1430AJ1 | AC | Split System: Air-Cooled Condensing Unit, Coil with Blower | RA1430AJ1 |  | RCFL-H*3621 | 13 | 15.5 | Yes | Yes | 2015-02-05 |  | 1
FALSE | RA1660AC1 | 4920 | 7943617 | RHEEM SALES COMPANY, INC. | RA1660AJ1 | AC | Split System: Air-Cooled Condensing Unit, Coil with Blower | RA1660AJ1 |  | RCFL-H*6024 | 12.5 | 15.1 | Yes | Yes | 2015-02-05 |  | 1
FALSE | RA1636AJ1 | 4917 | 7941489 | RHEEM SALES COMPANY, INC. | RA1636AC1 | AC | Split System: Air-Cooled Condensing Unit, Coil with Blower | RA1636AC1 |  | RCF3624HTAM | 13 | 16 | Yes | Yes | 2015-02-05 |  | 2
FALSE | RA1648AJ1 | 4919 | 7943093 | RHEEM SALES COMPANY, INC. | RA1648AC1 | AC | Split System: Air-Cooled Condensing Unit, Coil with Blower | RA1648AC1 |  | RCFL-H*4824 | 13 | 16 | Yes | Yes | 2015-02-05 |  | 2
FALSE | RA1636AJ1 | 4917 | 7941497 | RHEEM SALES COMPANY, INC. | RA1636AC1 | AC | Split System: Air-Cooled Condensing Unit, Coil with Blower | RA1636AC1 |  | RCF3624HTAM | 13 | 16 | Yes | Yes | 2015-02-05 |  | 2
FALSE | RA1448AD1 | 4762 | 7492379 | RHEEM SALES COMPANY, INC. | RA1448AJ1 | AC | Split System: Air-Cooled Condensing Unit, Coil with Blower | RA1448AJ1 |  | RCF4821STAM | 12 | 14.5 | Yes | Yes | 2015-02-05 |  | 0
FALSE | RA1642AJ1 | 4918 | 7942514 | RHEEM SALES COMPANY, INC. | RA1642AC1 | AC | Split System: Air-Cooled Condensing Unit, Coil with Blower | RA1642AC1 |  | RCQD-4821 | 13 | 15.5 | Yes | Yes | 2015-02-05 |  | 1
FALSE | RA1448AD1 | 4762 | 7492354 | RHEEM SALES COMPANY, INC. | RA1448AC1 | AC | Split System: Air-Cooled Condensing Unit, Coil with Blower | RA1448AC1 |  | RCQD-4824 | 12 | 14.5 | Yes | Yes | 2015-02-05 |  | 0
FALSE | RA1636AJ1 | 4917 | 7941684 | RHEEM SALES COMPANY, INC. | RA1636AC1 | AC | Split System: Air-Cooled Condensing Unit, Coil with Blower | RA1636AC1 |  | RCFL-H*3824 | 13 | 16 | Yes | Yes | 2015-02-05 |  | 2
FALSE | RA1648AJ1 | 4919 | 7943240 | RHEEM SALES COMPANY, INC. | RA1648AJ1 | AC | Split System: Air-Cooled Condensing Unit, Coil with Blower | RA1648AJ1 |  | RCF4821STAM | 13 | 15.5 | Yes | Yes | 2015-02-05 |  | 1
FALSE | RA1336AD1 | 4824 | 7982449 | RHEEM SALES COMPANY, INC. | RA1336AJ1 | AC | Split System: Air-Cooled Condensing Unit, Coil with Blower | RA1336AJ1 |  | RCF3624MTAM | 12 | 14.5 | Yes | Yes | 2015-02-05 |  | 0
FALSE | RA1624AJ1 | 4915 | 7940731 | RHEEM SALES COMPANY, INC. | RA1624AJ1 | AC | Split System: Air-Cooled Condensing Unit, Coil with Blower | RA1624AJ1 |  | RCFL-H*2417 | 13 | 15.5 | Yes | Yes | 2015-02-05 |  | 1
FALSE | RA1642AJ1 | 4918 | 7942618 | RHEEM SALES COMPANY, INC. | RA1642AJ1 | AC | Split System: Air-Cooled Condensing Unit, Coil with Blower | RA1642AJ1 |  | RCF4824HTAM | 13 | 16 | Yes | Yes | 2015-02-05 |  | 2
FALSE | RA1436AD1 | 4760 | 7599728 | RHEEM SALES COMPANY, INC. | RA1436AC1 | AC | Split System: Air-Cooled Condensing Unit, Coil with Blower | RA1436AC1 |  | RCQD-3621 | 13 | 16 | Yes | Yes | 2015-02-05 |  | 2
FALSE | RA1660AC1 | 4920 | 7943642 | RHEEM SALES COMPANY, INC. | RA1660AJ1 | AC | Split System: Air-Cooled Condensing Unit, Coil with Blower | RA1660AJ1 |  | RCFL-H*6024 | 12.5 | 15.1 | Yes | Yes | 2015-02-05 |  | 1
FALSE | RA1624AJ1 | 4915 | 7940610 | RHEEM SALES COMPANY, INC. | RA1624AJ1 | AC | Split System: Air-Cooled Condensing Unit, Coil with Blower | RA1624AJ1 |  | RCF2417MTAM | 13 | 15.5 | Yes | Yes | 2015-02-05 |  | 1
FALSE | RA1648AJ1 | 4919 | 7942969 | RHEEM SALES COMPANY, INC. | RA1648AC1 | AC | Split System: Air-Cooled Condensing Unit, Coil with Blower | RA1648AC1 |  | RCF4824STAM | 13 | 16 | Yes | Yes | 2015-02-05 |  | 2
FALSE | RA1660AC1 | 4920 | 7943609 | RHEEM SALES COMPANY, INC. | RA1660AJ1 | AC | Split System: Air-Cooled Condensing Unit, Coil with Blower | RA1660AJ1 |  | RCFL-H*6024 | 12.5 | 15.1 | Yes | Yes | 2015-02-05 |  | 1
FALSE | RA1618AJ1 | 4914 | 7940297 | RHEEM SALES COMPANY, INC. | RA1618AJ1 | AC | Split System: Air-Cooled Condensing Unit, Coil with Blower | RA1618AJ1 |  | RCF2417HTAM | 13 | 16 | Yes | Yes | 2015-02-05 |  | 2
FALSE | RA1624AJ1 | 4915 | 7940845 | RHEEM SALES COMPANY, INC. | RA1624AJ1 | AC | Split System: Air-Cooled Condensing Unit, Coil with Blower | RA1624AJ1 |  | RCFN-H*2421 | 13 | 16 | Yes | Yes | 2015-02-05 |  | 2
FALSE | RA1624AJ1 | 4915 | 7940594 | RHEEM SALES COMPANY, INC. | RA1624AJ1 | AC | Split System: Air-Cooled Condensing Unit, Coil with Blower | RA1624AJ1 |  | RCF2417HTAM | 13 | 16 | Yes | Yes | 2015-02-05 |  | 2
FALSE | RA1436AD1 | 4760 | 7493682 | RHEEM SALES COMPANY, INC. | RA1436AJ1 | AC | Split System: Air-Cooled Condensing Unit, Coil with Blower | RA1436AJ1 |  | RHPL-HM3621 | 12.5 | 15 | Yes | Yes | 2015-02-05 |  | 1
FALSE | RA1424AJ1 | 4758 | 7490885 | RHEEM SALES COMPANY, INC. | RA1424AJ1 | AC | Split System: Air-Cooled Condensing Unit, Coil with Blower | RA1424AJ1 |  | RCFL-H*2621 | 13 | 15.5 | Yes | Yes | 2015-02-05 |  | 1
FALSE | RA1442AD1 | 4761 | 7501119 | RHEEM SALES COMPANY, INC. | RA1442AC1 | AC | Split System: Air-Cooled Condensing Unit, Coil with Blower | RA1442AC1 |  | RCFL-H*4821 | 12 | 14.5 | Yes | Yes | 2015-02-05 |  | 0
FALSE | RA1636AJ1 | 4917 | 7941943 | RHEEM SALES COMPANY, INC. | RA1636AJ1 | AC | Split System: Air-Cooled Condensing Unit, Coil with Blower | RA1636AJ1 |  | RCF3624MTAM | 13 | 16 | Yes | Yes | 2015-02-05 |  | 2
FALSE | RA1418AJ1 | 4757 | 7490611 | RHEEM SALES COMPANY, INC. | RA1418AJ1 | AC | Split System: Air-Cooled Condensing Unit, Coil with Blower | RA1418AJ1 |  | RCFL-A*2417 | 13 | 15.5 | Yes | Yes | 2015-02-05 |  | 1
FALSE | RA1442AD1 | 4761 | 7600283 | RHEEM SALES COMPANY, INC. | RA1442AD1 | AC | Split System: Air-Cooled Condensing Unit, Coil with Blower | RA1442AD1 |  | RCF4821STAM | 12.5 | 15.1 | Yes | Yes | 2015-02-05 |  | 1
FALSE | RA1324AJ1 | 4822 | 7982269 | RHEEM SALES COMPANY, INC. | RA1324AJ1 | AC | Split System: Air-Cooled Condensing Unit, Coil with Blower | RA1324AJ1 |  | RCF2421HTAM | 12 | 14.5 | Yes | Yes | 2015-02-05 |  | 0
FALSE | RA1330AJ1 | 4823 | 7508164 | RHEEM SALES COMPANY, INC. | RA1330AJ1 | AC | Split System: Air-Cooled Condensing Unit, Coil with Blower | RA1330AJ1 |  | RCQD-3624 | 12.5 | 15.1 | Yes | Yes | 2015-02-05 |  | 1
FALSE | RA1442AD1 | 4761 | 7600487 | RHEEM SALES COMPANY, INC. | RA1442AD1 | AC | Split System: Air-Cooled Condensing Unit, Coil with Blower | RA1442AD1 |  | RCFN-H*4824 | 12.5 | 15.1 | Yes | Yes | 2015-02-05 |  | 1
FALSE | RA1618AJ1 | 4914 | 7940557 | RHEEM SALES COMPANY, INC. | RA1618AJ1 | AC | Split System: Air-Cooled Condensing Unit, Coil with Blower | RA1618AJ1 |  | RCQD-2417 | 13 | 16 | Yes | Yes | 2015-02-05 |  | 2
FALSE | RA1642AJ1 | 4918 | 7942703 | RHEEM SALES COMPANY, INC. | RA1642AJ1 | AC | Split System: Air-Cooled Condensing Unit, Coil with Blower | RA1642AJ1 |  | RCFL-H*4821 | 12.2 | 14.5 | Yes | Yes | 2015-02-05 |  | 0
FALSE | RA1430AJ1 | 4759 | 7599617 | RHEEM SALES COMPANY, INC. | RA1430AJ1 | AC | Split System: Air-Cooled Condensing Unit, Coil with Blower | RA1430AJ1 |  | RCF3621MTAM | 13 | 16 | Yes | Yes | 2015-02-05 |  | 2
FALSE | RA1618AJ1 | 4914 | 7940346 | RHEEM SALES COMPANY, INC. | RA1618AJ1 | AC | Split System: Air-Cooled Condensing Unit, Coil with Blower | RA1618AJ1 |  | RCF2417STAM | 13 | 16 | Yes | Yes | 2015-02-05 |  | 2
FALSE | RA1448AD1 | 4762 | 7600847 | RHEEM SALES COMPANY, INC. | RA1448AD1 | AC | Split System: Air-Cooled Condensing Unit, Coil with Blower | RA1448AD1 |  | RCQD-4824 | 12 | 14.5 | Yes | Yes | 2015-02-05 |  | 0
FALSE | RA1630AJ1 | 4916 | 7941190 | RHEEM SALES COMPANY, INC. | RA1630AJ1 | AC | Split System: Air-Cooled Condensing Unit, Coil with Blower | RA1630AJ1 |  | RCFL-H*3821 | 13 | 16 | Yes | Yes | 2015-02-05 |  | 2
FALSE | RA1318AJ1 | 4821 | 7982146 | RHEEM SALES COMPANY, INC. | RA1318AJ1 | AC | Split System: Air-Cooled Condensing Unit, Coil with Blower | RA1318AJ1 |  | RCF2417HTAM | 12 | 14.5 | Yes | Yes | 2015-02-05 |  | 0
FALSE | RA1336AD1 | 4824 | 7508213 | RHEEM SALES COMPANY, INC. | RA1336AC1 | AC | Split System: Air-Cooled Condensing Unit, Coil with Blower | RA1336AC1 |  | RCF3621MTAM | 12 | 14.5 | Yes | Yes | 2015-02-05 |  | 0
FALSE | RA1636AJ1 | 4917 | 7941956 | RHEEM SALES COMPANY, INC. | RA1636AJ1 | AC | Split System: Air-Cooled Condensing Unit, Coil with Blower | RA1636AJ1 |  | RCF3624MTAM | 13 | 16 | Yes | Yes | 2015-02-05 |  | 2
FALSE | RA1636AJ1 | 4917 | 7941467 | RHEEM SALES COMPANY, INC. | RA1636AC1 | AC | Split System: Air-Cooled Condensing Unit, Coil with Blower | RA1636AC1 |  | RCF3621STAM | 13 | 15.5 | Yes | Yes | 2015-02-05 |  | 1
FALSE | RA1436AD1 | 4760 | 7599769 | RHEEM SALES COMPANY, INC. | RA1436AD1 | AC | Split System: Air-Cooled Condensing Unit, Coil with Blower | RA1436AD1 |  | RCF3621MTAM | 12.5 | 15.1 | Yes | Yes | 2015-02-05 |  | 1
FALSE | RA1630AJ1 | 4916 | 7941270 | RHEEM SALES COMPANY, INC. | RA1630AJ1 | AC | Split System: Air-Cooled Condensing Unit, Coil with Blower | RA1630AJ1 |  | RCFN-H*3624 | 13 | 16 | Yes | Yes | 2015-02-05 |  | 2
FALSE | RA1648AJ1 | 4919 | 7943028 | RHEEM SALES COMPANY, INC. | RA1648AC1 | AC | Split System: Air-Cooled Condensing Unit, Coil with Blower | RA1648AC1 |  | RCFL-H*4821 | 12.5 | 15.1 | Yes | Yes | 2015-02-05 |  | 1
FALSE | RA1660AC1 | 4920 | 7943563 | RHEEM SALES COMPANY, INC. | RA1660AJ1 | AC | Split System: Air-Cooled Condensing Unit, Coil with Blower | RA1660AJ1 |  | RCF6024HTAM | 12.5 | 15.1 | Yes | Yes | 2015-02-05 |  | 1
FALSE | RA1442AD1 | 4761 | 7492116 | RHEEM SALES COMPANY, INC. | RA1442AJ1 | AC | Split System: Air-Cooled Condensing Unit, Coil with Blower | RA1442AJ1 |  | RCFL-H*4824 | 12 | 14.5 | Yes | Yes | 2015-02-05 |  | 0
FALSE | RA1318AJ1 | 4821 | 7507426 | RHEEM SALES COMPANY, INC. | RA1318AJ1 | AC | Split System: Air-Cooled Condensing Unit, Coil with Blower | RA1318AJ1 |  | RCF2417MTAM | 12 | 14.5 | Yes | Yes | 2015-02-05 |  | 0
FALSE | RA1636AJ1 | 4917 | 7941969 | RHEEM SALES COMPANY, INC. | RA1636AJ1 | AC | Split System: Air-Cooled Condensing Unit, Coil with Blower | RA1636AJ1 |  | RCF3624MTAM | 13 | 16 | Yes | Yes | 2015-02-05 |  | 2
FALSE | RA1436AD1 | 4760 | 7491560 | RHEEM SALES COMPANY, INC. | RA1436AJ1 | AC | Split System: Air-Cooled Condensing Unit, Coil with Blower | RA1436AJ1 |  | RCF3621MTAM | 13 | 15.5 | Yes | Yes | 2015-02-05 |  | 1
FALSE | RA1442AD1 | 4761 | 7491824 | RHEEM SALES COMPANY, INC. | RA1442AC1 | AC | Split System: Air-Cooled Condensing Unit, Coil with Blower | RA1442AC1 |  | RCF4821STAM | 12 | 14.5 | Yes | Yes | 2015-02-05 |  | 0
FALSE | RA1448AD1 | 4762 | 7601554 | RHEEM SALES COMPANY, INC. | RA1448AD1 | AC | Split System: Air-Cooled Condensing Unit, Coil with Blower | RA1448AD1 |  | RCFN-H*4824 | 12.5 | 15.1 | Yes | Yes | 2015-02-05 |  | 1
FALSE | RA1636AJ1 | 4917 | 7941613 | RHEEM SALES COMPANY, INC. | RA1636AC1 | AC | Split System: Air-Cooled Condensing Unit, Coil with Blower | RA1636AC1 |  | RCFL-H*3621 | 13 | 15.5 | Yes | Yes | 2015-02-05 |  | 1
FALSE | RA1636AJ1 | 4917 | 7942067 | RHEEM SALES COMPANY, INC. | RA1636AJ1 | AC | Split System: Air-Cooled Condensing Unit, Coil with Blower | RA1636AJ1 |  | RCFL-H*3821 | 13 | 15.5 | Yes | Yes | 2015-02-05 |  | 1
FALSE | RA1648AJ1 | 4919 | 7943531 | RHEEM SALES COMPANY, INC. | RA1648AJ1 | AC | Split System: Air-Cooled Condensing Unit, Coil with Blower | RA1648AJ1 |  | RCQD-4824 | 13 | 16 | Yes | Yes | 2015-02-05 |  | 2
FALSE | RA1436AD1 | 4760 | 7944994 | RHEEM SALES COMPANY, INC. | RA1436AC1 | AC | Split System: Air-Cooled Condensing Unit, Coil with Blower | RA1436AC1 |  | RCF3621MTAM | 13 | 15.5 | Yes | Yes | 2015-02-05 |  | 1
FALSE | RA1424AJ1 | 4758 | 7490898 | RHEEM SALES COMPANY, INC. | RA1424AJ1 | AC | Split System: Air-Cooled Condensing Unit, Coil with Blower | RA1424AJ1 |  | RCFN-H*2417 | 12.5 | 15.1 | Yes | Yes | 2015-02-05 |  | 1
FALSE | RA1442AD1 | 4761 | 7601494 | RHEEM SALES COMPANY, INC. | RA1442AC1 | AC | Split System: Air-Cooled Condensing Unit, Coil with Blower | RA1442AC1 |  | RCF4824HTAM | 13 | 15.5 | Yes | Yes | 2015-02-05 |  | 1
FALSE | RA1442AD1 | 4761 | 7492133 | RHEEM SALES COMPANY, INC. | RA1442AJ1 | AC | Split System: Air-Cooled Condensing Unit, Coil with Blower | RA1442AJ1 |  | RCFN-H*4824 | 12.5 | 15.1 | Yes | Yes | 2015-02-05 |  | 1
FALSE | RA1436AD1 | 4760 | 7491399 | RHEEM SALES COMPANY, INC. | RA1436AC1 | AC | Split System: Air-Cooled Condensing Unit, Coil with Blower | RA1436AC1 |  | RCFL-H*3621 | 12.5 | 15.1 | Yes | Yes | 2015-02-05 |  | 1
FALSE | RA1642AJ1 | 4918 | 7942461 | RHEEM SALES COMPANY, INC. | RA1642AC1 | AC | Split System: Air-Cooled Condensing Unit, Coil with Blower | RA1642AC1 |  | RCFN-H*4824 | 13 | 16 | Yes | Yes | 2015-02-05 |  | 2
FALSE | RA1642AJ1 | 4918 | 7942789 | RHEEM SALES COMPANY, INC. | RA1642AJ1 | AC | Split System: Air-Cooled Condensing Unit, Coil with Blower | RA1642AJ1 |  | RCFN-H*4824 | 13 | 16 | Yes | Yes | 2015-02-05 |  | 2
FALSE | RA1636AJ1 | 4917 | 7941792 | RHEEM SALES COMPANY, INC. | RA1636AJ1 | AC | Split System: Air-Cooled Condensing Unit, Coil with Blower | RA1636AJ1 |  | RCF3617STAM | 13 | 15.5 | Yes | Yes | 2015-02-05 |  | 1
FALSE | RA1436AD1 | 4760 | 7491761 | RHEEM SALES COMPANY, INC. | RA1436AJ1 | AC | Split System: Air-Cooled Condensing Unit, Coil with Blower | RA1436AJ1 |  | RCQD-3621 | 13 | 15.5 | Yes | Yes | 2015-02-05 |  | 1
FALSE | RA1424AJ1 | 4758 | 7490947 | RHEEM SALES COMPANY, INC. | RA1424AJ1 | AC | Split System: Air-Cooled Condensing Unit, Coil with Blower | RA1424AJ1 |  | RCQD-2417 | 13 | 15.5 | Yes | Yes | 2015-02-05 |  | 1
FALSE | RA1630AJ1 | 4916 | 7940955 | RHEEM SALES COMPANY, INC. | RA1630AJ1 | AC | Split System: Air-Cooled Condensing Unit, Coil with Blower | RA1630AJ1 |  | RCF3621MTAM | 13 | 16 | Yes | Yes | 2015-02-05 |  | 2
FALSE | RA1324AJ1 | 4822 | 7507768 | RHEEM SALES COMPANY, INC. | RA1324AJ1 | AC | Split System: Air-Cooled Condensing Unit, Coil with Blower | RA1324AJ1 |  | RCFL-H*2621 | 12 | 14.5 | Yes | Yes | 2015-02-05 |  | 0
FALSE | RA1448AD1 | 4762 | 7492314 | RHEEM SALES COMPANY, INC. | RA1448AC1 | AC | Split System: Air-Cooled Condensing Unit, Coil with Blower | RA1448AC1 |  | RCFN-H*4824 | 12.5 | 15.1 | Yes | Yes | 2015-02-05 |  | 1
FALSE | RA1642AJ1 | 4918 | 7942884 | RHEEM SALES COMPANY, INC. | RA1642AJ1 | AC | Split System: Air-Cooled Condensing Unit, Coil with Blower | RA1642AJ1 |  | RCQD-4824 | 13 | 16 | Yes | Yes | 2015-02-05 |  | 2
FALSE | RA1436AD1 | 4760 | 7600214 | RHEEM SALES COMPANY, INC. | RA1436AJ1 | AC | Split System: Air-Cooled Condensing Unit, Coil with Blower | RA1436AJ1 |  | RCFL-H*3821 | 12.5 | 15.1 | Yes | Yes | 2015-02-05 |  | 1
FALSE | RA1436AD1 | 4760 | 7601480 | RHEEM SALES COMPANY, INC. | RA1436AJ1 | AC | Split System: Air-Cooled Condensing Unit, Coil with Blower | RA1436AJ1 |  | RCFL-H*3821 | 12.5 | 15.1 | Yes | Yes | 2015-02-05 |  | 1
FALSE | RA1648AJ1 | 4919 | 7944251 | RHEEM SALES COMPANY, INC. | RA1648AC1 | AC | Split System: Air-Cooled Condensing Unit, Coil with Blower | RA1648AC1 |  | RCF4824STAM | 13 | 15.5 | Yes | Yes | 2015-02-05 |  | 1
FALSE | RA1324AJ1 | 4822 | 7507818 | RHEEM SALES COMPANY, INC. | RA1324AJ1 | AC | Split System: Air-Cooled Condensing Unit, Coil with Blower | RA1324AJ1 |  | RCFN-H*2421 | 12 | 14.5 | Yes | Yes | 2015-02-05 |  | 0
FALSE | RA1418AJ1 | 4757 | 7490670 | RHEEM SALES COMPANY, INC. | RA1418AJ1 | AC | Split System: Air-Cooled Condensing Unit, Coil with Blower | RA1418AJ1 |  | RCFL-H*2621 | 13 | 16 | Yes | Yes | 2015-02-05 |  | 2
FALSE | RA1648AJ1 | 4919 | 7942979 | RHEEM SALES COMPANY, INC. | RA1648AC1 | AC | Split System: Air-Cooled Condensing Unit, Coil with Blower | RA1648AC1 |  | RCF4824STAM | 12.5 | 15.1 | Yes | Yes | 2015-02-05 |  | 1
FALSE | RA1448AD1 | 4762 | 7600634 | RHEEM SALES COMPANY, INC. | RA1448AD1 | AC | Split System: Air-Cooled Condensing Unit, Coil with Blower | RA1448AD1 |  | RCF4824HTAM | 13 | 15.5 | Yes | Yes | 2015-02-05 |  | 1
FALSE | RA1448AD1 | 4762 | 7600793 | RHEEM SALES COMPANY, INC. | RA1448AD1 | AC | Split System: Air-Cooled Condensing Unit, Coil with Blower | RA1448AD1 |  | RCFN-H*4824 | 12.5 | 15.1 | Yes | Yes | 2015-02-05 |  | 1
FALSE | RA1660AC1 | 4920 | 7943812 | RHEEM SALES COMPANY, INC. | RA1660AC1 | AC | Split System: Air-Cooled Condensing Unit, Coil with Blower | RA1660AC1 |  | RCF6024STAM | 13 | 15.5 | Yes | Yes | 2015-02-05 |  | 1
FALSE | RA1342AD1 | 4827 | 7512024 | RHEEM SALES COMPANY, INC. | RA1342AJ1 | AC | Split System: Air-Cooled Condensing Unit, Coil with Blower | RA1342AJ1 |  | RHPN-HM4824 | 12 | 14.5 | Yes | Yes | 2015-02-05 |  | 0
FALSE | RA1448AD1 | 4762 | 7501219 | RHEEM SALES COMPANY, INC. | RA1448AJ1 | AC | Split System: Air-Cooled Condensing Unit, Coil with Blower | RA1448AJ1 |  | RCFN-H*4824 | 12.5 | 15.1 | Yes | Yes | 2015-02-05 |  | 1
FALSE | RA1618AJ1 | 4914 | 7940471 | RHEEM SALES COMPANY, INC. | RA1618AJ1 | AC | Split System: Air-Cooled Condensing Unit, Coil with Blower | RA1618AJ1 |  | RCFL-H*2621 | 13 | 16 | Yes | Yes | 2015-02-05 |  | 2
FALSE | RA1424AJ1 | 4758 | 7490805 | RHEEM SALES COMPANY, INC. | RA1424AJ1 | AC | Split System: Air-Cooled Condensing Unit, Coil with Blower | RA1424AJ1 |  | RCF2421HTAM | 13 | 16 | Yes | Yes | 2015-02-05 |  | 2
FALSE | RA1436AD1 | 4760 | 7600120 | RHEEM SALES COMPANY, INC. | RA1436AD1 | AC | Split System: Air-Cooled Condensing Unit, Coil with Blower | RA1436AD1 |  | RCQD-3621 | 13 | 16 | Yes | Yes | 2015-02-05 |  | 2
FALSE | RA1424AJ1 | 4758 | 7607053 | RHEEM SALES COMPANY, INC. | RA1424AJ1 | AC | Split System: Air-Cooled Condensing Unit, Coil with Blower | RA1424AJ1 |  | RCF2417STAM | 12.5 | 15.1 | Yes | Yes | 2015-02-05 |  | 1
FALSE | RA1330AJ1 | 4823 | 7508092 | RHEEM SALES COMPANY, INC. | RA1330AJ1 | AC | Split System: Air-Cooled Condensing Unit, Coil with Blower | RA1330AJ1 |  | RCFL-H*3824 | 12 | 14.5 | Yes | Yes | 2015-02-05 |  | 0
FALSE | RA1424AJ1 | 4758 | 7490910 | RHEEM SALES COMPANY, INC. | RA1424AJ1 | AC | Split System: Air-Cooled Condensing Unit, Coil with Blower | RA1424AJ1 |  | RCFN-H*2417 | 12.5 | 15.1 | Yes | Yes | 2015-02-05 |  | 1
FALSE | RA1448AD1 | 4762 | 7600842 | RHEEM SALES COMPANY, INC. | RA1448AD1 | AC | Split System: Air-Cooled Condensing Unit, Coil with Blower | RA1448AD1 |  | RCQD-4824 | 12 | 14.5 | Yes | Yes | 2015-02-05 |  | 0
FALSE | RA1448AD1 | 4762 | 7601569 | RHEEM SALES COMPANY, INC. | RA1448AJ1 | AC | Split System: Air-Cooled Condensing Unit, Coil with Blower | RA1448AJ1 |  | RCFN-H*4824 | 12.5 | 15.1 | Yes | Yes | 2015-02-05 |  | 1
FALSE | RA1336AD1 | 4824 | 7508479 | RHEEM SALES COMPANY, INC. | RA1336AC1 | AC | Split System: Air-Cooled Condensing Unit, Coil with Blower | RA1336AC1 |  | RCFN-H*3624 | 12.5 | 15.1 | Yes | Yes | 2015-02-05 |  | 1
FALSE | RA1330AJ1 | 4823 | 7508078 | RHEEM SALES COMPANY, INC. | RA1330AJ1 | AC | Split System: Air-Cooled Condensing Unit, Coil with Blower | RA1330AJ1 |  | RCFL-H*3824 | 12 | 14.5 | Yes | Yes | 2015-02-05 |  | 0
FALSE | RA1418AJ1 | 4757 | 7500950 | RHEEM SALES COMPANY, INC. | RA1418AJ1 | AC | Split System: Air-Cooled Condensing Unit, Coil with Blower | RA1418AJ1 |  | RCFN-H*2421 | 13 | 16 | Yes | Yes | 2015-02-05 |  | 2
FALSE | RA1324AJ1 | 4822 | 7982241 | RHEEM SALES COMPANY, INC. | RA1324AJ1 | AC | Split System: Air-Cooled Condensing Unit, Coil with Blower | RA1324AJ1 |  | RCF2417HTAM | 12 | 14.5 | Yes | Yes | 2015-02-05 |  | 0
FALSE | RA1642AJ1 | 4918 | 7942599 | RHEEM SALES COMPANY, INC. | RA1642AJ1 | AC | Split System: Air-Cooled Condensing Unit, Coil with Blower | RA1642AJ1 |  | RCF4821STAM | 13 | 15.5 | Yes | Yes | 2015-02-05 |  | 1
FALSE | RA1436AD1 | 4760 | 7491705 | RHEEM SALES COMPANY, INC. | RA1436AJ1 | AC | Split System: Air-Cooled Condensing Unit, Coil with Blower | RA1436AJ1 |  | RCFL-H*3821 | 13 | 15.5 | Yes | Yes | 2015-02-05 |  | 1
FALSE | RA1436AD1 | 4760 | 7491786 | RHEEM SALES COMPANY, INC. | RA1436AJ1 | AC | Split System: Air-Cooled Condensing Unit, Coil with Blower | RA1436AJ1 |  | RCQD-3624 | 13 | 16 | Yes | Yes | 2015-02-05 |  | 2
FALSE | RA1624AJ1 | 4915 | 7940802 | RHEEM SALES COMPANY, INC. | RA1624AJ1 | AC | Split System: Air-Cooled Condensing Unit, Coil with Blower | RA1624AJ1 |  | RCFL-H*2621 | 13 | 16 | Yes | Yes | 2015-02-05 |  | 2
FALSE | RA1336AD1 | 4824 | 7508316 | RHEEM SALES COMPANY, INC. | RA1336AC1 | AC | Split System: Air-Cooled Condensing Unit, Coil with Blower | RA1336AC1 |  | RCF3624MTAM | 12 | 14.5 | Yes | Yes | 2015-02-05 |  | 0
FALSE | RA1618AJ1 | 4914 | 7940552 | RHEEM SALES COMPANY, INC. | RA1618AJ1 | AC | Split System: Air-Cooled Condensing Unit, Coil with Blower | RA1618AJ1 |  | RCQD-2417 | 13 | 16 | Yes | Yes | 2015-02-05 |  | 2
FALSE | RA1424AJ1 | 4758 | 7490921 | RHEEM SALES COMPANY, INC. | RA1424AJ1 | AC | Split System: Air-Cooled Condensing Unit, Coil with Blower | RA1424AJ1 |  | RCFN-H*2421 | 13 | 15.5 | Yes | Yes | 2015-02-05 |  | 1
FALSE | RA1424AJ1 | 4758 | 7599607 | RHEEM SALES COMPANY, INC. | RA1424AJ1 | AC | Split System: Air-Cooled Condensing Unit, Coil with Blower | RA1424AJ1 |  | RCFN-H*2421 | 12.5 | 15.1 | Yes | Yes | 2015-02-05 |  | 1
FALSE | RA1430AJ1 | 4759 | 7491211 | RHEEM SALES COMPANY, INC. | RA1430AJ1 | AC | Split System: Air-Cooled Condensing Unit, Coil with Blower | RA1430AJ1 |  | RCFN-H*3624 | 13 | 16 | Yes | Yes | 2015-02-05 |  | 2
FALSE | RA1630AJ1 | 4916 | 7941162 | RHEEM SALES COMPANY, INC. | RA1630AJ1 | AC | Split System: Air-Cooled Condensing Unit, Coil with Blower | RA1630AJ1 |  | RCFL-H*3821 | 13 | 16 | Yes | Yes | 2015-02-05 |  | 2
FALSE | RA1660AC1 | 4920 | 7943883 | RHEEM SALES COMPANY, INC. | RA1660AC1 | AC | Split System: Air-Cooled Condensing Unit, Coil with Blower | RA1660AC1 |  | RCFN-H*6024 | 12.5 | 15.1 | Yes | Yes | 2015-02-05 |  | 1
FALSE | RA1448AD1 | 4762 | 7600589 | RHEEM SALES COMPANY, INC. | RA1448AC1 | AC | Split System: Air-Cooled Condensing Unit, Coil with Blower | RA1448AC1 |  | RCQD-4821 | 12.5 | 15.1 | Yes | Yes | 2015-02-05 |  | 1
FALSE | RA1648AJ1 | 4919 | 7943362 | RHEEM SALES COMPANY, INC. | RA1648AJ1 | AC | Split System: Air-Cooled Condensing Unit, Coil with Blower | RA1648AJ1 |  | RCFL-H*4821 | 13 | 15.5 | Yes | Yes | 2015-02-05 |  | 1
FALSE | RA1648AJ1 | 4919 | 7943533 | RHEEM SALES COMPANY, INC. | RA1648AJ1 | AC | Split System: Air-Cooled Condensing Unit, Coil Alone | RA1648AJ1 |  | RCQD-4824+RXMD-C04 | 12.5 | 15.1 | Yes | Yes | 2015-02-05 |  | 1
FALSE | RA1436AD1 | 4760 | 7600080 | RHEEM SALES COMPANY, INC. | RA1436AD1 | AC | Split System: Air-Cooled Condensing Unit, Coil with Blower | RA1436AD1 |  | RCFL-H*3824 | 13 | 15.5 | Yes | Yes | 2015-02-05 |  | 1
FALSE | RA1648AJ1 | 4919 | 7943397 | RHEEM SALES COMPANY, INC. | RA1648AJ1 | AC | Split System: Air-Cooled Condensing Unit, Coil with Blower | RA1648AJ1 |  | RCFL-H*4824 | 13 | 15.5 | Yes | Yes | 2015-02-05 |  | 1
FALSE | RA1424AJ1 | 4758 | 7490760 | RHEEM SALES COMPANY, INC. | RA1424AJ1 | AC | Split System: Air-Cooled Condensing Unit, Coil with Blower | RA1424AJ1 |  | RCF2417MTAM | 13 | 15.5 | Yes | Yes | 2015-02-05 |  | 1
FALSE | RA1424AJ1 | 4758 | 7599588 | RHEEM SALES COMPANY, INC. | RA1424AJ1 | AC | Split System: Air-Cooled Condensing Unit, Coil with Blower | RA1424AJ1 |  | RCFL-H*2617 | 13 | 15.5 | Yes | Yes | 2015-02-05 |  | 1
FALSE | RA1324AJ1 | 4822 | 7982291 | RHEEM SALES COMPANY, INC. | RA1324AJ1 | AC | Split System: Air-Cooled Condensing Unit, Coil with Blower | RA1324AJ1 |  | RCFL-H*2621 | 12 | 14.5 | Yes | Yes | 2015-02-05 |  | 0
FALSE | RA1660AC1 | 4920 | 7943570 | RHEEM SALES COMPANY, INC. | RA1660AJ1 | AC | Split System: Air-Cooled Condensing Unit, Coil with Blower | RA1660AJ1 |  | RCF6024HTAM | 13 | 15.5 | Yes | Yes | 2015-02-05 |  | 1
FALSE | RA1418AJ1 | 4757 | 7599520 | RHEEM SALES COMPANY, INC. | RA1418AJ1 | AC | Split System: Air-Cooled Condensing Unit, Coil with Blower | RA1418AJ1 |  | RCF2421HTAM | 13 | 16 | Yes | Yes | 2015-02-05 |  | 2
FALSE | RA1436AD1 | 4760 | 7600077 | RHEEM SALES COMPANY, INC. | RA1436AD1 | AC | Split System: Air-Cooled Condensing Unit, Coil with Blower | RA1436AD1 |  | RCFL-H*3824 | 13 | 16 | Yes | Yes | 2015-02-05 |  | 2
FALSE | RA1618AJ1 | 4914 | 7940311 | RHEEM SALES COMPANY, INC. | RA1618AJ1 | AC | Split System: Air-Cooled Condensing Unit, Coil with Blower | RA1618AJ1 |  | RCF2417HTAM | 13 | 16 | Yes | Yes | 2015-02-05 |  | 2
FALSE | RA1642AJ1 | 4918 | 7942683 | RHEEM SALES COMPANY, INC. | RA1642AJ1 | AC | Split System: Air-Cooled Condensing Unit, Coil with Blower | RA1642AJ1 |  | RCFL-H*4821 | 13 | 15.5 | Yes | Yes | 2015-02-05 |  | 1
FALSE | RA1636AJ1 | 4917 | 7944092 | RHEEM SALES COMPANY, INC. | RA1636AC1 | AC | Split System: Air-Cooled Condensing Unit, Coil with Blower | RA1636AC1 |  | RCF3621MTAM | 13 | 16 | Yes | Yes | 2015-02-05 |  | 2
FALSE | RA1636AJ1 | 4917 | 7941739 | RHEEM SALES COMPANY, INC. | RA1636AC1 | AC | Split System: Air-Cooled Condensing Unit, Coil with Blower | RA1636AC1 |  | RCQD-3621 | 13 | 16 | Yes | Yes | 2015-02-05 |  | 2
FALSE | RA1660AC1 | 4920 | 7943630 | RHEEM SALES COMPANY, INC. | RA1660AJ1 | AC | Split System: Air-Cooled Condensing Unit, Coil with Blower | RA1660AJ1 |  | RCFL-H*6024 | 13 | 15.5 | Yes | Yes | 2015-02-05 |  | 1
FALSE | RA1436AD1 | 4760 | 7491493 | RHEEM SALES COMPANY, INC. | RA1436AC1 | AC | Split System: Air-Cooled Condensing Unit, Coil with Blower | RA1436AC1 |  | RCQD-3621 | 13 | 16 | Yes | Yes | 2015-02-05 |  | 2
FALSE | RA1436AD1 | 4760 | 7491744 | RHEEM SALES COMPANY, INC. | RA1436AJ1 | AC | Split System: Air-Cooled Condensing Unit, Coil with Blower | RA1436AJ1 |  | RCFL-H*3824 | 13 | 16 | Yes | Yes | 2015-02-05 |  | 2
FALSE | RA1660AC1 | 4920 | 7943557 | RHEEM SALES COMPANY, INC. | RA1660AJ1 | AC | Split System: Air-Cooled Condensing Unit, Coil with Blower | RA1660AJ1 |  | RCF6024HTAM | 12.5 | 15.1 | Yes | Yes | 2015-02-05 |  | 1
FALSE | RA1460AD1 | 4763 | 7600965 | RHEEM SALES COMPANY, INC. | RA1460AD1 | AC | Split System: Air-Cooled Condensing Unit, Coil with Blower | RA1460AD1 |  | RCF6024STAM | 12 | 14.5 | Yes | Yes | 2015-02-05 |  | 0
FALSE | RA1436AD1 | 4760 | 7601411 | RHEEM SALES COMPANY, INC. | RA1436AC1 | AC | Split System: Air-Cooled Condensing Unit, Coil with Blower | RA1436AC1 |  | RCFL-H*3621 | 12 | 14.5 | Yes | Yes | 2015-02-05 |  | 0
FALSE | RA1624AJ1 | 4915 | 7940787 | RHEEM SALES COMPANY, INC. | RA1624AJ1 | AC | Split System: Air-Cooled Condensing Unit, Coil with Blower | RA1624AJ1 |  | RCFL-H*2621 | 13 | 16 | Yes | Yes | 2015-02-05 |  | 2
FALSE | RA1636AJ1 | 4917 | 7941434 | RHEEM SALES COMPANY, INC. | RA1636AC1 | AC | Split System: Air-Cooled Condensing Unit, Coil with Blower | RA1636AC1 |  | RCF3621STAM | 13 | 15.5 | Yes | Yes | 2015-02-05 |  | 1
FALSE | RA1436AD1 | 4760 | 7945058 | RHEEM SALES COMPANY, INC. | RA1436AJ1 | AC | Split System: Air-Cooled Condensing Unit, Coil with Blower | RA1436AJ1 |  | RCF3621STAM | 12 | 14.5 | Yes | Yes | 2015-02-05 |  | 0
FALSE | RA1418AJ1 | 4757 | 7490699 | RHEEM SALES COMPANY, INC. | RA1418AJ1 | AC | Split System: Air-Cooled Condensing Unit, Coil with Blower | RA1418AJ1 |  | RCFN-H*2421 | 13 | 16 | Yes | Yes | 2015-02-05 |  | 2
FALSE | RA1424AJ1 | 4758 | 7490953 | RHEEM SALES COMPANY, INC. | RA1424AJ1 | AC | Split System: Air-Cooled Condensing Unit, Coil with Blower | RA1424AJ1 |  | RCQD-2417 | 13 | 15.5 | Yes | Yes | 2015-02-05 |  | 1
FALSE | RA1448AD1 | 4762 | 7601556 | RHEEM SALES COMPANY, INC. | RA1448AD1 | AC | Split System: Air-Cooled Condensing Unit, Coil with Blower | RA1448AD1 |  | RCQD-4821 | 12 | 14.5 | Yes | Yes | 2015-02-05 |  | 0
FALSE | RA1648AJ1 | 4919 | 7943010 | RHEEM SALES COMPANY, INC. | RA1648AC1 | AC | Split System: Air-Cooled Condensing Unit, Coil with Blower | RA1648AC1 |  | RCFL-H*4821 | 12 | 14.5 | Yes | Yes | 2015-02-05 |  | 0
FALSE | RA1442AD1 | 4761 | 7600290 | RHEEM SALES COMPANY, INC. | RA1442AD1 | AC | Split System: Air-Cooled Condensing Unit, Coil with Blower | RA1442AD1 |  | RCF4821STAM | 12 | 14.5 | Yes | Yes | 2015-02-05 |  | 0
FALSE | RA1436AD1 | 4760 | 7601463 | RHEEM SALES COMPANY, INC. | RA1436AJ1 | AC | Split System: Air-Cooled Condensing Unit, Coil with Blower | RA1436AJ1 |  | RCF3621MTAM | 13 | 15.5 | Yes | Yes | 2015-02-05 |  | 1
FALSE | RA1648AJ1 | 4919 | 7943207 | RHEEM SALES COMPANY, INC. | RA1648AC1 | AC | Split System: Air-Cooled Condensing Unit, Coil Alone | RA1648AC1 |  | RCQD-4824+RXMD-C04 | 12.5 | 15.1 | Yes | Yes | 2015-02-05 |  | 1
FALSE | RA1624AJ1 | 4915 | 7940822 | RHEEM SALES COMPANY, INC. | RA1624AJ1 | AC | Split System: Air-Cooled Condensing Unit, Coil with Blower | RA1624AJ1 |  | RCFN-H*2417 | 13 | 16 | Yes | Yes | 2015-02-05 |  | 2
FALSE | RA1660AC1 | 4920 | 7943593 | RHEEM SALES COMPANY, INC. | RA1660AJ1 | AC | Split System: Air-Cooled Condensing Unit, Coil with Blower | RA1660AJ1 |  | RCF6024STAM | 12.5 | 15.1 | Yes | Yes | 2015-02-05 |  | 1
FALSE | RA1424AJ1 | 4758 | 7490860 | RHEEM SALES COMPANY, INC. | RA1424AJ1 | AC | Split System: Air-Cooled Condensing Unit, Coil with Blower | RA1424AJ1 |  | RCFL-H*2617 | 13 | 15.5 | Yes | Yes | 2015-02-05 |  | 1
FALSE | RA1436AD1 | 4760 | 7491306 | RHEEM SALES COMPANY, INC. | RA1436AC1 | AC | Split System: Air-Cooled Condensing Unit, Coil with Blower | RA1436AC1 |  | RCF3621STAM | 12 | 14.5 | Yes | Yes | 2015-02-05 |  | 0
FALSE | RA1642AJ1 | 4918 | 7942304 | RHEEM SALES COMPANY, INC. | RA1642AC1 | AC | Split System: Air-Cooled Condensing Unit, Coil with Blower | RA1642AC1 |  | RCF4824HTAM | 13 | 16 | Yes | Yes | 2015-02-05 |  | 2
FALSE | RA1448AD1 | 4762 | 7600649 | RHEEM SALES COMPANY, INC. | RA1448AD1 | AC | Split System: Air-Cooled Condensing Unit, Coil with Blower | RA1448AD1 |  | RCF4824HTAM | 12.5 | 15.1 | Yes | Yes | 2015-02-05 |  | 1
FALSE | RA1630AJ1 | 4916 | 7941059 | RHEEM SALES COMPANY, INC. | RA1630AJ1 | AC | Split System: Air-Cooled Condensing Unit, Coil with Blower | RA1630AJ1 |  | RCF3624MTAM | 13 | 16 | Yes | Yes | 2015-02-05 |  | 2
FALSE | RA1642AJ1 | 4918 | 7942637 | RHEEM SALES COMPANY, INC. | RA1642AJ1 | AC | Split System: Air-Cooled Condensing Unit, Coil with Blower | RA1642AJ1 |  | RCF4824HTAM | 13 | 16 | Yes | Yes | 2015-02-05 |  | 2
FALSE | RA1436AD1 | 4760 | 7501069 | RHEEM SALES COMPANY, INC. | RA1436AJ1 | AC | Split System: Air-Cooled Condensing Unit, Coil with Blower | RA1436AJ1 |  | RCF3624HTAM | 13 | 16 | Yes | Yes | 2015-02-05 |  | 2
FALSE | RA1624AJ1 | 4915 | 7940765 | RHEEM SALES COMPANY, INC. | RA1624AJ1 | AC | Split System: Air-Cooled Condensing Unit, Coil with Blower | RA1624AJ1 |  | RCFL-H*2617 | 13 | 16 | Yes | Yes | 2015-02-05 |  | 2
FALSE | RA1436AD1 | 4760 | 7491794 | RHEEM SALES COMPANY, INC. | RA1436AJ1 | AC | Split System: Air-Cooled Condensing Unit, Coil with Blower | RA1436AJ1 |  | RCQD-3624 | 13 | 16 | Yes | Yes | 2015-02-05 |  | 2
FALSE | RA1630AJ1 | 4916 | 7941008 | RHEEM SALES COMPANY, INC. | RA1630AJ1 | AC | Split System: Air-Cooled Condensing Unit, Coil with Blower | RA1630AJ1 |  | RCF3621STAM | 13 | 16 | Yes | Yes | 2015-02-05 |  | 2
FALSE | RA1336AD1 | 4824 | 7508522 | RHEEM SALES COMPANY, INC. | RA1336AC1 | AC | Split System: Air-Cooled Condensing Unit, Coil with Blower | RA1336AC1 |  | RCQD-3624 | 12 | 14.5 | Yes | Yes | 2015-02-05 |  | 0
FALSE | RA1442AD1 | 4761 | 7492028 | RHEEM SALES COMPANY, INC. | RA1442AJ1 | AC | Split System: Air-Cooled Condensing Unit, Coil with Blower | RA1442AJ1 |  | RCF4824HTAM | 12.5 | 15.1 | Yes | Yes | 2015-02-05 |  | 1
FALSE | RA1442AD1 | 4761 | 7600445 | RHEEM SALES COMPANY, INC. | RA1442AD1 | AC | Split System: Air-Cooled Condensing Unit, Coil with Blower | RA1442AD1 |  | RCFL-H*4824 | 12 | 14.5 | Yes | Yes | 2015-02-05 |  | 0
FALSE | RA1430AJ1 | 4759 | 7491133 | RHEEM SALES COMPANY, INC. | RA1430AJ1 | AC | Split System: Air-Cooled Condensing Unit, Coil with Blower | RA1430AJ1 |  | RCFL-H*3621 | 13 | 15.5 | Yes | Yes | 2015-02-05 |  | 1
FALSE | RA1442AD1 | 4761 | 7601513 | RHEEM SALES COMPANY, INC. | RA1442AD1 | AC | Split System: Air-Cooled Condensing Unit, Coil with Blower | RA1442AD1 |  | RCFN-H*4824 | 13 | 15.5 | Yes | Yes | 2015-02-05 |  | 1
FALSE | RA1636AJ1 | 4917 | 7944117 | RHEEM SALES COMPANY, INC. | RA1636AC1 | AC | Split System: Air-Cooled Condensing Unit, Coil with Blower | RA1636AC1 |  | RCF3624HTAM | 13 | 16 | Yes | Yes | 2015-02-05 |  | 2
FALSE | RA1630AJ1 | 4916 | 7941288 | RHEEM SALES COMPANY, INC. | RA1630AJ1 | AC | Split System: Air-Cooled Condensing Unit, Coil with Blower | RA1630AJ1 |  | RCQD-3621 | 13 | 16 | Yes | Yes | 2015-02-05 |  | 2
FALSE | RA1442AD1 | 4761 | 7491944 | RHEEM SALES COMPANY, INC. | RA1442AC1 | AC | Split System: Air-Cooled Condensing Unit, Coil with Blower | RA1442AC1 |  | RCFL-H*4824 | 12 | 14.5 | Yes | Yes | 2015-02-05 |  | 0
FALSE | RA1318AJ1 | 4821 | 7507413 | RHEEM SALES COMPANY, INC. | RA1318AJ1 | AC | Split System: Air-Cooled Condensing Unit, Coil with Blower | RA1318AJ1 |  | RCF2417HTAM | 12 | 14.5 | Yes | Yes | 2015-02-05 |  | 0
FALSE | RA1636AJ1 | 4917 | 7941532 | RHEEM SALES COMPANY, INC. | RA1636AC1 | AC | Split System: Air-Cooled Condensing Unit, Coil with Blower | RA1636AC1 |  | RCF3624MTAM | 13 | 16 | Yes | Yes | 2015-02-05 |  | 2
FALSE | RA1660AC1 | 4920 | 7943658 | RHEEM SALES COMPANY, INC. | RA1660AJ1 | AC | Split System: Air-Cooled Condensing Unit, Coil with Blower | RA1660AJ1 |  | RCFN-H*6024 | 12.5 | 15.1 | Yes | Yes | 2015-02-05 |  | 1
FALSE | RA1330AJ1 | 4823 | 7982368 | RHEEM SALES COMPANY, INC. | RA1330AJ1 | AC | Split System: Air-Cooled Condensing Unit, Coil with Blower | RA1330AJ1 |  | RCQD-3624 | 13 | 15.5 | Yes | Yes | 2015-02-05 |  | 1
FALSE | RA1436AD1 | 4760 | 7599844 | RHEEM SALES COMPANY, INC. | RA1436AD1 | AC | Split System: Air-Cooled Condensing Unit, Coil with Blower | RA1436AD1 |  | RCF3624HTAM | 13 | 16 | Yes | Yes | 2015-02-05 |  | 2
FALSE | RA1442AD1 | 4761 | 7600530 | RHEEM SALES COMPANY, INC. | RA1442AJ1 | AC | Split System: Air-Cooled Condensing Unit, Coil with Blower | RA1442AJ1 |  | RCF4824HTAM | 13 | 15.5 | Yes | Yes | 2015-02-05 |  | 1
FALSE | RA1436AD1 | 4760 | 7491605 | RHEEM SALES COMPANY, INC. | RA1436AJ1 | AC | Split System: Air-Cooled Condensing Unit, Coil with Blower | RA1436AJ1 |  | RCF3624HTAM | 13 | 16 | Yes | Yes | 2015-02-05 |  | 2
FALSE | RA1618AJ1 | 4914 | 7940538 | RHEEM SALES COMPANY, INC. | RA1618AJ1 | AC | Split System: Air-Cooled Condensing Unit, Coil with Blower | RA1618AJ1 |  | RCFN-H*2421 | 13 | 16 | Yes | Yes | 2015-02-05 |  | 2
FALSE | RA1448AD1 | 4762 | 7600813 | RHEEM SALES COMPANY, INC. | RA1448AD1 | AC | Split System: Air-Cooled Condensing Unit, Coil with Blower | RA1448AD1 |  | RCQD-4821 | 12 | 14.5 | Yes | Yes | 2015-02-05 |  | 0
FALSE | RA1648AJ1 | 4919 | 7943438 | RHEEM SALES COMPANY, INC. | RA1648AJ1 | AC | Split System: Air-Cooled Condensing Unit, Coil with Blower | RA1648AJ1 |  | RCFN-H*4824 | 13 | 16 | Yes | Yes | 2015-02-05 |  | 2
FALSE | RA1448AD1 | 4762 | 7492504 | RHEEM SALES COMPANY, INC. | RA1448AJ1 | AC | Split System: Air-Cooled Condensing Unit, Coil with Blower | RA1448AJ1 |  | RCFN-H*4824 | 13 | 15.5 | Yes | Yes | 2015-02-05 |  | 1
FALSE | RA1636AJ1 | 4917 | 7942167 | RHEEM SALES COMPANY, INC. | RA1636AJ1 | AC | Split System: Air-Cooled Condensing Unit, Coil with Blower | RA1636AJ1 |  | RCQD-3621 | 13 | 16 | Yes | Yes | 2015-02-05 |  | 2
FALSE | RA1324AJ1 | 4822 | 7507611 | RHEEM SALES COMPANY, INC. | RA1324AJ1 | AC | Split System: Air-Cooled Condensing Unit, Coil with Blower | RA1324AJ1 |  | RCF2414STAM | 12 | 14.5 | Yes | Yes | 2015-02-05 |  | 0
FALSE | RA1636AJ1 | 4917 | 7941808 | RHEEM SALES COMPANY, INC. | RA1636AJ1 | AC | Split System: Air-Cooled Condensing Unit, Coil with Blower | RA1636AJ1 |  | RCF3617STAM | 12.2 | 14.5 | Yes | Yes | 2015-02-05 |  | 0
FALSE | RA1642AJ1 | 4918 | 7942611 | RHEEM SALES COMPANY, INC. | RA1642AJ1 | AC | Split System: Air-Cooled Condensing Unit, Coil with Blower | RA1642AJ1 |  | RCF4824HTAM | 13 | 16 | Yes | Yes | 2015-02-05 |  | 2
FALSE | RA1448AD1 | 4762 | 7501164 | RHEEM SALES COMPANY, INC. | RA1448AC1 | AC | Split System: Air-Cooled Condensing Unit, Coil with Blower | RA1448AC1 |  | RCF4824HTAM | 12.5 | 15.1 | Yes | Yes | 2015-02-05 |  | 1
FALSE | RA1636AJ1 | 4917 | 7941661 | RHEEM SALES COMPANY, INC. | RA1636AC1 | AC | Split System: Air-Cooled Condensing Unit, Coil with Blower | RA1636AC1 |  | RCFL-H*3821 | 13 | 16 | Yes | Yes | 2015-02-05 |  | 2
FALSE | RA1442AD1 | 4761 | 7491957 | RHEEM SALES COMPANY, INC. | RA1442AC1 | AC | Split System: Air-Cooled Condensing Unit, Coil with Blower | RA1442AC1 |  | RCFN-H*4824 | 12.5 | 15.1 | Yes | Yes | 2015-02-05 |  | 1
FALSE | RA1442AD1 | 4761 | 7501112 | RHEEM SALES COMPANY, INC. | RA1442AC1 | AC | Split System: Air-Cooled Condensing Unit, Coil with Blower | RA1442AC1 |  | RCF4824STAM | 12.5 | 15.1 | Yes | Yes | 2015-02-05 |  | 1
FALSE | RA1418AJ1 | 4757 | 7500939 | RHEEM SALES COMPANY, INC. | RA1418AJ1 | AC | Split System: Air-Cooled Condensing Unit, Coil with Blower | RA1418AJ1 |  | RCF2417STAM | 13 | 16 | Yes | Yes | 2015-02-05 |  | 2
FALSE | RA1336AD1 | 4824 | 7508496 | RHEEM SALES COMPANY, INC. | RA1336AC1 | AC | Split System: Air-Cooled Condensing Unit, Coil with Blower | RA1336AC1 |  | RCQD-3621 | 12 | 14.5 | Yes | Yes | 2015-02-05 |  | 0
FALSE | RA1430AJ1 | 4759 | 7491223 | RHEEM SALES COMPANY, INC. | RA1430AJ1 | AC | Split System: Air-Cooled Condensing Unit, Coil with Blower | RA1430AJ1 |  | RCFN-H*3624 | 13 | 16 | Yes | Yes | 2015-02-05 |  | 2
FALSE | RA1648AJ1 | 4919 | 7944273 | RHEEM SALES COMPANY, INC. | RA1648AJ1 | AC | Split System: Air-Cooled Condensing Unit, Coil with Blower | RA1648AJ1 |  | RCF4824STAM | 13 | 15.5 | Yes | Yes | 2015-02-05 |  | 1
FALSE | RA1660AC1 | 4920 | 7944287 | RHEEM SALES COMPANY, INC. | RA1660AC1 | AC | Split System: Air-Cooled Condensing Unit, Coil with Blower | RA1660AC1 |  | RCF6024STAM | 13 | 16 | Yes | Yes | 2015-02-05 |  | 2
FALSE | RA1442AD1 | 4761 | 7492060 | RHEEM SALES COMPANY, INC. | RA1442AJ1 | AC | Split System: Air-Cooled Condensing Unit, Coil with Blower | RA1442AJ1 |  | RCF4824STAM | 12.5 | 15 | Yes | Yes | 2015-02-05 |  | 1
FALSE | RA1442AD1 | 4761 | 7600267 | RHEEM SALES COMPANY, INC. | RA1442AC1 | AC | Split System: Air-Cooled Condensing Unit, Coil with Blower | RA1442AC1 |  | RCFN-H*4824 | 13 | 16 | Yes | Yes | 2015-02-05 |  | 2
FALSE | RA1424AJ1 | 4758 | 7490882 | RHEEM SALES COMPANY, INC. | RA1424AJ1 | AC | Split System: Air-Cooled Condensing Unit, Coil with Blower | RA1424AJ1 |  | RCFL-H*2621 | 13 | 15.5 | Yes | Yes | 2015-02-05 |  | 1
FALSE | RA1636AJ1 | 4917 | 7941954 | RHEEM SALES COMPANY, INC. | RA1636AJ1 | AC | Split System: Air-Cooled Condensing Unit, Coil with Blower | RA1636AJ1 |  | RCF3624MTAM | 13 | 16 | Yes | Yes | 2015-02-05 |  | 2
FALSE | RA1442AD1 | 4761 | 7600331 | RHEEM SALES COMPANY, INC. | RA1442AD1 | AC | Split System: Air-Cooled Condensing Unit, Coil with Blower | RA1442AD1 |  | RCF4824HTAM | 12.5 | 15.1 | Yes | Yes | 2015-02-05 |  | 1
FALSE | RA1442AD1 | 4761 | 7600549 | RHEEM SALES COMPANY, INC. | RA1442AJ1 | AC | Split System: Air-Cooled Condensing Unit, Coil with Blower | RA1442AJ1 |  | RCFL-H*4824 | 12.5 | 15 | Yes | Yes | 2015-02-05 |  | 1
FALSE | RA1336AD1 | 4824 | 7508438 | RHEEM SALES COMPANY, INC. | RA1336AC1 | AC | Split System: Air-Cooled Condensing Unit, Coil with Blower | RA1336AC1 |  | RCFL-H*3824 | 12 | 14.5 | Yes | Yes | 2015-02-05 |  | 0
FALSE | RA1424AJ1 | 4758 | 7490937 | RHEEM SALES COMPANY, INC. | RA1424AJ1 | AC | Split System: Air-Cooled Condensing Unit, Coil with Blower | RA1424AJ1 |  | RCFN-H*2421 | 12.5 | 15.1 | Yes | Yes | 2015-02-05 |  | 1
FALSE | RA1430AJ1 | 4759 | 7491093 | RHEEM SALES COMPANY, INC. | RA1430AJ1 | AC | Split System: Air-Cooled Condensing Unit, Coil with Blower | RA1430AJ1 |  | RCFL-H*3617 | 12.5 | 15.1 | Yes | Yes | 2015-02-05 |  | 1
FALSE | RA1436AD1 | 4760 | 7601410 | RHEEM SALES COMPANY, INC. | RA1436AC1 | AC | Split System: Air-Cooled Condensing Unit, Coil with Blower | RA1436AC1 |  | RCFL-H*3617 | 12 | 14.5 | Yes | Yes | 2015-02-05 |  | 0
FALSE | RA1618AJ1 | 4914 | 7940394 | RHEEM SALES COMPANY, INC. | RA1618AJ1 | AC | Split System: Air-Cooled Condensing Unit, Coil with Blower | RA1618AJ1 |  | RCF2421MTAM | 13 | 16 | Yes | Yes | 2015-02-05 |  | 2
FALSE | RA1642AJ1 | 4918 | 7942758 | RHEEM SALES COMPANY, INC. | RA1642AJ1 | AC | Split System: Air-Cooled Condensing Unit, Coil with Blower | RA1642AJ1 |  | RCFL-H*4824 | 13 | 15.5 | Yes | Yes | 2015-02-05 |  | 1
FALSE | RA1430AJ1 | 4759 | 7491185 | RHEEM SALES COMPANY, INC. | RA1430AJ1 | AC | Split System: Air-Cooled Condensing Unit, Coil with Blower | RA1430AJ1 |  | RCFL-H*3824 | 13 | 16 | Yes | Yes | 2015-02-05 |  | 2
FALSE | RA1660AC1 | 4920 | 7943679 | RHEEM SALES COMPANY, INC. | RA1660AJ1 | AC | Split System: Air-Cooled Condensing Unit, Coil with Blower | RA1660AJ1 |  | RCFN-H*6024 | 12.5 | 15.1 | Yes | Yes | 2015-02-05 |  | 1
FALSE | RA1424AJ1 | 4758 | 7500964 | RHEEM SALES COMPANY, INC. | RA1424AJ1 | AC | Split System: Air-Cooled Condensing Unit, Coil with Blower | RA1424AJ1 |  | RCFL-H*2621 | 13 | 15.5 | Yes | Yes | 2015-02-05 |  | 1
FALSE | RA1630AJ1 | 4916 | 7940939 | RHEEM SALES COMPANY, INC. | RA1630AJ1 | AC | Split System: Air-Cooled Condensing Unit, Coil with Blower | RA1630AJ1 |  | RCF3621MTAM | 13 | 16 | Yes | Yes | 2015-02-05 |  | 2
FALSE | RA1636AJ1 | 4917 | 7941984 | RHEEM SALES COMPANY, INC. | RA1636AJ1 | AC | Split System: Air-Cooled Condensing Unit, Coil with Blower | RA1636AJ1 |  | RCFL-H*3617 | 12.5 | 15 | Yes | Yes | 2015-02-05 |  | 1
FALSE | RA1336AD1 | 4824 | 7508824 | RHEEM SALES COMPANY, INC. | RA1336AJ1 | AC | Split System: Air-Cooled Condensing Unit, Coil with Blower | RA1336AJ1 |  | RCFN-H*3624 | 12.5 | 15.1 | Yes | Yes | 2015-02-05 |  | 1
FALSE | RA1636AJ1 | 4917 | 7941391 | RHEEM SALES COMPANY, INC. | RA1636AC1 | AC | Split System: Air-Cooled Condensing Unit, Coil with Blower | RA1636AC1 |  | RCF3621MTAM | 13 | 16 | Yes | Yes | 2015-02-05 |  | 2
FALSE | RA1442AD1 | 4761 | 7491845 | RHEEM SALES COMPANY, INC. | RA1442AC1 | AC | Split System: Air-Cooled Condensing Unit, Coil with Blower | RA1442AC1 |  | RCF4821STAM | 12.5 | 15 | Yes | Yes | 2015-02-05 |  | 1
FALSE | RA1424AJ1 | 4758 | 7599568 | RHEEM SALES COMPANY, INC. | RA1424AJ1 | AC | Split System: Air-Cooled Condensing Unit, Coil with Blower | RA1424AJ1 |  | RCF2421HTAM | 12.5 | 15.1 | Yes | Yes | 2015-02-05 |  | 1
FALSE | RA1636AJ1 | 4917 | 7942121 | RHEEM SALES COMPANY, INC. | RA1636AJ1 | AC | Split System: Air-Cooled Condensing Unit, Coil with Blower | RA1636AJ1 |  | RCFL-H*3824 | 13 | 16 | Yes | Yes | 2015-02-05 |  | 2
FALSE | RA1318AJ1 | 4821 | 7982237 | RHEEM SALES COMPANY, INC. | RA1318AJ1 | AC | Split System: Air-Cooled Condensing Unit, Coil with Blower | RA1318AJ1 |  | RCQD-2417 | 12.5 | 15 | Yes | Yes | 2015-02-05 |  | 1
FALSE | RA1436AD1 | 4760 | 7501060 | RHEEM SALES COMPANY, INC. | RA1436AJ1 | AC | Split System: Air-Cooled Condensing Unit, Coil with Blower | RA1436AJ1 |  | RCF3621MTAM | 13 | 16 | Yes | Yes | 2015-02-05 |  | 2
FALSE | RA1442AD1 | 4761 | 7945125 | RHEEM SALES COMPANY, INC. | RA1442AJ1 | AC | Split System: Air-Cooled Condensing Unit, Coil with Blower | RA1442AJ1 |  | RCF4824HTAM | 13 | 15.5 | Yes | Yes | 2015-02-05 |  | 1
FALSE | RA1618AJ1 | 4914 | 7940361 | RHEEM SALES COMPANY, INC. | RA1618AJ1 | AC | Split System: Air-Cooled Condensing Unit, Coil with Blower | RA1618AJ1 |  | RCF2421HTAM | 13 | 16 | Yes | Yes | 2015-02-05 |  | 2
FALSE | RA1448AD1 | 4762 | 7600683 | RHEEM SALES COMPANY, INC. | RA1448AD1 | AC | Split System: Air-Cooled Condensing Unit, Coil with Blower | RA1448AD1 |  | RCF4824STAM | 12 | 14.5 | Yes | Yes | 2015-02-05 |  | 0
FALSE | RA1618AJ1 | 4914 | 7943970 | RHEEM SALES COMPANY, INC. | RA1618AJ1 | AC | Split System: Air-Cooled Condensing Unit, Coil with Blower | RA1618AJ1 |  | RCF2421HTAM | 13 | 16 | Yes | Yes | 2015-02-05 |  | 2
FALSE | RA1636AJ1 | 4917 | 7941529 | RHEEM SALES COMPANY, INC. | RA1636AC1 | AC | Split System: Air-Cooled Condensing Unit, Coil with Blower | RA1636AC1 |  | RCF3624MTAM | 13 | 16 | Yes | Yes | 2015-02-05 |  | 2
FALSE | RA1424AJ1 | 4758 | 7490758 | RHEEM SALES COMPANY, INC. | RA1424AJ1 | AC | Split System: Air-Cooled Condensing Unit, Coil with Blower | RA1424AJ1 |  | RCF2417MTAM | 12.5 | 15.1 | Yes | Yes | 2015-02-05 |  | 1
FALSE | RA1418AJ1 | 4757 | 7500946 | RHEEM SALES COMPANY, INC. | RA1418AJ1 | AC | Split System: Air-Cooled Condensing Unit, Coil with Blower | RA1418AJ1 |  | RCFL-H*2617 | 13 | 16 | Yes | Yes | 2015-02-05 |  | 2
FALSE | RA1336AD1 | 4824 | 7508477 | RHEEM SALES COMPANY, INC. | RA1336AC1 | AC | Split System: Air-Cooled Condensing Unit, Coil with Blower | RA1336AC1 |  | RCFN-H*3624 | 12.5 | 15.1 | Yes | Yes | 2015-02-05 |  | 1
FALSE | RA1330AJ1 | 4823 | 7508141 | RHEEM SALES COMPANY, INC. | RA1330AJ1 | AC | Split System: Air-Cooled Condensing Unit, Coil with Blower | RA1330AJ1 |  | RCQD-3621 | 12.5 | 15.1 | Yes | Yes | 2015-02-05 |  | 1
FALSE | RA1436AD1 | 4760 | 7600056 | RHEEM SALES COMPANY, INC. | RA1436AD1 | AC | Split System: Air-Cooled Condensing Unit, Coil with Blower | RA1436AD1 |  | RCFL-H*3824 | 13 | 15.5 | Yes | Yes | 2015-02-05 |  | 1
FALSE | RA1430AJ1 | 4759 | 7491014 | RHEEM SALES COMPANY, INC. | RA1430AJ1 | AC | Split System: Air-Cooled Condensing Unit, Coil with Blower | RA1430AJ1 |  | RCF3621STAM | 12.5 | 15.1 | Yes | Yes | 2015-02-05 |  | 1
FALSE | RA1436AD1 | 4760 | 7491670 | RHEEM SALES COMPANY, INC. | RA1436AJ1 | AC | Split System: Air-Cooled Condensing Unit, Coil with Blower | RA1436AJ1 |  | RCFL-H*3621 | 12.5 | 15.1 | Yes | Yes | 2015-02-05 |  | 1
FALSE | RA1648AJ1 | 4919 | 7943302 | RHEEM SALES COMPANY, INC. | RA1648AJ1 | AC | Split System: Air-Cooled Condensing Unit, Coil with Blower | RA1648AJ1 |  | RCF4824STAM | 13 | 16 | Yes | Yes | 2015-02-05 |  | 2
FALSE | RA1436AD1 | 4760 | 7491656 | RHEEM SALES COMPANY, INC. | RA1436AJ1 | AC | Split System: Air-Cooled Condensing Unit, Coil with Blower | RA1436AJ1 |  | RCFL-H*3617 | 12 | 14.5 | Yes | Yes | 2015-02-05 |  | 0
FALSE | RA1648AJ1 | 4919 | 7943239 | RHEEM SALES COMPANY, INC. | RA1648AJ1 | AC | Split System: Air-Cooled Condensing Unit, Coil with Blower | RA1648AJ1 |  | RCF4821STAM | 12.5 | 15.1 | Yes | Yes | 2015-02-05 |  | 1
FALSE | RA1430AJ1 | 4759 | 7599657 | RHEEM SALES COMPANY, INC. | RA1430AJ1 | AC | Split System: Air-Cooled Condensing Unit, Coil with Blower | RA1430AJ1 |  | RCFL-H*3821 | 13 | 16 | Yes | Yes | 2015-02-05 |  | 2
FALSE | RA1630AJ1 | 4916 | 7941333 | RHEEM SALES COMPANY, INC. | RA1630AJ1 | AC | Split System: Air-Cooled Condensing Unit, Coil with Blower | RA1630AJ1 |  | RCQD-3624 | 13 | 16 | Yes | Yes | 2015-02-05 |  | 2
FALSE | RA1430AJ1 | 4759 | 7500990 | RHEEM SALES COMPANY, INC. | RA1430AJ1 | AC | Split System: Air-Cooled Condensing Unit, Coil with Blower | RA1430AJ1 |  | RCFL-H*3617 | 13 | 15.5 | Yes | Yes | 2015-02-05 |  | 1
FALSE | RA1436AD1 | 4760 | 7600139 | RHEEM SALES COMPANY, INC. | RA1436AD1 | AC | Split System: Air-Cooled Condensing Unit, Coil with Blower | RA1436AD1 |  | RCQD-3624 | 13 | 16 | Yes | Yes | 2015-02-05 |  | 2
FALSE | RA1636AJ1 | 4917 | 7941433 | RHEEM SALES COMPANY, INC. | RA1636AC1 | AC | Split System: Air-Cooled Condensing Unit, Coil with Blower | RA1636AC1 |  | RCF3621STAM | 12.5 | 15.1 | Yes | Yes | 2015-02-05 |  | 1
FALSE | RA1436AD1 | 4760 | 7599929 | RHEEM SALES COMPANY, INC. | RA1436AD1 | AC | Split System: Air-Cooled Condensing Unit, Coil with Blower | RA1436AD1 |  | RCFL-H*3617 | 12 | 14.5 | Yes | Yes | 2015-02-05 |  | 0
FALSE | RA1660AC1 | 4920 | 7943900 | RHEEM SALES COMPANY, INC. | RA1660AC1 | AC | Split System: Air-Cooled Condensing Unit, Coil with Blower | RA1660AC1 |  | RCFN-H*6024 | 12.5 | 15.1 | Yes | Yes | 2015-02-05 |  | 1
FALSE | RA1430AJ1 | 4759 | 7491005 | RHEEM SALES COMPANY, INC. | RA1430AJ1 | AC | Split System: Air-Cooled Condensing Unit, Coil with Blower | RA1430AJ1 |  | RCF3621MTAM | 13 | 16 | Yes | Yes | 2015-02-05 |  | 2
FALSE | RA1618AJ1 | 4914 | 7940338 | RHEEM SALES COMPANY, INC. | RA1618AJ1 | AC | Split System: Air-Cooled Condensing Unit, Coil with Blower | RA1618AJ1 |  | RCF2417STAM | 13 | 16 | Yes | Yes | 2015-02-05 |  | 2
FALSE | RA1648AJ1 | 4919 | 7943341 | RHEEM SALES COMPANY, INC. | RA1648AJ1 | AC | Split System: Air-Cooled Condensing Unit, Coil with Blower | RA1648AJ1 |  | RCFL-H*4821 | 13 | 15.5 | Yes | Yes | 2015-02-05 |  | 1
FALSE | RA1448AD1 | 4762 | 7945147 | RHEEM SALES COMPANY, INC. | RA1448AC1 | AC | Split System: Air-Cooled Condensing Unit, Coil with Blower | RA1448AC1 |  | RCF4824STAM | 12.5 | 15.1 | Yes | Yes | 2015-02-05 |  | 1
FALSE | RA1424AJ1 | 4758 | 7490913 | RHEEM SALES COMPANY, INC. | RA1424AJ1 | AC | Split System: Air-Cooled Condensing Unit, Coil with Blower | RA1424AJ1 |  | RCFN-H*2417 | 13 | 15.5 | Yes | Yes | 2015-02-05 |  | 1
FALSE | RA1418AJ1 | 4757 | 7500937 | RHEEM SALES COMPANY, INC. | RA1418AJ1 | AC | Split System: Air-Cooled Condensing Unit, Coil with Blower | RA1418AJ1 |  | RCF2417MTAM | 13 | 16 | Yes | Yes | 2015-02-05 |  | 2
FALSE | RA1436AD1 | 4760 | 7599956 | RHEEM SALES COMPANY, INC. | RA1436AD1 | AC | Split System: Air-Cooled Condensing Unit, Coil with Blower | RA1436AD1 |  | RCFL-H*3621 | 12.5 | 15 | Yes | Yes | 2015-02-05 |  | 1
FALSE | RA1336AD1 | 4824 | 7508890 | RHEEM SALES COMPANY, INC. | RA1336AJ1 | AC | Split System: Air-Cooled Condensing Unit, Coil with Blower | RA1336AJ1 |  | RCQD-3624 | 12 | 14.5 | Yes | Yes | 2015-02-05 |  | 0
FALSE | RA1424AJ1 | 4758 | 7490912 | RHEEM SALES COMPANY, INC. | RA1424AJ1 | AC | Split System: Air-Cooled Condensing Unit, Coil with Blower | RA1424AJ1 |  | RCFN-H*2417 | 13 | 15.5 | Yes | Yes | 2015-02-05 |  | 1
FALSE | RA1318AJ1 | 4821 | 7507432 | RHEEM SALES COMPANY, INC. | RA1318AJ1 | AC | Split System: Air-Cooled Condensing Unit, Coil with Blower | RA1318AJ1 |  | RCF2417MTAM | 12 | 14.5 | Yes | Yes | 2015-02-05 |  | 0
FALSE | RA1624AJ1 | 4915 | 7944004 | RHEEM SALES COMPANY, INC. | RA1624AJ1 | AC | Split System: Air-Cooled Condensing Unit, Coil with Blower | RA1624AJ1 |  | RCF2421HTAM | 13 | 16 | Yes | Yes | 2015-02-05 |  | 2
FALSE | RA1648AJ1 | 4919 | 7943247 | RHEEM SALES COMPANY, INC. | RA1648AJ1 | AC | Split System: Air-Cooled Condensing Unit, Coil with Blower | RA1648AJ1 |  | RCF4821STAM | 12.5 | 15.1 | Yes | Yes | 2015-02-05 |  | 1
FALSE | RA1448AD1 | 4762 | 7492550 | RHEEM SALES COMPANY, INC. | RA1448AJ1 | AC | Split System: Air-Cooled Condensing Unit, Coil with Blower | RA1448AJ1 |  | RCQD-4824 | 12 | 14.5 | Yes | Yes | 2015-02-05 |  | 0
FALSE | RA1618AJ1 | 4914 | 7940332 | RHEEM SALES COMPANY, INC. | RA1618AJ1 | AC | Split System: Air-Cooled Condensing Unit, Coil with Blower | RA1618AJ1 |  | RCF2417MTAM | 13 | 16 | Yes | Yes | 2015-02-05 |  | 2
FALSE | RA1442AD1 | 4761 | 7601516 | RHEEM SALES COMPANY, INC. | RA1442AJ1 | AC | Split System: Air-Cooled Condensing Unit, Coil with Blower | RA1442AJ1 |  | RCF4821STAM | 12 | 14.5 | Yes | Yes | 2015-02-05 |  | 0
FALSE | RA1448AD1 | 4762 | 7493710 | RHEEM SALES COMPANY, INC. | RA1448AJ1 | AC | Split System: Air-Cooled Condensing Unit, Coil with Blower | RA1448AJ1 |  | RHML-HM4824 | 13 | 15.5 | Yes | Yes | 2015-02-05 |  | 1
FALSE | RA1436AD1 | 4760 | 7491477 | RHEEM SALES COMPANY, INC. | RA1436AC1 | AC | Split System: Air-Cooled Condensing Unit, Coil with Blower | RA1436AC1 |  | RCQD-3621 | 13 | 15.5 | Yes | Yes | 2015-02-05 |  | 1
FALSE | RA1336AD1 | 4824 | 7508840 | RHEEM SALES COMPANY, INC. | RA1336AJ1 | AC | Split System: Air-Cooled Condensing Unit, Coil with Blower | RA1336AJ1 |  | RCFN-H*3624 | 12.5 | 15.1 | Yes | Yes | 2015-02-05 |  | 1
FALSE | RA1342AD1 | 4827 | 7511984 | RHEEM SALES COMPANY, INC. | RA1342AJ1 | AC | Split System: Air-Cooled Condensing Unit, Coil with Blower | RA1342AJ1 |  | RCFN-H*4824 | 12 | 14.5 | Yes | Yes | 2015-02-05 |  | 0
FALSE | RA1448AD1 | 4762 | 7492558 | RHEEM SALES COMPANY, INC. | RA1448AJ1 | AC | Split System: Air-Cooled Condensing Unit, Coil with Blower | RA1448AJ1 |  | RH1T4821STAN | 12.5 | 15 | Yes | Yes | 2015-02-05 |  | 1
FALSE | RA1336AD1 | 4824 | 7982418 | RHEEM SALES COMPANY, INC. | RA1336AC1 | AC | Split System: Air-Cooled Condensing Unit, Coil with Blower | RA1336AC1 |  | RCFL-H*3824 | 12 | 14.5 | Yes | Yes | 2015-02-05 |  | 0
FALSE | RA1448AD1 | 4762 | 7601553 | RHEEM SALES COMPANY, INC. | RA1448AD1 | AC | Split System: Air-Cooled Condensing Unit, Coil with Blower | RA1448AD1 |  | RCFN-H*4824 | 12.5 | 15.1 | Yes | Yes | 2015-02-05 |  | 1
FALSE | RA1636AJ1 | 4917 | 7942148 | RHEEM SALES COMPANY, INC. | RA1636AJ1 | AC | Split System: Air-Cooled Condensing Unit, Coil with Blower | RA1636AJ1 |  | RCQD-3621 | 13 | 16 | Yes | Yes | 2015-02-05 |  | 2
FALSE | RA1648AJ1 | 4919 | 7943543 | RHEEM SALES COMPANY, INC. | RA1648AJ1 | AC | Split System: Air-Cooled Condensing Unit, Coil with Blower | RA1648AJ1 |  | RHPN-HM4824 | 13 | 16 | Yes | Yes | 2015-02-05 |  | 2
FALSE | RA1448AD1 | 4762 | 7600630 | RHEEM SALES COMPANY, INC. | RA1448AD1 | AC | Split System: Air-Cooled Condensing Unit, Coil with Blower | RA1448AD1 |  | RCF4824HTAM | 12.5 | 15.1 | Yes | Yes | 2015-02-05 |  | 1
FALSE | RA1648AJ1 | 4919 | 7943404 | RHEEM SALES COMPANY, INC. | RA1648AJ1 | AC | Split System: Air-Cooled Condensing Unit, Coil with Blower | RA1648AJ1 |  | RCFL-H*4824 | 13 | 15.5 | Yes | Yes | 2015-02-05 |  | 1
FALSE | RA1630AJ1 | 4916 | 7941181 | RHEEM SALES COMPANY, INC. | RA1630AJ1 | AC | Split System: Air-Cooled Condensing Unit, Coil with Blower | RA1630AJ1 |  | RCFL-H*3821 | 13 | 16 | Yes | Yes | 2015-02-05 |  | 2
FALSE | RA1436AD1 | 4760 | 7599707 | RHEEM SALES COMPANY, INC. | RA1436AC1 | AC | Split System: Air-Cooled Condensing Unit, Coil with Blower | RA1436AC1 |  | RCFL-H*3621 | 12.5 | 15.1 | Yes | Yes | 2015-02-05 |  | 1
FALSE | RA1648AJ1 | 4919 | 7943274 | RHEEM SALES COMPANY, INC. | RA1648AJ1 | AC | Split System: Air-Cooled Condensing Unit, Coil with Blower | RA1648AJ1 |  | RCF4824HTAM | 13 | 16 | Yes | Yes | 2015-02-05 |  | 2
FALSE | RA1630AJ1 | 4916 | 7941031 | RHEEM SALES COMPANY, INC. | RA1630AJ1 | AC | Split System: Air-Cooled Condensing Unit, Coil with Blower | RA1630AJ1 |  | RCF3624HTAM | 13 | 16 | Yes | Yes | 2015-02-05 |  | 2
FALSE | RA1660AC1 | 4920 | 7943924 | RHEEM SALES COMPANY, INC. | RA1660AC1 | AC | Split System: Air-Cooled Condensing Unit, Coil with Blower | RA1660AC1 |  | RCQD-6024 | 12.5 | 15.1 | Yes | Yes | 2015-02-05 |  | 1
FALSE | RA1442AD1 | 4761 | 7600505 | RHEEM SALES COMPANY, INC. | RA1442AD1 | AC | Split System: Air-Cooled Condensing Unit, Coil with Blower | RA1442AD1 |  | RCFN-H*4824 | 13 | 15.5 | Yes | Yes | 2015-02-05 |  | 1
FALSE | RA1648AJ1 | 4919 | 7943500 | RHEEM SALES COMPANY, INC. | RA1648AJ1 | AC | Split System: Air-Cooled Condensing Unit, Coil with Blower | RA1648AJ1 |  | RCQD-4821 | 13 | 16 | Yes | Yes | 2015-02-05 |  | 2
FALSE | RA1660AC1 | 4920 | 7943662 | RHEEM SALES COMPANY, INC. | RA1660AJ1 | AC | Split System: Air-Cooled Condensing Unit, Coil with Blower | RA1660AJ1 |  | RCFN-H*6024 | 12.5 | 15.1 | Yes | Yes | 2015-02-05 |  | 1
FALSE | RA1442AD1 | 4761 | 7945116 | RHEEM SALES COMPANY, INC. | RA1442AJ1 | AC | Split System: Air-Cooled Condensing Unit, Coil with Blower | RA1442AJ1 |  | RCF4821STAM | 12 | 14.5 | Yes | Yes | 2015-02-05 |  | 0
FALSE | RA1436AD1 | 4760 | 7599674 | RHEEM SALES COMPANY, INC. | RA1436AC1 | AC | Split System: Air-Cooled Condensing Unit, Coil with Blower | RA1436AC1 |  | RCF3617STAM | 12 | 14.5 | Yes | Yes | 2015-02-05 |  | 0
FALSE | RA1642AJ1 | 4918 | 7942399 | RHEEM SALES COMPANY, INC. | RA1642AC1 | AC | Split System: Air-Cooled Condensing Unit, Coil with Blower | RA1642AC1 |  | RCFL-H*4824 | 13 | 15.5 | Yes | Yes | 2015-02-05 |  | 1
FALSE | RA1330AJ1 | 4823 | 7508150 | RHEEM SALES COMPANY, INC. | RA1330AJ1 | AC | Split System: Air-Cooled Condensing Unit, Coil with Blower | RA1330AJ1 |  | RCQD-3621 | 12.5 | 15.1 | Yes | Yes | 2015-02-05 |  | 1
FALSE | RA1636AJ1 | 4917 | 7941655 | RHEEM SALES COMPANY, INC. | RA1636AC1 | AC | Split System: Air-Cooled Condensing Unit, Coil with Blower | RA1636AC1 |  | RCFL-H*3821 | 13 | 16 | Yes | Yes | 2015-02-05 |  | 2
FALSE | RA1448AD1 | 4762 | 7492408 | RHEEM SALES COMPANY, INC. | RA1448AJ1 | AC | Split System: Air-Cooled Condensing Unit, Coil with Blower | RA1448AJ1 |  | RCF4824HTAM | 12.5 | 15 | Yes | Yes | 2015-02-05 |  | 1
FALSE | RA1648AJ1 | 4919 | 7943498 | RHEEM SALES COMPANY, INC. | RA1648AJ1 | AC | Split System: Air-Cooled Condensing Unit, Coil with Blower | RA1648AJ1 |  | RCQD-4821 | 13 | 15.5 | Yes | Yes | 2015-02-05 |  | 1
FALSE | RA1430AJ1 | 4759 | 7501002 | RHEEM SALES COMPANY, INC. | RA1430AJ1 | AC | Split System: Air-Cooled Condensing Unit, Coil with Blower | RA1430AJ1 |  | RCFL-H*3821 | 13 | 16 | Yes | Yes | 2015-02-05 |  | 2
FALSE | RA1436AD1 | 4760 | 7600062 | RHEEM SALES COMPANY, INC. | RA1436AD1 | AC | Split System: Air-Cooled Condensing Unit, Coil with Blower | RA1436AD1 |  | RCFL-H*3824 | 13 | 15.5 | Yes | Yes | 2015-02-05 |  | 1
FALSE | RA1642AJ1 | 4918 | 7942690 | RHEEM SALES COMPANY, INC. | RA1642AJ1 | AC | Split System: Air-Cooled Condensing Unit, Coil with Blower | RA1642AJ1 |  | RCFL-H*4821 | 13 | 15.5 | Yes | Yes | 2015-02-05 |  | 1
FALSE | RA1324AJ1 | 4822 | 7507827 | RHEEM SALES COMPANY, INC. | RA1324AJ1 | AC | Split System: Air-Cooled Condensing Unit, Coil with Blower | RA1324AJ1 |  | RCFN-H*2421 | 12 | 14.5 | Yes | Yes | 2015-02-05 |  | 0
FALSE | RA1442AD1 | 4761 | 7600488 | RHEEM SALES COMPANY, INC. | RA1442AD1 | AC | Split System: Air-Cooled Condensing Unit, Coil with Blower | RA1442AD1 |  | RCFN-H*4824 | 13 | 15.5 | Yes | Yes | 2015-02-05 |  | 1
FALSE | RA1636AJ1 | 4917 | 7941574 | RHEEM SALES COMPANY, INC. | RA1636AC1 | AC | Split System: Air-Cooled Condensing Unit, Coil with Blower | RA1636AC1 |  | RCFL-H*3621 | 13 | 16 | Yes | Yes | 2015-02-05 |  | 2
FALSE | RA1436AD1 | 4760 | 7491463 | RHEEM SALES COMPANY, INC. | RA1436AC1 | AC | Split System: Air-Cooled Condensing Unit, Coil with Blower | RA1436AC1 |  | RCFL-H*3824 | 12.5 | 15.1 | Yes | Yes | 2015-02-05 |  | 1
FALSE | RA1642AJ1 | 4918 | 7942658 | RHEEM SALES COMPANY, INC. | RA1642AJ1 | AC | Split System: Air-Cooled Condensing Unit, Coil with Blower | RA1642AJ1 |  | RCF4824STAM | 13 | 15.5 | Yes | Yes | 2015-02-05 |  | 1
FALSE | RA1336AD1 | 4824 | 7982377 | RHEEM SALES COMPANY, INC. | RA1336AC1 | AC | Split System: Air-Cooled Condensing Unit, Coil with Blower | RA1336AC1 |  | RCF3621MTAM | 12 | 14.5 | Yes | Yes | 2015-02-05 |  | 0
FALSE | RA1636AJ1 | 4917 | 7941656 | RHEEM SALES COMPANY, INC. | RA1636AC1 | AC | Split System: Air-Cooled Condensing Unit, Coil with Blower | RA1636AC1 |  | RCFL-H*3821 | 13 | 15.5 | Yes | Yes | 2015-02-05 |  | 1
FALSE | RA1448AD1 | 4762 | 7600687 | RHEEM SALES COMPANY, INC. | RA1448AD1 | AC | Split System: Air-Cooled Condensing Unit, Coil with Blower | RA1448AD1 |  | RCF4824STAM | 12 | 14.5 | Yes | Yes | 2015-02-05 |  | 0
FALSE | RA1336AD1 | 4824 | 7982392 | RHEEM SALES COMPANY, INC. | RA1336AC1 | AC | Split System: Air-Cooled Condensing Unit, Coil with Blower | RA1336AC1 |  | RCF3624MTAM | 12 | 14.5 | Yes | Yes | 2015-02-05 |  | 0
FALSE | RA1336AD1 | 4824 | 7508852 | RHEEM SALES COMPANY, INC. | RA1336AJ1 | AC | Split System: Air-Cooled Condensing Unit, Coil with Blower | RA1336AJ1 |  | RCFN-H*3624 | 12.5 | 15.1 | Yes | Yes | 2015-02-05 |  | 1
FALSE | RA1448AD1 | 4762 | 7492545 | RHEEM SALES COMPANY, INC. | RA1448AJ1 | AC | Split System: Air-Cooled Condensing Unit, Coil with Blower | RA1448AJ1 |  | RCQD-4824 | 12 | 14.5 | Yes | Yes | 2015-02-05 |  | 0
FALSE | RA1630AJ1 | 4916 | 7941053 | RHEEM SALES COMPANY, INC. | RA1630AJ1 | AC | Split System: Air-Cooled Condensing Unit, Coil with Blower | RA1630AJ1 |  | RCF3624MTAM | 13 | 16 | Yes | Yes | 2015-02-05 |  | 2
FALSE | RA1442AD1 | 4761 | 7492094 | RHEEM SALES COMPANY, INC. | RA1442AJ1 | AC | Split System: Air-Cooled Condensing Unit, Coil with Blower | RA1442AJ1 |  | RCFL-H*4821 | 12 | 14.5 | Yes | Yes | 2015-02-05 |  | 0
FALSE | RA1342AD1 | 4827 | 7511986 | RHEEM SALES COMPANY, INC. | RA1342AJ1 | AC | Split System: Air-Cooled Condensing Unit, Coil with Blower | RA1342AJ1 |  | RCFN-H*4824 | 12 | 14.5 | Yes | Yes | 2015-02-05 |  | 0
FALSE | RA1336AD1 | 4824 | 7508909 | RHEEM SALES COMPANY, INC. | RA1336AJ1 | AC | Split System: Air-Cooled Condensing Unit, Coil with Blower | RA1336AJ1 |  | RH1T3621MTAN | 12 | 14.5 | Yes | Yes | 2015-02-05 |  | 0
FALSE | RA1630AJ1 | 4916 | 7941210 | RHEEM SALES COMPANY, INC. | RA1630AJ1 | AC | Split System: Air-Cooled Condensing Unit, Coil with Blower | RA1630AJ1 |  | RCFL-H*3824 | 13 | 16 | Yes | Yes | 2015-02-05 |  | 2
FALSE | RA1436AD1 | 4760 | 7501037 | RHEEM SALES COMPANY, INC. | RA1436AC1 | AC | Split System: Air-Cooled Condensing Unit, Coil with Blower | RA1436AC1 |  | RCFL-H*3621 | 12.5 | 15 | Yes | Yes | 2015-02-05 |  | 1
FALSE | RA1442AD1 | 4761 | 7600351 | RHEEM SALES COMPANY, INC. | RA1442AD1 | AC | Split System: Air-Cooled Condensing Unit, Coil with Blower | RA1442AD1 |  | RCF4824STAM | 12.5 | 15.1 | Yes | Yes | 2015-02-05 |  | 1
FALSE | RA1660AC1 | 4920 | 7943702 | RHEEM SALES COMPANY, INC. | RA1660AJ1 | AC | Split System: Air-Cooled Condensing Unit, Coil with Blower | RA1660AJ1 |  | RCQD-6024 | 12 | 14.5 | Yes | Yes | 2015-02-05 |  | 0
FALSE | RA1624AJ1 | 4915 | 7944012 | RHEEM SALES COMPANY, INC. | RA1624AJ1 | AC | Split System: Air-Cooled Condensing Unit, Coil with Blower | RA1624AJ1 |  | RCF2421MTAM | 13 | 15.5 | Yes | Yes | 2015-02-05 |  | 1
FALSE | RA1636AJ1 | 4917 | 7942157 | RHEEM SALES COMPANY, INC. | RA1636AJ1 | AC | Split System: Air-Cooled Condensing Unit, Coil with Blower | RA1636AJ1 |  | RCQD-3621 | 13 | 16 | Yes | Yes | 2015-02-05 |  | 2
FALSE | RA1636AJ1 | 4917 | 7941521 | RHEEM SALES COMPANY, INC. | RA1636AC1 | AC | Split System: Air-Cooled Condensing Unit, Coil with Blower | RA1636AC1 |  | RCF3624MTAM | 13 | 16 | Yes | Yes | 2015-02-05 |  | 2
FALSE | RA1424AJ1 | 4758 | 7490903 | RHEEM SALES COMPANY, INC. | RA1424AJ1 | AC | Split System: Air-Cooled Condensing Unit, Coil with Blower | RA1424AJ1 |  | RCFN-H*2417 | 13 | 15.5 | Yes | Yes | 2015-02-05 |  | 1
FALSE | RA1442AD1 | 4761 | 7600451 | RHEEM SALES COMPANY, INC. | RA1442AD1 | AC | Split System: Air-Cooled Condensing Unit, Coil with Blower | RA1442AD1 |  | RCFL-H*4824 | 12.5 | 15.1 | Yes | Yes | 2015-02-05 |  | 1
FALSE | RA1630AJ1 | 4916 | 7941152 | RHEEM SALES COMPANY, INC. | RA1630AJ1 | AC | Split System: Air-Cooled Condensing Unit, Coil with Blower | RA1630AJ1 |  | RCFL-H*3621 | 13 | 16 | Yes | Yes | 2015-02-05 |  | 2
FALSE | RA1424AJ1 | 4758 | 7490823 | RHEEM SALES COMPANY, INC. | RA1424AJ1 | AC | Split System: Air-Cooled Condensing Unit, Coil with Blower | RA1424AJ1 |  | RCF2421MTAM | 13 | 16 | Yes | Yes | 2015-02-05 |  | 2
FALSE | RA1430AJ1 | 4759 | 7491114 | RHEEM SALES COMPANY, INC. | RA1430AJ1 | AC | Split System: Air-Cooled Condensing Unit, Coil with Blower | RA1430AJ1 |  | RCFL-H*3621 | 13 | 15.5 | Yes | Yes | 2015-02-05 |  | 1
FALSE | RA1624AJ1 | 4915 | 7940732 | RHEEM SALES COMPANY, INC. | RA1624AJ1 | AC | Split System: Air-Cooled Condensing Unit, Coil with Blower | RA1624AJ1 |  | RCFL-H*2417 | 13 | 15.5 | Yes | Yes | 2015-02-05 |  | 1
FALSE | RA1648AJ1 | 4919 | 7943123 | RHEEM SALES COMPANY, INC. | RA1648AC1 | AC | Split System: Air-Cooled Condensing Unit, Coil with Blower | RA1648AC1 |  | RCFN-H*4824 | 13 | 16 | Yes | Yes | 2015-02-05 |  | 2
FALSE | RA1436AD1 | 4760 | 7491726 | RHEEM SALES COMPANY, INC. | RA1436AJ1 | AC | Split System: Air-Cooled Condensing Unit, Coil with Blower | RA1436AJ1 |  | RCFL-H*3821 | 13 | 15.5 | Yes | Yes | 2015-02-05 |  | 1
FALSE | RA1648AJ1 | 4919 | 7943300 | RHEEM SALES COMPANY, INC. | RA1648AJ1 | AC | Split System: Air-Cooled Condensing Unit, Coil with Blower | RA1648AJ1 |  | RCF4824STAM | 13 | 16 | Yes | Yes | 2015-02-05 |  | 2
FALSE | RA1436AD1 | 4760 | 7599732 | RHEEM SALES COMPANY, INC. | RA1436AC1 | AC | Split System: Air-Cooled Condensing Unit, Coil with Blower | RA1436AC1 |  | RCQD-3624 | 13 | 16 | Yes | Yes | 2015-02-05 |  | 2
FALSE | RA1436AD1 | 4760 | 7491335 | RHEEM SALES COMPANY, INC. | RA1436AC1 | AC | Split System: Air-Cooled Condensing Unit, Coil with Blower | RA1436AC1 |  | RCF3624MTAM | 13 | 15.5 | Yes | Yes | 2015-02-05 |  | 1
FALSE | RA1660AC1 | 4920 | 7943705 | RHEEM SALES COMPANY, INC. | RA1660AJ1 | AC | Split System: Air-Cooled Condensing Unit, Coil with Blower | RA1660AJ1 |  | RCQD-6024 | 12.5 | 15 | Yes | Yes | 2015-02-05 |  | 1
FALSE | RA1448AD1 | 4762 | 7501180 | RHEEM SALES COMPANY, INC. | RA1448AC1 | AC | Split System: Air-Cooled Condensing Unit, Coil with Blower | RA1448AC1 |  | RCFL-H*4824 | 12 | 14.5 | Yes | Yes | 2015-02-05 |  | 0
FALSE | RA1448AD1 | 4762 | 7492544 | RHEEM SALES COMPANY, INC. | RA1448AJ1 | AC | Split System: Air-Cooled Condensing Unit, Coil with Blower | RA1448AJ1 |  | RCQD-4824 | 12 | 14.5 | Yes | Yes | 2015-02-05 |  | 0
FALSE | RA1318AJ1 | 4821 | 7507580 | RHEEM SALES COMPANY, INC. | RA1318AJ1 | AC | Split System: Air-Cooled Condensing Unit, Coil with Blower | RA1318AJ1 |  | RCFN-H*2421 | 12 | 14.5 | Yes | Yes | 2015-02-05 |  | 0
FALSE | RA1436AD1 | 4760 | 7491340 | RHEEM SALES COMPANY, INC. | RA1436AC1 | AC | Split System: Air-Cooled Condensing Unit, Coil with Blower | RA1436AC1 |  | RCF3624MTAM | 13 | 16 | Yes | Yes | 2015-02-05 |  | 2
FALSE | RA1424AJ1 | 4758 | 7490752 | RHEEM SALES COMPANY, INC. | RA1424AJ1 | AC | Split System: Air-Cooled Condensing Unit, Coil with Blower | RA1424AJ1 |  | RCF2417MTAM | 12.5 | 15.1 | Yes | Yes | 2015-02-05 |  | 1
FALSE | RA1636AJ1 | 4917 | 7941857 | RHEEM SALES COMPANY, INC. | RA1636AJ1 | AC | Split System: Air-Cooled Condensing Unit, Coil with Blower | RA1636AJ1 |  | RCF3621MTAM | 13 | 16 | Yes | Yes | 2015-02-05 |  | 2
FALSE | RA1648AJ1 | 4919 | 7942987 | RHEEM SALES COMPANY, INC. | RA1648AC1 | AC | Split System: Air-Cooled Condensing Unit, Coil with Blower | RA1648AC1 |  | RCF4824STAM | 13 | 15.5 | Yes | Yes | 2015-02-05 |  | 1
FALSE | RA1430AJ1 | 4759 | 7490983 | RHEEM SALES COMPANY, INC. | RA1430AJ1 | AC | Split System: Air-Cooled Condensing Unit, Coil with Blower | RA1430AJ1 |  | RCF3621MTAM | 13 | 15.5 | Yes | Yes | 2015-02-05 |  | 1
FALSE | RA1336AD1 | 4824 | 7982507 | RHEEM SALES COMPANY, INC. | RA1336AJ1 | AC | Split System: Air-Cooled Condensing Unit, Coil with Blower | RA1336AJ1 |  | RCQD-3621 | 12 | 14.5 | Yes | Yes | 2015-02-05 |  | 0
FALSE | RA1336AD1 | 4824 | 7983355 | RHEEM SALES COMPANY, INC. | RA1336AC1 | AC | Split System: Air-Cooled Condensing Unit, Coil with Blower | RA1336AC1 |  | RCF3624HTAM | 12.5 | 15.1 | Yes | Yes | 2015-02-05 |  | 1
FALSE | RA1436AD1 | 4760 | 7491372 | RHEEM SALES COMPANY, INC. | RA1436AC1 | AC | Split System: Air-Cooled Condensing Unit, Coil with Blower | RA1436AC1 |  | RCFL-H*3621 | 12 | 14.5 | Yes | Yes | 2015-02-05 |  | 0
FALSE | RA1618AJ1 | 4914 | 7943965 | RHEEM SALES COMPANY, INC. | RA1618AJ1 | AC | Split System: Air-Cooled Condensing Unit, Coil with Blower | RA1618AJ1 |  | RCF2421HTAM | 13 | 16 | Yes | Yes | 2015-02-05 |  | 2
FALSE | RA1648AJ1 | 4919 | 7944253 | RHEEM SALES COMPANY, INC. | RA1648AJ1 | AC | Split System: Air-Cooled Condensing Unit, Coil with Blower | RA1648AJ1 |  | RCF4821STAM | 12.5 | 15.1 | Yes | Yes | 2015-02-05 |  | 1
FALSE | RA1436AD1 | 4760 | 7600220 | RHEEM SALES COMPANY, INC. | RA1436AJ1 | AC | Split System: Air-Cooled Condensing Unit, Coil with Blower | RA1436AJ1 |  | RCFL-H*3821 | 12.5 | 15.1 | Yes | Yes | 2015-02-05 |  | 1
FALSE | RA1630AJ1 | 4916 | 7941223 | RHEEM SALES COMPANY, INC. | RA1630AJ1 | AC | Split System: Air-Cooled Condensing Unit, Coil with Blower | RA1630AJ1 |  | RCFL-H*3824 | 13 | 16 | Yes | Yes | 2015-02-05 |  | 2
FALSE | RA1442AD1 | 4761 | 7600483 | RHEEM SALES COMPANY, INC. | RA1442AD1 | AC | Split System: Air-Cooled Condensing Unit, Coil with Blower | RA1442AD1 |  | RCFN-H*4824 | 12.5 | 15.1 | Yes | Yes | 2015-02-05 |  | 1
FALSE | RA1430AJ1 | 4759 | 7500988 | RHEEM SALES COMPANY, INC. | RA1430AJ1 | AC | Split System: Air-Cooled Condensing Unit, Coil with Blower | RA1430AJ1 |  | RCF3624MTAM | 13 | 16 | Yes | Yes | 2015-02-05 |  | 2
FALSE | RA1424AJ1 | 4758 | 7599574 | RHEEM SALES COMPANY, INC. | RA1424AJ1 | AC | Split System: Air-Cooled Condensing Unit, Coil with Blower | RA1424AJ1 |  | RCF2421HTAM | 12.5 | 15.1 | Yes | Yes | 2015-02-05 |  | 1
FALSE | RA1436AD1 | 4760 | 7491354 | RHEEM SALES COMPANY, INC. | RA1436AC1 | AC | Split System: Air-Cooled Condensing Unit, Coil with Blower | RA1436AC1 |  | RCFL-H*3617 | 12 | 14.5 | Yes | Yes | 2015-02-05 |  | 0
FALSE | RA1636AJ1 | 4917 | 7942025 | RHEEM SALES COMPANY, INC. | RA1636AJ1 | AC | Split System: Air-Cooled Condensing Unit, Coil with Blower | RA1636AJ1 |  | RCFL-H*3621 | 13 | 15.5 | Yes | Yes | 2015-02-05 |  | 1
FALSE | RA1636AJ1 | 4917 | 7942056 | RHEEM SALES COMPANY, INC. | RA1636AJ1 | AC | Split System: Air-Cooled Condensing Unit, Coil with Blower | RA1636AJ1 |  | RCFL-H*3821 | 13 | 16 | Yes | Yes | 2015-02-05 |  | 2
FALSE | RA1624AJ1 | 4915 | 7940808 | RHEEM SALES COMPANY, INC. | RA1624AJ1 | AC | Split System: Air-Cooled Condensing Unit, Coil with Blower | RA1624AJ1 |  | RCFN-H*2417 | 13 | 16 | Yes | Yes | 2015-02-05 |  | 2
FALSE | RA1636AJ1 | 4917 | 7941991 | RHEEM SALES COMPANY, INC. | RA1636AJ1 | AC | Split System: Air-Cooled Condensing Unit, Coil with Blower | RA1636AJ1 |  | RCFL-H*3617 | 12.5 | 15 | Yes | Yes | 2015-02-05 |  | 1
FALSE | RA1660AC1 | 4920 | 7943644 | RHEEM SALES COMPANY, INC. | RA1660AJ1 | AC | Split System: Air-Cooled Condensing Unit, Coil Alone | RA1660AJ1 |  | RCFL-H*6024+RXMD-C04 | 12.5 | 15.1 | Yes | Yes | 2015-02-05 |  | 1
FALSE | RA1648AJ1 | 4919 | 7943443 | RHEEM SALES COMPANY, INC. | RA1648AJ1 | AC | Split System: Air-Cooled Condensing Unit, Coil with Blower | RA1648AJ1 |  | RCFN-H*4824 | 13 | 16 | Yes | Yes | 2015-02-05 |  | 2
FALSE | RA1436AD1 | 4760 | 7491411 | RHEEM SALES COMPANY, INC. | RA1436AC1 | AC | Split System: Air-Cooled Condensing Unit, Coil with Blower | RA1436AC1 |  | RCFL-H*3821 | 13 | 15.5 | Yes | Yes | 2015-02-05 |  | 1
FALSE | RA1636AJ1 | 4917 | 7941495 | RHEEM SALES COMPANY, INC. | RA1636AC1 | AC | Split System: Air-Cooled Condensing Unit, Coil with Blower | RA1636AC1 |  | RCF3624HTAM | 13 | 16 | Yes | Yes | 2015-02-05 |  | 2
FALSE | RA1618AJ1 | 4914 | 7940343 | RHEEM SALES COMPANY, INC. | RA1618AJ1 | AC | Split System: Air-Cooled Condensing Unit, Coil with Blower | RA1618AJ1 |  | RCF2417STAM | 13 | 16 | Yes | Yes | 2015-02-05 |  | 2
FALSE | RA1636AJ1 | 4917 | 7942110 | RHEEM SALES COMPANY, INC. | RA1636AJ1 | AC | Split System: Air-Cooled Condensing Unit, Coil with Blower | RA1636AJ1 |  | RCFL-H*3824 | 13 | 15.5 | Yes | Yes | 2015-02-05 |  | 1
FALSE | RA1330AJ1 | 4823 | 7507874 | RHEEM SALES COMPANY, INC. | RA1330AJ1 | AC | Split System: Air-Cooled Condensing Unit, Coil with Blower | RA1330AJ1 |  | RCF3621MTAM | 12 | 14.5 | Yes | Yes | 2015-02-05 |  | 0
FALSE | RA1618AJ1 | 4914 | 7940355 | RHEEM SALES COMPANY, INC. | RA1618AJ1 | AC | Split System: Air-Cooled Condensing Unit, Coil with Blower | RA1618AJ1 |  | RCF2417STAM | 13 | 16 | Yes | Yes | 2015-02-05 |  | 2
FALSE | RA1342AD1 | 4827 | 7511766 | RHEEM SALES COMPANY, INC. | RA1342AC1 | AC | Split System: Air-Cooled Condensing Unit, Coil with Blower | RA1342AC1 |  | RCFN-H*4824 | 12 | 14.5 | Yes | Yes | 2015-02-05 |  | 0
FALSE | RA1448AD1 | 4762 | 7600894 | RHEEM SALES COMPANY, INC. | RA1448AJ1 | AC | Split System: Air-Cooled Condensing Unit, Coil with Blower | RA1448AJ1 |  | RCFL-H*4824 | 12 | 14.5 | Yes | Yes | 2015-02-05 |  | 0
FALSE | RA1630AJ1 | 4916 | 7941300 | RHEEM SALES COMPANY, INC. | RA1630AJ1 | AC | Split System: Air-Cooled Condensing Unit, Coil with Blower | RA1630AJ1 |  | RCQD-3621 | 13 | 16 | Yes | Yes | 2015-02-05 |  | 2
FALSE | RA1436AD1 | 4760 | 7600145 | RHEEM SALES COMPANY, INC. | RA1436AD1 | AC | Split System: Air-Cooled Condensing Unit, Coil with Blower | RA1436AD1 |  | RCQD-3624 | 13 | 16 | Yes | Yes | 2015-02-05 |  | 2
FALSE | RA1630AJ1 | 4916 | 7941041 | RHEEM SALES COMPANY, INC. | RA1630AJ1 | AC | Split System: Air-Cooled Condensing Unit, Coil with Blower | RA1630AJ1 |  | RCF3624HTAM | 13 | 16 | Yes | Yes | 2015-02-05 |  | 2
FALSE | RA1636AJ1 | 4917 | 7941549 | RHEEM SALES COMPANY, INC. | RA1636AC1 | AC | Split System: Air-Cooled Condensing Unit, Coil with Blower | RA1636AC1 |  | RCFL-H*3617 | 12.5 | 15 | Yes | Yes | 2015-02-05 |  | 1
FALSE | RA1636AJ1 | 4917 | 7941950 | RHEEM SALES COMPANY, INC. | RA1636AJ1 | AC | Split System: Air-Cooled Condensing Unit, Coil with Blower | RA1636AJ1 |  | RCF3624MTAM | 13 | 16 | Yes | Yes | 2015-02-05 |  | 2
FALSE | RA1424AJ1 | 4758 | 7490749 | RHEEM SALES COMPANY, INC. | RA1424AJ1 | AC | Split System: Air-Cooled Condensing Unit, Coil with Blower | RA1424AJ1 |  | RCF2417MTAM | 12 | 14.5 | Yes | Yes | 2015-02-05 |  | 0
FALSE | RA1630AJ1 | 4916 | 7941178 | RHEEM SALES COMPANY, INC. | RA1630AJ1 | AC | Split System: Air-Cooled Condensing Unit, Coil with Blower | RA1630AJ1 |  | RCFL-H*3821 | 13 | 16 | Yes | Yes | 2015-02-05 |  | 2
FALSE | RA1442AD1 | 4761 | 7491877 | RHEEM SALES COMPANY, INC. | RA1442AC1 | AC | Split System: Air-Cooled Condensing Unit, Coil with Blower | RA1442AC1 |  | RCF4824STAM | 12 | 14.5 | Yes | Yes | 2015-02-05 |  | 0
FALSE | RA1448AD1 | 4762 | 7600902 | RHEEM SALES COMPANY, INC. | RA1448AJ1 | AC | Split System: Air-Cooled Condensing Unit, Coil with Blower | RA1448AJ1 |  | RCQD-4824 | 12.5 | 15.1 | Yes | Yes | 2015-02-05 |  | 1
FALSE | RA1642AJ1 | 4918 | 7944180 | RHEEM SALES COMPANY, INC. | RA1642AC1 | AC | Split System: Air-Cooled Condensing Unit, Coil with Blower | RA1642AC1 |  | RCF4821STAM | 13 | 16 | Yes | Yes | 2015-02-05 |  | 2
FALSE | RA1630AJ1 | 4916 | 7940987 | RHEEM SALES COMPANY, INC. | RA1630AJ1 | AC | Split System: Air-Cooled Condensing Unit, Coil with Blower | RA1630AJ1 |  | RCF3621STAM | 13 | 16 | Yes | Yes | 2015-02-05 |  | 2
FALSE | RA1660AC1 | 4920 | 7943599 | RHEEM SALES COMPANY, INC. | RA1660AJ1 | AC | Split System: Air-Cooled Condensing Unit, Coil with Blower | RA1660AJ1 |  | RCF6024STAM | 13 | 15.5 | Yes | Yes | 2015-02-05 |  | 1
FALSE | RA1436AD1 | 4760 | 7945032 | RHEEM SALES COMPANY, INC. | RA1436AD1 | AC | Split System: Air-Cooled Condensing Unit, Coil with Blower | RA1436AD1 |  | RCF3621STAM | 12.5 | 15.1 | Yes | Yes | 2015-02-05 |  | 1
FALSE | RA1424AJ1 | 4758 | 7490878 | RHEEM SALES COMPANY, INC. | RA1424AJ1 | AC | Split System: Air-Cooled Condensing Unit, Coil with Blower | RA1424AJ1 |  | RCFL-H*2621 | 13 | 15.5 | Yes | Yes | 2015-02-05 |  | 1
FALSE | RA1448AD1 | 4762 | 7600775 | RHEEM SALES COMPANY, INC. | RA1448AD1 | AC | Split System: Air-Cooled Condensing Unit, Coil with Blower | RA1448AD1 |  | RCFN-H*4824 | 12.5 | 15 | Yes | Yes | 2015-02-05 |  | 1
FALSE | RA1636AJ1 | 4917 | 7941947 | RHEEM SALES COMPANY, INC. | RA1636AJ1 | AC | Split System: Air-Cooled Condensing Unit, Coil with Blower | RA1636AJ1 |  | RCF3624MTAM | 13 | 16 | Yes | Yes | 2015-02-05 |  | 2
FALSE | RA1660AC1 | 4920 | 7943857 | RHEEM SALES COMPANY, INC. | RA1660AC1 | AC | Split System: Air-Cooled Condensing Unit, Coil with Blower | RA1660AC1 |  | RCFL-H*6024 | 13 | 15.5 | Yes | Yes | 2015-02-05 |  | 1
FALSE | RA1460AD1 | 4763 | 7945199 | RHEEM SALES COMPANY, INC. | RA1460AD1 | AC | Split System: Air-Cooled Condensing Unit, Coil with Blower | RA1460AD1 |  | RCF6024HTAM | 12 | 14.5 | Yes | Yes | 2015-02-05 |  | 0
FALSE | RA1442AD1 | 4761 | 7493690 | RHEEM SALES COMPANY, INC. | RA1442AJ1 | AC | Split System: Air-Cooled Condensing Unit, Coil with Blower | RA1442AJ1 |  | RHKL-HM4821 | 12 | 14.5 | Yes | Yes | 2015-02-05 |  | 0
FALSE | RA1418AJ1 | 4757 | 7500936 | RHEEM SALES COMPANY, INC. | RA1418AJ1 | AC | Split System: Air-Cooled Condensing Unit, Coil with Blower | RA1418AJ1 |  | RCF2417HTAM | 13 | 16 | Yes | Yes | 2015-02-05 |  | 2
FALSE | RA1436AD1 | 4760 | 7945065 | RHEEM SALES COMPANY, INC. | RA1436AJ1 | AC | Split System: Air-Cooled Condensing Unit, Coil with Blower | RA1436AJ1 |  | RCF3624HTAM | 13 | 16 | Yes | Yes | 2015-02-05 |  | 2
FALSE | RA1330AJ1 | 4823 | 7982333 | RHEEM SALES COMPANY, INC. | RA1330AJ1 | AC | Split System: Air-Cooled Condensing Unit, Coil with Blower | RA1330AJ1 |  | RCF3624MTAM | 12.5 | 15.1 | Yes | Yes | 2015-02-05 |  | 1
FALSE | RA1442AD1 | 4761 | 7501133 | RHEEM SALES COMPANY, INC. | RA1442AJ1 | AC | Split System: Air-Cooled Condensing Unit, Coil with Blower | RA1442AJ1 |  | RCF4821STAM | 12.5 | 15.1 | Yes | Yes | 2015-02-05 |  | 1
FALSE | RA1460AD1 | 4763 | 7601040 | RHEEM SALES COMPANY, INC. | RA1460AJ1 | AC | Split System: Air-Cooled Condensing Unit, Coil with Blower | RA1460AJ1 |  | RCF6024HTAM | 12 | 14.5 | Yes | Yes | 2015-02-05 |  | 0
FALSE | RA1436AD1 | 4760 | 7491439 | RHEEM SALES COMPANY, INC. | RA1436AC1 | AC | Split System: Air-Cooled Condensing Unit, Coil with Blower | RA1436AC1 |  | RCFL-H*3821 | 13 | 15.5 | Yes | Yes | 2015-02-05 |  | 1
FALSE | RA1624AJ1 | 4915 | 7940573 | RHEEM SALES COMPANY, INC. | RA1624AJ1 | AC | Split System: Air-Cooled Condensing Unit, Coil with Blower | RA1624AJ1 |  | RCF2414STAM | 13 | 16 | Yes | Yes | 2015-02-05 |  | 2
FALSE | RA1430AJ1 | 4759 | 7491057 | RHEEM SALES COMPANY, INC. | RA1430AJ1 | AC | Split System: Air-Cooled Condensing Unit, Coil with Blower | RA1430AJ1 |  | RCF3624HTAM | 13 | 16 | Yes | Yes | 2015-02-05 |  | 2
FALSE | RA1660AC1 | 4920 | 7943863 | RHEEM SALES COMPANY, INC. | RA1660AC1 | AC | Split System: Air-Cooled Condensing Unit, Coil with Blower | RA1660AC1 |  | RCFL-H*6024 | 12.5 | 15.1 | Yes | Yes | 2015-02-05 |  | 1
FALSE | RA1418AJ1 | 4757 | 7944923 | RHEEM SALES COMPANY, INC. | RA1418AJ1 | AC | Split System: Air-Cooled Condensing Unit, Coil with Blower | RA1418AJ1 |  | RCF2421HTAM | 13 | 16 | Yes | Yes | 2015-02-05 |  | 2
FALSE | RA1448AD1 | 4762 | 7492231 | RHEEM SALES COMPANY, INC. | RA1448AC1 | AC | Split System: Air-Cooled Condensing Unit, Coil with Blower | RA1448AC1 |  | RCF4824STAM | 12 | 14.5 | Yes | Yes | 2015-02-05 |  | 0
FALSE | RA1636AJ1 | 4917 | 7944151 | RHEEM SALES COMPANY, INC. | RA1636AJ1 | AC | Split System: Air-Cooled Condensing Unit, Coil with Blower | RA1636AJ1 |  | RCF3621STAM | 12.5 | 15.1 | Yes | Yes | 2015-02-05 |  | 1
FALSE | RA1436AD1 | 4760 | 7599919 | RHEEM SALES COMPANY, INC. | RA1436AD1 | AC | Split System: Air-Cooled Condensing Unit, Coil with Blower | RA1436AD1 |  | RCFL-H*3617 | 12.5 | 15.1 | Yes | Yes | 2015-02-05 |  | 1
FALSE | RA1330AJ1 | 4823 | 7507942 | RHEEM SALES COMPANY, INC. | RA1330AJ1 | AC | Split System: Air-Cooled Condensing Unit, Coil with Blower | RA1330AJ1 |  | RCF3624HTAM | 13 | 15.5 | Yes | Yes | 2015-02-05 |  | 1
FALSE | RA1436AD1 | 4760 | 7491558 | RHEEM SALES COMPANY, INC. | RA1436AJ1 | AC | Split System: Air-Cooled Condensing Unit, Coil with Blower | RA1436AJ1 |  | RCF3621MTAM | 13 | 15.5 | Yes | Yes | 2015-02-05 |  | 1
FALSE | RA1642AJ1 | 4918 | 7942455 | RHEEM SALES COMPANY, INC. | RA1642AC1 | AC | Split System: Air-Cooled Condensing Unit, Coil with Blower | RA1642AC1 |  | RCFN-H*4824 | 13 | 16 | Yes | Yes | 2015-02-05 |  | 2
FALSE | RA1436AD1 | 4760 | 7501024 | RHEEM SALES COMPANY, INC. | RA1436AC1 | AC | Split System: Air-Cooled Condensing Unit, Coil with Blower | RA1436AC1 |  | RCF3624HTAM | 13 | 16 | Yes | Yes | 2015-02-05 |  | 2
FALSE | RA1442AD1 | 4761 | 7600518 | RHEEM SALES COMPANY, INC. | RA1442AD1 | AC | Split System: Air-Cooled Condensing Unit, Coil with Blower | RA1442AD1 |  | RHPN-HM4824 | 13 | 16 | Yes | Yes | 2015-02-05 |  | 2
FALSE | RA1624AJ1 | 4915 | 7940655 | RHEEM SALES COMPANY, INC. | RA1624AJ1 | AC | Split System: Air-Cooled Condensing Unit, Coil with Blower | RA1624AJ1 |  | RCF2421HTAM | 13 | 15.5 | Yes | Yes | 2015-02-05 |  | 1
FALSE | RA1436AD1 | 4760 | 7491380 | RHEEM SALES COMPANY, INC. | RA1436AC1 | AC | Split System: Air-Cooled Condensing Unit, Coil with Blower | RA1436AC1 |  | RCFL-H*3621 | 12.5 | 15.1 | Yes | Yes | 2015-02-05 |  | 1
FALSE | RA1442AD1 | 4761 | 7501104 | RHEEM SALES COMPANY, INC. | RA1442AC1 | AC | Split System: Air-Cooled Condensing Unit, Coil with Blower | RA1442AC1 |  | RCF4821STAM | 12.5 | 15.1 | Yes | Yes | 2015-02-05 |  | 1
FALSE | RA1630AJ1 | 4916 | 7940995 | RHEEM SALES COMPANY, INC. | RA1630AJ1 | AC | Split System: Air-Cooled Condensing Unit, Coil with Blower | RA1630AJ1 |  | RCF3621STAM | 13 | 16 | Yes | Yes | 2015-02-05 |  | 2
FALSE | RA1660AC1 | 4920 | 7943680 | RHEEM SALES COMPANY, INC. | RA1660AJ1 | AC | Split System: Air-Cooled Condensing Unit, Coil with Blower | RA1660AJ1 |  | RCFN-H*6024 | 13 | 16 | Yes | Yes | 2015-02-05 |  | 2
FALSE | RA1442AD1 | 4761 | 7600455 | RHEEM SALES COMPANY, INC. | RA1442AD1 | AC | Split System: Air-Cooled Condensing Unit, Coil with Blower | RA1442AD1 |  | RCFL-H*4824 | 12 | 14.5 | Yes | Yes | 2015-02-05 |  | 0
FALSE | RA1436AD1 | 4760 | 7599725 | RHEEM SALES COMPANY, INC. | RA1436AC1 | AC | Split System: Air-Cooled Condensing Unit, Coil with Blower | RA1436AC1 |  | RCFL-H*3824 | 13 | 15.5 | Yes | Yes | 2015-02-05 |  | 1
FALSE | RA1636AJ1 | 4917 | 7941571 | RHEEM SALES COMPANY, INC. | RA1636AC1 | AC | Split System: Air-Cooled Condensing Unit, Coil with Blower | RA1636AC1 |  | RCFL-H*3621 | 13 | 15.5 | Yes | Yes | 2015-02-05 |  | 1
FALSE | RA1448AD1 | 4762 | 7492200 | RHEEM SALES COMPANY, INC. | RA1448AC1 | AC | Split System: Air-Cooled Condensing Unit, Coil with Blower | RA1448AC1 |  | RCF4824HTAM | 12 | 14.5 | Yes | Yes | 2015-02-05 |  | 0
FALSE | RA1330AJ1 | 4823 | 7507884 | RHEEM SALES COMPANY, INC. | RA1330AJ1 | AC | Split System: Air-Cooled Condensing Unit, Coil with Blower | RA1330AJ1 |  | RCF3621MTAM | 12.5 | 15.1 | Yes | Yes | 2015-02-05 |  | 1
FALSE | RA1436AD1 | 4760 | 7491654 | RHEEM SALES COMPANY, INC. | RA1436AJ1 | AC | Split System: Air-Cooled Condensing Unit, Coil with Blower | RA1436AJ1 |  | RCFL-H*3617 | 12 | 14.5 | Yes | Yes | 2015-02-05 |  | 0
FALSE | RA1330AJ1 | 4823 | 7508123 | RHEEM SALES COMPANY, INC. | RA1330AJ1 | AC | Split System: Air-Cooled Condensing Unit, Coil with Blower | RA1330AJ1 |  | RCFN-H*3624 | 12.5 | 15.1 | Yes | Yes | 2015-02-05 |  | 1
FALSE | RA1448AD1 | 4762 | 7600592 | RHEEM SALES COMPANY, INC. | RA1448AC1 | AC | Split System: Air-Cooled Condensing Unit, Coil with Blower | RA1448AC1 |  | RCQD-4824 | 12 | 14.5 | Yes | Yes | 2015-02-05 |  | 0
FALSE | RA1624AJ1 | 4915 | 7940627 | RHEEM SALES COMPANY, INC. | RA1624AJ1 | AC | Split System: Air-Cooled Condensing Unit, Coil with Blower | RA1624AJ1 |  | RCF2417STAM | 13 | 16 | Yes | Yes | 2015-02-05 |  | 2
FALSE | RA1430AJ1 | 4759 | 7491082 | RHEEM SALES COMPANY, INC. | RA1430AJ1 | AC | Split System: Air-Cooled Condensing Unit, Coil with Blower | RA1430AJ1 |  | RCFL-H*3617 | 12.5 | 15.1 | Yes | Yes | 2015-02-05 |  | 1
FALSE | RA1618AJ1 | 4914 | 7940532 | RHEEM SALES COMPANY, INC. | RA1618AJ1 | AC | Split System: Air-Cooled Condensing Unit, Coil with Blower | RA1618AJ1 |  | RCFN-H*2421 | 13 | 16 | Yes | Yes | 2015-02-05 |  | 2
FALSE | RA1430AJ1 | 4759 | 7491085 | RHEEM SALES COMPANY, INC. | RA1430AJ1 | AC | Split System: Air-Cooled Condensing Unit, Coil with Blower | RA1430AJ1 |  | RCFL-H*3617 | 12.5 | 15.1 | Yes | Yes | 2015-02-05 |  | 1
FALSE | RA1624AJ1 | 4915 | 7940757 | RHEEM SALES COMPANY, INC. | RA1624AJ1 | AC | Split System: Air-Cooled Condensing Unit, Coil with Blower | RA1624AJ1 |  | RCFL-H*2617 | 13 | 16 | Yes | Yes | 2015-02-05 |  | 2
FALSE | RA1642AJ1 | 4918 | 7942713 | RHEEM SALES COMPANY, INC. | RA1642AJ1 | AC | Split System: Air-Cooled Condensing Unit, Coil with Blower | RA1642AJ1 |  | RCFL-H*4821 | 12.2 | 14.5 | Yes | Yes | 2015-02-05 |  | 0
FALSE | RA1430AJ1 | 4759 | 7599631 | RHEEM SALES COMPANY, INC. | RA1430AJ1 | AC | Split System: Air-Cooled Condensing Unit, Coil with Blower | RA1430AJ1 |  | RCF3624HTAM | 13 | 16 | Yes | Yes | 2015-02-05 |  | 2
FALSE | RA1636AJ1 | 4917 | 7941756 | RHEEM SALES COMPANY, INC. | RA1636AC1 | AC | Split System: Air-Cooled Condensing Unit, Coil with Blower | RA1636AC1 |  | RCQD-3624 | 13 | 16 | Yes | Yes | 2015-02-05 |  | 2
FALSE | RA1330AJ1 | 4823 | 7507970 | RHEEM SALES COMPANY, INC. | RA1330AJ1 | AC | Split System: Air-Cooled Condensing Unit, Coil with Blower | RA1330AJ1 |  | RCF3624MTAM | 12.5 | 15 | Yes | Yes | 2015-02-05 |  | 1
FALSE | RA1460AD1 | 4763 | 7501263 | RHEEM SALES COMPANY, INC. | RA1460AJ1 | AC | Split System: Air-Cooled Condensing Unit, Coil with Blower | RA1460AJ1 |  | RCFN-H*6024 | 12 | 14.5 | Yes | Yes | 2015-02-05 |  | 0
FALSE | RA1636AJ1 | 4917 | 7941781 | RHEEM SALES COMPANY, INC. | RA1636AC1 | AC | Split System: Air-Cooled Condensing Unit, Coil with Blower | RA1636AC1 |  | RHKL-HM3617 | 13 | 15.5 | Yes | Yes | 2015-02-05 |  | 1
FALSE | RA1648AJ1 | 4919 | 7943157 | RHEEM SALES COMPANY, INC. | RA1648AC1 | AC | Split System: Air-Cooled Condensing Unit, Coil with Blower | RA1648AC1 |  | RCQD-4821 | 12.5 | 15.1 | Yes | Yes | 2015-02-05 |  | 1
FALSE | RA1430AJ1 | 4759 | 7491160 | RHEEM SALES COMPANY, INC. | RA1430AJ1 | AC | Split System: Air-Cooled Condensing Unit, Coil with Blower | RA1430AJ1 |  | RCFL-H*3821 | 13 | 15.5 | Yes | Yes | 2015-02-05 |  | 1
FALSE | RA1436AD1 | 4760 | 7491802 | RHEEM SALES COMPANY, INC. | RA1436AJ1 | AC | Split System: Air-Cooled Condensing Unit, Coil with Blower | RA1436AJ1 |  | RCQD-3624 | 13 | 15.5 | Yes | Yes | 2015-02-05 |  | 1
FALSE | RA1448AD1 | 4762 | 7492489 | RHEEM SALES COMPANY, INC. | RA1448AJ1 | AC | Split System: Air-Cooled Condensing Unit, Coil with Blower | RA1448AJ1 |  | RCFN-H*4824 | 12.5 | 15 | Yes | Yes | 2015-02-05 |  | 1
FALSE | RA1642AJ1 | 4918 | 7942644 | RHEEM SALES COMPANY, INC. | RA1642AJ1 | AC | Split System: Air-Cooled Condensing Unit, Coil with Blower | RA1642AJ1 |  | RCF4824STAM | 13 | 15.5 | Yes | Yes | 2015-02-05 |  | 1
FALSE | RA1442AD1 | 4761 | 7600552 | RHEEM SALES COMPANY, INC. | RA1442AJ1 | AC | Split System: Air-Cooled Condensing Unit, Coil with Blower | RA1442AJ1 |  | RCFN-H*4824 | 13 | 16 | Yes | Yes | 2015-02-05 |  | 2
FALSE | RA1330AJ1 | 4823 | 7982332 | RHEEM SALES COMPANY, INC. | RA1330AJ1 | AC | Split System: Air-Cooled Condensing Unit, Coil with Blower | RA1330AJ1 |  | RCF3624MTAM | 12 | 14.5 | Yes | Yes | 2015-02-05 |  | 0
FALSE | RA1430AJ1 | 4759 | 7500994 | RHEEM SALES COMPANY, INC. | RA1430AJ1 | AC | Split System: Air-Cooled Condensing Unit, Coil with Blower | RA1430AJ1 |  | RCFL-H*3621 | 13 | 15.5 | Yes | Yes | 2015-02-05 |  | 1
FALSE | RA1442AD1 | 4761 | 7501114 | RHEEM SALES COMPANY, INC. | RA1442AC1 | AC | Split System: Air-Cooled Condensing Unit, Coil with Blower | RA1442AC1 |  | RCF4824STAM | 12.5 | 15.1 | Yes | Yes | 2015-02-05 |  | 1
FALSE | RA1436AD1 | 4760 | 7491508 | RHEEM SALES COMPANY, INC. | RA1436AC1 | AC | Split System: Air-Cooled Condensing Unit, Coil with Blower | RA1436AC1 |  | RCQD-3624 | 13 | 16 | Yes | Yes | 2015-02-05 |  | 2
FALSE | RA1318AJ1 | 4821 | 7507453 | RHEEM SALES COMPANY, INC. | RA1318AJ1 | AC | Split System: Air-Cooled Condensing Unit, Coil with Blower | RA1318AJ1 |  | RCF2417STAM | 12 | 14.5 | Yes | Yes | 2015-02-05 |  | 0
FALSE | RA1430AJ1 | 4759 | 7599651 | RHEEM SALES COMPANY, INC. | RA1430AJ1 | AC | Split System: Air-Cooled Condensing Unit, Coil with Blower | RA1430AJ1 |  | RCFL-H*3621 | 13 | 15.5 | Yes | Yes | 2015-02-05 |  | 1
FALSE | RA1636AJ1 | 4917 | 7941702 | RHEEM SALES COMPANY, INC. | RA1636AC1 | AC | Split System: Air-Cooled Condensing Unit, Coil with Blower | RA1636AC1 |  | RCFL-H*3824 | 13 | 16 | Yes | Yes | 2015-02-05 |  | 2
FALSE | RA1618AJ1 | 4914 | 7940435 | RHEEM SALES COMPANY, INC. | RA1618AJ1 | AC | Split System: Air-Cooled Condensing Unit, Coil with Blower | RA1618AJ1 |  | RCFL-H*2514 | 13 | 16 | Yes | Yes | 2015-02-05 |  | 2
FALSE | RA1424AJ1 | 4758 | 7490768 | RHEEM SALES COMPANY, INC. | RA1424AJ1 | AC | Split System: Air-Cooled Condensing Unit, Coil with Blower | RA1424AJ1 |  | RCF2417STAM | 12.5 | 15.1 | Yes | Yes | 2015-02-05 |  | 1
FALSE | RA1636AJ1 | 4917 | 7941559 | RHEEM SALES COMPANY, INC. | RA1636AC1 | AC | Split System: Air-Cooled Condensing Unit, Coil with Blower | RA1636AC1 |  | RCFL-H*3617 | 13 | 15.5 | Yes | Yes | 2015-02-05 |  | 1
TRUE | RA1648AJ1 | 4919 | 7943766 | RHEEM SALES COMPANY, INC. | RA1648AJ1 | AC | Split System: Air-Cooled Condensing Unit, Coil Alone | RA1648AJ1 |  | RCF4821MTAM+RXMD-C04 | 12.5 | 15.1 | Yes | Yes | 2015-02-05 |  | 1
FALSE | RA1324AJ1 | 4822 | 7507813 | RHEEM SALES COMPANY, INC. | RA1324AJ1 | AC | Split System: Air-Cooled Condensing Unit, Coil with Blower | RA1324AJ1 |  | RCFN-H*2421 | 12 | 14.5 | Yes | Yes | 2015-02-05 |  | 0
FALSE | RA1418AJ1 | 4757 | 7490612 | RHEEM SALES COMPANY, INC. | RA1418AJ1 | AC | Split System: Air-Cooled Condensing Unit, Coil with Blower | RA1418AJ1 |  | RCFL-A*2417 | 13 | 15.5 | Yes | Yes | 2015-02-05 |  | 1
FALSE | RA1642AJ1 | 4918 | 7942376 | RHEEM SALES COMPANY, INC. | RA1642AC1 | AC | Split System: Air-Cooled Condensing Unit, Coil with Blower | RA1642AC1 |  | RCFL-H*4821 | 13 | 15.5 | Yes | Yes | 2015-02-05 |  | 1
FALSE | RA1642AJ1 | 4918 | 7942419 | RHEEM SALES COMPANY, INC. | RA1642AC1 | AC | Split System: Air-Cooled Condensing Unit, Coil with Blower | RA1642AC1 |  | RCFL-H*4824 | 13 | 16 | Yes | Yes | 2015-02-05 |  | 2
FALSE | RA1648AJ1 | 4919 | 7942921 | RHEEM SALES COMPANY, INC. | RA1648AC1 | AC | Split System: Air-Cooled Condensing Unit, Coil with Blower | RA1648AC1 |  | RCF4821STAM | 12.5 | 15.1 | Yes | Yes | 2015-02-05 |  | 1
FALSE | RA1436AD1 | 4760 | 7491630 | RHEEM SALES COMPANY, INC. | RA1436AJ1 | AC | Split System: Air-Cooled Condensing Unit, Coil with Blower | RA1436AJ1 |  | RCF3624MTAM | 13 | 16 | Yes | Yes | 2015-02-05 |  | 2
FALSE | RA1436AD1 | 4760 | 7491760 | RHEEM SALES COMPANY, INC. | RA1436AJ1 | AC | Split System: Air-Cooled Condensing Unit, Coil with Blower | RA1436AJ1 |  | RCQD-3621 | 13 | 15.5 | Yes | Yes | 2015-02-05 |  | 1
FALSE | RA1448AD1 | 4762 | 7600774 | RHEEM SALES COMPANY, INC. | RA1448AD1 | AC | Split System: Air-Cooled Condensing Unit, Coil with Blower | RA1448AD1 |  | RCFN-H*4824 | 12.5 | 15 | Yes | Yes | 2015-02-05 |  | 1
FALSE | RA1636AJ1 | 4917 | 7942109 | RHEEM SALES COMPANY, INC. | RA1636AJ1 | AC | Split System: Air-Cooled Condensing Unit, Coil with Blower | RA1636AJ1 |  | RCFL-H*3824 | 13 | 16 | Yes | Yes | 2015-02-05 |  | 2
FALSE | RA1436AD1 | 4760 | 7945045 | RHEEM SALES COMPANY, INC. | RA1436AD1 | AC | Split System: Air-Cooled Condensing Unit, Coil with Blower | RA1436AD1 |  | RCF3624MTAM | 13 | 16 | Yes | Yes | 2015-02-05 |  | 2
FALSE | RA1418AJ1 | 4757 | 7490592 | RHEEM SALES COMPANY, INC. | RA1418AJ1 | AC | Split System: Air-Cooled Condensing Unit, Coil with Blower | RA1418AJ1 |  | RCF2421MTAM | 13 | 16 | Yes | Yes | 2015-02-05 |  | 2
FALSE | RA1436AD1 | 4760 | 7491710 | RHEEM SALES COMPANY, INC. | RA1436AJ1 | AC | Split System: Air-Cooled Condensing Unit, Coil with Blower | RA1436AJ1 |  | RCFL-H*3821 | 13 | 15.5 | Yes | Yes | 2015-02-05 |  | 1
FALSE | RA1624AJ1 | 4915 | 7940777 | RHEEM SALES COMPANY, INC. | RA1624AJ1 | AC | Split System: Air-Cooled Condensing Unit, Coil with Blower | RA1624AJ1 |  | RCFL-H*2621 | 13 | 16 | Yes | Yes | 2015-02-05 |  | 2
FALSE | RA1618AJ1 | 4914 | 7943947 | RHEEM SALES COMPANY, INC. | RA1618AJ1 | AC | Split System: Air-Cooled Condensing Unit, Coil with Blower | RA1618AJ1 |  | RCF2417HTAM | 13 | 16 | Yes | Yes | 2015-02-05 |  | 2
FALSE | RA1430AJ1 | 4759 | 7491098 | RHEEM SALES COMPANY, INC. | RA1430AJ1 | AC | Split System: Air-Cooled Condensing Unit, Coil with Blower | RA1430AJ1 |  | RCFL-H*3617 | 13 | 15.5 | Yes | Yes | 2015-02-05 |  | 1
FALSE | RA1436AD1 | 4760 | 7599784 | RHEEM SALES COMPANY, INC. | RA1436AD1 | AC | Split System: Air-Cooled Condensing Unit, Coil with Blower | RA1436AD1 |  | RCF3621MTAM | 13 | 15.5 | Yes | Yes | 2015-02-05 |  | 1
FALSE | RA1630AJ1 | 4916 | 7941182 | RHEEM SALES COMPANY, INC. | RA1630AJ1 | AC | Split System: Air-Cooled Condensing Unit, Coil with Blower | RA1630AJ1 |  | RCFL-H*3821 | 13 | 16 | Yes | Yes | 2015-02-05 |  | 2
FALSE | RA1630AJ1 | 4916 | 7941252 | RHEEM SALES COMPANY, INC. | RA1630AJ1 | AC | Split System: Air-Cooled Condensing Unit, Coil with Blower | RA1630AJ1 |  | RCFN-H*3624 | 13 | 16 | Yes | Yes | 2015-02-05 |  | 2
FALSE | RA1660AC1 | 4920 | 7943619 | RHEEM SALES COMPANY, INC. | RA1660AJ1 | AC | Split System: Air-Cooled Condensing Unit, Coil with Blower | RA1660AJ1 |  | RCFL-H*6024 | 13 | 15.5 | Yes | Yes | 2015-02-05 |  | 1
FALSE | RA1424AJ1 | 4758 | 7490810 | RHEEM SALES COMPANY, INC. | RA1424AJ1 | AC | Split System: Air-Cooled Condensing Unit, Coil with Blower | RA1424AJ1 |  | RCF2421MTAM | 12.5 | 15.1 | Yes | Yes | 2015-02-05 |  | 1
FALSE | RA1336AD1 | 4824 | 7508830 | RHEEM SALES COMPANY, INC. | RA1336AJ1 | AC | Split System: Air-Cooled Condensing Unit, Coil with Blower | RA1336AJ1 |  | RCFN-H*3624 | 12.5 | 15 | Yes | Yes | 2015-02-05 |  | 1
FALSE | RA1642AJ1 | 4918 | 7944212 | RHEEM SALES COMPANY, INC. | RA1642AJ1 | AC | Split System: Air-Cooled Condensing Unit, Coil with Blower | RA1642AJ1 |  | RCF4821STAM | 13 | 15.5 | Yes | Yes | 2015-02-05 |  | 1
FALSE | RA1436AD1 | 4760 | 7491275 | RHEEM SALES COMPANY, INC. | RA1436AC1 | AC | Split System: Air-Cooled Condensing Unit, Coil with Blower | RA1436AC1 |  | RCF3621MTAM | 13 | 16 | Yes | Yes | 2015-02-05 |  | 2
FALSE | RA1424AJ1 | 4758 | 7490904 | RHEEM SALES COMPANY, INC. | RA1424AJ1 | AC | Split System: Air-Cooled Condensing Unit, Coil with Blower | RA1424AJ1 |  | RCFN-H*2417 | 13 | 15.5 | Yes | Yes | 2015-02-05 |  | 1
FALSE | RA1318AJ1 | 4821 | 7507490 | RHEEM SALES COMPANY, INC. | RA1318AJ1 | AC | Split System: Air-Cooled Condensing Unit, Coil with Blower | RA1318AJ1 |  | RCF2421MTAM | 12 | 14.5 | Yes | Yes | 2015-02-05 |  | 0
FALSE | RA1624AJ1 | 4915 | 7940619 | RHEEM SALES COMPANY, INC. | RA1624AJ1 | AC | Split System: Air-Cooled Condensing Unit, Coil with Blower | RA1624AJ1 |  | RCF2417MTAM | 13 | 16 | Yes | Yes | 2015-02-05 |  | 2
FALSE | RA1436AD1 | 4760 | 7491647 | RHEEM SALES COMPANY, INC. | RA1436AJ1 | AC | Split System: Air-Cooled Condensing Unit, Coil with Blower | RA1436AJ1 |  | RCFL-H*3617 | 12 | 14.5 | Yes | Yes | 2015-02-05 |  | 0
FALSE | RA1618AJ1 | 4914 | 7940305 | RHEEM SALES COMPANY, INC. | RA1618AJ1 | AC | Split System: Air-Cooled Condensing Unit, Coil with Blower | RA1618AJ1 |  | RCF2417HTAM | 13 | 16 | Yes | Yes | 2015-02-05 |  | 2
FALSE | RA1442AD1 | 4761 | 7492010 | RHEEM SALES COMPANY, INC. | RA1442AJ1 | AC | Split System: Air-Cooled Condensing Unit, Coil with Blower | RA1442AJ1 |  | RCF4821STAM | 12.5 | 15 | Yes | Yes | 2015-02-05 |  | 1
FALSE | RA1418AJ1 | 4757 | 7599508 | RHEEM SALES COMPANY, INC. | RA1418AJ1 | AC | Split System: Air-Cooled Condensing Unit, Coil with Blower | RA1418AJ1 |  | RCF2417HTAM | 13 | 16 | Yes | Yes | 2015-02-05 |  | 2
FALSE | RA1648AJ1 | 4919 | 7943370 | RHEEM SALES COMPANY, INC. | RA1648AJ1 | AC | Split System: Air-Cooled Condensing Unit, Coil with Blower | RA1648AJ1 |  | RCFL-H*4821 | 12 | 14.5 | Yes | Yes | 2015-02-05 |  | 0
FALSE | RA1442AD1 | 4761 | 7600257 | RHEEM SALES COMPANY, INC. | RA1442AC1 | AC | Split System: Air-Cooled Condensing Unit, Coil with Blower | RA1442AC1 |  | RCFL-H*4821 | 12.5 | 15.1 | Yes | Yes | 2015-02-05 |  | 1
FALSE | RA1630AJ1 | 4916 | 7944043 | RHEEM SALES COMPANY, INC. | RA1630AJ1 | AC | Split System: Air-Cooled Condensing Unit, Coil with Blower | RA1630AJ1 |  | RCF3621STAM | 13 | 16 | Yes | Yes | 2015-02-05 |  | 2
FALSE | RA1436AD1 | 4760 | 7491697 | RHEEM SALES COMPANY, INC. | RA1436AJ1 | AC | Split System: Air-Cooled Condensing Unit, Coil with Blower | RA1436AJ1 |  | RCFL-H*3821 | 12.5 | 15 | Yes | Yes | 2015-02-05 |  | 1
FALSE | RA1630AJ1 | 4916 | 7941322 | RHEEM SALES COMPANY, INC. | RA1630AJ1 | AC | Split System: Air-Cooled Condensing Unit, Coil with Blower | RA1630AJ1 |  | RCQD-3624 | 13 | 16 | Yes | Yes | 2015-02-05 |  | 2
FALSE | RA1648AJ1 | 4919 | 7943426 | RHEEM SALES COMPANY, INC. | RA1648AJ1 | AC | Split System: Air-Cooled Condensing Unit, Coil Alone | RA1648AJ1 |  | RCFL-H*4824+RXMD-C04 | 12 | 14.5 | Yes | Yes | 2015-02-05 |  | 0
FALSE | RA1324AJ1 | 4822 | 7982275 | RHEEM SALES COMPANY, INC. | RA1324AJ1 | AC | Split System: Air-Cooled Condensing Unit, Coil with Blower | RA1324AJ1 |  | RCF2421HTAM | 12 | 14.5 | Yes | Yes | 2015-02-05 |  | 0
FALSE | RA1636AJ1 | 4917 | 7944081 | RHEEM SALES COMPANY, INC. | RA1636AC1 | AC | Split System: Air-Cooled Condensing Unit, Coil with Blower | RA1636AC1 |  | RCF3621MTAM | 13 | 16 | Yes | Yes | 2015-02-05 |  | 2
FALSE | RA1636AJ1 | 4917 | 7942090 | RHEEM SALES COMPANY, INC. | RA1636AJ1 | AC | Split System: Air-Cooled Condensing Unit, Coil with Blower | RA1636AJ1 |  | RCFL-H*3821 | 13 | 16 | Yes | Yes | 2015-02-05 |  | 2
FALSE | RA1636AJ1 | 4917 | 7942204 | RHEEM SALES COMPANY, INC. | RA1636AJ1 | AC | Split System: Air-Cooled Condensing Unit, Coil with Blower | RA1636AJ1 |  | RF1T3624MTAN | 13 | 16 | Yes | Yes | 2015-02-05 |  | 2
FALSE | RA1342AD1 | 4827 | 7511593 | RHEEM SALES COMPANY, INC. | RA1342AC1 | AC | Split System: Air-Cooled Condensing Unit, Coil with Blower | RA1342AC1 |  | RCF4824HTAM | 12 | 14.5 | Yes | Yes | 2015-02-05 |  | 0
FALSE | RA1624AJ1 | 4915 | 7940631 | RHEEM SALES COMPANY, INC. | RA1624AJ1 | AC | Split System: Air-Cooled Condensing Unit, Coil with Blower | RA1624AJ1 |  | RCF2417STAM | 13 | 16 | Yes | Yes | 2015-02-05 |  | 2
FALSE | RA1618AJ1 | 4914 | 7943956 | RHEEM SALES COMPANY, INC. | RA1618AJ1 | AC | Split System: Air-Cooled Condensing Unit, Coil with Blower | RA1618AJ1 |  | RCF2417MTAM | 13 | 16 | Yes | Yes | 2015-02-05 |  | 2
FALSE | RA1436AD1 | 4760 | 7491251 | RHEEM SALES COMPANY, INC. | RA1436AC1 | AC | Split System: Air-Cooled Condensing Unit, Coil with Blower | RA1436AC1 |  | RCF3617STAM | 12 | 14.5 | Yes | Yes | 2015-02-05 |  | 0
FALSE | RA1460AD1 | 4763 | 7492619 | RHEEM SALES COMPANY, INC. | RA1460AC1 | AC | Split System: Air-Cooled Condensing Unit, Coil with Blower | RA1460AC1 |  | RH2T6024STAN | 12 | 14.5 | Yes | Yes | 2015-02-05 |  | 0
FALSE | RA1418AJ1 | 4757 | 7599537 | RHEEM SALES COMPANY, INC. | RA1418AJ1 | AC | Split System: Air-Cooled Condensing Unit, Coil with Blower | RA1418AJ1 |  | RCFL-H*2617 | 13 | 16 | Yes | Yes | 2015-02-05 |  | 2
FALSE | RA1442AD1 | 4761 | 7600462 | RHEEM SALES COMPANY, INC. | RA1442AD1 | AC | Split System: Air-Cooled Condensing Unit, Coil with Blower | RA1442AD1 |  | RCFL-H*4824 | 12 | 14.5 | Yes | Yes | 2015-02-05 |  | 0
FALSE | RA1636AJ1 | 4917 | 7941416 | RHEEM SALES COMPANY, INC. | RA1636AC1 | AC | Split System: Air-Cooled Condensing Unit, Coil with Blower | RA1636AC1 |  | RCF3621MTAM | 13 | 16 | Yes | Yes | 2015-02-05 |  | 2
FALSE | RA1630AJ1 | 4916 | 7941068 | RHEEM SALES COMPANY, INC. | RA1630AJ1 | AC | Split System: Air-Cooled Condensing Unit, Coil with Blower | RA1630AJ1 |  | RCF3624MTAM | 13 | 16 | Yes | Yes | 2015-02-05 |  | 2
FALSE | RA1436AD1 | 4760 | 7491585 | RHEEM SALES COMPANY, INC. | RA1436AJ1 | AC | Split System: Air-Cooled Condensing Unit, Coil with Blower | RA1436AJ1 |  | RCF3621STAM | 12.5 | 15 | Yes | Yes | 2015-02-05 |  | 1
FALSE | RA1648AJ1 | 4919 | 7944241 | RHEEM SALES COMPANY, INC. | RA1648AC1 | AC | Split System: Air-Cooled Condensing Unit, Coil with Blower | RA1648AC1 |  | RCF4824HTAM | 13 | 16 | Yes | Yes | 2015-02-05 |  | 2
FALSE | RA1436AD1 | 4760 | 7493680 | RHEEM SALES COMPANY, INC. | RA1436AJ1 | AC | Split System: Air-Cooled Condensing Unit, Coil with Blower | RA1436AJ1 |  | RHKL-HM3617 | 12.5 | 15 | Yes | Yes | 2015-02-05 |  | 1
FALSE | RA1448AD1 | 4762 | 7492308 | RHEEM SALES COMPANY, INC. | RA1448AC1 | AC | Split System: Air-Cooled Condensing Unit, Coil with Blower | RA1448AC1 |  | RCFN-H*4824 | 12.5 | 15.1 | Yes | Yes | 2015-02-05 |  | 1
FALSE | RA1624AJ1 | 4915 | 7940891 | RHEEM SALES COMPANY, INC. | RA1624AJ1 | AC | Split System: Air-Cooled Condensing Unit, Coil with Blower | RA1624AJ1 |  | RH1T2417STAN | 13 | 16 | Yes | Yes | 2015-02-05 |  | 2
FALSE | RA1448AD1 | 4762 | 7601570 | RHEEM SALES COMPANY, INC. | RA1448AJ1 | AC | Split System: Air-Cooled Condensing Unit, Coil with Blower | RA1448AJ1 |  | RCFN-H*4824 | 12.5 | 15.1 | Yes | Yes | 2015-02-05 |  | 1
FALSE | RA1424AJ1 | 4758 | 7599600 | RHEEM SALES COMPANY, INC. | RA1424AJ1 | AC | Split System: Air-Cooled Condensing Unit, Coil with Blower | RA1424AJ1 |  | RCFN-H*2417 | 13 | 15.5 | Yes | Yes | 2015-02-05 |  | 1
FALSE | RA1636AJ1 | 4917 | 7941703 | RHEEM SALES COMPANY, INC. | RA1636AC1 | AC | Split System: Air-Cooled Condensing Unit, Coil Alone | RA1636AC1 |  | RCFL-H*3824+RXMD-C04 | 12.2 | 14.5 | Yes | Yes | 2015-02-05 |  | 0
FALSE | RA1436AD1 | 4760 | 7599962 | RHEEM SALES COMPANY, INC. | RA1436AD1 | AC | Split System: Air-Cooled Condensing Unit, Coil with Blower | RA1436AD1 |  | RCFL-H*3621 | 12.5 | 15.1 | Yes | Yes | 2015-02-05 |  | 1
FALSE | RA1436AD1 | 4760 | 7944990 | RHEEM SALES COMPANY, INC. | RA1436AC1 | AC | Split System: Air-Cooled Condensing Unit, Coil with Blower | RA1436AC1 |  | RCF3617STAM | 12 | 14.5 | Yes | Yes | 2015-02-05 |  | 0
FALSE | RA1442AD1 | 4761 | 7945110 | RHEEM SALES COMPANY, INC. | RA1442AD1 | AC | Split System: Air-Cooled Condensing Unit, Coil with Blower | RA1442AD1 |  | RCF4824STAM | 12.5 | 15.1 | Yes | Yes | 2015-02-05 |  | 1
FALSE | RA1418AJ1 | 4757 | 7601331 | RHEEM SALES COMPANY, INC. | RA1418AJ1 | AC | Split System: Air-Cooled Condensing Unit, Coil with Blower | RA1418AJ1 |  | RCFN-H*2417 | 13 | 16 | Yes | Yes | 2015-02-05 |  | 2
FALSE | RA1430AJ1 | 4759 | 7599649 | RHEEM SALES COMPANY, INC. | RA1430AJ1 | AC | Split System: Air-Cooled Condensing Unit, Coil with Blower | RA1430AJ1 |  | RCFL-H*3621 | 13 | 15.5 | Yes | Yes | 2015-02-05 |  | 1
FALSE | RA1436AD1 | 4760 | 7491536 | RHEEM SALES COMPANY, INC. | RA1436AJ1 | AC | Split System: Air-Cooled Condensing Unit, Coil with Blower | RA1436AJ1 |  | RCF3617STAM | 12 | 14.5 | Yes | Yes | 2015-02-05 |  | 0
FALSE | RA1436AD1 | 4760 | 7599764 | RHEEM SALES COMPANY, INC. | RA1436AD1 | AC | Split System: Air-Cooled Condensing Unit, Coil with Blower | RA1436AD1 |  | RCF3621MTAM | 13 | 15.5 | Yes | Yes | 2015-02-05 |  | 1
FALSE | RA1636AJ1 | 4917 | 7941782 | RHEEM SALES COMPANY, INC. | RA1636AC1 | AC | Split System: Air-Cooled Condensing Unit, Coil with Blower | RA1636AC1 |  | RHKL-HM3821 | 13 | 16 | Yes | Yes | 2015-02-05 |  | 2
FALSE | RA1336AD1 | 4824 | 7983365 | RHEEM SALES COMPANY, INC. | RA1336AC1 | AC | Split System: Air-Cooled Condensing Unit, Coil with Blower | RA1336AC1 |  | RCF3624MTAM | 12 | 14.5 | Yes | Yes | 2015-02-05 |  | 0
FALSE | RA1660AC1 | 4920 | 7943704 | RHEEM SALES COMPANY, INC. | RA1660AJ1 | AC | Split System: Air-Cooled Condensing Unit, Coil with Blower | RA1660AJ1 |  | RCQD-6024 | 12.5 | 15 | Yes | Yes | 2015-02-05 |  | 1
FALSE | RA1642AJ1 | 4918 | 7944193 | RHEEM SALES COMPANY, INC. | RA1642AC1 | AC | Split System: Air-Cooled Condensing Unit, Coil with Blower | RA1642AC1 |  | RCF4824HTAM | 13 | 16 | Yes | Yes | 2015-02-05 |  | 2
FALSE | RA1418AJ1 | 4757 | 7490576 | RHEEM SALES COMPANY, INC. | RA1418AJ1 | AC | Split System: Air-Cooled Condensing Unit, Coil with Blower | RA1418AJ1 |  | RCF2421HTAM | 13 | 16 | Yes | Yes | 2015-02-05 |  | 2
FALSE | RA1442AD1 | 4761 | 7492059 | RHEEM SALES COMPANY, INC. | RA1442AJ1 | AC | Split System: Air-Cooled Condensing Unit, Coil with Blower | RA1442AJ1 |  | RCF4824STAM | 12.5 | 15 | Yes | Yes | 2015-02-05 |  | 1
FALSE | RA1642AJ1 | 4918 | 7942245 | RHEEM SALES COMPANY, INC. | RA1642AC1 | AC | Split System: Air-Cooled Condensing Unit, Coil with Blower | RA1642AC1 |  | RCF4821STAM | 12.2 | 14.5 | Yes | Yes | 2015-02-05 |  | 0
FALSE | RA1324AJ1 | 4822 | 7507773 | RHEEM SALES COMPANY, INC. | RA1324AJ1 | AC | Split System: Air-Cooled Condensing Unit, Coil with Blower | RA1324AJ1 |  | RCFL-H*2621 | 12 | 14.5 | Yes | Yes | 2015-02-05 |  | 0
FALSE | RA1642AJ1 | 4918 | 7942743 | RHEEM SALES COMPANY, INC. | RA1642AJ1 | AC | Split System: Air-Cooled Condensing Unit, Coil with Blower | RA1642AJ1 |  | RCFL-H*4824 | 13 | 15.5 | Yes | Yes | 2015-02-05 |  | 1
FALSE | RA1430AJ1 | 4759 | 7491132 | RHEEM SALES COMPANY, INC. | RA1430AJ1 | AC | Split System: Air-Cooled Condensing Unit, Coil with Blower | RA1430AJ1 |  | RCFL-H*3621 | 13 | 15.5 | Yes | Yes | 2015-02-05 |  | 1
FALSE | RA1318AJ1 | 4821 | 7507510 | RHEEM SALES COMPANY, INC. | RA1318AJ1 | AC | Split System: Air-Cooled Condensing Unit, Coil with Blower | RA1318AJ1 |  | RCFL-H*2617 | 12.5 | 15 | Yes | Yes | 2015-02-05 |  | 1
FALSE | RA1630AJ1 | 4916 | 7941030 | RHEEM SALES COMPANY, INC. | RA1630AJ1 | AC | Split System: Air-Cooled Condensing Unit, Coil with Blower | RA1630AJ1 |  | RCF3624HTAM | 13 | 16 | Yes | Yes | 2015-02-05 |  | 2
FALSE | RA1448AD1 | 4762 | 7600676 | RHEEM SALES COMPANY, INC. | RA1448AD1 | AC | Split System: Air-Cooled Condensing Unit, Coil with Blower | RA1448AD1 |  | RCF4824STAM | 12.5 | 15 | Yes | Yes | 2015-02-05 |  | 1
FALSE | RA1442AD1 | 4761 | 7501148 | RHEEM SALES COMPANY, INC. | RA1442AJ1 | AC | Split System: Air-Cooled Condensing Unit, Coil with Blower | RA1442AJ1 |  | RCFL-H*4821 | 12 | 14.5 | Yes | Yes | 2015-02-05 |  | 0
FALSE | RA1642AJ1 | 4918 | 7942278 | RHEEM SALES COMPANY, INC. | RA1642AC1 | AC | Split System: Air-Cooled Condensing Unit, Coil with Blower | RA1642AC1 |  | RCF4824HTAM | 13 | 16 | Yes | Yes | 2015-02-05 |  | 2
FALSE | RA1442AD1 | 4761 | 7600404 | RHEEM SALES COMPANY, INC. | RA1442AD1 | AC | Split System: Air-Cooled Condensing Unit, Coil with Blower | RA1442AD1 |  | RCFL-H*4821 | 12 | 14.5 | Yes | Yes | 2015-02-05 |  | 0
FALSE | RA1318AJ1 | 4821 | 7983169 | RHEEM SALES COMPANY, INC. | RA1318AJ1 | AC | Split System: Air-Cooled Condensing Unit, Coil with Blower | RA1318AJ1 |  | RCF2417HTAM | 12 | 14.5 | Yes | Yes | 2015-02-05 |  | 0
FALSE | RA1330AJ1 | 4823 | 7508033 | RHEEM SALES COMPANY, INC. | RA1330AJ1 | AC | Split System: Air-Cooled Condensing Unit, Coil with Blower | RA1330AJ1 |  | RCFL-H*3821 | 12 | 14.5 | Yes | Yes | 2015-02-05 |  | 0
FALSE | RA1436AD1 | 4760 | 7600082 | RHEEM SALES COMPANY, INC. | RA1436AD1 | AC | Split System: Air-Cooled Condensing Unit, Coil with Blower | RA1436AD1 |  | RCFL-H*3824 | 13 | 16 | Yes | Yes | 2015-02-05 |  | 2
FALSE | RA1642AJ1 | 4918 | 7942569 | RHEEM SALES COMPANY, INC. | RA1642AJ1 | AC | Split System: Air-Cooled Condensing Unit, Coil with Blower | RA1642AJ1 |  | RCF4821STAM | 13 | 16 | Yes | Yes | 2015-02-05 |  | 2
FALSE | RA1660AC1 | 4920 | 7943678 | RHEEM SALES COMPANY, INC. | RA1660AJ1 | AC | Split System: Air-Cooled Condensing Unit, Coil with Blower | RA1660AJ1 |  | RCFN-H*6024 | 13 | 15.5 | Yes | Yes | 2015-02-05 |  | 1
FALSE | RA1636AJ1 | 4917 | 7941786 | RHEEM SALES COMPANY, INC. | RA1636AC1 | AC | Split System: Air-Cooled Condensing Unit, Coil with Blower | RA1636AC1 |  | RHPL-HM3821 | 13 | 15.5 | Yes | Yes | 2015-02-05 |  | 1
FALSE | RA1430AJ1 | 4759 | 7491089 | RHEEM SALES COMPANY, INC. | RA1430AJ1 | AC | Split System: Air-Cooled Condensing Unit, Coil with Blower | RA1430AJ1 |  | RCFL-H*3617 | 13 | 15.5 | Yes | Yes | 2015-02-05 |  | 1
FALSE | RA1648AJ1 | 4919 | 7943474 | RHEEM SALES COMPANY, INC. | RA1648AJ1 | AC | Split System: Air-Cooled Condensing Unit, Coil with Blower | RA1648AJ1 |  | RCQD-4821 | 12.5 | 15.1 | Yes | Yes | 2015-02-05 |  | 1
FALSE | RA1636AJ1 | 4917 | 7941839 | RHEEM SALES COMPANY, INC. | RA1636AJ1 | AC | Split System: Air-Cooled Condensing Unit, Coil with Blower | RA1636AJ1 |  | RCF3621MTAM | 13 | 16 | Yes | Yes | 2015-02-05 |  | 2
FALSE | RA1430AJ1 | 4759 | 7944967 | RHEEM SALES COMPANY, INC. | RA1430AJ1 | AC | Split System: Air-Cooled Condensing Unit, Coil with Blower | RA1430AJ1 |  | RCF3621MTAM | 13 | 16 | Yes | Yes | 2015-02-05 |  | 2
FALSE | RA1424AJ1 | 4758 | 7490821 | RHEEM SALES COMPANY, INC. | RA1424AJ1 | AC | Split System: Air-Cooled Condensing Unit, Coil with Blower | RA1424AJ1 |  | RCF2421MTAM | 12.5 | 15.1 | Yes | Yes | 2015-02-05 |  | 1
FALSE | RA1448AD1 | 4762 | 7492309 | RHEEM SALES COMPANY, INC. | RA1448AC1 | AC | Split System: Air-Cooled Condensing Unit, Coil with Blower | RA1448AC1 |  | RCFN-H*4824 | 12.5 | 15.1 | Yes | Yes | 2015-02-05 |  | 1
FALSE | RA1318AJ1 | 4821 | 7507474 | RHEEM SALES COMPANY, INC. | RA1318AJ1 | AC | Split System: Air-Cooled Condensing Unit, Coil with Blower | RA1318AJ1 |  | RCF2421MTAM | 12 | 14.5 | Yes | Yes | 2015-02-05 |  | 0
FALSE | RA1436AD1 | 4760 | 7491303 | RHEEM SALES COMPANY, INC. | RA1436AC1 | AC | Split System: Air-Cooled Condensing Unit, Coil with Blower | RA1436AC1 |  | RCF3621STAM | 12.5 | 15.1 | Yes | Yes | 2015-02-05 |  | 1
FALSE | RA1618AJ1 | 4914 | 7940468 | RHEEM SALES COMPANY, INC. | RA1618AJ1 | AC | Split System: Air-Cooled Condensing Unit, Coil with Blower | RA1618AJ1 |  | RCFL-H*2621 | 13 | 16 | Yes | Yes | 2015-02-05 |  | 2
FALSE | RA1436AD1 | 4760 | 7501042 | RHEEM SALES COMPANY, INC. | RA1436AC1 | AC | Split System: Air-Cooled Condensing Unit, Coil with Blower | RA1436AC1 |  | RCFL-H*3821 | 12.5 | 15.1 | Yes | Yes | 2015-02-05 |  | 1
FALSE | RA1342AD1 | 4827 | 7511774 | RHEEM SALES COMPANY, INC. | RA1342AC1 | AC | Split System: Air-Cooled Condensing Unit, Coil with Blower | RA1342AC1 |  | RCFN-H*4824 | 12 | 14.5 | Yes | Yes | 2015-02-05 |  | 0
FALSE | RA1636AJ1 | 4917 | 7942028 | RHEEM SALES COMPANY, INC. | RA1636AJ1 | AC | Split System: Air-Cooled Condensing Unit, Coil with Blower | RA1636AJ1 |  | RCFL-H*3621 | 12.5 | 15.1 | Yes | Yes | 2015-02-05 |  | 1
FALSE | RA1624AJ1 | 4915 | 7940832 | RHEEM SALES COMPANY, INC. | RA1624AJ1 | AC | Split System: Air-Cooled Condensing Unit, Coil with Blower | RA1624AJ1 |  | RCFN-H*2421 | 13 | 16 | Yes | Yes | 2015-02-05 |  | 2
FALSE | RA1330AJ1 | 4823 | 7507915 | RHEEM SALES COMPANY, INC. | RA1330AJ1 | AC | Split System: Air-Cooled Condensing Unit, Coil with Blower | RA1330AJ1 |  | RCF3621STAM | 12 | 14.5 | Yes | Yes | 2015-02-05 |  | 0
FALSE | RA1660AC1 | 4920 | 7944292 | RHEEM SALES COMPANY, INC. | RA1660AJ1 | AC | Split System: Air-Cooled Condensing Unit, Coil with Blower | RA1660AJ1 |  | RCF6024HTAM | 12.5 | 15.1 | Yes | Yes | 2015-02-05 |  | 1
FALSE | RA1642AJ1 | 4918 | 7942760 | RHEEM SALES COMPANY, INC. | RA1642AJ1 | AC | Split System: Air-Cooled Condensing Unit, Coil with Blower | RA1642AJ1 |  | RCFL-H*4824 | 13 | 16 | Yes | Yes | 2015-02-05 |  | 2
FALSE | RA1318AJ1 | 4821 | 7982164 | RHEEM SALES COMPANY, INC. | RA1318AJ1 | AC | Split System: Air-Cooled Condensing Unit, Coil with Blower | RA1318AJ1 |  | RCF2417STAM | 12 | 14.5 | Yes | Yes | 2015-02-05 |  | 0
FALSE | RA1642AJ1 | 4918 | 7942248 | RHEEM SALES COMPANY, INC. | RA1642AC1 | AC | Split System: Air-Cooled Condensing Unit, Coil with Blower | RA1642AC1 |  | RCF4821STAM | 12.5 | 15.1 | Yes | Yes | 2015-02-05 |  | 1
FALSE | RA1436AD1 | 4760 | 7501033 | RHEEM SALES COMPANY, INC. | RA1436AC1 | AC | Split System: Air-Cooled Condensing Unit, Coil with Blower | RA1436AC1 |  | RCF3624MTAM | 13 | 16 | Yes | Yes | 2015-02-05 |  | 2
FALSE | RA1436AD1 | 4760 | 7600176 | RHEEM SALES COMPANY, INC. | RA1436AJ1 | AC | Split System: Air-Cooled Condensing Unit, Coil with Blower | RA1436AJ1 |  | RCF3617STAM | 12 | 14.5 | Yes | Yes | 2015-02-05 |  | 0
FALSE | RA1436AD1 | 4760 | 7599848 | RHEEM SALES COMPANY, INC. | RA1436AD1 | AC | Split System: Air-Cooled Condensing Unit, Coil with Blower | RA1436AD1 |  | RCF3624HTAM | 13 | 16 | Yes | Yes | 2015-02-05 |  | 2
FALSE | RA1648AJ1 | 4919 | 7943122 | RHEEM SALES COMPANY, INC. | RA1648AC1 | AC | Split System: Air-Cooled Condensing Unit, Coil with Blower | RA1648AC1 |  | RCFN-H*4824 | 13 | 16 | Yes | Yes | 2015-02-05 |  | 2
FALSE | RA1330AJ1 | 4823 | 7982328 | RHEEM SALES COMPANY, INC. | RA1330AJ1 | AC | Split System: Air-Cooled Condensing Unit, Coil with Blower | RA1330AJ1 |  | RCF3624HTAM | 13 | 15.5 | Yes | Yes | 2015-02-05 |  | 1
FALSE | RA1642AJ1 | 4918 | 7944200 | RHEEM SALES COMPANY, INC. | RA1642AC1 | AC | Split System: Air-Cooled Condensing Unit, Coil with Blower | RA1642AC1 |  | RCF4824STAM | 13 | 15.5 | Yes | Yes | 2015-02-05 |  | 1
FALSE | RA1330AJ1 | 4823 | 7507882 | RHEEM SALES COMPANY, INC. | RA1330AJ1 | AC | Split System: Air-Cooled Condensing Unit, Coil with Blower | RA1330AJ1 |  | RCF3621MTAM | 12 | 14.5 | Yes | Yes | 2015-02-05 |  | 0
FALSE | RA1418AJ1 | 4757 | 7490713 | RHEEM SALES COMPANY, INC. | RA1418AJ1 | AC | Split System: Air-Cooled Condensing Unit, Coil with Blower | RA1418AJ1 |  | RCQD-2417 | 13 | 16 | Yes | Yes | 2015-02-05 |  | 2
FALSE | RA1660AC1 | 4920 | 7943567 | RHEEM SALES COMPANY, INC. | RA1660AJ1 | AC | Split System: Air-Cooled Condensing Unit, Coil with Blower | RA1660AJ1 |  | RCF6024HTAM | 12.5 | 15.1 | Yes | Yes | 2015-02-05 |  | 1
FALSE | RA1430AJ1 | 4759 | 7491204 | RHEEM SALES COMPANY, INC. | RA1430AJ1 | AC | Split System: Air-Cooled Condensing Unit, Coil with Blower | RA1430AJ1 |  | RCFN-H*3624 | 13 | 16 | Yes | Yes | 2015-02-05 |  | 2
FALSE | RA1436AD1 | 4760 | 7599945 | RHEEM SALES COMPANY, INC. | RA1436AD1 | AC | Split System: Air-Cooled Condensing Unit, Coil with Blower | RA1436AD1 |  | RCFL-H*3621 | 12.5 | 15.1 | Yes | Yes | 2015-02-05 |  | 1
FALSE | RA1424AJ1 | 4758 | 7500962 | RHEEM SALES COMPANY, INC. | RA1424AJ1 | AC | Split System: Air-Cooled Condensing Unit, Coil with Blower | RA1424AJ1 |  | RCFL-H*2617 | 13 | 15.5 | Yes | Yes | 2015-02-05 |  | 1
FALSE | RA1318AJ1 | 4821 | 7507463 | RHEEM SALES COMPANY, INC. | RA1318AJ1 | AC | Split System: Air-Cooled Condensing Unit, Coil with Blower | RA1318AJ1 |  | RCF2421HTAM | 12 | 14.5 | Yes | Yes | 2015-02-05 |  | 0
FALSE | RA1442AD1 | 4761 | 7491959 | RHEEM SALES COMPANY, INC. | RA1442AC1 | AC | Split System: Air-Cooled Condensing Unit, Coil with Blower | RA1442AC1 |  | RCFN-H*4824 | 13 | 15.5 | Yes | Yes | 2015-02-05 |  | 1
FALSE | RA1448AD1 | 4762 | 7600846 | RHEEM SALES COMPANY, INC. | RA1448AD1 | AC | Split System: Air-Cooled Condensing Unit, Coil with Blower | RA1448AD1 |  | RCQD-4824 | 12 | 14.5 | Yes | Yes | 2015-02-05 |  | 0
FALSE | RA1418AJ1 | 4757 | 7599532 | RHEEM SALES COMPANY, INC. | RA1418AJ1 | AC | Split System: Air-Cooled Condensing Unit, Coil with Blower | RA1418AJ1 |  | RCFL-H*2417 | 13 | 15.5 | Yes | Yes | 2015-02-05 |  | 1
FALSE | RA1436AD1 | 4760 | 7600227 | RHEEM SALES COMPANY, INC. | RA1436AJ1 | AC | Split System: Air-Cooled Condensing Unit, Coil with Blower | RA1436AJ1 |  | RCQD-3621 | 13 | 15.5 | Yes | Yes | 2015-02-05 |  | 1
FALSE | RA1636AJ1 | 4917 | 7941374 | RHEEM SALES COMPANY, INC. | RA1636AC1 | AC | Split System: Air-Cooled Condensing Unit, Coil with Blower | RA1636AC1 |  | RCF3617STAM | 12.5 | 15.1 | Yes | Yes | 2015-02-05 |  | 1
FALSE | RA1442AD1 | 4761 | 7492092 | RHEEM SALES COMPANY, INC. | RA1442AJ1 | AC | Split System: Air-Cooled Condensing Unit, Coil with Blower | RA1442AJ1 |  | RCFL-H*4821 | 12 | 14.5 | Yes | Yes | 2015-02-05 |  | 0
FALSE | RA1430AJ1 | 4759 | 7491087 | RHEEM SALES COMPANY, INC. | RA1430AJ1 | AC | Split System: Air-Cooled Condensing Unit, Coil with Blower | RA1430AJ1 |  | RCFL-H*3617 | 13 | 15.5 | Yes | Yes | 2015-02-05 |  | 1
FALSE | RA1424AJ1 | 4758 | 7944947 | RHEEM SALES COMPANY, INC. | RA1424AJ1 | AC | Split System: Air-Cooled Condensing Unit, Coil with Blower | RA1424AJ1 |  | RCF2421HTAM | 13 | 15.5 | Yes | Yes | 2015-02-05 |  | 1
FALSE | RA1430AJ1 | 4759 | 7500998 | RHEEM SALES COMPANY, INC. | RA1430AJ1 | AC | Split System: Air-Cooled Condensing Unit, Coil with Blower | RA1430AJ1 |  | RCFL-H*3821 | 13 | 15.5 | Yes | Yes | 2015-02-05 |  | 1
FALSE | RA1648AJ1 | 4919 | 7943418 | RHEEM SALES COMPANY, INC. | RA1648AJ1 | AC | Split System: Air-Cooled Condensing Unit, Coil with Blower | RA1648AJ1 |  | RCFL-H*4824 | 13 | 15.5 | Yes | Yes | 2015-02-05 |  | 1
FALSE | RA1642AJ1 | 4918 | 7944213 | RHEEM SALES COMPANY, INC. | RA1642AJ1 | AC | Split System: Air-Cooled Condensing Unit, Coil with Blower | RA1642AJ1 |  | RCF4821STAM | 13 | 15.5 | Yes | Yes | 2015-02-05 |  | 1
FALSE | RA1630AJ1 | 4916 | 7941142 | RHEEM SALES COMPANY, INC. | RA1630AJ1 | AC | Split System: Air-Cooled Condensing Unit, Coil with Blower | RA1630AJ1 |  | RCFL-H*3621 | 13 | 16 | Yes | Yes | 2015-02-05 |  | 2
FALSE | RA1636AJ1 | 4917 | 7941732 | RHEEM SALES COMPANY, INC. | RA1636AC1 | AC | Split System: Air-Cooled Condensing Unit, Coil with Blower | RA1636AC1 |  | RCQD-3621 | 13 | 16 | Yes | Yes | 2015-02-05 |  | 2
FALSE | RA1424AJ1 | 4758 | 7599578 | RHEEM SALES COMPANY, INC. | RA1424AJ1 | AC | Split System: Air-Cooled Condensing Unit, Coil with Blower | RA1424AJ1 |  | RCF2421MTAM | 12.5 | 15.1 | Yes | Yes | 2015-02-05 |  | 1
FALSE | RA1336AD1 | 4824 | 7508905 | RHEEM SALES COMPANY, INC. | RA1336AJ1 | AC | Split System: Air-Cooled Condensing Unit, Coil with Blower | RA1336AJ1 |  | RCQD-3624 | 12 | 14.5 | Yes | Yes | 2015-02-05 |  | 0
FALSE | RA1436AD1 | 4760 | 7491698 | RHEEM SALES COMPANY, INC. | RA1436AJ1 | AC | Split System: Air-Cooled Condensing Unit, Coil with Blower | RA1436AJ1 |  | RCFL-H*3821 | 12.5 | 15.1 | Yes | Yes | 2015-02-05 |  | 1
FALSE | RA1624AJ1 | 4915 | 7940760 | RHEEM SALES COMPANY, INC. | RA1624AJ1 | AC | Split System: Air-Cooled Condensing Unit, Coil with Blower | RA1624AJ1 |  | RCFL-H*2617 | 13 | 16 | Yes | Yes | 2015-02-05 |  | 2
FALSE | RA1330AJ1 | 4823 | 7508070 | RHEEM SALES COMPANY, INC. | RA1330AJ1 | AC | Split System: Air-Cooled Condensing Unit, Coil with Blower | RA1330AJ1 |  | RCFL-H*3824 | 12 | 14.5 | Yes | Yes | 2015-02-05 |  | 0
FALSE | RA1436AD1 | 4760 | 7600152 | RHEEM SALES COMPANY, INC. | RA1436AD1 | AC | Split System: Air-Cooled Condensing Unit, Coil Alone | RA1436AD1 |  | RCQD-3624+RXMD-C04 | 12 | 14.5 | Yes | Yes | 2015-02-05 |  | 0
FALSE | RA1424AJ1 | 4758 | 7601348 | RHEEM SALES COMPANY, INC. | RA1424AJ1 | AC | Split System: Air-Cooled Condensing Unit, Coil with Blower | RA1424AJ1 |  | RCF2421MTAM | 12.5 | 15.1 | Yes | Yes | 2015-02-05 |  | 1
FALSE | RA1660AC1 | 4920 | 7944283 | RHEEM SALES COMPANY, INC. | RA1660AC1 | AC | Split System: Air-Cooled Condensing Unit, Coil with Blower | RA1660AC1 |  | RCF6024HTAM | 13 | 15.5 | Yes | Yes | 2015-02-05 |  | 1
FALSE | RA1418AJ1 | 4757 | 7490674 | RHEEM SALES COMPANY, INC. | RA1418AJ1 | AC | Split System: Air-Cooled Condensing Unit, Coil with Blower | RA1418AJ1 |  | RCFN-H*2417 | 13 | 16 | Yes | Yes | 2015-02-05 |  | 2
FALSE | RA1642AJ1 | 4918 | 7942835 | RHEEM SALES COMPANY, INC. | RA1642AJ1 | AC | Split System: Air-Cooled Condensing Unit, Coil with Blower | RA1642AJ1 |  | RCQD-4821 | 12.5 | 15.1 | Yes | Yes | 2015-02-05 |  | 1
FALSE | RA1636AJ1 | 4917 | 7941355 | RHEEM SALES COMPANY, INC. | RA1636AC1 | AC | Split System: Air-Cooled Condensing Unit, Coil with Blower | RA1636AC1 |  | RCF3617STAM | 13 | 15.5 | Yes | Yes | 2015-02-05 |  | 1
FALSE | RA1636AJ1 | 4917 | 7941393 | RHEEM SALES COMPANY, INC. | RA1636AC1 | AC | Split System: Air-Cooled Condensing Unit, Coil with Blower | RA1636AC1 |  | RCF3621MTAM | 13 | 16 | Yes | Yes | 2015-02-05 |  | 2
FALSE | RA1436AD1 | 4760 | 7491249 | RHEEM SALES COMPANY, INC. | RA1436AC1 | AC | Split System: Air-Cooled Condensing Unit, Coil with Blower | RA1436AC1 |  | RCF3617STAM | 12 | 14.5 | Yes | Yes | 2015-02-05 |  | 0
FALSE | RA1418AJ1 | 4757 | 7944929 | RHEEM SALES COMPANY, INC. | RA1418AJ1 | AC | Split System: Air-Cooled Condensing Unit, Coil with Blower | RA1418AJ1 |  | RCF2421MTAM | 13 | 16 | Yes | Yes | 2015-02-05 |  | 2
FALSE | RA1636AJ1 | 4917 | 7942177 | RHEEM SALES COMPANY, INC. | RA1636AJ1 | AC | Split System: Air-Cooled Condensing Unit, Coil with Blower | RA1636AJ1 |  | RCQD-3624 | 13 | 16 | Yes | Yes | 2015-02-05 |  | 2
FALSE | RA1642AJ1 | 4918 | 7942277 | RHEEM SALES COMPANY, INC. | RA1642AC1 | AC | Split System: Air-Cooled Condensing Unit, Coil with Blower | RA1642AC1 |  | RCF4824HTAM | 13 | 16 | Yes | Yes | 2015-02-05 |  | 2
FALSE | RA1418AJ1 | 4757 | 7601329 | RHEEM SALES COMPANY, INC. | RA1418AJ1 | AC | Split System: Air-Cooled Condensing Unit, Coil with Blower | RA1418AJ1 |  | RCFL-H*2621 | 13 | 15.5 | Yes | Yes | 2015-02-05 |  | 1
FALSE | RA1618AJ1 | 4914 | 7940423 | RHEEM SALES COMPANY, INC. | RA1618AJ1 | AC | Split System: Air-Cooled Condensing Unit, Coil with Blower | RA1618AJ1 |  | RCFL-H*2417 | 13 | 16 | Yes | Yes | 2015-02-05 |  | 2
FALSE | RA1660AC1 | 4920 | 7943663 | RHEEM SALES COMPANY, INC. | RA1660AJ1 | AC | Split System: Air-Cooled Condensing Unit, Coil with Blower | RA1660AJ1 |  | RCFN-H*6024 | 13 | 15.5 | Yes | Yes | 2015-02-05 |  | 1
FALSE | RA1430AJ1 | 4759 | 7491143 | RHEEM SALES COMPANY, INC. | RA1430AJ1 | AC | Split System: Air-Cooled Condensing Unit, Coil with Blower | RA1430AJ1 |  | RCFL-H*3821 | 13 | 15.5 | Yes | Yes | 2015-02-05 |  | 1
FALSE | RA1442AD1 | 4761 | 7492085 | RHEEM SALES COMPANY, INC. | RA1442AJ1 | AC | Split System: Air-Cooled Condensing Unit, Coil with Blower | RA1442AJ1 |  | RCFL-H*4821 | 12 | 14.5 | Yes | Yes | 2015-02-05 |  | 0
FALSE | RA1442AD1 | 4761 | 7492034 | RHEEM SALES COMPANY, INC. | RA1442AJ1 | AC | Split System: Air-Cooled Condensing Unit, Coil with Blower | RA1442AJ1 |  | RCF4824HTAM | 13 | 15.5 | Yes | Yes | 2015-02-05 |  | 1
FALSE | RA1636AJ1 | 4917 | 7941962 | RHEEM SALES COMPANY, INC. | RA1636AJ1 | AC | Split System: Air-Cooled Condensing Unit, Coil with Blower | RA1636AJ1 |  | RCF3624MTAM | 13 | 16 | Yes | Yes | 2015-02-05 |  | 2
FALSE | RA1648AJ1 | 4919 | 7943254 | RHEEM SALES COMPANY, INC. | RA1648AJ1 | AC | Split System: Air-Cooled Condensing Unit, Coil with Blower | RA1648AJ1 |  | RCF4821STAM | 12.5 | 15.1 | Yes | Yes | 2015-02-05 |  | 1
FALSE | RA1430AJ1 | 4759 | 7491103 | RHEEM SALES COMPANY, INC. | RA1430AJ1 | AC | Split System: Air-Cooled Condensing Unit, Coil with Blower | RA1430AJ1 |  | RCFL-H*3621 | 13 | 15.5 | Yes | Yes | 2015-02-05 |  | 1
FALSE | RA1648AJ1 | 4919 | 7943499 | RHEEM SALES COMPANY, INC. | RA1648AJ1 | AC | Split System: Air-Cooled Condensing Unit, Coil with Blower | RA1648AJ1 |  | RCQD-4821 | 13 | 16 | Yes | Yes | 2015-02-05 |  | 2
FALSE | RA1336AD1 | 4824 | 7983369 | RHEEM SALES COMPANY, INC. | RA1336AC1 | AC | Split System: Air-Cooled Condensing Unit, Coil with Blower | RA1336AC1 |  | RCF3624MTAM | 12 | 14.5 | Yes | Yes | 2015-02-05 |  | 0
FALSE | RA1448AD1 | 4762 | 7600821 | RHEEM SALES COMPANY, INC. | RA1448AD1 | AC | Split System: Air-Cooled Condensing Unit, Coil with Blower | RA1448AD1 |  | RCQD-4821 | 12 | 14.5 | Yes | Yes | 2015-02-05 |  | 0
FALSE | RA1424AJ1 | 4758 | 7944932 | RHEEM SALES COMPANY, INC. | RA1424AJ1 | AC | Split System: Air-Cooled Condensing Unit, Coil with Blower | RA1424AJ1 |  | RCF2417HTAM | 13 | 15.5 | Yes | Yes | 2015-02-05 |  | 1
FALSE | RA1436AD1 | 4760 | 7600149 | RHEEM SALES COMPANY, INC. | RA1436AD1 | AC | Split System: Air-Cooled Condensing Unit, Coil with Blower | RA1436AD1 |  | RCQD-3624 | 13 | 16 | Yes | Yes | 2015-02-05 |  | 2
FALSE | RA1648AJ1 | 4919 | 7943441 | RHEEM SALES COMPANY, INC. | RA1648AJ1 | AC | Split System: Air-Cooled Condensing Unit, Coil with Blower | RA1648AJ1 |  | RCFN-H*4824 | 13 | 16 | Yes | Yes | 2015-02-05 |  | 2
FALSE | RA1424AJ1 | 4758 | 7490737 | RHEEM SALES COMPANY, INC. | RA1424AJ1 | AC | Split System: Air-Cooled Condensing Unit, Coil with Blower | RA1424AJ1 |  | RCF2417HTAM | 12.5 | 15.1 | Yes | Yes | 2015-02-05 |  | 1
FALSE | RA1436AD1 | 4760 | 7491701 | RHEEM SALES COMPANY, INC. | RA1436AJ1 | AC | Split System: Air-Cooled Condensing Unit, Coil with Blower | RA1436AJ1 |  | RCFL-H*3821 | 13 | 15.5 | Yes | Yes | 2015-02-05 |  | 1
FALSE | RA1436AD1 | 4760 | 7491412 | RHEEM SALES COMPANY, INC. | RA1436AC1 | AC | Split System: Air-Cooled Condensing Unit, Coil with Blower | RA1436AC1 |  | RCFL-H*3821 | 12.5 | 15 | Yes | Yes | 2015-02-05 |  | 1
FALSE | RA1630AJ1 | 4916 | 7940989 | RHEEM SALES COMPANY, INC. | RA1630AJ1 | AC | Split System: Air-Cooled Condensing Unit, Coil with Blower | RA1630AJ1 |  | RCF3621STAM | 13 | 16 | Yes | Yes | 2015-02-05 |  | 2
FALSE | RA1630AJ1 | 4916 | 7941023 | RHEEM SALES COMPANY, INC. | RA1630AJ1 | AC | Split System: Air-Cooled Condensing Unit, Coil with Blower | RA1630AJ1 |  | RCF3624HTAM | 13 | 16 | Yes | Yes | 2015-02-05 |  | 2
FALSE | RA1642AJ1 | 4918 | 7942249 | RHEEM SALES COMPANY, INC. | RA1642AC1 | AC | Split System: Air-Cooled Condensing Unit, Coil with Blower | RA1642AC1 |  | RCF4821STAM | 12.5 | 15.1 | Yes | Yes | 2015-02-05 |  | 1
FALSE | RA1436AD1 | 4760 | 7599833 | RHEEM SALES COMPANY, INC. | RA1436AD1 | AC | Split System: Air-Cooled Condensing Unit, Coil with Blower | RA1436AD1 |  | RCF3621STAM | 12.5 | 15 | Yes | Yes | 2015-02-05 |  | 1
FALSE | RA1318AJ1 | 4821 | 7507471 | RHEEM SALES COMPANY, INC. | RA1318AJ1 | AC | Split System: Air-Cooled Condensing Unit, Coil with Blower | RA1318AJ1 |  | RCF2421HTAM | 12 | 14.5 | Yes | Yes | 2015-02-05 |  | 0
FALSE | RA1630AJ1 | 4916 | 7941234 | RHEEM SALES COMPANY, INC. | RA1630AJ1 | AC | Split System: Air-Cooled Condensing Unit, Coil with Blower | RA1630AJ1 |  | RCFL-H*3824 | 13 | 16 | Yes | Yes | 2015-02-05 |  | 2
FALSE | RA1642AJ1 | 4918 | 7942662 | RHEEM SALES COMPANY, INC. | RA1642AJ1 | AC | Split System: Air-Cooled Condensing Unit, Coil with Blower | RA1642AJ1 |  | RCF4824STAM | 13 | 15.5 | Yes | Yes | 2015-02-05 |  | 1
FALSE | RA1448AD1 | 4762 | 7501169 | RHEEM SALES COMPANY, INC. | RA1448AC1 | AC | Split System: Air-Cooled Condensing Unit, Coil with Blower | RA1448AC1 |  | RCF4824STAM | 12 | 14.5 | Yes | Yes | 2015-02-05 |  | 0
FALSE | RA1436AD1 | 4760 | 7599877 | RHEEM SALES COMPANY, INC. | RA1436AD1 | AC | Split System: Air-Cooled Condensing Unit, Coil with Blower | RA1436AD1 |  | RCF3624MTAM | 13 | 16 | Yes | Yes | 2015-02-05 |  | 2
FALSE | RA1648AJ1 | 4919 | 7943089 | RHEEM SALES COMPANY, INC. | RA1648AC1 | AC | Split System: Air-Cooled Condensing Unit, Coil with Blower | RA1648AC1 |  | RCFL-H*4824 | 13 | 15.5 | Yes | Yes | 2015-02-05 |  | 1
FALSE | RA1648AJ1 | 4919 | 7943248 | RHEEM SALES COMPANY, INC. | RA1648AJ1 | AC | Split System: Air-Cooled Condensing Unit, Coil with Blower | RA1648AJ1 |  | RCF4821STAM | 13 | 16 | Yes | Yes | 2015-02-05 |  | 2
FALSE | RA1436AD1 | 4760 | 7491801 | RHEEM SALES COMPANY, INC. | RA1436AJ1 | AC | Split System: Air-Cooled Condensing Unit, Coil with Blower | RA1436AJ1 |  | RCQD-3624 | 13 | 16 | Yes | Yes | 2015-02-05 |  | 2
FALSE | RA1624AJ1 | 4915 | 7940720 | RHEEM SALES COMPANY, INC. | RA1624AJ1 | AC | Split System: Air-Cooled Condensing Unit, Coil with Blower | RA1624AJ1 |  | RCFL-H*2417 | 13 | 15.5 | Yes | Yes | 2015-02-05 |  | 1
FALSE | RA1424AJ1 | 4758 | 7490834 | RHEEM SALES COMPANY, INC. | RA1424AJ1 | AC | Split System: Air-Cooled Condensing Unit, Coil with Blower | RA1424AJ1 |  | RCFL-H*2417 | 12.5 | 15 | Yes | Yes | 2015-02-05 |  | 1
FALSE | RA1660AC1 | 4920 | 7943822 | RHEEM SALES COMPANY, INC. | RA1660AC1 | AC | Split System: Air-Cooled Condensing Unit, Coil with Blower | RA1660AC1 |  | RCF6024STAM | 13 | 15.5 | Yes | Yes | 2015-02-05 |  | 1
FALSE | RA1424AJ1 | 4758 | 7490795 | RHEEM SALES COMPANY, INC. | RA1424AJ1 | AC | Split System: Air-Cooled Condensing Unit, Coil with Blower | RA1424AJ1 |  | RCF2421HTAM | 12.5 | 15.1 | Yes | Yes | 2015-02-05 |  | 1
FALSE | RA1642AJ1 | 4918 | 7942709 | RHEEM SALES COMPANY, INC. | RA1642AJ1 | AC | Split System: Air-Cooled Condensing Unit, Coil with Blower | RA1642AJ1 |  | RCFL-H*4821 | 13 | 15.5 | Yes | Yes | 2015-02-05 |  | 1
FALSE | RA1642AJ1 | 4918 | 7944209 | RHEEM SALES COMPANY, INC. | RA1642AJ1 | AC | Split System: Air-Cooled Condensing Unit, Coil with Blower | RA1642AJ1 |  | RCF4821STAM | 13 | 15.5 | Yes | Yes | 2015-02-05 |  | 1
FALSE | RA1442AD1 | 4761 | 7492159 | RHEEM SALES COMPANY, INC. | RA1442AJ1 | AC | Split System: Air-Cooled Condensing Unit, Coil with Blower | RA1442AJ1 |  | RCFN-H*4824 | 13 | 15.5 | Yes | Yes | 2015-02-05 |  | 1
FALSE | RA1636AJ1 | 4917 | 7941368 | RHEEM SALES COMPANY, INC. | RA1636AC1 | AC | Split System: Air-Cooled Condensing Unit, Coil with Blower | RA1636AC1 |  | RCF3617STAM | 12.2 | 14.5 | Yes | Yes | 2015-02-05 |  | 0
FALSE | RA1636AJ1 | 4917 | 7941740 | RHEEM SALES COMPANY, INC. | RA1636AC1 | AC | Split System: Air-Cooled Condensing Unit, Coil with Blower | RA1636AC1 |  | RCQD-3621 | 13 | 16 | Yes | Yes | 2015-02-05 |  | 2
FALSE | RA1430AJ1 | 4759 | 7490999 | RHEEM SALES COMPANY, INC. | RA1430AJ1 | AC | Split System: Air-Cooled Condensing Unit, Coil with Blower | RA1430AJ1 |  | RCF3621MTAM | 13 | 16 | Yes | Yes | 2015-02-05 |  | 2
FALSE | RA1630AJ1 | 4916 | 7941296 | RHEEM SALES COMPANY, INC. | RA1630AJ1 | AC | Split System: Air-Cooled Condensing Unit, Coil with Blower | RA1630AJ1 |  | RCQD-3621 | 13 | 16 | Yes | Yes | 2015-02-05 |  | 2
FALSE | RA1636AJ1 | 4917 | 7941673 | RHEEM SALES COMPANY, INC. | RA1636AC1 | AC | Split System: Air-Cooled Condensing Unit, Coil with Blower | RA1636AC1 |  | RCFL-H*3824 | 13 | 16 | Yes | Yes | 2015-02-05 |  | 2
FALSE | RA1436AD1 | 4760 | 7599694 | RHEEM SALES COMPANY, INC. | RA1436AC1 | AC | Split System: Air-Cooled Condensing Unit, Coil with Blower | RA1436AC1 |  | RCF3624HTAM | 13 | 16 | Yes | Yes | 2015-02-05 |  | 2
FALSE | RA1636AJ1 | 4917 | 7941900 | RHEEM SALES COMPANY, INC. | RA1636AJ1 | AC | Split System: Air-Cooled Condensing Unit, Coil with Blower | RA1636AJ1 |  | RCF3621STAM | 12.5 | 15.1 | Yes | Yes | 2015-02-05 |  | 1
FALSE | RA1330AJ1 | 4823 | 7983255 | RHEEM SALES COMPANY, INC. | RA1330AJ1 | AC | Split System: Air-Cooled Condensing Unit, Coil with Blower | RA1330AJ1 |  | RCF3621MTAM | 12 | 14.5 | Yes | Yes | 2015-02-05 |  | 0
FALSE | RA1624AJ1 | 4915 | 7940850 | RHEEM SALES COMPANY, INC. | RA1624AJ1 | AC | Split System: Air-Cooled Condensing Unit, Coil with Blower | RA1624AJ1 |  | RCFN-H*2421 | 13 | 16 | Yes | Yes | 2015-02-05 |  | 2
FALSE | RA1648AJ1 | 4919 | 7943026 | RHEEM SALES COMPANY, INC. | RA1648AC1 | AC | Split System: Air-Cooled Condensing Unit, Coil with Blower | RA1648AC1 |  | RCFL-H*4821 | 12 | 14.5 | Yes | Yes | 2015-02-05 |  | 0
FALSE | RA1636AJ1 | 4917 | 7941626 | RHEEM SALES COMPANY, INC. | RA1636AC1 | AC | Split System: Air-Cooled Condensing Unit, Coil with Blower | RA1636AC1 |  | RCFL-H*3821 | 13 | 16 | Yes | Yes | 2015-02-05 |  | 2
FALSE | RA1660AC1 | 4920 | 7943890 | RHEEM SALES COMPANY, INC. | RA1660AC1 | AC | Split System: Air-Cooled Condensing Unit, Coil with Blower | RA1660AC1 |  | RCFN-H*6024 | 12.5 | 15.1 | Yes | Yes | 2015-02-05 |  | 1
FALSE | RA1630AJ1 | 4916 | 7944059 | RHEEM SALES COMPANY, INC. | RA1630AJ1 | AC | Split System: Air-Cooled Condensing Unit, Coil with Blower | RA1630AJ1 |  | RCF3624MTAM | 13 | 16 | Yes | Yes | 2015-02-05 |  | 2
FALSE | RA1642AJ1 | 4918 | 7942527 | RHEEM SALES COMPANY, INC. | RA1642AC1 | AC | Split System: Air-Cooled Condensing Unit, Coil with Blower | RA1642AC1 |  | RCQD-4824 | 13 | 15.5 | Yes | Yes | 2015-02-05 |  | 1
FALSE | RA1636AJ1 | 4917 | 7941449 | RHEEM SALES COMPANY, INC. | RA1636AC1 | AC | Split System: Air-Cooled Condensing Unit, Coil with Blower | RA1636AC1 |  | RCF3621STAM | 12.5 | 15.1 | Yes | Yes | 2015-02-05 |  | 1
FALSE | RA1436AD1 | 4760 | 7491565 | RHEEM SALES COMPANY, INC. | RA1436AJ1 | AC | Split System: Air-Cooled Condensing Unit, Coil with Blower | RA1436AJ1 |  | RCF3621MTAM | 13 | 16 | Yes | Yes | 2015-02-05 |  | 2
FALSE | RA1642AJ1 | 4918 | 7942436 | RHEEM SALES COMPANY, INC. | RA1642AC1 | AC | Split System: Air-Cooled Condensing Unit, Coil with Blower | RA1642AC1 |  | RCFL-H*4824 | 13 | 15.5 | Yes | Yes | 2015-02-05 |  | 1
FALSE | RA1430AJ1 | 4759 | 7491104 | RHEEM SALES COMPANY, INC. | RA1430AJ1 | AC | Split System: Air-Cooled Condensing Unit, Coil with Blower | RA1430AJ1 |  | RCFL-H*3621 | 13 | 15.5 | Yes | Yes | 2015-02-05 |  | 1
FALSE | RA1442AD1 | 4761 | 7945131 | RHEEM SALES COMPANY, INC. | RA1442AJ1 | AC | Split System: Air-Cooled Condensing Unit, Coil with Blower | RA1442AJ1 |  | RCF4824STAM | 12.5 | 15.1 | Yes | Yes | 2015-02-05 |  | 1
FALSE | RA1448AD1 | 4762 | 7600638 | RHEEM SALES COMPANY, INC. | RA1448AD1 | AC | Split System: Air-Cooled Condensing Unit, Coil with Blower | RA1448AD1 |  | RCF4824HTAM | 12 | 14.5 | Yes | Yes | 2015-02-05 |  | 0
FALSE | RA1624AJ1 | 4915 | 7940663 | RHEEM SALES COMPANY, INC. | RA1624AJ1 | AC | Split System: Air-Cooled Condensing Unit, Coil with Blower | RA1624AJ1 |  | RCF2421HTAM | 13 | 16 | Yes | Yes | 2015-02-05 |  | 2
FALSE | RA1448AD1 | 4762 | 7600861 | RHEEM SALES COMPANY, INC. | RA1448AD1 | AC | Split System: Air-Cooled Condensing Unit, Coil with Blower | RA1448AD1 |  | RHKL-HM6024 | 13 | 15.5 | Yes | Yes | 2015-02-05 |  | 1
FALSE | RA1642AJ1 | 4918 | 7942557 | RHEEM SALES COMPANY, INC. | RA1642AC1 | AC | Split System: Air-Cooled Condensing Unit, Coil with Blower | RA1642AC1 |  | RHML-HM4824 | 13 | 16 | Yes | Yes | 2015-02-05 |  | 2
FALSE | RA1642AJ1 | 4918 | 7942754 | RHEEM SALES COMPANY, INC. | RA1642AJ1 | AC | Split System: Air-Cooled Condensing Unit, Coil with Blower | RA1642AJ1 |  | RCFL-H*4824 | 13 | 15.5 | Yes | Yes | 2015-02-05 |  | 1
FALSE | RA1442AD1 | 4761 | 7501117 | RHEEM SALES COMPANY, INC. | RA1442AC1 | AC | Split System: Air-Cooled Condensing Unit, Coil with Blower | RA1442AC1 |  | RCFL-H*4821 | 12 | 14.5 | Yes | Yes | 2015-02-05 |  | 0
FALSE | RA1418AJ1 | 4757 | 7490696 | RHEEM SALES COMPANY, INC. | RA1418AJ1 | AC | Split System: Air-Cooled Condensing Unit, Coil with Blower | RA1418AJ1 |  | RCFN-H*2421 | 13 | 16 | Yes | Yes | 2015-02-05 |  | 2
FALSE | RA1424AJ1 | 4758 | 7490740 | RHEEM SALES COMPANY, INC. | RA1424AJ1 | AC | Split System: Air-Cooled Condensing Unit, Coil with Blower | RA1424AJ1 |  | RCF2417HTAM | 12.5 | 15.1 | Yes | Yes | 2015-02-05 |  | 1
FALSE | RA1636AJ1 | 4917 | 7942210 | RHEEM SALES COMPANY, INC. | RA1636AJ1 | AC | Split System: Air-Cooled Condensing Unit, Coil with Blower | RA1636AJ1 |  | RH1V3621MTAN | 13 | 16 | Yes | Yes | 2015-02-05 |  | 2
FALSE | RA1648AJ1 | 4919 | 7943144 | RHEEM SALES COMPANY, INC. | RA1648AC1 | AC | Split System: Air-Cooled Condensing Unit, Coil with Blower | RA1648AC1 |  | RCQD-4821 | 12.5 | 15.1 | Yes | Yes | 2015-02-05 |  | 1
FALSE | RA1624AJ1 | 4915 | 7940693 | RHEEM SALES COMPANY, INC. | RA1624AJ1 | AC | Split System: Air-Cooled Condensing Unit, Coil with Blower | RA1624AJ1 |  | RCF2421MTAM | 13 | 16 | Yes | Yes | 2015-02-05 |  | 2
FALSE | RA1418AJ1 | 4757 | 7490682 | RHEEM SALES COMPANY, INC. | RA1418AJ1 | AC | Split System: Air-Cooled Condensing Unit, Coil with Blower | RA1418AJ1 |  | RCFN-H*2417 | 13 | 15.5 | Yes | Yes | 2015-02-05 |  | 1
FALSE | RA1648AJ1 | 4919 | 7943488 | RHEEM SALES COMPANY, INC. | RA1648AJ1 | AC | Split System: Air-Cooled Condensing Unit, Coil with Blower | RA1648AJ1 |  | RCQD-4821 | 13 | 16 | Yes | Yes | 2015-02-05 |  | 2
FALSE | RA1448AD1 | 4762 | 7493712 | RHEEM SALES COMPANY, INC. | RA1448AJ1 | AC | Split System: Air-Cooled Condensing Unit, Coil with Blower | RA1448AJ1 |  | RHPL-HM6024 | 12.5 | 15 | Yes | Yes | 2015-02-05 |  | 1
FALSE | RA1660AC1 | 4920 | 7943691 | RHEEM SALES COMPANY, INC. | RA1660AJ1 | AC | Split System: Air-Cooled Condensing Unit, Coil with Blower | RA1660AJ1 |  | RCQD-6024 | 12 | 14.5 | Yes | Yes | 2015-02-05 |  | 0
FALSE | RA1436AD1 | 4760 | 7599864 | RHEEM SALES COMPANY, INC. | RA1436AD1 | AC | Split System: Air-Cooled Condensing Unit, Coil with Blower | RA1436AD1 |  | RCF3624HTAM | 13 | 16 | Yes | Yes | 2015-02-05 |  | 2
FALSE | RA1624AJ1 | 4915 | 7940578 | RHEEM SALES COMPANY, INC. | RA1624AJ1 | AC | Split System: Air-Cooled Condensing Unit, Coil with Blower | RA1624AJ1 |  | RCF2417HTAM | 13 | 16 | Yes | Yes | 2015-02-05 |  | 2
FALSE | RA1648AJ1 | 4919 | 7943111 | RHEEM SALES COMPANY, INC. | RA1648AC1 | AC | Split System: Air-Cooled Condensing Unit, Coil with Blower | RA1648AC1 |  | RCFN-H*4824 | 13 | 16 | Yes | Yes | 2015-02-05 |  | 2
FALSE | RA1436AD1 | 4760 | 7491446 | RHEEM SALES COMPANY, INC. | RA1436AC1 | AC | Split System: Air-Cooled Condensing Unit, Coil with Blower | RA1436AC1 |  | RCFL-H*3824 | 13 | 15.5 | Yes | Yes | 2015-02-05 |  | 1
FALSE | RA1642AJ1 | 4918 | 7942830 | RHEEM SALES COMPANY, INC. | RA1642AJ1 | AC | Split System: Air-Cooled Condensing Unit, Coil with Blower | RA1642AJ1 |  | RCQD-4821 | 13 | 15.5 | Yes | Yes | 2015-02-05 |  | 1
FALSE | RA1336AD1 | 4824 | 7508485 | RHEEM SALES COMPANY, INC. | RA1336AC1 | AC | Split System: Air-Cooled Condensing Unit, Coil with Blower | RA1336AC1 |  | RCFN-H*3624 | 12.5 | 15 | Yes | Yes | 2015-02-05 |  | 1
FALSE | RA1630AJ1 | 4916 | 7941149 | RHEEM SALES COMPANY, INC. | RA1630AJ1 | AC | Split System: Air-Cooled Condensing Unit, Coil with Blower | RA1630AJ1 |  | RCFL-H*3621 | 13 | 16 | Yes | Yes | 2015-02-05 |  | 2
FALSE | RA1648AJ1 | 4919 | 7943205 | RHEEM SALES COMPANY, INC. | RA1648AC1 | AC | Split System: Air-Cooled Condensing Unit, Coil with Blower | RA1648AC1 |  | RCQD-4824 | 13 | 16 | Yes | Yes | 2015-02-05 |  | 2
FALSE | RA1448AD1 | 4762 | 7600803 | RHEEM SALES COMPANY, INC. | RA1448AD1 | AC | Split System: Air-Cooled Condensing Unit, Coil with Blower | RA1448AD1 |  | RCQD-4821 | 12.5 | 15.1 | Yes | Yes | 2015-02-05 |  | 1
FALSE | RA1630AJ1 | 4916 | 7941171 | RHEEM SALES COMPANY, INC. | RA1630AJ1 | AC | Split System: Air-Cooled Condensing Unit, Coil with Blower | RA1630AJ1 |  | RCFL-H*3821 | 13 | 16 | Yes | Yes | 2015-02-05 |  | 2
FALSE | RA1636AJ1 | 4917 | 7941885 | RHEEM SALES COMPANY, INC. | RA1636AJ1 | AC | Split System: Air-Cooled Condensing Unit, Coil with Blower | RA1636AJ1 |  | RCF3621STAM | 12.5 | 15.1 | Yes | Yes | 2015-02-05 |  | 1
FALSE | RA1336AD1 | 4824 | 7508604 | RHEEM SALES COMPANY, INC. | RA1336AJ1 | AC | Split System: Air-Cooled Condensing Unit, Coil with Blower | RA1336AJ1 |  | RCF3621MTAM | 12 | 14.5 | Yes | Yes | 2015-02-05 |  | 0
FALSE | RA1448AD1 | 4762 | 7492207 | RHEEM SALES COMPANY, INC. | RA1448AC1 | AC | Split System: Air-Cooled Condensing Unit, Coil with Blower | RA1448AC1 |  | RCF4824HTAM | 12.5 | 15.1 | Yes | Yes | 2015-02-05 |  | 1
FALSE | RA1436AD1 | 4760 | 7600081 | RHEEM SALES COMPANY, INC. | RA1436AD1 | AC | Split System: Air-Cooled Condensing Unit, Coil with Blower | RA1436AD1 |  | RCFL-H*3824 | 13 | 15.5 | Yes | Yes | 2015-02-05 |  | 1
FALSE | RA1660AC1 | 4920 | 7943932 | RHEEM SALES COMPANY, INC. | RA1660AC1 | AC | Split System: Air-Cooled Condensing Unit, Coil with Blower | RA1660AC1 |  | RCQD-6024 | 12 | 14.5 | Yes | Yes | 2015-02-05 |  | 0
FALSE | RA1336AD1 | 4824 | 7982452 | RHEEM SALES COMPANY, INC. | RA1336AJ1 | AC | Split System: Air-Cooled Condensing Unit, Coil with Blower | RA1336AJ1 |  | RCF3624MTAM | 12.5 | 15 | Yes | Yes | 2015-02-05 |  | 1
FALSE | RA1642AJ1 | 4918 | 7942268 | RHEEM SALES COMPANY, INC. | RA1642AC1 | AC | Split System: Air-Cooled Condensing Unit, Coil with Blower | RA1642AC1 |  | RCF4821STAM | 13 | 16 | Yes | Yes | 2015-02-05 |  | 2
FALSE | RA1630AJ1 | 4916 | 7941229 | RHEEM SALES COMPANY, INC. | RA1630AJ1 | AC | Split System: Air-Cooled Condensing Unit, Coil with Blower | RA1630AJ1 |  | RCFL-H*3824 | 13 | 16 | Yes | Yes | 2015-02-05 |  | 2
FALSE | RA1636AJ1 | 4917 | 7941422 | RHEEM SALES COMPANY, INC. | RA1636AC1 | AC | Split System: Air-Cooled Condensing Unit, Coil with Blower | RA1636AC1 |  | RCF3621MTAM | 13 | 16 | Yes | Yes | 2015-02-05 |  | 2
FALSE | RA1442AD1 | 4761 | 7492115 | RHEEM SALES COMPANY, INC. | RA1442AJ1 | AC | Split System: Air-Cooled Condensing Unit, Coil with Blower | RA1442AJ1 |  | RCFL-H*4824 | 12.5 | 15.1 | Yes | Yes | 2015-02-05 |  | 1
FALSE | RA1436AD1 | 4760 | 7599687 | RHEEM SALES COMPANY, INC. | RA1436AC1 | AC | Split System: Air-Cooled Condensing Unit, Coil with Blower | RA1436AC1 |  | RCF3621STAM | 12.5 | 15.1 | Yes | Yes | 2015-02-05 |  | 1
FALSE | RA1660AC1 | 4920 | 7943571 | RHEEM SALES COMPANY, INC. | RA1660AJ1 | AC | Split System: Air-Cooled Condensing Unit, Coil with Blower | RA1660AJ1 |  | RCF6024HTAM | 12.5 | 15.1 | Yes | Yes | 2015-02-05 |  | 1
FALSE | RA1630AJ1 | 4916 | 7941323 | RHEEM SALES COMPANY, INC. | RA1630AJ1 | AC | Split System: Air-Cooled Condensing Unit, Coil with Blower | RA1630AJ1 |  | RCQD-3624 | 13 | 16 | Yes | Yes | 2015-02-05 |  | 2
FALSE | RA1336AD1 | 4824 | 7508291 | RHEEM SALES COMPANY, INC. | RA1336AC1 | AC | Split System: Air-Cooled Condensing Unit, Coil with Blower | RA1336AC1 |  | RCF3624HTAM | 12.5 | 15.1 | Yes | Yes | 2015-02-05 |  | 1
FALSE | RA1442AD1 | 4761 | 7600237 | RHEEM SALES COMPANY, INC. | RA1442AC1 | AC | Split System: Air-Cooled Condensing Unit, Coil with Blower | RA1442AC1 |  | RCF4821STAM | 12 | 14.5 | Yes | Yes | 2015-02-05 |  | 0
FALSE | RA1642AJ1 | 4918 | 7942740 | RHEEM SALES COMPANY, INC. | RA1642AJ1 | AC | Split System: Air-Cooled Condensing Unit, Coil with Blower | RA1642AJ1 |  | RCFL-H*4824 | 12.5 | 15 | Yes | Yes | 2015-02-05 |  | 1
FALSE | RA1630AJ1 | 4916 | 7941212 | RHEEM SALES COMPANY, INC. | RA1630AJ1 | AC | Split System: Air-Cooled Condensing Unit, Coil with Blower | RA1630AJ1 |  | RCFL-H*3824 | 13 | 16 | Yes | Yes | 2015-02-05 |  | 2
FALSE | RA1336AD1 | 4824 | 7508900 | RHEEM SALES COMPANY, INC. | RA1336AJ1 | AC | Split System: Air-Cooled Condensing Unit, Coil with Blower | RA1336AJ1 |  | RCQD-3624 | 12 | 14.5 | Yes | Yes | 2015-02-05 |  | 0
FALSE | RA1436AD1 | 4760 | 7600016 | RHEEM SALES COMPANY, INC. | RA1436AD1 | AC | Split System: Air-Cooled Condensing Unit, Coil with Blower | RA1436AD1 |  | RCFL-H*3821 | 13 | 15.5 | Yes | Yes | 2015-02-05 |  | 1
FALSE | RA1436AD1 | 4760 | 7600215 | RHEEM SALES COMPANY, INC. | RA1436AJ1 | AC | Split System: Air-Cooled Condensing Unit, Coil with Blower | RA1436AJ1 |  | RCFL-H*3821 | 13 | 15.5 | Yes | Yes | 2015-02-05 |  | 1
FALSE | RA1418AJ1 | 4757 | 7490531 | RHEEM SALES COMPANY, INC. | RA1418AJ1 | AC | Split System: Air-Cooled Condensing Unit, Coil with Blower | RA1418AJ1 |  | RCF2417HTAM | 13 | 16 | Yes | Yes | 2015-02-05 |  | 2
FALSE | RA1330AJ1 | 4823 | 7508047 | RHEEM SALES COMPANY, INC. | RA1330AJ1 | AC | Split System: Air-Cooled Condensing Unit, Coil with Blower | RA1330AJ1 |  | RCFL-H*3821 | 12 | 14.5 | Yes | Yes | 2015-02-05 |  | 0
FALSE | RA1442AD1 | 4761 | 7492074 | RHEEM SALES COMPANY, INC. | RA1442AJ1 | AC | Split System: Air-Cooled Condensing Unit, Coil with Blower | RA1442AJ1 |  | RCFL-H*4821 | 12 | 14.5 | Yes | Yes | 2015-02-05 |  | 0
FALSE | RA1660AC1 | 4920 | 7943708 | RHEEM SALES COMPANY, INC. | RA1660AJ1 | AC | Split System: Air-Cooled Condensing Unit, Coil with Blower | RA1660AJ1 |  | RCQD-6024 | 12.5 | 15.1 | Yes | Yes | 2015-02-05 |  | 1
FALSE | RA1648AJ1 | 4919 | 7943501 | RHEEM SALES COMPANY, INC. | RA1648AJ1 | AC | Split System: Air-Cooled Condensing Unit, Coil with Blower | RA1648AJ1 |  | RCQD-4821 | 13 | 16 | Yes | Yes | 2015-02-05 |  | 2
FALSE | RA1448AD1 | 4762 | 7493708 | RHEEM SALES COMPANY, INC. | RA1448AJ1 | AC | Split System: Air-Cooled Condensing Unit, Coil with Blower | RA1448AJ1 |  | RHLL-HM4824 | 12 | 14.5 | Yes | Yes | 2015-02-05 |  | 0
FALSE | RA1636AJ1 | 4917 | 7941639 | RHEEM SALES COMPANY, INC. | RA1636AC1 | AC | Split System: Air-Cooled Condensing Unit, Coil with Blower | RA1636AC1 |  | RCFL-H*3821 | 13 | 15.5 | Yes | Yes | 2015-02-05 |  | 1
FALSE | RA1436AD1 | 4760 | 7491342 | RHEEM SALES COMPANY, INC. | RA1436AC1 | AC | Split System: Air-Cooled Condensing Unit, Coil with Blower | RA1436AC1 |  | RCF3624MTAM | 13 | 16 | Yes | Yes | 2015-02-05 |  | 2
FALSE | RA1624AJ1 | 4915 | 7940640 | RHEEM SALES COMPANY, INC. | RA1624AJ1 | AC | Split System: Air-Cooled Condensing Unit, Coil with Blower | RA1624AJ1 |  | RCF2417STAM | 13 | 16 | Yes | Yes | 2015-02-05 |  | 2
FALSE | RA1630AJ1 | 4916 | 7944052 | RHEEM SALES COMPANY, INC. | RA1630AJ1 | AC | Split System: Air-Cooled Condensing Unit, Coil with Blower | RA1630AJ1 |  | RCF3624MTAM | 13 | 16 | Yes | Yes | 2015-02-05 |  | 2
FALSE | RA1648AJ1 | 4919 | 7943061 | RHEEM SALES COMPANY, INC. | RA1648AC1 | AC | Split System: Air-Cooled Condensing Unit, Coil with Blower | RA1648AC1 |  | RCFL-H*4824 | 13 | 15.5 | Yes | Yes | 2015-02-05 |  | 1
FALSE | RA1442AD1 | 4761 | 7492012 | RHEEM SALES COMPANY, INC. | RA1442AJ1 | AC | Split System: Air-Cooled Condensing Unit, Coil with Blower | RA1442AJ1 |  | RCF4821STAM | 12 | 14.5 | Yes | Yes | 2015-02-05 |  | 0
FALSE | RA1642AJ1 | 4918 | 7942456 | RHEEM SALES COMPANY, INC. | RA1642AC1 | AC | Split System: Air-Cooled Condensing Unit, Coil with Blower | RA1642AC1 |  | RCFN-H*4824 | 13 | 16 | Yes | Yes | 2015-02-05 |  | 2
FALSE | RA1448AD1 | 4762 | 7501173 | RHEEM SALES COMPANY, INC. | RA1448AC1 | AC | Split System: Air-Cooled Condensing Unit, Coil with Blower | RA1448AC1 |  | RCF4824STAM | 12 | 14.5 | Yes | Yes | 2015-02-05 |  | 0
FALSE | RA1648AJ1 | 4919 | 7943323 | RHEEM SALES COMPANY, INC. | RA1648AJ1 | AC | Split System: Air-Cooled Condensing Unit, Coil with Blower | RA1648AJ1 |  | RCF4824STAM | 13 | 16 | Yes | Yes | 2015-02-05 |  | 2
FALSE | RA1424AJ1 | 4758 | 7490960 | RHEEM SALES COMPANY, INC. | RA1424AJ1 | AC | Split System: Air-Cooled Condensing Unit, Coil with Blower | RA1424AJ1 |  | RCQD-2417 | 13 | 16 | Yes | Yes | 2015-02-05 |  | 2
FALSE | RA1636AJ1 | 4917 | 7942133 | RHEEM SALES COMPANY, INC. | RA1636AJ1 | AC | Split System: Air-Cooled Condensing Unit, Coil with Blower | RA1636AJ1 |  | RCFL-H*3824 | 13 | 16 | Yes | Yes | 2015-02-05 |  | 2
FALSE | RA1630AJ1 | 4916 | 7944048 | RHEEM SALES COMPANY, INC. | RA1630AJ1 | AC | Split System: Air-Cooled Condensing Unit, Coil with Blower | RA1630AJ1 |  | RCF3624HTAM | 13 | 16 | Yes | Yes | 2015-02-05 |  | 2
FALSE | RA1442AD1 | 4761 | 7600435 | RHEEM SALES COMPANY, INC. | RA1442AD1 | AC | Split System: Air-Cooled Condensing Unit, Coil with Blower | RA1442AD1 |  | RCFL-H*4824 | 12.5 | 15 | Yes | Yes | 2015-02-05 |  | 1
FALSE | RA1460AD1 | 4763 | 7945185 | RHEEM SALES COMPANY, INC. | RA1460AC1 | AC | Split System: Air-Cooled Condensing Unit, Coil with Blower | RA1460AC1 |  | RCF6024HTAM | 12 | 14.5 | Yes | Yes | 2015-02-05 |  | 0
FALSE | RA1430AJ1 | 4759 | 7491228 | RHEEM SALES COMPANY, INC. | RA1430AJ1 | AC | Split System: Air-Cooled Condensing Unit, Coil with Blower | RA1430AJ1 |  | RH1V3617STAN | 12.5 | 15 | Yes | Yes | 2015-02-05 |  | 1
FALSE | RA1324AJ1 | 4822 | 7507815 | RHEEM SALES COMPANY, INC. | RA1324AJ1 | AC | Split System: Air-Cooled Condensing Unit, Coil with Blower | RA1324AJ1 |  | RCFN-H*2421 | 12 | 14.5 | Yes | Yes | 2015-02-05 |  | 0
FALSE | RA1430AJ1 | 4759 | 7491033 | RHEEM SALES COMPANY, INC. | RA1430AJ1 | AC | Split System: Air-Cooled Condensing Unit, Coil with Blower | RA1430AJ1 |  | RCF3621STAM | 13 | 15.5 | Yes | Yes | 2015-02-05 |  | 1
FALSE | RA1318AJ1 | 4821 | 7982216 | RHEEM SALES COMPANY, INC. | RA1318AJ1 | AC | Split System: Air-Cooled Condensing Unit, Coil with Blower | RA1318AJ1 |  | RCFN-H*2417 | 12.5 | 15 | Yes | Yes | 2015-02-05 |  | 1
FALSE | RA1436AD1 | 4760 | 7491782 | RHEEM SALES COMPANY, INC. | RA1436AJ1 | AC | Split System: Air-Cooled Condensing Unit, Coil with Blower | RA1436AJ1 |  | RCQD-3621 | 13 | 15.5 | Yes | Yes | 2015-02-05 |  | 1
FALSE | RA1618AJ1 | 4914 | 7940566 | RHEEM SALES COMPANY, INC. | RA1618AJ1 | AC | Split System: Air-Cooled Condensing Unit, Coil with Blower | RA1618AJ1 |  | RH1V2417STAN | 13 | 16 | Yes | Yes | 2015-02-05 |  | 2
FALSE | RA1636AJ1 | 4917 | 7942066 | RHEEM SALES COMPANY, INC. | RA1636AJ1 | AC | Split System: Air-Cooled Condensing Unit, Coil with Blower | RA1636AJ1 |  | RCFL-H*3821 | 13 | 15.5 | Yes | Yes | 2015-02-05 |  | 1
FALSE | RA1436AD1 | 4760 | 7601413 | RHEEM SALES COMPANY, INC. | RA1436AC1 | AC | Split System: Air-Cooled Condensing Unit, Coil with Blower | RA1436AC1 |  | RCFL-H*3621 | 12.5 | 15.1 | Yes | Yes | 2015-02-05 |  | 1
FALSE | RA1448AD1 | 4762 | 7492514 | RHEEM SALES COMPANY, INC. | RA1448AJ1 | AC | Split System: Air-Cooled Condensing Unit, Coil Alone | RA1448AJ1 |  | RCFN-H*4824+RXMD-C04 | 12 | 14.5 | Yes | Yes | 2015-02-05 |  | 0
FALSE | RA1460AD1 | 4763 | 7945209 | RHEEM SALES COMPANY, INC. | RA1460AJ1 | AC | Split System: Air-Cooled Condensing Unit, Coil with Blower | RA1460AJ1 |  | RCF6024HTAM | 12 | 14.5 | Yes | Yes | 2015-02-05 |  | 0
FALSE | RA1636AJ1 | 4917 | 7941938 | RHEEM SALES COMPANY, INC. | RA1636AJ1 | AC | Split System: Air-Cooled Condensing Unit, Coil with Blower | RA1636AJ1 |  | RCF3624MTAM | 13 | 16 | Yes | Yes | 2015-02-05 |  | 2
FALSE | RA1642AJ1 | 4918 | 7942701 | RHEEM SALES COMPANY, INC. | RA1642AJ1 | AC | Split System: Air-Cooled Condensing Unit, Coil with Blower | RA1642AJ1 |  | RCFL-H*4821 | 12.5 | 15.1 | Yes | Yes | 2015-02-05 |  | 1
FALSE | RA1630AJ1 | 4916 | 7941112 | RHEEM SALES COMPANY, INC. | RA1630AJ1 | AC | Split System: Air-Cooled Condensing Unit, Coil with Blower | RA1630AJ1 |  | RCFL-H*3621 | 13 | 16 | Yes | Yes | 2015-02-05 |  | 2
FALSE | RA1436AD1 | 4760 | 7601418 | RHEEM SALES COMPANY, INC. | RA1436AC1 | AC | Split System: Air-Cooled Condensing Unit, Coil with Blower | RA1436AC1 |  | RCFL-H*3821 | 13 | 15.5 | Yes | Yes | 2015-02-05 |  | 1
FALSE | RA1418AJ1 | 4757 | 7599510 | RHEEM SALES COMPANY, INC. | RA1418AJ1 | AC | Split System: Air-Cooled Condensing Unit, Coil with Blower | RA1418AJ1 |  | RCF2417HTAM | 13 | 16 | Yes | Yes | 2015-02-05 |  | 2
FALSE | RA1630AJ1 | 4916 | 7941273 | RHEEM SALES COMPANY, INC. | RA1630AJ1 | AC | Split System: Air-Cooled Condensing Unit, Coil with Blower | RA1630AJ1 |  | RCFN-H*3624 | 13 | 16 | Yes | Yes | 2015-02-05 |  | 2
FALSE | RA1624AJ1 | 4915 | 7940874 | RHEEM SALES COMPANY, INC. | RA1624AJ1 | AC | Split System: Air-Cooled Condensing Unit, Coil with Blower | RA1624AJ1 |  | RCQD-2417 | 13 | 16 | Yes | Yes | 2015-02-05 |  | 2
FALSE | RA1636AJ1 | 4917 | 7941890 | RHEEM SALES COMPANY, INC. | RA1636AJ1 | AC | Split System: Air-Cooled Condensing Unit, Coil with Blower | RA1636AJ1 |  | RCF3621STAM | 13 | 15.5 | Yes | Yes | 2015-02-05 |  | 1
FALSE | RA1660AC1 | 4920 | 7943649 | RHEEM SALES COMPANY, INC. | RA1660AJ1 | AC | Split System: Air-Cooled Condensing Unit, Coil with Blower | RA1660AJ1 |  | RCFN-H*6024 | 12.5 | 15.1 | Yes | Yes | 2015-02-05 |  | 1
FALSE | RA1642AJ1 | 4918 | 7942745 | RHEEM SALES COMPANY, INC. | RA1642AJ1 | AC | Split System: Air-Cooled Condensing Unit, Coil with Blower | RA1642AJ1 |  | RCFL-H*4824 | 13 | 15.5 | Yes | Yes | 2015-02-05 |  | 1
FALSE | RA1424AJ1 | 4758 | 7490949 | RHEEM SALES COMPANY, INC. | RA1424AJ1 | AC | Split System: Air-Cooled Condensing Unit, Coil with Blower | RA1424AJ1 |  | RCQD-2417 | 13 | 16 | Yes | Yes | 2015-02-05 |  | 2
FALSE | RA1448AD1 | 4762 | 7492533 | RHEEM SALES COMPANY, INC. | RA1448AJ1 | AC | Split System: Air-Cooled Condensing Unit, Coil with Blower | RA1448AJ1 |  | RCQD-4821 | 12 | 14.5 | Yes | Yes | 2015-02-05 |  | 0
FALSE | RA1630AJ1 | 4916 | 7941069 | RHEEM SALES COMPANY, INC. | RA1630AJ1 | AC | Split System: Air-Cooled Condensing Unit, Coil with Blower | RA1630AJ1 |  | RCF3624MTAM | 13 | 16 | Yes | Yes | 2015-02-05 |  | 2
FALSE | RA1660AC1 | 4920 | 7943564 | RHEEM SALES COMPANY, INC. | RA1660AJ1 | AC | Split System: Air-Cooled Condensing Unit, Coil with Blower | RA1660AJ1 |  | RCF6024HTAM | 12.5 | 15.1 | Yes | Yes | 2015-02-05 |  | 1
FALSE | RA1318AJ1 | 4821 | 7507435 | RHEEM SALES COMPANY, INC. | RA1318AJ1 | AC | Split System: Air-Cooled Condensing Unit, Coil with Blower | RA1318AJ1 |  | RCF2417MTAM | 12.5 | 15 | Yes | Yes | 2015-02-05 |  | 1
FALSE | RA1436AD1 | 4760 | 7493675 | RHEEM SALES COMPANY, INC. | RA1436AC1 | AC | Split System: Air-Cooled Condensing Unit, Coil with Blower | RA1436AC1 |  | RHLL-HM3617 | 12.5 | 15 | Yes | Yes | 2015-02-05 |  | 1
FALSE | RA1436AD1 | 4760 | 7600041 | RHEEM SALES COMPANY, INC. | RA1436AD1 | AC | Split System: Air-Cooled Condensing Unit, Coil with Blower | RA1436AD1 |  | RCFL-H*3821 | 13 | 15.5 | Yes | Yes | 2015-02-05 |  | 1
FALSE | RA1442AD1 | 4761 | 7945132 | RHEEM SALES COMPANY, INC. | RA1442AJ1 | AC | Split System: Air-Cooled Condensing Unit, Coil with Blower | RA1442AJ1 |  | RCF4824STAM | 12.5 | 15.1 | Yes | Yes | 2015-02-05 |  | 1
FALSE | RA1648AJ1 | 4919 | 7943251 | RHEEM SALES COMPANY, INC. | RA1648AJ1 | AC | Split System: Air-Cooled Condensing Unit, Coil with Blower | RA1648AJ1 |  | RCF4821STAM | 13 | 15.5 | Yes | Yes | 2015-02-05 |  | 1
FALSE | RA1630AJ1 | 4916 | 7944049 | RHEEM SALES COMPANY, INC. | RA1630AJ1 | AC | Split System: Air-Cooled Condensing Unit, Coil with Blower | RA1630AJ1 |  | RCF3624HTAM | 13 | 16 | Yes | Yes | 2015-02-05 |  | 2
FALSE | RA1442AD1 | 4761 | 7600450 | RHEEM SALES COMPANY, INC. | RA1442AD1 | AC | Split System: Air-Cooled Condensing Unit, Coil with Blower | RA1442AD1 |  | RCFL-H*4824 | 12 | 14.5 | Yes | Yes | 2015-02-05 |  | 0
FALSE | RA1630AJ1 | 4916 | 7941094 | RHEEM SALES COMPANY, INC. | RA1630AJ1 | AC | Split System: Air-Cooled Condensing Unit, Coil with Blower | RA1630AJ1 |  | RCFL-H*3617 | 13 | 16 | Yes | Yes | 2015-02-05 |  | 2
FALSE | RA1436AD1 | 4760 | 7600098 | RHEEM SALES COMPANY, INC. | RA1436AD1 | AC | Split System: Air-Cooled Condensing Unit, Coil with Blower | RA1436AD1 |  | RCQD-3621 | 13 | 15.5 | Yes | Yes | 2015-02-05 |  | 1
FALSE | RA1642AJ1 | 4918 | 7942467 | RHEEM SALES COMPANY, INC. | RA1642AC1 | AC | Split System: Air-Cooled Condensing Unit, Coil with Blower | RA1642AC1 |  | RCFN-H*4824 | 13 | 16 | Yes | Yes | 2015-02-05 |  | 2
FALSE | RA1436AD1 | 4760 | 7491481 | RHEEM SALES COMPANY, INC. | RA1436AC1 | AC | Split System: Air-Cooled Condensing Unit, Coil with Blower | RA1436AC1 |  | RCQD-3621 | 13 | 15.5 | Yes | Yes | 2015-02-05 |  | 1
FALSE | RA1442AD1 | 4761 | 7600536 | RHEEM SALES COMPANY, INC. | RA1442AJ1 | AC | Split System: Air-Cooled Condensing Unit, Coil with Blower | RA1442AJ1 |  | RCF4824STAM | 12.5 | 15.1 | Yes | Yes | 2015-02-05 |  | 1
FALSE | RA1436AD1 | 4760 | 7600188 | RHEEM SALES COMPANY, INC. | RA1436AJ1 | AC | Split System: Air-Cooled Condensing Unit, Coil with Blower | RA1436AJ1 |  | RCF3621STAM | 12.5 | 15.1 | Yes | Yes | 2015-02-05 |  | 1
FALSE | RA1642AJ1 | 4918 | 7942287 | RHEEM SALES COMPANY, INC. | RA1642AC1 | AC | Split System: Air-Cooled Condensing Unit, Coil with Blower | RA1642AC1 |  | RCF4824HTAM | 13 | 16 | Yes | Yes | 2015-02-05 |  | 2
FALSE | RA1624AJ1 | 4915 | 7940820 | RHEEM SALES COMPANY, INC. | RA1624AJ1 | AC | Split System: Air-Cooled Condensing Unit, Coil with Blower | RA1624AJ1 |  | RCFN-H*2417 | 13 | 16 | Yes | Yes | 2015-02-05 |  | 2
FALSE | RA1642AJ1 | 4918 | 7942623 | RHEEM SALES COMPANY, INC. | RA1642AJ1 | AC | Split System: Air-Cooled Condensing Unit, Coil with Blower | RA1642AJ1 |  | RCF4824HTAM | 13 | 16 | Yes | Yes | 2015-02-05 |  | 2
FALSE | RA1630AJ1 | 4916 | 7941306 | RHEEM SALES COMPANY, INC. | RA1630AJ1 | AC | Split System: Air-Cooled Condensing Unit, Coil with Blower | RA1630AJ1 |  | RCQD-3621 | 13 | 16 | Yes | Yes | 2015-02-05 |  | 2
FALSE | RA1660AC1 | 4920 | 7943843 | RHEEM SALES COMPANY, INC. | RA1660AC1 | AC | Split System: Air-Cooled Condensing Unit, Coil with Blower | RA1660AC1 |  | RCFL-H*6024 | 12.5 | 15.1 | Yes | Yes | 2015-02-05 |  | 1
FALSE | RA1436AD1 | 4760 | 7600027 | RHEEM SALES COMPANY, INC. | RA1436AD1 | AC | Split System: Air-Cooled Condensing Unit, Coil with Blower | RA1436AD1 |  | RCFL-H*3821 | 12.5 | 15.1 | Yes | Yes | 2015-02-05 |  | 1
FALSE | RA1636AJ1 | 4917 | 7941671 | RHEEM SALES COMPANY, INC. | RA1636AC1 | AC | Split System: Air-Cooled Condensing Unit, Coil with Blower | RA1636AC1 |  | RCFL-H*3824 | 13 | 16 | Yes | Yes | 2015-02-05 |  | 2
FALSE | RA1642AJ1 | 4918 | 7942451 | RHEEM SALES COMPANY, INC. | RA1642AC1 | AC | Split System: Air-Cooled Condensing Unit, Coil with Blower | RA1642AC1 |  | RCFN-H*4824 | 13 | 16 | Yes | Yes | 2015-02-05 |  | 2
FALSE | RA1330AJ1 | 4823 | 7508042 | RHEEM SALES COMPANY, INC. | RA1330AJ1 | AC | Split System: Air-Cooled Condensing Unit, Coil with Blower | RA1330AJ1 |  | RCFL-H*3821 | 12 | 14.5 | Yes | Yes | 2015-02-05 |  | 0
FALSE | RA1436AD1 | 4760 | 7491456 | RHEEM SALES COMPANY, INC. | RA1436AC1 | AC | Split System: Air-Cooled Condensing Unit, Coil with Blower | RA1436AC1 |  | RCFL-H*3824 | 13 | 15.5 | Yes | Yes | 2015-02-05 |  | 1
FALSE | RA1648AJ1 | 4919 | 7942910 | RHEEM SALES COMPANY, INC. | RA1648AC1 | AC | Split System: Air-Cooled Condensing Unit, Coil with Blower | RA1648AC1 |  | RCF4821STAM | 13 | 15.5 | Yes | Yes | 2015-02-05 |  | 1
FALSE | RA1436AD1 | 4760 | 7599685 | RHEEM SALES COMPANY, INC. | RA1436AC1 | AC | Split System: Air-Cooled Condensing Unit, Coil with Blower | RA1436AC1 |  | RCF3621STAM | 12 | 14.5 | Yes | Yes | 2015-02-05 |  | 0
FALSE | RA1636AJ1 | 4917 | 7941403 | RHEEM SALES COMPANY, INC. | RA1636AC1 | AC | Split System: Air-Cooled Condensing Unit, Coil with Blower | RA1636AC1 |  | RCF3621MTAM | 13 | 16 | Yes | Yes | 2015-02-05 |  | 2
FALSE | RA1642AJ1 | 4918 | 7942495 | RHEEM SALES COMPANY, INC. | RA1642AC1 | AC | Split System: Air-Cooled Condensing Unit, Coil with Blower | RA1642AC1 |  | RCQD-4821 | 13 | 15.5 | Yes | Yes | 2015-02-05 |  | 1
FALSE | RA1442AD1 | 4761 | 7491920 | RHEEM SALES COMPANY, INC. | RA1442AC1 | AC | Split System: Air-Cooled Condensing Unit, Coil with Blower | RA1442AC1 |  | RCFL-H*4821 | 12 | 14.5 | Yes | Yes | 2015-02-05 |  | 0
FALSE | RA1630AJ1 | 4916 | 7941158 | RHEEM SALES COMPANY, INC. | RA1630AJ1 | AC | Split System: Air-Cooled Condensing Unit, Coil with Blower | RA1630AJ1 |  | RCFL-H*3821 | 13 | 15.5 | Yes | Yes | 2015-02-05 |  | 1
FALSE | RA1448AD1 | 4762 | 7492423 | RHEEM SALES COMPANY, INC. | RA1448AJ1 | AC | Split System: Air-Cooled Condensing Unit, Coil with Blower | RA1448AJ1 |  | RCF4824STAM | 12 | 14.5 | Yes | Yes | 2015-02-05 |  | 0
FALSE | RA1418AJ1 | 4757 | 7601319 | RHEEM SALES COMPANY, INC. | RA1418AJ1 | AC | Split System: Air-Cooled Condensing Unit, Coil with Blower | RA1418AJ1 |  | RCF2421MTAM | 13 | 16 | Yes | Yes | 2015-02-05 |  | 2
FALSE | RA1424AJ1 | 4758 | 7500967 | RHEEM SALES COMPANY, INC. | RA1424AJ1 | AC | Split System: Air-Cooled Condensing Unit, Coil with Blower | RA1424AJ1 |  | RCFN-H*2421 | 13 | 15.5 | Yes | Yes | 2015-02-05 |  | 1
FALSE | RA1460AD1 | 4763 | 7600987 | RHEEM SALES COMPANY, INC. | RA1460AD1 | AC | Split System: Air-Cooled Condensing Unit, Coil with Blower | RA1460AD1 |  | RCFL-H*6024 | 12 | 14.5 | Yes | Yes | 2015-02-05 |  | 0
FALSE | RA1624AJ1 | 4915 | 7943987 | RHEEM SALES COMPANY, INC. | RA1624AJ1 | AC | Split System: Air-Cooled Condensing Unit, Coil with Blower | RA1624AJ1 |  | RCF2417MTAM | 13 | 16 | Yes | Yes | 2015-02-05 |  | 2
FALSE | RA1342AD1 | 4827 | 7511827 | RHEEM SALES COMPANY, INC. | RA1342AJ1 | AC | Split System: Air-Cooled Condensing Unit, Coil with Blower | RA1342AJ1 |  | RCF4824HTAM | 12 | 14.5 | Yes | Yes | 2015-02-05 |  | 0
FALSE | RA1636AJ1 | 4917 | 7941807 | RHEEM SALES COMPANY, INC. | RA1636AJ1 | AC | Split System: Air-Cooled Condensing Unit, Coil with Blower | RA1636AJ1 |  | RCF3617STAM | 12.5 | 15.1 | Yes | Yes | 2015-02-05 |  | 1
FALSE | RA1648AJ1 | 4919 | 7943415 | RHEEM SALES COMPANY, INC. | RA1648AJ1 | AC | Split System: Air-Cooled Condensing Unit, Coil with Blower | RA1648AJ1 |  | RCFL-H*4824 | 13 | 15.5 | Yes | Yes | 2015-02-05 |  | 1
FALSE | RA1436AD1 | 4760 | 7599920 | RHEEM SALES COMPANY, INC. | RA1436AD1 | AC | Split System: Air-Cooled Condensing Unit, Coil with Blower | RA1436AD1 |  | RCFL-H*3617 | 12 | 14.5 | Yes | Yes | 2015-02-05 |  | 0
FALSE | RA1442AD1 | 4761 | 7600296 | RHEEM SALES COMPANY, INC. | RA1442AD1 | AC | Split System: Air-Cooled Condensing Unit, Coil with Blower | RA1442AD1 |  | RCF4821STAM | 12 | 14.5 | Yes | Yes | 2015-02-05 |  | 0
FALSE | RA1630AJ1 | 4916 | 7944042 | RHEEM SALES COMPANY, INC. | RA1630AJ1 | AC | Split System: Air-Cooled Condensing Unit, Coil with Blower | RA1630AJ1 |  | RCF3621STAM | 13 | 16 | Yes | Yes | 2015-02-05 |  | 2
FALSE | RA1318AJ1 | 4821 | 7507540 | RHEEM SALES COMPANY, INC. | RA1318AJ1 | AC | Split System: Air-Cooled Condensing Unit, Coil with Blower | RA1318AJ1 |  | RCFL-H*2621 | 12 | 14.5 | Yes | Yes | 2015-02-05 |  | 0
FALSE | RA1648AJ1 | 4919 | 7942944 | RHEEM SALES COMPANY, INC. | RA1648AC1 | AC | Split System: Air-Cooled Condensing Unit, Coil with Blower | RA1648AC1 |  | RCF4824HTAM | 13 | 16 | Yes | Yes | 2015-02-05 |  | 2
FALSE | RA1660AC1 | 4920 | 7943780 | RHEEM SALES COMPANY, INC. | RA1660AC1 | AC | Split System: Air-Cooled Condensing Unit, Coil with Blower | RA1660AC1 |  | RCF6024HTAM | 12.5 | 15.1 | Yes | Yes | 2015-02-05 |  | 1
FALSE | RA1430AJ1 | 4759 | 7491209 | RHEEM SALES COMPANY, INC. | RA1430AJ1 | AC | Split System: Air-Cooled Condensing Unit, Coil with Blower | RA1430AJ1 |  | RCFN-H*3624 | 13 | 16 | Yes | Yes | 2015-02-05 |  | 2
FALSE | RA1442AD1 | 4761 | 7601503 | RHEEM SALES COMPANY, INC. | RA1442AD1 | AC | Split System: Air-Cooled Condensing Unit, Coil with Blower | RA1442AD1 |  | RCF4821STAM | 12 | 14.5 | Yes | Yes | 2015-02-05 |  | 0
FALSE | RA1636AJ1 | 4917 | 7942216 | RHEEM SALES COMPANY, INC. | RA1636AJ1 | AC | Split System: Air-Cooled Condensing Unit, Coil with Blower | RA1636AJ1 |  | RHKL-HM3821 | 13 | 16 | Yes | Yes | 2015-02-05 |  | 2
FALSE | RA1442AD1 | 4761 | 7491965 | RHEEM SALES COMPANY, INC. | RA1442AC1 | AC | Split System: Air-Cooled Condensing Unit, Coil with Blower | RA1442AC1 |  | RCFN-H*4824 | 12.5 | 15.1 | Yes | Yes | 2015-02-05 |  | 1
FALSE | RA1660AC1 | 4920 | 7944300 | RHEEM SALES COMPANY, INC. | RA1660AJ1 | AC | Split System: Air-Cooled Condensing Unit, Coil with Blower | RA1660AJ1 |  | RCF6024STAM | 12.5 | 15.1 | Yes | Yes | 2015-02-05 |  | 1
FALSE | RA1630AJ1 | 4916 | 7941107 | RHEEM SALES COMPANY, INC. | RA1630AJ1 | AC | Split System: Air-Cooled Condensing Unit, Coil with Blower | RA1630AJ1 |  | RCFL-H*3617 | 13 | 16 | Yes | Yes | 2015-02-05 |  | 2
FALSE | RA1660AC1 | 4920 | 7944282 | RHEEM SALES COMPANY, INC. | RA1660AC1 | AC | Split System: Air-Cooled Condensing Unit, Coil with Blower | RA1660AC1 |  | RCF6024HTAM | 12.5 | 15.1 | Yes | Yes | 2015-02-05 |  | 1
FALSE | RA1430AJ1 | 4759 | 7491018 | RHEEM SALES COMPANY, INC. | RA1430AJ1 | AC | Split System: Air-Cooled Condensing Unit, Coil with Blower | RA1430AJ1 |  | RCF3621STAM | 12.5 | 15.1 | Yes | Yes | 2015-02-05 |  | 1
FALSE | RA1642AJ1 | 4918 | 7942708 | RHEEM SALES COMPANY, INC. | RA1642AJ1 | AC | Split System: Air-Cooled Condensing Unit, Coil with Blower | RA1642AJ1 |  | RCFL-H*4821 | 12.2 | 14.5 | Yes | Yes | 2015-02-05 |  | 0
FALSE | RA1660AC1 | 4920 | 7943847 | RHEEM SALES COMPANY, INC. | RA1660AC1 | AC | Split System: Air-Cooled Condensing Unit, Coil with Blower | RA1660AC1 |  | RCFL-H*6024 | 12.5 | 15.1 | Yes | Yes | 2015-02-05 |  | 1
FALSE | RA1636AJ1 | 4917 | 7941372 | RHEEM SALES COMPANY, INC. | RA1636AC1 | AC | Split System: Air-Cooled Condensing Unit, Coil with Blower | RA1636AC1 |  | RCF3617STAM | 12.5 | 15.1 | Yes | Yes | 2015-02-05 |  | 1
FALSE | RA1642AJ1 | 4918 | 7942551 | RHEEM SALES COMPANY, INC. | RA1642AC1 | AC | Split System: Air-Cooled Condensing Unit, Coil Alone | RA1642AC1 |  | RCQD-4824+RXMD-C04 | 12.5 | 15 | Yes | Yes | 2015-02-05 |  | 1
FALSE | RA1618AJ1 | 4914 | 7940374 | RHEEM SALES COMPANY, INC. | RA1618AJ1 | AC | Split System: Air-Cooled Condensing Unit, Coil with Blower | RA1618AJ1 |  | RCF2421HTAM | 13 | 16 | Yes | Yes | 2015-02-05 |  | 2
FALSE | RA1636AJ1 | 4917 | 7941923 | RHEEM SALES COMPANY, INC. | RA1636AJ1 | AC | Split System: Air-Cooled Condensing Unit, Coil with Blower | RA1636AJ1 |  | RCF3624HTAM | 13 | 16 | Yes | Yes | 2015-02-05 |  | 2
FALSE | RA1336AD1 | 4824 | 7508469 | RHEEM SALES COMPANY, INC. | RA1336AC1 | AC | Split System: Air-Cooled Condensing Unit, Coil with Blower | RA1336AC1 |  | RCFN-H*3624 | 12.5 | 15.1 | Yes | Yes | 2015-02-05 |  | 1
FALSE | RA1436AD1 | 4760 | 7600203 | RHEEM SALES COMPANY, INC. | RA1436AJ1 | AC | Split System: Air-Cooled Condensing Unit, Coil with Blower | RA1436AJ1 |  | RCFL-H*3617 | 12 | 14.5 | Yes | Yes | 2015-02-05 |  | 0
FALSE | RA1442AD1 | 4761 | 7491919 | RHEEM SALES COMPANY, INC. | RA1442AC1 | AC | Split System: Air-Cooled Condensing Unit, Coil with Blower | RA1442AC1 |  | RCFL-H*4821 | 12 | 14.5 | Yes | Yes | 2015-02-05 |  | 0
FALSE | RA1460AD1 | 4763 | 7493716 | RHEEM SALES COMPANY, INC. | RA1460AC1 | AC | Split System: Air-Cooled Condensing Unit, Coil with Blower | RA1460AC1 |  | RHML-HM6024 | 12 | 14.5 | Yes | Yes | 2015-02-05 |  | 0
FALSE | RA1636AJ1 | 4917 | 7941711 | RHEEM SALES COMPANY, INC. | RA1636AC1 | AC | Split System: Air-Cooled Condensing Unit, Coil with Blower | RA1636AC1 |  | RCQD-3621 | 13 | 16 | Yes | Yes | 2015-02-05 |  | 2
FALSE | RA1442AD1 | 4761 | 7491929 | RHEEM SALES COMPANY, INC. | RA1442AC1 | AC | Split System: Air-Cooled Condensing Unit, Coil with Blower | RA1442AC1 |  | RCFL-H*4824 | 12 | 14.5 | Yes | Yes | 2015-02-05 |  | 0
FALSE | RA1624AJ1 | 4915 | 7940863 | RHEEM SALES COMPANY, INC. | RA1624AJ1 | AC | Split System: Air-Cooled Condensing Unit, Coil with Blower | RA1624AJ1 |  | RCFN-H*2421 | 13 | 16 | Yes | Yes | 2015-02-05 |  | 2
FALSE | RA1430AJ1 | 4759 | 7491108 | RHEEM SALES COMPANY, INC. | RA1430AJ1 | AC | Split System: Air-Cooled Condensing Unit, Coil with Blower | RA1430AJ1 |  | RCFL-H*3621 | 13 | 15.5 | Yes | Yes | 2015-02-05 |  | 1
FALSE | RA1436AD1 | 4760 | 7600018 | RHEEM SALES COMPANY, INC. | RA1436AD1 | AC | Split System: Air-Cooled Condensing Unit, Coil with Blower | RA1436AD1 |  | RCFL-H*3821 | 12.5 | 15.1 | Yes | Yes | 2015-02-05 |  | 1
FALSE | RA1630AJ1 | 4916 | 7941241 | RHEEM SALES COMPANY, INC. | RA1630AJ1 | AC | Split System: Air-Cooled Condensing Unit, Coil with Blower | RA1630AJ1 |  | RCFL-H*3824 | 13 | 16 | Yes | Yes | 2015-02-05 |  | 2
FALSE | RA1642AJ1 | 4918 | 7942628 | RHEEM SALES COMPANY, INC. | RA1642AJ1 | AC | Split System: Air-Cooled Condensing Unit, Coil with Blower | RA1642AJ1 |  | RCF4824HTAM | 13 | 16 | Yes | Yes | 2015-02-05 |  | 2
FALSE | RA1418AJ1 | 4757 | 7500935 | RHEEM SALES COMPANY, INC. | RA1418AJ1 | AC | Split System: Air-Cooled Condensing Unit, Coil with Blower | RA1418AJ1 |  | RCF2417HTAM | 13 | 16 | Yes | Yes | 2015-02-05 |  | 2
FALSE | RA1330AJ1 | 4823 | 7508016 | RHEEM SALES COMPANY, INC. | RA1330AJ1 | AC | Split System: Air-Cooled Condensing Unit, Coil with Blower | RA1330AJ1 |  | RCFL-H*3621 | 12 | 14.5 | Yes | Yes | 2015-02-05 |  | 0
FALSE | RA1624AJ1 | 4915 | 7940780 | RHEEM SALES COMPANY, INC. | RA1624AJ1 | AC | Split System: Air-Cooled Condensing Unit, Coil with Blower | RA1624AJ1 |  | RCFL-H*2621 | 13 | 16 | Yes | Yes | 2015-02-05 |  | 2
FALSE | RA1624AJ1 | 4915 | 7940847 | RHEEM SALES COMPANY, INC. | RA1624AJ1 | AC | Split System: Air-Cooled Condensing Unit, Coil with Blower | RA1624AJ1 |  | RCFN-H*2421 | 13 | 16 | Yes | Yes | 2015-02-05 |  | 2
FALSE | RA1436AD1 | 4760 | 7599888 | RHEEM SALES COMPANY, INC. | RA1436AD1 | AC | Split System: Air-Cooled Condensing Unit, Coil with Blower | RA1436AD1 |  | RCF3624MTAM | 13 | 15.5 | Yes | Yes | 2015-02-05 |  | 1
FALSE | RA1442AD1 | 4761 | 7600428 | RHEEM SALES COMPANY, INC. | RA1442AD1 | AC | Split System: Air-Cooled Condensing Unit, Coil with Blower | RA1442AD1 |  | RCFL-H*4824 | 12 | 14.5 | Yes | Yes | 2015-02-05 |  | 0
FALSE | RA1330AJ1 | 4823 | 7507879 | RHEEM SALES COMPANY, INC. | RA1330AJ1 | AC | Split System: Air-Cooled Condensing Unit, Coil with Blower | RA1330AJ1 |  | RCF3621MTAM | 12 | 14.5 | Yes | Yes | 2015-02-05 |  | 0
FALSE | RA1660AC1 | 4920 | 7943669 | RHEEM SALES COMPANY, INC. | RA1660AJ1 | AC | Split System: Air-Cooled Condensing Unit, Coil with Blower | RA1660AJ1 |  | RCFN-H*6024 | 12.5 | 15.1 | Yes | Yes | 2015-02-05 |  | 1
FALSE | RA1636AJ1 | 4917 | 7941963 | RHEEM SALES COMPANY, INC. | RA1636AJ1 | AC | Split System: Air-Cooled Condensing Unit, Coil with Blower | RA1636AJ1 |  | RCF3624MTAM | 13 | 16 | Yes | Yes | 2015-02-05 |  | 2
FALSE | RA1436AD1 | 4760 | 7601488 | RHEEM SALES COMPANY, INC. | RA1436AJ1 | AC | Split System: Air-Cooled Condensing Unit, Coil with Blower | RA1436AJ1 |  | RCQD-3621 | 13 | 16 | Yes | Yes | 2015-02-05 |  | 2
FALSE | RA1448AD1 | 4762 | 7601572 | RHEEM SALES COMPANY, INC. | RA1448AJ1 | AC | Split System: Air-Cooled Condensing Unit, Coil with Blower | RA1448AJ1 |  | RCQD-4821 | 12 | 14.5 | Yes | Yes | 2015-02-05 |  | 0
FALSE | RA1330AJ1 | 4823 | 7507969 | RHEEM SALES COMPANY, INC. | RA1330AJ1 | AC | Split System: Air-Cooled Condensing Unit, Coil with Blower | RA1330AJ1 |  | RCF3624MTAM | 12 | 14.5 | Yes | Yes | 2015-02-05 |  | 0
FALSE | RA1330AJ1 | 4823 | 7508050 | RHEEM SALES COMPANY, INC. | RA1330AJ1 | AC | Split System: Air-Cooled Condensing Unit, Coil with Blower | RA1330AJ1 |  | RCFL-H*3821 | 12 | 14.5 | Yes | Yes | 2015-02-05 |  | 0
FALSE | RA1460AD1 | 4763 | 7601050 | RHEEM SALES COMPANY, INC. | RA1460AJ1 | AC | Split System: Air-Cooled Condensing Unit, Coil with Blower | RA1460AJ1 |  | RCF6024STAM | 12 | 14.5 | Yes | Yes | 2015-02-05 |  | 0
FALSE | RA1418AJ1 | 4757 | 7944914 | RHEEM SALES COMPANY, INC. | RA1418AJ1 | AC | Split System: Air-Cooled Condensing Unit, Coil with Blower | RA1418AJ1 |  | RCF2417MTAM | 13 | 16 | Yes | Yes | 2015-02-05 |  | 2
FALSE | RA1424AJ1 | 4758 | 7490746 | RHEEM SALES COMPANY, INC. | RA1424AJ1 | AC | Split System: Air-Cooled Condensing Unit, Coil with Blower | RA1424AJ1 |  | RCF2417HTAM | 13 | 15.5 | Yes | Yes | 2015-02-05 |  | 1
FALSE | RA1442AD1 | 4761 | 7600439 | RHEEM SALES COMPANY, INC. | RA1442AD1 | AC | Split System: Air-Cooled Condensing Unit, Coil with Blower | RA1442AD1 |  | RCFL-H*4824 | 12 | 14.5 | Yes | Yes | 2015-02-05 |  | 0
FALSE | RA1618AJ1 | 4914 | 7940549 | RHEEM SALES COMPANY, INC. | RA1618AJ1 | AC | Split System: Air-Cooled Condensing Unit, Coil with Blower | RA1618AJ1 |  | RCQD-2417 | 13 | 16 | Yes | Yes | 2015-02-05 |  | 2
FALSE | RA1624AJ1 | 4915 | 7940682 | RHEEM SALES COMPANY, INC. | RA1624AJ1 | AC | Split System: Air-Cooled Condensing Unit, Coil with Blower | RA1624AJ1 |  | RCF2421MTAM | 13 | 16 | Yes | Yes | 2015-02-05 |  | 2
FALSE | RA1436AD1 | 4760 | 7600217 | RHEEM SALES COMPANY, INC. | RA1436AJ1 | AC | Split System: Air-Cooled Condensing Unit, Coil with Blower | RA1436AJ1 |  | RCFL-H*3821 | 13 | 15.5 | Yes | Yes | 2015-02-05 |  | 1
FALSE | RA1636AJ1 | 4917 | 7942183 | RHEEM SALES COMPANY, INC. | RA1636AJ1 | AC | Split System: Air-Cooled Condensing Unit, Coil with Blower | RA1636AJ1 |  | RCQD-3624 | 13 | 16 | Yes | Yes | 2015-02-05 |  | 2
FALSE | RA1630AJ1 | 4916 | 7941274 | RHEEM SALES COMPANY, INC. | RA1630AJ1 | AC | Split System: Air-Cooled Condensing Unit, Coil with Blower | RA1630AJ1 |  | RCFN-H*3624 | 13 | 16 | Yes | Yes | 2015-02-05 |  | 2
FALSE | RA1436AD1 | 4760 | 7491427 | RHEEM SALES COMPANY, INC. | RA1436AC1 | AC | Split System: Air-Cooled Condensing Unit, Coil with Blower | RA1436AC1 |  | RCFL-H*3821 | 12.5 | 15.1 | Yes | Yes | 2015-02-05 |  | 1
FALSE | RA1648AJ1 | 4919 | 7942935 | RHEEM SALES COMPANY, INC. | RA1648AC1 | AC | Split System: Air-Cooled Condensing Unit, Coil with Blower | RA1648AC1 |  | RCF4824HTAM | 13 | 16 | Yes | Yes | 2015-02-05 |  | 2
FALSE | RA1648AJ1 | 4919 | 7943143 | RHEEM SALES COMPANY, INC. | RA1648AC1 | AC | Split System: Air-Cooled Condensing Unit, Coil with Blower | RA1648AC1 |  | RCQD-4821 | 13 | 16 | Yes | Yes | 2015-02-05 |  | 2
FALSE | RA1424AJ1 | 4758 | 7490951 | RHEEM SALES COMPANY, INC. | RA1424AJ1 | AC | Split System: Air-Cooled Condensing Unit, Coil with Blower | RA1424AJ1 |  | RCQD-2417 | 13 | 15.5 | Yes | Yes | 2015-02-05 |  | 1
FALSE | RA1624AJ1 | 4915 | 7940764 | RHEEM SALES COMPANY, INC. | RA1624AJ1 | AC | Split System: Air-Cooled Condensing Unit, Coil with Blower | RA1624AJ1 |  | RCFL-H*2617 | 13 | 16 | Yes | Yes | 2015-02-05 |  | 2
FALSE | RA1418AJ1 | 4757 | 7490565 | RHEEM SALES COMPANY, INC. | RA1418AJ1 | AC | Split System: Air-Cooled Condensing Unit, Coil with Blower | RA1418AJ1 |  | RCF2421HTAM | 13 | 16 | Yes | Yes | 2015-02-05 |  | 2
FALSE | RA1448AD1 | 4762 | 7492208 | RHEEM SALES COMPANY, INC. | RA1448AC1 | AC | Split System: Air-Cooled Condensing Unit, Coil with Blower | RA1448AC1 |  | RCF4824HTAM | 12.5 | 15.1 | Yes | Yes | 2015-02-05 |  | 1
FALSE | RA1430AJ1 | 4759 | 7491231 | RHEEM SALES COMPANY, INC. | RA1430AJ1 | AC | Split System: Air-Cooled Condensing Unit, Coil with Blower | RA1430AJ1 |  | RHKL-HM3821 | 13 | 16 | Yes | Yes | 2015-02-05 |  | 2
FALSE | RA1436AD1 | 4760 | 7600025 | RHEEM SALES COMPANY, INC. | RA1436AD1 | AC | Split System: Air-Cooled Condensing Unit, Coil with Blower | RA1436AD1 |  | RCFL-H*3821 | 12 | 14.5 | Yes | Yes | 2015-02-05 |  | 0
FALSE | RA1424AJ1 | 4758 | 7490754 | RHEEM SALES COMPANY, INC. | RA1424AJ1 | AC | Split System: Air-Cooled Condensing Unit, Coil with Blower | RA1424AJ1 |  | RCF2417MTAM | 12.5 | 15.1 | Yes | Yes | 2015-02-05 |  | 1
FALSE | RA1442AD1 | 4761 | 7491843 | RHEEM SALES COMPANY, INC. | RA1442AC1 | AC | Split System: Air-Cooled Condensing Unit, Coil with Blower | RA1442AC1 |  | RCF4821STAM | 12 | 14.5 | Yes | Yes | 2015-02-05 |  | 0
FALSE | RA1418AJ1 | 4757 | 7599533 | RHEEM SALES COMPANY, INC. | RA1418AJ1 | AC | Split System: Air-Cooled Condensing Unit, Coil with Blower | RA1418AJ1 |  | RCFL-H*2417 | 13 | 15.5 | Yes | Yes | 2015-02-05 |  | 1
FALSE | RA1624AJ1 | 4915 | 7940626 | RHEEM SALES COMPANY, INC. | RA1624AJ1 | AC | Split System: Air-Cooled Condensing Unit, Coil with Blower | RA1624AJ1 |  | RCF2417STAM | 13 | 16 | Yes | Yes | 2015-02-05 |  | 2
FALSE | RA1660AC1 | 4920 | 7943816 | RHEEM SALES COMPANY, INC. | RA1660AC1 | AC | Split System: Air-Cooled Condensing Unit, Coil with Blower | RA1660AC1 |  | RCF6024STAM | 12.5 | 15.1 | Yes | Yes | 2015-02-05 |  | 1
FALSE | RA1660AC1 | 4920 | 7943796 | RHEEM SALES COMPANY, INC. | RA1660AC1 | AC | Split System: Air-Cooled Condensing Unit, Coil Alone | RA1660AC1 |  | RCF6024HTAM+RXMD-C04 | 12.5 | 15.1 | Yes | Yes | 2015-02-05 |  | 1
FALSE | RA1436AD1 | 4760 | 7491407 | RHEEM SALES COMPANY, INC. | RA1436AC1 | AC | Split System: Air-Cooled Condensing Unit, Coil with Blower | RA1436AC1 |  | RCFL-H*3821 | 12.5 | 15.1 | Yes | Yes | 2015-02-05 |  | 1
FALSE | RA1660AC1 | 4920 | 7943942 | RHEEM SALES COMPANY, INC. | RA1660AC1 | AC | Split System: Air-Cooled Condensing Unit, Coil with Blower | RA1660AC1 |  | RHPL-HM6024 | 13 | 16 | Yes | Yes | 2015-02-05 |  | 2
FALSE | RA1636AJ1 | 4917 | 7942194 | RHEEM SALES COMPANY, INC. | RA1636AJ1 | AC | Split System: Air-Cooled Condensing Unit, Coil with Blower | RA1636AJ1 |  | RCQD-3624 | 13 | 16 | Yes | Yes | 2015-02-05 |  | 2
FALSE | RA1430AJ1 | 4759 | 7491007 | RHEEM SALES COMPANY, INC. | RA1430AJ1 | AC | Split System: Air-Cooled Condensing Unit, Coil with Blower | RA1430AJ1 |  | RCF3621MTAM | 13 | 15.5 | Yes | Yes | 2015-02-05 |  | 1
FALSE | RA1436AD1 | 4760 | 7491547 | RHEEM SALES COMPANY, INC. | RA1436AJ1 | AC | Split System: Air-Cooled Condensing Unit, Coil with Blower | RA1436AJ1 |  | RCF3621MTAM | 12.5 | 15.1 | Yes | Yes | 2015-02-05 |  | 1
FALSE | RA1436AD1 | 4760 | 7600117 | RHEEM SALES COMPANY, INC. | RA1436AD1 | AC | Split System: Air-Cooled Condensing Unit, Coil with Blower | RA1436AD1 |  | RCQD-3621 | 13 | 15.5 | Yes | Yes | 2015-02-05 |  | 1
FALSE | RA1436AD1 | 4760 | 7600111 | RHEEM SALES COMPANY, INC. | RA1436AD1 | AC | Split System: Air-Cooled Condensing Unit, Coil with Blower | RA1436AD1 |  | RCQD-3621 | 13 | 16 | Yes | Yes | 2015-02-05 |  | 2
FALSE | RA1460AD1 | 4763 | 7600927 | RHEEM SALES COMPANY, INC. | RA1460AC1 | AC | Split System: Air-Cooled Condensing Unit, Coil with Blower | RA1460AC1 |  | RCFN-H*6024 | 12 | 14.5 | Yes | Yes | 2015-02-05 |  | 0
FALSE | RA1442AD1 | 4761 | 7491862 | RHEEM SALES COMPANY, INC. | RA1442AC1 | AC | Split System: Air-Cooled Condensing Unit, Coil with Blower | RA1442AC1 |  | RCF4824HTAM | 13 | 15.5 | Yes | Yes | 2015-02-05 |  | 1
FALSE | RA1636AJ1 | 4917 | 7941649 | RHEEM SALES COMPANY, INC. | RA1636AC1 | AC | Split System: Air-Cooled Condensing Unit, Coil with Blower | RA1636AC1 |  | RCFL-H*3821 | 13 | 15.5 | Yes | Yes | 2015-02-05 |  | 1
FALSE | RA1636AJ1 | 4917 | 7941437 | RHEEM SALES COMPANY, INC. | RA1636AC1 | AC | Split System: Air-Cooled Condensing Unit, Coil with Blower | RA1636AC1 |  | RCF3621STAM | 12.5 | 15.1 | Yes | Yes | 2015-02-05 |  | 1
FALSE | RA1636AJ1 | 4917 | 7941538 | RHEEM SALES COMPANY, INC. | RA1636AC1 | AC | Split System: Air-Cooled Condensing Unit, Coil with Blower | RA1636AC1 |  | RCFL-H*3617 | 13 | 15.5 | Yes | Yes | 2015-02-05 |  | 1
FALSE | RA1442AD1 | 4761 | 7600238 | RHEEM SALES COMPANY, INC. | RA1442AC1 | AC | Split System: Air-Cooled Condensing Unit, Coil with Blower | RA1442AC1 |  | RCF4821STAM | 12.5 | 15.1 | Yes | Yes | 2015-02-05 |  | 1
FALSE | RA1636AJ1 | 4917 | 7941591 | RHEEM SALES COMPANY, INC. | RA1636AC1 | AC | Split System: Air-Cooled Condensing Unit, Coil with Blower | RA1636AC1 |  | RCFL-H*3621 | 13 | 15.5 | Yes | Yes | 2015-02-05 |  | 1
FALSE | RA1624AJ1 | 4915 | 7940761 | RHEEM SALES COMPANY, INC. | RA1624AJ1 | AC | Split System: Air-Cooled Condensing Unit, Coil with Blower | RA1624AJ1 |  | RCFL-H*2617 | 13 | 16 | Yes | Yes | 2015-02-05 |  | 2
FALSE | RA1318AJ1 | 4821 | 7507425 | RHEEM SALES COMPANY, INC. | RA1318AJ1 | AC | Split System: Air-Cooled Condensing Unit, Coil with Blower | RA1318AJ1 |  | RCF2417MTAM | 12 | 14.5 | Yes | Yes | 2015-02-05 |  | 0
FALSE | RA1648AJ1 | 4919 | 7943297 | RHEEM SALES COMPANY, INC. | RA1648AJ1 | AC | Split System: Air-Cooled Condensing Unit, Coil with Blower | RA1648AJ1 |  | RCF4824STAM | 13 | 16 | Yes | Yes | 2015-02-05 |  | 2
FALSE | RA1436AD1 | 4760 | 7491270 | RHEEM SALES COMPANY, INC. | RA1436AC1 | AC | Split System: Air-Cooled Condensing Unit, Coil with Blower | RA1436AC1 |  | RCF3621MTAM | 13 | 16 | Yes | Yes | 2015-02-05 |  | 2
FALSE | RA1318AJ1 | 4821 | 7507524 | RHEEM SALES COMPANY, INC. | RA1318AJ1 | AC | Split System: Air-Cooled Condensing Unit, Coil with Blower | RA1318AJ1 |  | RCFL-H*2617 | 12 | 14.5 | Yes | Yes | 2015-02-05 |  | 0
FALSE | RA1460AD1 | 4763 | 7600993 | RHEEM SALES COMPANY, INC. | RA1460AD1 | AC | Split System: Air-Cooled Condensing Unit, Coil with Blower | RA1460AD1 |  | RCFL-H*6024 | 12 | 14.5 | Yes | Yes | 2015-02-05 |  | 0
FALSE | RA1636AJ1 | 4917 | 7941801 | RHEEM SALES COMPANY, INC. | RA1636AJ1 | AC | Split System: Air-Cooled Condensing Unit, Coil with Blower | RA1636AJ1 |  | RCF3617STAM | 12.5 | 15.1 | Yes | Yes | 2015-02-05 |  | 1
FALSE | RA1642AJ1 | 4918 | 7944181 | RHEEM SALES COMPANY, INC. | RA1642AC1 | AC | Split System: Air-Cooled Condensing Unit, Coil with Blower | RA1642AC1 |  | RCF4821STAM | 13 | 16 | Yes | Yes | 2015-02-06 |  | 2
FALSE | RA1636AJ1 | 4917 | 7941970 | RHEEM SALES COMPANY, INC. | RA1636AJ1 | AC | Split System: Air-Cooled Condensing Unit, Coil Alone | RA1636AJ1 |  | RCF3624MTAM+RXMD-C04 | 12.5 | 15.1 | Yes | Yes | 2015-02-06 |  | 1
FALSE | RA1624AJ1 | 4915 | 7940654 | RHEEM SALES COMPANY, INC. | RA1624AJ1 | AC | Split System: Air-Cooled Condensing Unit, Coil with Blower | RA1624AJ1 |  | RCF2421HTAM | 13 | 16 | Yes | Yes | 2015-02-06 |  | 2
FALSE | RA1636AJ1 | 4917 | 7944138 | RHEEM SALES COMPANY, INC. | RA1636AJ1 | AC | Split System: Air-Cooled Condensing Unit, Coil with Blower | RA1636AJ1 |  | RCF3621MTAM | 13 | 16 | Yes | Yes | 2015-02-06 |  | 2
FALSE | RA1436AD1 | 4760 | 7600225 | RHEEM SALES COMPANY, INC. | RA1436AJ1 | AC | Split System: Air-Cooled Condensing Unit, Coil with Blower | RA1436AJ1 |  | RCFL-H*3824 | 13 | 15.5 | Yes | Yes | 2015-02-06 |  | 1
FALSE | RA1636AJ1 | 4917 | 7942031 | RHEEM SALES COMPANY, INC. | RA1636AJ1 | AC | Split System: Air-Cooled Condensing Unit, Coil with Blower | RA1636AJ1 |  | RCFL-H*3621 | 13 | 15.5 | Yes | Yes | 2015-02-06 |  | 1
FALSE | RA1448AD1 | 4762 | 7600854 | RHEEM SALES COMPANY, INC. | RA1448AD1 | AC | Split System: Air-Cooled Condensing Unit, Coil with Blower | RA1448AD1 |  | RH1T4824STAN | 12.5 | 15 | Yes | Yes | 2015-02-06 |  | 1
FALSE | RA1648AJ1 | 4919 | 7943065 | RHEEM SALES COMPANY, INC. | RA1648AC1 | AC | Split System: Air-Cooled Condensing Unit, Coil with Blower | RA1648AC1 |  | RCFL-H*4824 | 13 | 16 | Yes | Yes | 2015-02-06 |  | 2
FALSE | RA1618AJ1 | 4914 | 7940563 | RHEEM SALES COMPANY, INC. | RA1618AJ1 | AC | Split System: Air-Cooled Condensing Unit, Coil with Blower | RA1618AJ1 |  | RF1T2421MTAN | 13 | 16 | Yes | Yes | 2015-02-06 |  | 2
FALSE | RA1336AD1 | 4824 | 7508876 | RHEEM SALES COMPANY, INC. | RA1336AJ1 | AC | Split System: Air-Cooled Condensing Unit, Coil with Blower | RA1336AJ1 |  | RCQD-3621 | 12 | 14.5 | Yes | Yes | 2015-02-06 |  | 0
FALSE | RA1330AJ1 | 4823 | 7982312 | RHEEM SALES COMPANY, INC. | RA1330AJ1 | AC | Split System: Air-Cooled Condensing Unit, Coil with Blower | RA1330AJ1 |  | RCF3621MTAM | 12 | 14.5 | Yes | Yes | 2015-02-06 |  | 0
FALSE | RA1336AD1 | 4824 | 7508292 | RHEEM SALES COMPANY, INC. | RA1336AC1 | AC | Split System: Air-Cooled Condensing Unit, Coil with Blower | RA1336AC1 |  | RCF3624HTAM | 12 | 14.5 | Yes | Yes | 2015-02-06 |  | 0
FALSE | RA1618AJ1 | 4914 | 7940372 | RHEEM SALES COMPANY, INC. | RA1618AJ1 | AC | Split System: Air-Cooled Condensing Unit, Coil with Blower | RA1618AJ1 |  | RCF2421HTAM | 13 | 16 | Yes | Yes | 2015-02-06 |  | 2
FALSE | RA1636AJ1 | 4917 | 7941378 | RHEEM SALES COMPANY, INC. | RA1636AC1 | AC | Split System: Air-Cooled Condensing Unit, Coil with Blower | RA1636AC1 |  | RCF3617STAM | 12.5 | 15.1 | Yes | Yes | 2015-02-06 |  | 1
FALSE | RA1624AJ1 | 4915 | 7944006 | RHEEM SALES COMPANY, INC. | RA1624AJ1 | AC | Split System: Air-Cooled Condensing Unit, Coil with Blower | RA1624AJ1 |  | RCF2421MTAM | 13 | 16 | Yes | Yes | 2015-02-06 |  | 2
FALSE | RA1636AJ1 | 4917 | 7941748 | RHEEM SALES COMPANY, INC. | RA1636AC1 | AC | Split System: Air-Cooled Condensing Unit, Coil with Blower | RA1636AC1 |  | RCQD-3624 | 13 | 16 | Yes | Yes | 2015-02-06 |  | 2
FALSE | RA1660AC1 | 4920 | 7943573 | RHEEM SALES COMPANY, INC. | RA1660AJ1 | AC | Split System: Air-Cooled Condensing Unit, Coil with Blower | RA1660AJ1 |  | RCF6024HTAM | 13 | 15.5 | Yes | Yes | 2015-02-06 |  | 1
FALSE | RA1436AD1 | 4760 | 7600209 | RHEEM SALES COMPANY, INC. | RA1436AJ1 | AC | Split System: Air-Cooled Condensing Unit, Coil with Blower | RA1436AJ1 |  | RCFL-H*3621 | 12.5 | 15 | Yes | Yes | 2015-02-06 |  | 1
TRUE | RA1660AC1 | 4920 | 7943825 | RHEEM SALES COMPANY, INC. | RA1660AC1 | AC | Split System: Air-Cooled Condensing Unit, Coil Alone | RA1660AC1 |  | RCF6024STAM+RXMD-C04 | 12.5 | 15.1 | Yes | Yes | 2015-02-06 |  | 1
FALSE | RA1436AD1 | 4760 | 7600146 | RHEEM SALES COMPANY, INC. | RA1436AD1 | AC | Split System: Air-Cooled Condensing Unit, Coil with Blower | RA1436AD1 |  | RCQD-3624 | 13 | 16 | Yes | Yes | 2015-02-06 |  | 2
FALSE | RA1630AJ1 | 4916 | 7941202 | RHEEM SALES COMPANY, INC. | RA1630AJ1 | AC | Split System: Air-Cooled Condensing Unit, Coil with Blower | RA1630AJ1 |  | RCFL-H*3821 | 13 | 16 | Yes | Yes | 2015-02-06 |  | 2
FALSE | RA1636AJ1 | 4917 | 7942196 | RHEEM SALES COMPANY, INC. | RA1636AJ1 | AC | Split System: Air-Cooled Condensing Unit, Coil with Blower | RA1636AJ1 |  | RCQD-3624 | 13 | 16 | Yes | Yes | 2015-02-06 |  | 2
FALSE | RA1636AJ1 | 4917 | 7941819 | RHEEM SALES COMPANY, INC. | RA1636AJ1 | AC | Split System: Air-Cooled Condensing Unit, Coil with Blower | RA1636AJ1 |  | RCF3621MTAM | 13 | 16 | Yes | Yes | 2015-02-06 |  | 2
FALSE | RA1636AJ1 | 4917 | 7941977 | RHEEM SALES COMPANY, INC. | RA1636AJ1 | AC | Split System: Air-Cooled Condensing Unit, Coil with Blower | RA1636AJ1 |  | RCFL-H*3617 | 12.5 | 15.1 | Yes | Yes | 2015-02-06 |  | 1
FALSE | RA1424AJ1 | 4758 | 7490826 | RHEEM SALES COMPANY, INC. | RA1424AJ1 | AC | Split System: Air-Cooled Condensing Unit, Coil with Blower | RA1424AJ1 |  | RCF2421MTAM | 13 | 15.5 | Yes | Yes | 2015-02-06 |  | 1
FALSE | RA1436AD1 | 4760 | 7599702 | RHEEM SALES COMPANY, INC. | RA1436AC1 | AC | Split System: Air-Cooled Condensing Unit, Coil with Blower | RA1436AC1 |  | RCFL-H*3617 | 12 | 14.5 | Yes | Yes | 2015-02-06 |  | 0
FALSE | RA1436AD1 | 4760 | 7501063 | RHEEM SALES COMPANY, INC. | RA1436AJ1 | AC | Split System: Air-Cooled Condensing Unit, Coil with Blower | RA1436AJ1 |  | RCF3621MTAM | 13 | 16 | Yes | Yes | 2015-02-06 |  | 2
FALSE | RA1660AC1 | 4920 | 7943683 | RHEEM SALES COMPANY, INC. | RA1660AJ1 | AC | Split System: Air-Cooled Condensing Unit, Coil with Blower | RA1660AJ1 |  | RCFN-H*6024 | 12.5 | 15.1 | Yes | Yes | 2015-02-06 |  | 1
FALSE | RA1436AD1 | 4760 | 7945040 | RHEEM SALES COMPANY, INC. | RA1436AD1 | AC | Split System: Air-Cooled Condensing Unit, Coil with Blower | RA1436AD1 |  | RCF3624HTAM | 13 | 16 | Yes | Yes | 2015-02-06 |  | 2
FALSE | RA1436AD1 | 4760 | 7493639 | RHEEM SALES COMPANY, INC. | RA1436AC1 | AC | Split System: Air-Cooled Condensing Unit, Coil Alone | RA1436AC1 |  | RCF3621MTAM+RXMD-C04 | 12 | 14.5 | Yes | Yes | 2015-02-06 |  | 0
FALSE | RA1636AJ1 | 4917 | 7942065 | RHEEM SALES COMPANY, INC. | RA1636AJ1 | AC | Split System: Air-Cooled Condensing Unit, Coil with Blower | RA1636AJ1 |  | RCFL-H*3821 | 13 | 15.5 | Yes | Yes | 2015-02-06 |  | 1
FALSE | RA1624AJ1 | 4915 | 7940664 | RHEEM SALES COMPANY, INC. | RA1624AJ1 | AC | Split System: Air-Cooled Condensing Unit, Coil with Blower | RA1624AJ1 |  | RCF2421HTAM | 13 | 16 | Yes | Yes | 2015-02-06 |  | 2
FALSE | RA1442AD1 | 4761 | 7600371 | RHEEM SALES COMPANY, INC. | RA1442AD1 | AC | Split System: Air-Cooled Condensing Unit, Coil with Blower | RA1442AD1 |  | RCF4824STAM | 12.5 | 15 | Yes | Yes | 2015-02-06 |  | 1
FALSE | RA1618AJ1 | 4914 | 7940501 | RHEEM SALES COMPANY, INC. | RA1618AJ1 | AC | Split System: Air-Cooled Condensing Unit, Coil with Blower | RA1618AJ1 |  | RCFN-H*2417 | 13 | 16 | Yes | Yes | 2015-02-06 |  | 2
FALSE | RA1636AJ1 | 4917 | 7944094 | RHEEM SALES COMPANY, INC. | RA1636AC1 | AC | Split System: Air-Cooled Condensing Unit, Coil with Blower | RA1636AC1 |  | RCF3621MTAM | 13 | 16 | Yes | Yes | 2015-02-06 |  | 2
FALSE | RA1636AJ1 | 4917 | 7941802 | RHEEM SALES COMPANY, INC. | RA1636AJ1 | AC | Split System: Air-Cooled Condensing Unit, Coil with Blower | RA1636AJ1 |  | RCF3617STAM | 12.2 | 14.5 | Yes | Yes | 2015-02-06 |  | 0
FALSE | RA1418AJ1 | 4757 | 7490656 | RHEEM SALES COMPANY, INC. | RA1418AJ1 | AC | Split System: Air-Cooled Condensing Unit, Coil with Blower | RA1418AJ1 |  | RCFL-H*2621 | 13 | 16 | Yes | Yes | 2015-02-06 |  | 2
FALSE | RA1436AD1 | 4760 | 7491457 | RHEEM SALES COMPANY, INC. | RA1436AC1 | AC | Split System: Air-Cooled Condensing Unit, Coil with Blower | RA1436AC1 |  | RCFL-H*3824 | 13 | 15.5 | Yes | Yes | 2015-02-06 |  | 1
FALSE | RA1430AJ1 | 4759 | 7599637 | RHEEM SALES COMPANY, INC. | RA1430AJ1 | AC | Split System: Air-Cooled Condensing Unit, Coil with Blower | RA1430AJ1 |  | RCF3624MTAM | 13 | 16 | Yes | Yes | 2015-02-06 |  | 2
FALSE | RA1624AJ1 | 4915 | 7940763 | RHEEM SALES COMPANY, INC. | RA1624AJ1 | AC | Split System: Air-Cooled Condensing Unit, Coil with Blower | RA1624AJ1 |  | RCFL-H*2617 | 13 | 16 | Yes | Yes | 2015-02-06 |  | 2
FALSE | RA1430AJ1 | 4759 | 7599627 | RHEEM SALES COMPANY, INC. | RA1430AJ1 | AC | Split System: Air-Cooled Condensing Unit, Coil with Blower | RA1430AJ1 |  | RCF3621STAM | 13 | 15.5 | Yes | Yes | 2015-02-06 |  | 1
FALSE | RA1618AJ1 | 4914 | 7940415 | RHEEM SALES COMPANY, INC. | RA1618AJ1 | AC | Split System: Air-Cooled Condensing Unit, Coil with Blower | RA1618AJ1 |  | RCFL-H*2417 | 13 | 16 | Yes | Yes | 2015-02-06 |  | 2
FALSE | RA1436AD1 | 4760 | 7600003 | RHEEM SALES COMPANY, INC. | RA1436AD1 | AC | Split System: Air-Cooled Condensing Unit, Coil with Blower | RA1436AD1 |  | RCFL-H*3821 | 13 | 15.5 | Yes | Yes | 2015-02-06 |  | 1
FALSE | RA1436AD1 | 4760 | 7501016 | RHEEM SALES COMPANY, INC. | RA1436AC1 | AC | Split System: Air-Cooled Condensing Unit, Coil with Blower | RA1436AC1 |  | RCF3621MTAM | 13 | 16 | Yes | Yes | 2015-02-06 |  | 2
FALSE | RA1448AD1 | 4762 | 7945171 | RHEEM SALES COMPANY, INC. | RA1448AJ1 | AC | Split System: Air-Cooled Condensing Unit, Coil with Blower | RA1448AJ1 |  | RCF4824HTAM | 13 | 15.5 | Yes | Yes | 2015-02-06 |  | 1
FALSE | RA1636AJ1 | 4917 | 7941633 | RHEEM SALES COMPANY, INC. | RA1636AC1 | AC | Split System: Air-Cooled Condensing Unit, Coil with Blower | RA1636AC1 |  | RCFL-H*3821 | 13 | 16 | Yes | Yes | 2015-02-06 |  | 2
FALSE | RA1418AJ1 | 4757 | 7490520 | RHEEM SALES COMPANY, INC. | RA1418AJ1 | AC | Split System: Air-Cooled Condensing Unit, Coil with Blower | RA1418AJ1 |  | RCF2417HTAM | 13 | 16 | Yes | Yes | 2015-02-06 |  | 2
FALSE | RA1424AJ1 | 4758 | 7490762 | RHEEM SALES COMPANY, INC. | RA1424AJ1 | AC | Split System: Air-Cooled Condensing Unit, Coil with Blower | RA1424AJ1 |  | RCF2417MTAM | 13 | 15.5 | Yes | Yes | 2015-02-06 |  | 1
FALSE | RA1424AJ1 | 4758 | 7490952 | RHEEM SALES COMPANY, INC. | RA1424AJ1 | AC | Split System: Air-Cooled Condensing Unit, Coil with Blower | RA1424AJ1 |  | RCQD-2417 | 13 | 15.5 | Yes | Yes | 2015-02-06 |  | 1
FALSE | RA1648AJ1 | 4919 | 7942928 | RHEEM SALES COMPANY, INC. | RA1648AC1 | AC | Split System: Air-Cooled Condensing Unit, Coil with Blower | RA1648AC1 |  | RCF4821STAM | 12.5 | 15.1 | Yes | Yes | 2015-02-06 |  | 1
FALSE | RA1448AD1 | 4762 | 7492201 | RHEEM SALES COMPANY, INC. | RA1448AC1 | AC | Split System: Air-Cooled Condensing Unit, Coil with Blower | RA1448AC1 |  | RCF4824HTAM | 12 | 14.5 | Yes | Yes | 2015-02-06 |  | 0
FALSE | RA1442AD1 | 4761 | 7492113 | RHEEM SALES COMPANY, INC. | RA1442AJ1 | AC | Split System: Air-Cooled Condensing Unit, Coil with Blower | RA1442AJ1 |  | RCFL-H*4824 | 12 | 14.5 | Yes | Yes | 2015-02-06 |  | 0
FALSE | RA1418AJ1 | 4757 | 7490702 | RHEEM SALES COMPANY, INC. | RA1418AJ1 | AC | Split System: Air-Cooled Condensing Unit, Coil with Blower | RA1418AJ1 |  | RCFN-H*2421 | 13 | 16 | Yes | Yes | 2015-02-06 |  | 2
FALSE | RA1624AJ1 | 4915 | 7940898 | RHEEM SALES COMPANY, INC. | RA1624AJ1 | AC | Split System: Air-Cooled Condensing Unit, Coil with Blower | RA1624AJ1 |  | RHLL-HM2417 | 13 | 16 | Yes | Yes | 2015-02-06 |  | 2
FALSE | RA1642AJ1 | 4918 | 7942265 | RHEEM SALES COMPANY, INC. | RA1642AC1 | AC | Split System: Air-Cooled Condensing Unit, Coil with Blower | RA1642AC1 |  | RCF4821STAM | 12.5 | 15.1 | Yes | Yes | 2015-02-06 |  | 1
FALSE | RA1648AJ1 | 4919 | 7943162 | RHEEM SALES COMPANY, INC. | RA1648AC1 | AC | Split System: Air-Cooled Condensing Unit, Coil with Blower | RA1648AC1 |  | RCQD-4821 | 13 | 16 | Yes | Yes | 2015-02-06 |  | 2
FALSE | RA1642AJ1 | 4918 | 7944214 | RHEEM SALES COMPANY, INC. | RA1642AJ1 | AC | Split System: Air-Cooled Condensing Unit, Coil with Blower | RA1642AJ1 |  | RCF4824HTAM | 13 | 16 | Yes | Yes | 2015-02-06 |  | 2
FALSE | RA1624AJ1 | 4915 | 7940884 | RHEEM SALES COMPANY, INC. | RA1624AJ1 | AC | Split System: Air-Cooled Condensing Unit, Coil with Blower | RA1624AJ1 |  | RCQD-2417 | 13 | 16 | Yes | Yes | 2015-02-06 |  | 2
FALSE | RA1330AJ1 | 4823 | 7508077 | RHEEM SALES COMPANY, INC. | RA1330AJ1 | AC | Split System: Air-Cooled Condensing Unit, Coil with Blower | RA1330AJ1 |  | RCFL-H*3824 | 12 | 14.5 | Yes | Yes | 2015-02-06 |  | 0
FALSE | RA1424AJ1 | 4758 | 7490961 | RHEEM SALES COMPANY, INC. | RA1424AJ1 | AC | Split System: Air-Cooled Condensing Unit, Coil with Blower | RA1424AJ1 |  | RCQD-2417 | 13 | 16 | Yes | Yes | 2015-02-06 |  | 2
FALSE | RA1636AJ1 | 4917 | 7941658 | RHEEM SALES COMPANY, INC. | RA1636AC1 | AC | Split System: Air-Cooled Condensing Unit, Coil with Blower | RA1636AC1 |  | RCFL-H*3821 | 13 | 16 | Yes | Yes | 2015-02-06 |  | 2
FALSE | RA1436AD1 | 4760 | 7491299 | RHEEM SALES COMPANY, INC. | RA1436AC1 | AC | Split System: Air-Cooled Condensing Unit, Coil with Blower | RA1436AC1 |  | RCF3621STAM | 12.5 | 15.1 | Yes | Yes | 2015-02-06 |  | 1
FALSE | RA1618AJ1 | 4914 | 7940352 | RHEEM SALES COMPANY, INC. | RA1618AJ1 | AC | Split System: Air-Cooled Condensing Unit, Coil with Blower | RA1618AJ1 |  | RCF2417STAM | 13 | 16 | Yes | Yes | 2015-02-06 |  | 2
FALSE | RA1636AJ1 | 4917 | 7942076 | RHEEM SALES COMPANY, INC. | RA1636AJ1 | AC | Split System: Air-Cooled Condensing Unit, Coil with Blower | RA1636AJ1 |  | RCFL-H*3821 | 13 | 16 | Yes | Yes | 2015-02-06 |  | 2
FALSE | RA1430AJ1 | 4759 | 7491122 | RHEEM SALES COMPANY, INC. | RA1430AJ1 | AC | Split System: Air-Cooled Condensing Unit, Coil with Blower | RA1430AJ1 |  | RCFL-H*3621 | 13 | 15.5 | Yes | Yes | 2015-02-06 |  | 1
FALSE | RA1648AJ1 | 4919 | 7943200 | RHEEM SALES COMPANY, INC. | RA1648AC1 | AC | Split System: Air-Cooled Condensing Unit, Coil with Blower | RA1648AC1 |  | RCQD-4824 | 13 | 16 | Yes | Yes | 2015-02-06 |  | 2
FALSE | RA1642AJ1 | 4918 | 7942370 | RHEEM SALES COMPANY, INC. | RA1642AC1 | AC | Split System: Air-Cooled Condensing Unit, Coil with Blower | RA1642AC1 |  | RCFL-H*4821 | 13 | 15.5 | Yes | Yes | 2015-02-06 |  | 1
FALSE | RA1636AJ1 | 4917 | 7942134 | RHEEM SALES COMPANY, INC. | RA1636AJ1 | AC | Split System: Air-Cooled Condensing Unit, Coil with Blower | RA1636AJ1 |  | RCFL-H*3824 | 13 | 15.5 | Yes | Yes | 2015-02-06 |  | 1
FALSE | RA1430AJ1 | 4759 | 7491135 | RHEEM SALES COMPANY, INC. | RA1430AJ1 | AC | Split System: Air-Cooled Condensing Unit, Coil with Blower | RA1430AJ1 |  | RCFL-H*3821 | 13 | 15.5 | Yes | Yes | 2015-02-06 |  | 1
FALSE | RA1336AD1 | 4824 | 7983422 | RHEEM SALES COMPANY, INC. | RA1336AJ1 | AC | Split System: Air-Cooled Condensing Unit, Coil with Blower | RA1336AJ1 |  | RCF3624HTAM | 13 | 15.5 | Yes | Yes | 2015-02-06 |  | 1
FALSE | RA1318AJ1 | 4821 | 7982193 | RHEEM SALES COMPANY, INC. | RA1318AJ1 | AC | Split System: Air-Cooled Condensing Unit, Coil with Blower | RA1318AJ1 |  | RCFL-H*2417 | 12 | 14.5 | Yes | Yes | 2015-02-06 |  | 0
FALSE | RA1660AC1 | 4920 | 7943647 | RHEEM SALES COMPANY, INC. | RA1660AJ1 | AC | Split System: Air-Cooled Condensing Unit, Coil with Blower | RA1660AJ1 |  | RCFN-H*6024 | 13 | 15.5 | Yes | Yes | 2015-02-06 |  | 1
FALSE | RA1436AD1 | 4760 | 7491470 | RHEEM SALES COMPANY, INC. | RA1436AC1 | AC | Split System: Air-Cooled Condensing Unit, Coil with Blower | RA1436AC1 |  | RCQD-3621 | 13 | 15.5 | Yes | Yes | 2015-02-06 |  | 1
FALSE | RA1636AJ1 | 4917 | 7941800 | RHEEM SALES COMPANY, INC. | RA1636AJ1 | AC | Split System: Air-Cooled Condensing Unit, Coil with Blower | RA1636AJ1 |  | RCF3617STAM | 12.5 | 15 | Yes | Yes | 2015-02-06 |  | 1
FALSE | RA1418AJ1 | 4757 | 7601322 | RHEEM SALES COMPANY, INC. | RA1418AJ1 | AC | Split System: Air-Cooled Condensing Unit, Coil with Blower | RA1418AJ1 |  | RCFL-A*2417 | 13 | 15.5 | Yes | Yes | 2015-02-06 |  | 1
FALSE | RA1648AJ1 | 4919 | 7943072 | RHEEM SALES COMPANY, INC. | RA1648AC1 | AC | Split System: Air-Cooled Condensing Unit, Coil with Blower | RA1648AC1 |  | RCFL-H*4824 | 13 | 16 | Yes | Yes | 2015-02-06 |  | 2
FALSE | RA1436AD1 | 4760 | 7601469 | RHEEM SALES COMPANY, INC. | RA1436AJ1 | AC | Split System: Air-Cooled Condensing Unit, Coil with Blower | RA1436AJ1 |  | RCF3624HTAM | 13 | 16 | Yes | Yes | 2015-02-06 |  | 2
FALSE | RA1630AJ1 | 4916 | 7941305 | RHEEM SALES COMPANY, INC. | RA1630AJ1 | AC | Split System: Air-Cooled Condensing Unit, Coil with Blower | RA1630AJ1 |  | RCQD-3621 | 13 | 16 | Yes | Yes | 2015-02-06 |  | 2
FALSE | RA1660AC1 | 4920 | 7944280 | RHEEM SALES COMPANY, INC. | RA1660AC1 | AC | Split System: Air-Cooled Condensing Unit, Coil with Blower | RA1660AC1 |  | RCF6024HTAM | 13 | 15.5 | Yes | Yes | 2015-02-06 |  | 1
FALSE | RA1624AJ1 | 4915 | 7940852 | RHEEM SALES COMPANY, INC. | RA1624AJ1 | AC | Split System: Air-Cooled Condensing Unit, Coil with Blower | RA1624AJ1 |  | RCFN-H*2421 | 13 | 16 | Yes | Yes | 2015-02-06 |  | 2
FALSE | RA1430AJ1 | 4759 | 7490982 | RHEEM SALES COMPANY, INC. | RA1430AJ1 | AC | Split System: Air-Cooled Condensing Unit, Coil with Blower | RA1430AJ1 |  | RCF3617STAM | 12.5 | 15.1 | Yes | Yes | 2015-02-06 |  | 1
FALSE | RA1636AJ1 | 4917 | 7941377 | RHEEM SALES COMPANY, INC. | RA1636AC1 | AC | Split System: Air-Cooled Condensing Unit, Coil with Blower | RA1636AC1 |  | RCF3617STAM | 12.5 | 15.1 | Yes | Yes | 2015-02-06 |  | 1
FALSE | RA1660AC1 | 4920 | 7943794 | RHEEM SALES COMPANY, INC. | RA1660AC1 | AC | Split System: Air-Cooled Condensing Unit, Coil with Blower | RA1660AC1 |  | RCF6024HTAM | 13 | 15.5 | Yes | Yes | 2015-02-06 |  | 1
FALSE | RA1624AJ1 | 4915 | 7940830 | RHEEM SALES COMPANY, INC. | RA1624AJ1 | AC | Split System: Air-Cooled Condensing Unit, Coil with Blower | RA1624AJ1 |  | RCFN-H*2417 | 13 | 16 | Yes | Yes | 2015-02-06 |  | 2
FALSE | RA1436AD1 | 4760 | 7601407 | RHEEM SALES COMPANY, INC. | RA1436AC1 | AC | Split System: Air-Cooled Condensing Unit, Coil with Blower | RA1436AC1 |  | RCF3624MTAM | 13 | 15.5 | Yes | Yes | 2015-02-06 |  | 1
FALSE | RA1624AJ1 | 4915 | 7940665 | RHEEM SALES COMPANY, INC. | RA1624AJ1 | AC | Split System: Air-Cooled Condensing Unit, Coil with Blower | RA1624AJ1 |  | RCF2421HTAM | 13 | 16 | Yes | Yes | 2015-02-06 |  | 2
FALSE | RA1636AJ1 | 4917 | 7944120 | RHEEM SALES COMPANY, INC. | RA1636AC1 | AC | Split System: Air-Cooled Condensing Unit, Coil with Blower | RA1636AC1 |  | RCF3624HTAM | 13 | 16 | Yes | Yes | 2015-02-06 |  | 2
FALSE | RA1636AJ1 | 4917 | 7941922 | RHEEM SALES COMPANY, INC. | RA1636AJ1 | AC | Split System: Air-Cooled Condensing Unit, Coil with Blower | RA1636AJ1 |  | RCF3624HTAM | 13 | 16 | Yes | Yes | 2015-02-06 |  | 2
FALSE | RA1648AJ1 | 4919 | 7943148 | RHEEM SALES COMPANY, INC. | RA1648AC1 | AC | Split System: Air-Cooled Condensing Unit, Coil with Blower | RA1648AC1 |  | RCQD-4821 | 12.5 | 15.1 | Yes | Yes | 2015-02-06 |  | 1
FALSE | RA1430AJ1 | 4759 | 7491168 | RHEEM SALES COMPANY, INC. | RA1430AJ1 | AC | Split System: Air-Cooled Condensing Unit, Coil with Blower | RA1430AJ1 |  | RCFL-H*3821 | 13 | 15.5 | Yes | Yes | 2015-02-06 |  | 1
FALSE | RA1324AJ1 | 4822 | 7982305 | RHEEM SALES COMPANY, INC. | RA1324AJ1 | AC | Split System: Air-Cooled Condensing Unit, Coil with Blower | RA1324AJ1 |  | RCFN-H*2421 | 12 | 14.5 | Yes | Yes | 2015-02-06 |  | 0
FALSE | RA1424AJ1 | 4758 | 7599573 | RHEEM SALES COMPANY, INC. | RA1424AJ1 | AC | Split System: Air-Cooled Condensing Unit, Coil with Blower | RA1424AJ1 |  | RCF2421HTAM | 13 | 15.5 | Yes | Yes | 2015-02-06 |  | 1
FALSE | RA1648AJ1 | 4919 | 7943291 | RHEEM SALES COMPANY, INC. | RA1648AJ1 | AC | Split System: Air-Cooled Condensing Unit, Coil with Blower | RA1648AJ1 |  | RCF4824HTAM | 13 | 16 | Yes | Yes | 2015-02-06 |  | 2
FALSE | RA1318AJ1 | 4821 | 7507544 | RHEEM SALES COMPANY, INC. | RA1318AJ1 | AC | Split System: Air-Cooled Condensing Unit, Coil with Blower | RA1318AJ1 |  | RCFL-H*2621 | 12.5 | 15.1 | Yes | Yes | 2015-02-06 |  | 1
FALSE | RA1636AJ1 | 4917 | 7941627 | RHEEM SALES COMPANY, INC. | RA1636AC1 | AC | Split System: Air-Cooled Condensing Unit, Coil with Blower | RA1636AC1 |  | RCFL-H*3821 | 12.5 | 15.1 | Yes | Yes | 2015-02-06 |  | 1
FALSE | RA1648AJ1 | 4919 | 7943181 | RHEEM SALES COMPANY, INC. | RA1648AC1 | AC | Split System: Air-Cooled Condensing Unit, Coil with Blower | RA1648AC1 |  | RCQD-4824 | 13 | 15.5 | Yes | Yes | 2015-02-06 |  | 1
FALSE | RA1636AJ1 | 4917 | 7941575 | RHEEM SALES COMPANY, INC. | RA1636AC1 | AC | Split System: Air-Cooled Condensing Unit, Coil with Blower | RA1636AC1 |  | RCFL-H*3621 | 13 | 15.5 | Yes | Yes | 2015-02-06 |  | 1
FALSE | RA1330AJ1 | 4823 | 7982353 | RHEEM SALES COMPANY, INC. | RA1330AJ1 | AC | Split System: Air-Cooled Condensing Unit, Coil with Blower | RA1330AJ1 |  | RCFL-H*3824 | 12 | 14.5 | Yes | Yes | 2015-02-06 |  | 0
FALSE | RA1642AJ1 | 4918 | 7942848 | RHEEM SALES COMPANY, INC. | RA1642AJ1 | AC | Split System: Air-Cooled Condensing Unit, Coil with Blower | RA1642AJ1 |  | RCQD-4821 | 13 | 15.5 | Yes | Yes | 2015-02-06 |  | 1
FALSE | RA1424AJ1 | 4758 | 7490917 | RHEEM SALES COMPANY, INC. | RA1424AJ1 | AC | Split System: Air-Cooled Condensing Unit, Coil with Blower | RA1424AJ1 |  | RCFN-H*2421 | 12.5 | 15.1 | Yes | Yes | 2015-02-06 |  | 1
FALSE | RA1424AJ1 | 4758 | 7490928 | RHEEM SALES COMPANY, INC. | RA1424AJ1 | AC | Split System: Air-Cooled Condensing Unit, Coil with Blower | RA1424AJ1 |  | RCFN-H*2421 | 13 | 15.5 | Yes | Yes | 2015-02-06 |  | 1
FALSE | RA1636AJ1 | 4917 | 7941585 | RHEEM SALES COMPANY, INC. | RA1636AC1 | AC | Split System: Air-Cooled Condensing Unit, Coil with Blower | RA1636AC1 |  | RCFL-H*3621 | 12.5 | 15 | Yes | Yes | 2015-02-06 |  | 1
FALSE | RA1648AJ1 | 4919 | 7943139 | RHEEM SALES COMPANY, INC. | RA1648AC1 | AC | Split System: Air-Cooled Condensing Unit, Coil with Blower | RA1648AC1 |  | RCFN-H*4824 | 13 | 16 | Yes | Yes | 2015-02-06 |  | 2
FALSE | RA1630AJ1 | 4916 | 7941144 | RHEEM SALES COMPANY, INC. | RA1630AJ1 | AC | Split System: Air-Cooled Condensing Unit, Coil with Blower | RA1630AJ1 |  | RCFL-H*3621 | 13 | 16 | Yes | Yes | 2015-02-06 |  | 2
FALSE | RA1648AJ1 | 4919 | 7943252 | RHEEM SALES COMPANY, INC. | RA1648AJ1 | AC | Split System: Air-Cooled Condensing Unit, Coil with Blower | RA1648AJ1 |  | RCF4821STAM | 13 | 15.5 | Yes | Yes | 2015-02-06 |  | 1
FALSE | RA1442AD1 | 4761 | 7601512 | RHEEM SALES COMPANY, INC. | RA1442AD1 | AC | Split System: Air-Cooled Condensing Unit, Coil with Blower | RA1442AD1 |  | RCFL-H*4824 | 12 | 14.5 | Yes | Yes | 2015-02-06 |  | 0
FALSE | RA1418AJ1 | 4757 | 7490577 | RHEEM SALES COMPANY, INC. | RA1418AJ1 | AC | Split System: Air-Cooled Condensing Unit, Coil with Blower | RA1418AJ1 |  | RCF2421HTAM | 13 | 16 | Yes | Yes | 2015-02-06 |  | 2
FALSE | RA1436AD1 | 4760 | 7491302 | RHEEM SALES COMPANY, INC. | RA1436AC1 | AC | Split System: Air-Cooled Condensing Unit, Coil with Blower | RA1436AC1 |  | RCF3621STAM | 12.5 | 15.1 | Yes | Yes | 2015-02-06 |  | 1
FALSE | RA1336AD1 | 4824 | 7508879 | RHEEM SALES COMPANY, INC. | RA1336AJ1 | AC | Split System: Air-Cooled Condensing Unit, Coil with Blower | RA1336AJ1 |  | RCQD-3621 | 12 | 14.5 | Yes | Yes | 2015-02-06 |  | 0
FALSE | RA1442AD1 | 4761 | 7492111 | RHEEM SALES COMPANY, INC. | RA1442AJ1 | AC | Split System: Air-Cooled Condensing Unit, Coil with Blower | RA1442AJ1 |  | RCFL-H*4824 | 12 | 14.5 | Yes | Yes | 2015-02-06 |  | 0
FALSE | RA1648AJ1 | 4919 | 7943328 | RHEEM SALES COMPANY, INC. | RA1648AJ1 | AC | Split System: Air-Cooled Condensing Unit, Coil with Blower | RA1648AJ1 |  | RCF4824STAM | 13 | 16 | Yes | Yes | 2015-02-06 |  | 2
FALSE | RA1636AJ1 | 4917 | 7941540 | RHEEM SALES COMPANY, INC. | RA1636AC1 | AC | Split System: Air-Cooled Condensing Unit, Coil with Blower | RA1636AC1 |  | RCFL-H*3617 | 13 | 15.5 | Yes | Yes | 2015-02-06 |  | 1
FALSE | RA1436AD1 | 4760 | 7491271 | RHEEM SALES COMPANY, INC. | RA1436AC1 | AC | Split System: Air-Cooled Condensing Unit, Coil with Blower | RA1436AC1 |  | RCF3621MTAM | 13 | 16 | Yes | Yes | 2015-02-06 |  | 2
FALSE | RA1648AJ1 | 4919 | 7942918 | RHEEM SALES COMPANY, INC. | RA1648AC1 | AC | Split System: Air-Cooled Condensing Unit, Coil with Blower | RA1648AC1 |  | RCF4821STAM | 13 | 16 | Yes | Yes | 2015-02-06 |  | 2
FALSE | RA1630AJ1 | 4916 | 7940986 | RHEEM SALES COMPANY, INC. | RA1630AJ1 | AC | Split System: Air-Cooled Condensing Unit, Coil with Blower | RA1630AJ1 |  | RCF3621STAM | 13 | 16 | Yes | Yes | 2015-02-06 |  | 2
FALSE | RA1430AJ1 | 4759 | 7491044 | RHEEM SALES COMPANY, INC. | RA1430AJ1 | AC | Split System: Air-Cooled Condensing Unit, Coil with Blower | RA1430AJ1 |  | RCF3624HTAM | 13 | 16 | Yes | Yes | 2015-02-06 |  | 2
FALSE | RA1648AJ1 | 4919 | 7943141 | RHEEM SALES COMPANY, INC. | RA1648AC1 | AC | Split System: Air-Cooled Condensing Unit, Coil Alone | RA1648AC1 |  | RCFN-H*4824+RXMD-C04 | 13 | 15.5 | Yes | Yes | 2015-02-06 |  | 1
FALSE | RA1642AJ1 | 4918 | 7942764 | RHEEM SALES COMPANY, INC. | RA1642AJ1 | AC | Split System: Air-Cooled Condensing Unit, Coil with Blower | RA1642AJ1 |  | RCFL-H*4824 | 13 | 15.5 | Yes | Yes | 2015-02-06 |  | 1
FALSE | RA1318AJ1 | 4821 | 7507608 | RHEEM SALES COMPANY, INC. | RA1318AJ1 | AC | Split System: Air-Cooled Condensing Unit, Coil with Blower | RA1318AJ1 |  | RHML-HM2421 | 12 | 14.5 | Yes | Yes | 2015-02-06 |  | 0
FALSE | RA1318AJ1 | 4821 | 7507519 | RHEEM SALES COMPANY, INC. | RA1318AJ1 | AC | Split System: Air-Cooled Condensing Unit, Coil with Blower | RA1318AJ1 |  | RCFL-H*2617 | 12.5 | 15 | Yes | Yes | 2015-02-06 |  | 1
FALSE | RA1648AJ1 | 4919 | 7943465 | RHEEM SALES COMPANY, INC. | RA1648AJ1 | AC | Split System: Air-Cooled Condensing Unit, Coil with Blower | RA1648AJ1 |  | RCFN-H*4824 | 13 | 16 | Yes | Yes | 2015-02-06 |  | 2
FALSE | RA1430AJ1 | 4759 | 7500973 | RHEEM SALES COMPANY, INC. | RA1430AJ1 | AC | Split System: Air-Cooled Condensing Unit, Coil with Blower | RA1430AJ1 |  | RCF3621MTAM | 13 | 16 | Yes | Yes | 2015-02-06 |  | 2
FALSE | RA1624AJ1 | 4915 | 7940733 | RHEEM SALES COMPANY, INC. | RA1624AJ1 | AC | Split System: Air-Cooled Condensing Unit, Coil with Blower | RA1624AJ1 |  | RCFL-H*2417 | 13 | 15.5 | Yes | Yes | 2015-02-06 |  | 1
FALSE | RA1324AJ1 | 4822 | 7507710 | RHEEM SALES COMPANY, INC. | RA1324AJ1 | AC | Split System: Air-Cooled Condensing Unit, Coil with Blower | RA1324AJ1 |  | RCF2421MTAM | 12 | 14.5 | Yes | Yes | 2015-02-06 |  | 0
FALSE | RA1436AD1 | 4760 | 7600050 | RHEEM SALES COMPANY, INC. | RA1436AD1 | AC | Split System: Air-Cooled Condensing Unit, Coil with Blower | RA1436AD1 |  | RCFL-H*3821 | 13 | 15.5 | Yes | Yes | 2015-02-06 |  | 1
FALSE | RA1636AJ1 | 4917 | 7941408 | RHEEM SALES COMPANY, INC. | RA1636AC1 | AC | Split System: Air-Cooled Condensing Unit, Coil with Blower | RA1636AC1 |  | RCF3621MTAM | 13 | 16 | Yes | Yes | 2015-02-06 |  | 2
FALSE | RA1418AJ1 | 4757 | 7490551 | RHEEM SALES COMPANY, INC. | RA1418AJ1 | AC | Split System: Air-Cooled Condensing Unit, Coil with Blower | RA1418AJ1 |  | RCF2417STAM | 13 | 16 | Yes | Yes | 2015-02-06 |  | 2
FALSE | RA1448AD1 | 4762 | 7600800 | RHEEM SALES COMPANY, INC. | RA1448AD1 | AC | Split System: Air-Cooled Condensing Unit, Coil with Blower | RA1448AD1 |  | RCFN-H*4824 | 12.5 | 15.1 | Yes | Yes | 2015-02-06 |  | 1
FALSE | RA1424AJ1 | 4758 | 7607062 | RHEEM SALES COMPANY, INC. | RA1424AJ1 | AC | Split System: Air-Cooled Condensing Unit, Coil with Blower | RA1424AJ1 |  | RCQD-2417 | 13 | 15.5 | Yes | Yes | 2015-02-06 |  | 1
FALSE | RA1648AJ1 | 4919 | 7943377 | RHEEM SALES COMPANY, INC. | RA1648AJ1 | AC | Split System: Air-Cooled Condensing Unit, Coil with Blower | RA1648AJ1 |  | RCFL-H*4821 | 12.5 | 15.1 | Yes | Yes | 2015-02-06 |  | 1
FALSE | RA1642AJ1 | 4918 | 7942458 | RHEEM SALES COMPANY, INC. | RA1642AC1 | AC | Split System: Air-Cooled Condensing Unit, Coil with Blower | RA1642AC1 |  | RCFN-H*4824 | 13 | 16 | Yes | Yes | 2015-02-06 |  | 2
FALSE | RA1648AJ1 | 4919 | 7943479 | RHEEM SALES COMPANY, INC. | RA1648AJ1 | AC | Split System: Air-Cooled Condensing Unit, Coil with Blower | RA1648AJ1 |  | RCQD-4821 | 12.5 | 15.1 | Yes | Yes | 2015-02-06 |  | 1
FALSE | RA1660AC1 | 4920 | 7943797 | RHEEM SALES COMPANY, INC. | RA1660AC1 | AC | Split System: Air-Cooled Condensing Unit, Coil with Blower | RA1660AC1 |  | RCF6024STAM | 13 | 15.5 | Yes | Yes | 2015-02-06 |  | 1
FALSE | RA1436AD1 | 4760 | 7945033 | RHEEM SALES COMPANY, INC. | RA1436AD1 | AC | Split System: Air-Cooled Condensing Unit, Coil with Blower | RA1436AD1 |  | RCF3621STAM | 12.5 | 15.1 | Yes | Yes | 2015-02-06 |  | 1
FALSE | RA1624AJ1 | 4915 | 7940696 | RHEEM SALES COMPANY, INC. | RA1624AJ1 | AC | Split System: Air-Cooled Condensing Unit, Coil with Blower | RA1624AJ1 |  | RCF2421MTAM | 13 | 16 | Yes | Yes | 2015-02-06 |  | 2
FALSE | RA1436AD1 | 4760 | 7491747 | RHEEM SALES COMPANY, INC. | RA1436AJ1 | AC | Split System: Air-Cooled Condensing Unit, Coil with Blower | RA1436AJ1 |  | RCFL-H*3824 | 13 | 15.5 | Yes | Yes | 2015-02-06 |  | 1
FALSE | RA1442AD1 | 4761 | 7600417 | RHEEM SALES COMPANY, INC. | RA1442AD1 | AC | Split System: Air-Cooled Condensing Unit, Coil with Blower | RA1442AD1 |  | RCFL-H*4821 | 12 | 14.5 | Yes | Yes | 2015-02-06 |  | 0
FALSE | RA1660AC1 | 4920 | 7943842 | RHEEM SALES COMPANY, INC. | RA1660AC1 | AC | Split System: Air-Cooled Condensing Unit, Coil with Blower | RA1660AC1 |  | RCFL-H*6024 | 12.5 | 15.1 | Yes | Yes | 2015-02-06 |  | 1
FALSE | RA1436AD1 | 4760 | 7599960 | RHEEM SALES COMPANY, INC. | RA1436AD1 | AC | Split System: Air-Cooled Condensing Unit, Coil with Blower | RA1436AD1 |  | RCFL-H*3621 | 13 | 15.5 | Yes | Yes | 2015-02-06 |  | 1
FALSE | RA1448AD1 | 4762 | 7600591 | RHEEM SALES COMPANY, INC. | RA1448AC1 | AC | Split System: Air-Cooled Condensing Unit, Coil with Blower | RA1448AC1 |  | RCQD-4824 | 12.5 | 15.1 | Yes | Yes | 2015-02-06 |  | 1
FALSE | RA1430AJ1 | 4759 | 7601384 | RHEEM SALES COMPANY, INC. | RA1430AJ1 | AC | Split System: Air-Cooled Condensing Unit, Coil with Blower | RA1430AJ1 |  | RCFL-H*3621 | 13 | 15.5 | Yes | Yes | 2015-02-06 |  | 1
FALSE | RA1636AJ1 | 4917 | 7941912 | RHEEM SALES COMPANY, INC. | RA1636AJ1 | AC | Split System: Air-Cooled Condensing Unit, Coil with Blower | RA1636AJ1 |  | RCF3624HTAM | 13 | 16 | Yes | Yes | 2015-02-06 |  | 2
FALSE | RA1430AJ1 | 4759 | 7491121 | RHEEM SALES COMPANY, INC. | RA1430AJ1 | AC | Split System: Air-Cooled Condensing Unit, Coil with Blower | RA1430AJ1 |  | RCFL-H*3621 | 13 | 15.5 | Yes | Yes | 2015-02-06 |  | 1
FALSE | RA1436AD1 | 4760 | 7493644 | RHEEM SALES COMPANY, INC. | RA1436AC1 | AC | Split System: Air-Cooled Condensing Unit, Coil Alone | RA1436AC1 |  | RCQD-3621+RXMD-C04 | 12 | 14.5 | Yes | Yes | 2015-02-06 |  | 0
FALSE | RA1636AJ1 | 4917 | 7941642 | RHEEM SALES COMPANY, INC. | RA1636AC1 | AC | Split System: Air-Cooled Condensing Unit, Coil with Blower | RA1636AC1 |  | RCFL-H*3821 | 13 | 15.5 | Yes | Yes | 2015-02-06 |  | 1
FALSE | RA1318AJ1 | 4821 | 7507569 | RHEEM SALES COMPANY, INC. | RA1318AJ1 | AC | Split System: Air-Cooled Condensing Unit, Coil with Blower | RA1318AJ1 |  | RCFN-H*2421 | 12 | 14.5 | Yes | Yes | 2015-02-06 |  | 0
FALSE | RA1636AJ1 | 4917 | 7941566 | RHEEM SALES COMPANY, INC. | RA1636AC1 | AC | Split System: Air-Cooled Condensing Unit, Coil with Blower | RA1636AC1 |  | RCFL-H*3621 | 13 | 15.5 | Yes | Yes | 2015-02-06 |  | 1
FALSE | RA1448AD1 | 4762 | 7945175 | RHEEM SALES COMPANY, INC. | RA1448AJ1 | AC | Split System: Air-Cooled Condensing Unit, Coil with Blower | RA1448AJ1 |  | RCF4824HTAM | 12.5 | 15.1 | Yes | Yes | 2015-02-06 |  | 1
FALSE | RA1648AJ1 | 4919 | 7943321 | RHEEM SALES COMPANY, INC. | RA1648AJ1 | AC | Split System: Air-Cooled Condensing Unit, Coil with Blower | RA1648AJ1 |  | RCF4824STAM | 13 | 15.5 | Yes | Yes | 2015-02-06 |  | 1
FALSE | RA1336AD1 | 4824 | 7508482 | RHEEM SALES COMPANY, INC. | RA1336AC1 | AC | Split System: Air-Cooled Condensing Unit, Coil with Blower | RA1336AC1 |  | RCFN-H*3624 | 12 | 14.5 | Yes | Yes | 2015-02-06 |  | 0
FALSE | RA1436AD1 | 4760 | 7600182 | RHEEM SALES COMPANY, INC. | RA1436AJ1 | AC | Split System: Air-Cooled Condensing Unit, Coil with Blower | RA1436AJ1 |  | RCF3621MTAM | 13 | 15.5 | Yes | Yes | 2015-02-06 |  | 1
FALSE | RA1448AD1 | 4762 | 7600789 | RHEEM SALES COMPANY, INC. | RA1448AD1 | AC | Split System: Air-Cooled Condensing Unit, Coil with Blower | RA1448AD1 |  | RCFN-H*4824 | 12.5 | 15.1 | Yes | Yes | 2015-02-06 |  | 1
FALSE | RA1324AJ1 | 4822 | 7507802 | RHEEM SALES COMPANY, INC. | RA1324AJ1 | AC | Split System: Air-Cooled Condensing Unit, Coil with Blower | RA1324AJ1 |  | RCFN-H*2417 | 12 | 14.5 | Yes | Yes | 2015-02-06 |  | 0
FALSE | RA1648AJ1 | 4919 | 7943142 | RHEEM SALES COMPANY, INC. | RA1648AC1 | AC | Split System: Air-Cooled Condensing Unit, Coil with Blower | RA1648AC1 |  | RCQD-4821 | 13 | 16 | Yes | Yes | 2015-02-06 |  | 2
FALSE | RA1336AD1 | 4824 | 7508863 | RHEEM SALES COMPANY, INC. | RA1336AJ1 | AC | Split System: Air-Cooled Condensing Unit, Coil with Blower | RA1336AJ1 |  | RCQD-3621 | 12 | 14.5 | Yes | Yes | 2015-02-06 |  | 0
FALSE | RA1436AD1 | 4760 | 7600181 | RHEEM SALES COMPANY, INC. | RA1436AJ1 | AC | Split System: Air-Cooled Condensing Unit, Coil with Blower | RA1436AJ1 |  | RCF3621MTAM | 13 | 16 | Yes | Yes | 2015-02-06 |  | 2
FALSE | RA1436AD1 | 4760 | 7600166 | RHEEM SALES COMPANY, INC. | RA1436AD1 | AC | Split System: Air-Cooled Condensing Unit, Coil with Blower | RA1436AD1 |  | RHLL-HM3821 | 13 | 15.5 | Yes | Yes | 2015-02-06 |  | 1
FALSE | RA1630AJ1 | 4916 | 7941088 | RHEEM SALES COMPANY, INC. | RA1630AJ1 | AC | Split System: Air-Cooled Condensing Unit, Coil with Blower | RA1630AJ1 |  | RCFL-H*3617 | 13 | 16 | Yes | Yes | 2015-02-06 |  | 2
FALSE | RA1630AJ1 | 4916 | 7940966 | RHEEM SALES COMPANY, INC. | RA1630AJ1 | AC | Split System: Air-Cooled Condensing Unit, Coil with Blower | RA1630AJ1 |  | RCF3621MTAM | 13 | 16 | Yes | Yes | 2015-02-06 |  | 2
FALSE | RA1642AJ1 | 4918 | 7942282 | RHEEM SALES COMPANY, INC. | RA1642AC1 | AC | Split System: Air-Cooled Condensing Unit, Coil with Blower | RA1642AC1 |  | RCF4824HTAM | 13 | 16 | Yes | Yes | 2015-02-06 |  | 2
FALSE | RA1642AJ1 | 4918 | 7942503 | RHEEM SALES COMPANY, INC. | RA1642AC1 | AC | Split System: Air-Cooled Condensing Unit, Coil with Blower | RA1642AC1 |  | RCQD-4821 | 13 | 15.5 | Yes | Yes | 2015-02-06 |  | 1
FALSE | RA1660AC1 | 4920 | 7943682 | RHEEM SALES COMPANY, INC. | RA1660AJ1 | AC | Split System: Air-Cooled Condensing Unit, Coil with Blower | RA1660AJ1 |  | RCFN-H*6024 | 12.5 | 15.1 | Yes | Yes | 2015-02-06 |  | 1
FALSE | RA1418AJ1 | 4757 | 7490631 | RHEEM SALES COMPANY, INC. | RA1418AJ1 | AC | Split System: Air-Cooled Condensing Unit, Coil with Blower | RA1418AJ1 |  | RCFL-H*2417 | 13 | 15.5 | Yes | Yes | 2015-02-06 |  | 1
FALSE | RA1418AJ1 | 4757 | 7490680 | RHEEM SALES COMPANY, INC. | RA1418AJ1 | AC | Split System: Air-Cooled Condensing Unit, Coil with Blower | RA1418AJ1 |  | RCFN-H*2417 | 13 | 16 | Yes | Yes | 2015-02-06 |  | 2
FALSE | RA1424AJ1 | 4758 | 7490750 | RHEEM SALES COMPANY, INC. | RA1424AJ1 | AC | Split System: Air-Cooled Condensing Unit, Coil with Blower | RA1424AJ1 |  | RCF2417MTAM | 12.5 | 15.1 | Yes | Yes | 2015-02-06 |  | 1
FALSE | RA1624AJ1 | 4915 | 7940835 | RHEEM SALES COMPANY, INC. | RA1624AJ1 | AC | Split System: Air-Cooled Condensing Unit, Coil with Blower | RA1624AJ1 |  | RCFN-H*2421 | 13 | 16 | Yes | Yes | 2015-02-06 |  | 2
FALSE | RA1436AD1 | 4760 | 7491660 | RHEEM SALES COMPANY, INC. | RA1436AJ1 | AC | Split System: Air-Cooled Condensing Unit, Coil with Blower | RA1436AJ1 |  | RCFL-H*3617 | 12.5 | 15.1 | Yes | Yes | 2015-02-06 |  | 1
FALSE | RA1418AJ1 | 4757 | 7490620 | RHEEM SALES COMPANY, INC. | RA1418AJ1 | AC | Split System: Air-Cooled Condensing Unit, Coil with Blower | RA1418AJ1 |  | RCFL-H*2417 | 13 | 15.5 | Yes | Yes | 2015-02-06 |  | 1
FALSE | RA1424AJ1 | 4758 | 7493632 | RHEEM SALES COMPANY, INC. | RA1424AJ1 | AC | Split System: Air-Cooled Condensing Unit, Coil with Blower | RA1424AJ1 |  | RHPN-HM2421 | 13 | 16 | Yes | Yes | 2015-02-06 |  | 2
FALSE | RA1636AJ1 | 4917 | 7941806 | RHEEM SALES COMPANY, INC. | RA1636AJ1 | AC | Split System: Air-Cooled Condensing Unit, Coil with Blower | RA1636AJ1 |  | RCF3617STAM | 12.5 | 15.1 | Yes | Yes | 2015-02-06 |  | 1
FALSE | RA1436AD1 | 4760 | 7491683 | RHEEM SALES COMPANY, INC. | RA1436AJ1 | AC | Split System: Air-Cooled Condensing Unit, Coil with Blower | RA1436AJ1 |  | RCFL-H*3621 | 12.5 | 15 | Yes | Yes | 2015-02-06 |  | 1
FALSE | RA1318AJ1 | 4821 | 7507539 | RHEEM SALES COMPANY, INC. | RA1318AJ1 | AC | Split System: Air-Cooled Condensing Unit, Coil with Blower | RA1318AJ1 |  | RCFL-H*2621 | 12.5 | 15.1 | Yes | Yes | 2015-02-06 |  | 1
FALSE | RA1648AJ1 | 4919 | 7942972 | RHEEM SALES COMPANY, INC. | RA1648AC1 | AC | Split System: Air-Cooled Condensing Unit, Coil with Blower | RA1648AC1 |  | RCF4824STAM | 13 | 15.5 | Yes | Yes | 2015-02-06 |  | 1
FALSE | RA1642AJ1 | 4918 | 7942409 | RHEEM SALES COMPANY, INC. | RA1642AC1 | AC | Split System: Air-Cooled Condensing Unit, Coil with Blower | RA1642AC1 |  | RCFL-H*4824 | 13 | 15.5 | Yes | Yes | 2015-02-06 |  | 1
FALSE | RA1448AD1 | 4762 | 7492549 | RHEEM SALES COMPANY, INC. | RA1448AJ1 | AC | Split System: Air-Cooled Condensing Unit, Coil with Blower | RA1448AJ1 |  | RCQD-4824 | 12 | 14.5 | Yes | Yes | 2015-02-06 |  | 0
FALSE | RA1436AD1 | 4760 | 7501055 | RHEEM SALES COMPANY, INC. | RA1436AC1 | AC | Split System: Air-Cooled Condensing Unit, Coil with Blower | RA1436AC1 |  | RCQD-3624 | 13 | 16 | Yes | Yes | 2015-02-06 |  | 2
FALSE | RA1642AJ1 | 4918 | 7942516 | RHEEM SALES COMPANY, INC. | RA1642AC1 | AC | Split System: Air-Cooled Condensing Unit, Coil with Blower | RA1642AC1 |  | RCQD-4821 | 13 | 15.5 | Yes | Yes | 2015-02-06 |  | 1
FALSE | RA1430AJ1 | 4759 | 7601381 | RHEEM SALES COMPANY, INC. | RA1430AJ1 | AC | Split System: Air-Cooled Condensing Unit, Coil with Blower | RA1430AJ1 |  | RCFL-H*3617 | 12.5 | 15.1 | Yes | Yes | 2015-02-06 |  | 1
FALSE | RA1442AD1 | 4761 | 7491878 | RHEEM SALES COMPANY, INC. | RA1442AC1 | AC | Split System: Air-Cooled Condensing Unit, Coil with Blower | RA1442AC1 |  | RCF4824STAM | 12 | 14.5 | Yes | Yes | 2015-02-06 |  | 0
FALSE | RA1324AJ1 | 4822 | 7507769 | RHEEM SALES COMPANY, INC. | RA1324AJ1 | AC | Split System: Air-Cooled Condensing Unit, Coil with Blower | RA1324AJ1 |  | RCFL-H*2621 | 12 | 14.5 | Yes | Yes | 2015-02-06 |  | 0
FALSE | RA1448AD1 | 4762 | 7600828 | RHEEM SALES COMPANY, INC. | RA1448AD1 | AC | Split System: Air-Cooled Condensing Unit, Coil with Blower | RA1448AD1 |  | RCQD-4824 | 12.5 | 15.1 | Yes | Yes | 2015-02-06 |  | 1
FALSE | RA1642AJ1 | 4918 | 7944202 | RHEEM SALES COMPANY, INC. | RA1642AC1 | AC | Split System: Air-Cooled Condensing Unit, Coil with Blower | RA1642AC1 |  | RCF4824STAM | 13 | 16 | Yes | Yes | 2015-02-06 |  | 2
FALSE | RA1436AD1 | 4760 | 7491459 | RHEEM SALES COMPANY, INC. | RA1436AC1 | AC | Split System: Air-Cooled Condensing Unit, Coil with Blower | RA1436AC1 |  | RCFL-H*3824 | 13 | 15.5 | Yes | Yes | 2015-02-06 |  | 1
FALSE | RA1436AD1 | 4760 | 7944997 | RHEEM SALES COMPANY, INC. | RA1436AC1 | AC | Split System: Air-Cooled Condensing Unit, Coil with Blower | RA1436AC1 |  | RCF3621MTAM | 13 | 15.5 | Yes | Yes | 2015-02-06 |  | 1
FALSE | RA1442AD1 | 4761 | 7600259 | RHEEM SALES COMPANY, INC. | RA1442AC1 | AC | Split System: Air-Cooled Condensing Unit, Coil with Blower | RA1442AC1 |  | RCFL-H*4821 | 12 | 14.5 | Yes | Yes | 2015-02-06 |  | 0
FALSE | RA1648AJ1 | 4919 | 7944269 | RHEEM SALES COMPANY, INC. | RA1648AJ1 | AC | Split System: Air-Cooled Condensing Unit, Coil with Blower | RA1648AJ1 |  | RCF4824STAM | 13 | 16 | Yes | Yes | 2015-02-06 |  | 2
FALSE | RA1430AJ1 | 4759 | 7491035 | RHEEM SALES COMPANY, INC. | RA1430AJ1 | AC | Split System: Air-Cooled Condensing Unit, Coil with Blower | RA1430AJ1 |  | RCF3621STAM | 12.5 | 15.1 | Yes | Yes | 2015-02-06 |  | 1
FALSE | RA1630AJ1 | 4916 | 7941195 | RHEEM SALES COMPANY, INC. | RA1630AJ1 | AC | Split System: Air-Cooled Condensing Unit, Coil with Blower | RA1630AJ1 |  | RCFL-H*3821 | 13 | 16 | Yes | Yes | 2015-02-06 |  | 2
FALSE | RA1418AJ1 | 4757 | 7599528 | RHEEM SALES COMPANY, INC. | RA1418AJ1 | AC | Split System: Air-Cooled Condensing Unit, Coil with Blower | RA1418AJ1 |  | RCF2421MTAM | 13 | 16 | Yes | Yes | 2015-02-06 |  | 2
FALSE | RA1436AD1 | 4760 | 7491386 | RHEEM SALES COMPANY, INC. | RA1436AC1 | AC | Split System: Air-Cooled Condensing Unit, Coil with Blower | RA1436AC1 |  | RCFL-H*3621 | 12 | 14.5 | Yes | Yes | 2015-02-06 |  | 0
FALSE | RA1460AD1 | 4763 | 7600951 | RHEEM SALES COMPANY, INC. | RA1460AD1 | AC | Split System: Air-Cooled Condensing Unit, Coil with Blower | RA1460AD1 |  | RCF6024HTAM | 12 | 14.5 | Yes | Yes | 2015-02-06 |  | 0
FALSE | RA1330AJ1 | 4823 | 7507932 | RHEEM SALES COMPANY, INC. | RA1330AJ1 | AC | Split System: Air-Cooled Condensing Unit, Coil with Blower | RA1330AJ1 |  | RCF3624HTAM | 12.5 | 15.1 | Yes | Yes | 2015-02-06 |  | 1
FALSE | RA1436AD1 | 4760 | 7600017 | RHEEM SALES COMPANY, INC. | RA1436AD1 | AC | Split System: Air-Cooled Condensing Unit, Coil with Blower | RA1436AD1 |  | RCFL-H*3821 | 12.5 | 15 | Yes | Yes | 2015-02-06 |  | 1
FALSE | RA1442AD1 | 4761 | 7501156 | RHEEM SALES COMPANY, INC. | RA1442AJ1 | AC | Split System: Air-Cooled Condensing Unit, Coil with Blower | RA1442AJ1 |  | RCFN-H*4824 | 13 | 15.5 | Yes | Yes | 2015-02-06 |  | 1
FALSE | RA1624AJ1 | 4915 | 7940635 | RHEEM SALES COMPANY, INC. | RA1624AJ1 | AC | Split System: Air-Cooled Condensing Unit, Coil with Blower | RA1624AJ1 |  | RCF2417STAM | 13 | 16 | Yes | Yes | 2015-02-06 |  | 2
FALSE | RA1636AJ1 | 4917 | 7941589 | RHEEM SALES COMPANY, INC. | RA1636AC1 | AC | Split System: Air-Cooled Condensing Unit, Coil with Blower | RA1636AC1 |  | RCFL-H*3621 | 12.5 | 15.1 | Yes | Yes | 2015-02-06 |  | 1
FALSE | RA1436AD1 | 4760 | 7491467 | RHEEM SALES COMPANY, INC. | RA1436AC1 | AC | Split System: Air-Cooled Condensing Unit, Coil with Blower | RA1436AC1 |  | RCQD-3621 | 13 | 15.5 | Yes | Yes | 2015-02-06 |  | 1
FALSE | RA1624AJ1 | 4915 | 7943991 | RHEEM SALES COMPANY, INC. | RA1624AJ1 | AC | Split System: Air-Cooled Condensing Unit, Coil with Blower | RA1624AJ1 |  | RCF2417STAM | 13 | 16 | Yes | Yes | 2015-02-06 |  | 2
FALSE | RA1336AD1 | 4824 | 7982445 | RHEEM SALES COMPANY, INC. | RA1336AJ1 | AC | Split System: Air-Cooled Condensing Unit, Coil with Blower | RA1336AJ1 |  | RCF3624HTAM | 12.5 | 15.1 | Yes | Yes | 2015-02-06 |  | 1
FALSE | RA1636AJ1 | 4917 | 7941952 | RHEEM SALES COMPANY, INC. | RA1636AJ1 | AC | Split System: Air-Cooled Condensing Unit, Coil with Blower | RA1636AJ1 |  | RCF3624MTAM | 13 | 16 | Yes | Yes | 2015-02-06 |  | 2
FALSE | RA1618AJ1 | 4914 | 7940425 | RHEEM SALES COMPANY, INC. | RA1618AJ1 | AC | Split System: Air-Cooled Condensing Unit, Coil with Blower | RA1618AJ1 |  | RCFL-H*2417 | 13 | 16 | Yes | Yes | 2015-02-06 |  | 2
FALSE | RA1442AD1 | 4761 | 7945112 | RHEEM SALES COMPANY, INC. | RA1442AD1 | AC | Split System: Air-Cooled Condensing Unit, Coil with Blower | RA1442AD1 |  | RCF4824STAM | 12.5 | 15.1 | Yes | Yes | 2015-02-06 |  | 1
FALSE | RA1336AD1 | 4824 | 7982376 | RHEEM SALES COMPANY, INC. | RA1336AC1 | AC | Split System: Air-Cooled Condensing Unit, Coil with Blower | RA1336AC1 |  | RCF3621MTAM | 12 | 14.5 | Yes | Yes | 2015-02-06 |  | 0
FALSE | RA1630AJ1 | 4916 | 7940950 | RHEEM SALES COMPANY, INC. | RA1630AJ1 | AC | Split System: Air-Cooled Condensing Unit, Coil with Blower | RA1630AJ1 |  | RCF3621MTAM | 13 | 16 | Yes | Yes | 2015-02-06 |  | 2
FALSE | RA1436AD1 | 4760 | 7491700 | RHEEM SALES COMPANY, INC. | RA1436AJ1 | AC | Split System: Air-Cooled Condensing Unit, Coil with Blower | RA1436AJ1 |  | RCFL-H*3821 | 12.5 | 15.1 | Yes | Yes | 2015-02-06 |  | 1
FALSE | RA1624AJ1 | 4915 | 7940750 | RHEEM SALES COMPANY, INC. | RA1624AJ1 | AC | Split System: Air-Cooled Condensing Unit, Coil with Blower | RA1624AJ1 |  | RCFL-H*2617 | 13 | 15.5 | Yes | Yes | 2015-02-06 |  | 1
FALSE | RA1630AJ1 | 4916 | 7941185 | RHEEM SALES COMPANY, INC. | RA1630AJ1 | AC | Split System: Air-Cooled Condensing Unit, Coil with Blower | RA1630AJ1 |  | RCFL-H*3821 | 13 | 16 | Yes | Yes | 2015-02-06 |  | 2
FALSE | RA1330AJ1 | 4823 | 7508187 | RHEEM SALES COMPANY, INC. | RA1330AJ1 | AC | Split System: Air-Cooled Condensing Unit, Coil with Blower | RA1330AJ1 |  | RHML-HM3621 | 12.5 | 15 | Yes | Yes | 2015-02-06 |  | 1
TRUE | RA1636AC1 | 4917 | 7941381 | RHEEM SALES COMPANY, INC. | RA1636AC1 | AC | Split System: Air-Cooled Condensing Unit, Coil Alone | RA1636AC1 |  | RCF3617STAM+RXMD-C04 | 12.2 | 14.5 | Yes | Yes | 2015-02-06 |  | 0
FALSE | RA1430AJ1 | 4759 | 7491214 | RHEEM SALES COMPANY, INC. | RA1430AJ1 | AC | Split System: Air-Cooled Condensing Unit, Coil with Blower | RA1430AJ1 |  | RCFN-H*3624 | 13 | 16 | Yes | Yes | 2015-02-06 |  | 2
FALSE | RA1636AJ1 | 4917 | 7941562 | RHEEM SALES COMPANY, INC. | RA1636AC1 | AC | Split System: Air-Cooled Condensing Unit, Coil with Blower | RA1636AC1 |  | RCFL-H*3617 | 13 | 15.5 | Yes | Yes | 2015-02-06 |  | 1
FALSE | RA1630AJ1 | 4916 | 7944032 | RHEEM SALES COMPANY, INC. | RA1630AJ1 | AC | Split System: Air-Cooled Condensing Unit, Coil with Blower | RA1630AJ1 |  | RCF3621MTAM | 13 | 16 | Yes | Yes | 2015-02-06 |  | 2
FALSE | RA1448AD1 | 4762 | 7492495 | RHEEM SALES COMPANY, INC. | RA1448AJ1 | AC | Split System: Air-Cooled Condensing Unit, Coil with Blower | RA1448AJ1 |  | RCFN-H*4824 | 12 | 14.5 | Yes | Yes | 2015-02-06 |  | 0
FALSE | RA1642AJ1 | 4918 | 7942294 | RHEEM SALES COMPANY, INC. | RA1642AC1 | AC | Split System: Air-Cooled Condensing Unit, Coil with Blower | RA1642AC1 |  | RCF4824HTAM | 13 | 16 | Yes | Yes | 2015-02-06 |  | 2
FALSE | RA1624AJ1 | 4915 | 7940702 | RHEEM SALES COMPANY, INC. | RA1624AJ1 | AC | Split System: Air-Cooled Condensing Unit, Coil with Blower | RA1624AJ1 |  | RCF2421MTAM | 13 | 16 | Yes | Yes | 2015-02-06 |  | 2
FALSE | RA1642AJ1 | 4918 | 7942423 | RHEEM SALES COMPANY, INC. | RA1642AC1 | AC | Split System: Air-Cooled Condensing Unit, Coil with Blower | RA1642AC1 |  | RCFL-H*4824 | 13 | 15.5 | Yes | Yes | 2015-02-06 |  | 1
FALSE | RA1436AD1 | 4760 | 7491475 | RHEEM SALES COMPANY, INC. | RA1436AC1 | AC | Split System: Air-Cooled Condensing Unit, Coil with Blower | RA1436AC1 |  | RCQD-3621 | 13 | 16 | Yes | Yes | 2015-02-06 |  | 2
FALSE | RA1460AD1 | 4763 | 7945197 | RHEEM SALES COMPANY, INC. | RA1460AD1 | AC | Split System: Air-Cooled Condensing Unit, Coil with Blower | RA1460AD1 |  | RCF6024HTAM | 12 | 14.5 | Yes | Yes | 2015-02-06 |  | 0
FALSE | RA1330AJ1 | 4823 | 7508048 | RHEEM SALES COMPANY, INC. | RA1330AJ1 | AC | Split System: Air-Cooled Condensing Unit, Coil with Blower | RA1330AJ1 |  | RCFL-H*3821 | 12 | 14.5 | Yes | Yes | 2015-02-06 |  | 0
FALSE | RA1448AD1 | 4762 | 7600565 | RHEEM SALES COMPANY, INC. | RA1448AC1 | AC | Split System: Air-Cooled Condensing Unit, Coil with Blower | RA1448AC1 |  | RCF4824HTAM | 12.5 | 15.1 | Yes | Yes | 2015-02-06 |  | 1
FALSE | RA1642AJ1 | 4918 | 7942472 | RHEEM SALES COMPANY, INC. | RA1642AC1 | AC | Split System: Air-Cooled Condensing Unit, Coil with Blower | RA1642AC1 |  | RCFN-H*4824 | 13 | 16 | Yes | Yes | 2015-02-06 |  | 2
FALSE | RA1648AJ1 | 4919 | 7942999 | RHEEM SALES COMPANY, INC. | RA1648AC1 | AC | Split System: Air-Cooled Condensing Unit, Coil with Blower | RA1648AC1 |  | RCF4824STAM | 13 | 15.5 | Yes | Yes | 2015-02-06 |  | 1
FALSE | RA1442AD1 | 4761 | 7600240 | RHEEM SALES COMPANY, INC. | RA1442AC1 | AC | Split System: Air-Cooled Condensing Unit, Coil with Blower | RA1442AC1 |  | RCF4821STAM | 12 | 14.5 | Yes | Yes | 2015-02-06 |  | 0
FALSE | RA1630AJ1 | 4916 | 7941220 | RHEEM SALES COMPANY, INC. | RA1630AJ1 | AC | Split System: Air-Cooled Condensing Unit, Coil with Blower | RA1630AJ1 |  | RCFL-H*3824 | 13 | 16 | Yes | Yes | 2015-02-06 |  | 2
FALSE | RA1642AJ1 | 4918 | 7942781 | RHEEM SALES COMPANY, INC. | RA1642AJ1 | AC | Split System: Air-Cooled Condensing Unit, Coil with Blower | RA1642AJ1 |  | RCFN-H*4824 | 13 | 16 | Yes | Yes | 2015-02-06 |  | 2
FALSE | RA1436AD1 | 4760 | 7491280 | RHEEM SALES COMPANY, INC. | RA1436AC1 | AC | Split System: Air-Cooled Condensing Unit, Coil with Blower | RA1436AC1 |  | RCF3621MTAM | 13 | 16 | Yes | Yes | 2015-02-06 |  | 2
FALSE | RA1618AJ1 | 4914 | 7940465 | RHEEM SALES COMPANY, INC. | RA1618AJ1 | AC | Split System: Air-Cooled Condensing Unit, Coil with Blower | RA1618AJ1 |  | RCFL-H*2621 | 13 | 16 | Yes | Yes | 2015-02-06 |  | 2
FALSE | RA1624AJ1 | 4915 | 7940718 | RHEEM SALES COMPANY, INC. | RA1624AJ1 | AC | Split System: Air-Cooled Condensing Unit, Coil with Blower | RA1624AJ1 |  | RCFL-H*2417 | 13 | 15.5 | Yes | Yes | 2015-02-06 |  | 1
FALSE | RA1648AJ1 | 4919 | 7943107 | RHEEM SALES COMPANY, INC. | RA1648AC1 | AC | Split System: Air-Cooled Condensing Unit, Coil with Blower | RA1648AC1 |  | RCFN-H*4824 | 13 | 16 | Yes | Yes | 2015-02-06 |  | 2
FALSE | RA1642AJ1 | 4918 | 7942297 | RHEEM SALES COMPANY, INC. | RA1642AC1 | AC | Split System: Air-Cooled Condensing Unit, Coil with Blower | RA1642AC1 |  | RCF4824HTAM | 13 | 16 | Yes | Yes | 2015-02-06 |  | 2
FALSE | RA1318AJ1 | 4821 | 7507483 | RHEEM SALES COMPANY, INC. | RA1318AJ1 | AC | Split System: Air-Cooled Condensing Unit, Coil with Blower | RA1318AJ1 |  | RCF2421MTAM | 12 | 14.5 | Yes | Yes | 2015-02-06 |  | 0
FALSE | RA1448AD1 | 4762 | 7600853 | RHEEM SALES COMPANY, INC. | RA1448AD1 | AC | Split System: Air-Cooled Condensing Unit, Coil with Blower | RA1448AD1 |  | RH1T4821STAN | 12.5 | 15 | Yes | Yes | 2015-02-06 |  | 1
FALSE | RA1648AJ1 | 4919 | 7943521 | RHEEM SALES COMPANY, INC. | RA1648AJ1 | AC | Split System: Air-Cooled Condensing Unit, Coil with Blower | RA1648AJ1 |  | RCQD-4824 | 13 | 16 | Yes | Yes | 2015-02-06 |  | 2
FALSE | RA1618AJ1 | 4914 | 7940316 | RHEEM SALES COMPANY, INC. | RA1618AJ1 | AC | Split System: Air-Cooled Condensing Unit, Coil Alone | RA1618AJ1 |  | RCF2417HTAM+RXMD-C04 | 12.2 | 14.5 | Yes | Yes | 2015-02-06 |  | 0
FALSE | RA1636AJ1 | 4917 | 7941929 | RHEEM SALES COMPANY, INC. | RA1636AJ1 | AC | Split System: Air-Cooled Condensing Unit, Coil with Blower | RA1636AJ1 |  | RCF3624HTAM | 13 | 16 | Yes | Yes | 2015-02-06 |  | 2
FALSE | RA1630AJ1 | 4916 | 7941189 | RHEEM SALES COMPANY, INC. | RA1630AJ1 | AC | Split System: Air-Cooled Condensing Unit, Coil with Blower | RA1630AJ1 |  | RCFL-H*3821 | 13 | 16 | Yes | Yes | 2015-02-06 |  | 2
FALSE | RA1330AJ1 | 4823 | 7507894 | RHEEM SALES COMPANY, INC. | RA1330AJ1 | AC | Split System: Air-Cooled Condensing Unit, Coil with Blower | RA1330AJ1 |  | RCF3621MTAM | 12 | 14.5 | Yes | Yes | 2015-02-06 |  | 0
FALSE | RA1642AJ1 | 4918 | 7942717 | RHEEM SALES COMPANY, INC. | RA1642AJ1 | AC | Split System: Air-Cooled Condensing Unit, Coil with Blower | RA1642AJ1 |  | RCFL-H*4821 | 12.5 | 15.1 | Yes | Yes | 2015-02-06 |  | 1
FALSE | RA1636AJ1 | 4917 | 7941994 | RHEEM SALES COMPANY, INC. | RA1636AJ1 | AC | Split System: Air-Cooled Condensing Unit, Coil with Blower | RA1636AJ1 |  | RCFL-H*3617 | 13 | 15.5 | Yes | Yes | 2015-02-06 |  | 1
FALSE | RA1436AD1 | 4760 | 7491478 | RHEEM SALES COMPANY, INC. | RA1436AC1 | AC | Split System: Air-Cooled Condensing Unit, Coil with Blower | RA1436AC1 |  | RCQD-3621 | 13 | 15.5 | Yes | Yes | 2015-02-06 |  | 1
FALSE | RA1424AJ1 | 4758 | 7490857 | RHEEM SALES COMPANY, INC. | RA1424AJ1 | AC | Split System: Air-Cooled Condensing Unit, Coil with Blower | RA1424AJ1 |  | RCFL-H*2617 | 13 | 15.5 | Yes | Yes | 2015-02-06 |  | 1
FALSE | RA1442AD1 | 4761 | 7600271 | RHEEM SALES COMPANY, INC. | RA1442AC1 | AC | Split System: Air-Cooled Condensing Unit, Coil with Blower | RA1442AC1 |  | RCFN-H*4824 | 13 | 15.5 | Yes | Yes | 2015-02-06 |  | 1
FALSE | RA1630AJ1 | 4916 | 7941259 | RHEEM SALES COMPANY, INC. | RA1630AJ1 | AC | Split System: Air-Cooled Condensing Unit, Coil with Blower | RA1630AJ1 |  | RCFN-H*3624 | 13 | 16 | Yes | Yes | 2015-02-06 |  | 2
FALSE | RA1448AD1 | 4762 | 7945136 | RHEEM SALES COMPANY, INC. | RA1448AC1 | AC | Split System: Air-Cooled Condensing Unit, Coil with Blower | RA1448AC1 |  | RCF4821STAM | 12.5 | 15.1 | Yes | Yes | 2015-02-06 |  | 1
FALSE | RA1424AJ1 | 4758 | 7599597 | RHEEM SALES COMPANY, INC. | RA1424AJ1 | AC | Split System: Air-Cooled Condensing Unit, Coil with Blower | RA1424AJ1 |  | RCFL-H*2621 | 13 | 15.5 | Yes | Yes | 2015-02-06 |  | 1
FALSE | RA1636AJ1 | 4917 | 7941634 | RHEEM SALES COMPANY, INC. | RA1636AC1 | AC | Split System: Air-Cooled Condensing Unit, Coil with Blower | RA1636AC1 |  | RCFL-H*3821 | 13 | 15.5 | Yes | Yes | 2015-02-06 |  | 1
FALSE | RA1324AJ1 | 4822 | 7982250 | RHEEM SALES COMPANY, INC. | RA1324AJ1 | AC | Split System: Air-Cooled Condensing Unit, Coil with Blower | RA1324AJ1 |  | RCF2417MTAM | 12 | 14.5 | Yes | Yes | 2015-02-06 |  | 0
FALSE | RA1630AJ1 | 4916 | 7941301 | RHEEM SALES COMPANY, INC. | RA1630AJ1 | AC | Split System: Air-Cooled Condensing Unit, Coil with Blower | RA1630AJ1 |  | RCQD-3621 | 13 | 16 | Yes | Yes | 2015-02-06 |  | 2
FALSE | RA1430AJ1 | 4759 | 7491105 | RHEEM SALES COMPANY, INC. | RA1430AJ1 | AC | Split System: Air-Cooled Condensing Unit, Coil with Blower | RA1430AJ1 |  | RCFL-H*3621 | 13 | 15.5 | Yes | Yes | 2015-02-06 |  | 1
FALSE | RA1436AD1 | 4760 | 7491680 | RHEEM SALES COMPANY, INC. | RA1436AJ1 | AC | Split System: Air-Cooled Condensing Unit, Coil with Blower | RA1436AJ1 |  | RCFL-H*3621 | 12.5 | 15.1 | Yes | Yes | 2015-02-06 |  | 1
FALSE | RA1418AJ1 | 4757 | 7490578 | RHEEM SALES COMPANY, INC. | RA1418AJ1 | AC | Split System: Air-Cooled Condensing Unit, Coil with Blower | RA1418AJ1 |  | RCF2421HTAM | 13 | 16 | Yes | Yes | 2015-02-06 |  | 2
FALSE | RA1442AD1 | 4761 | 7600246 | RHEEM SALES COMPANY, INC. | RA1442AC1 | AC | Split System: Air-Cooled Condensing Unit, Coil with Blower | RA1442AC1 |  | RCF4824HTAM | 13 | 15.5 | Yes | Yes | 2015-02-06 |  | 1
FALSE | RA1436AD1 | 4760 | 7491812 | RHEEM SALES COMPANY, INC. | RA1436AJ1 | AC | Split System: Air-Cooled Condensing Unit, Coil with Blower | RA1436AJ1 |  | RHKL-HM3821 | 13 | 15.5 | Yes | Yes | 2015-02-06 |  | 1
FALSE | RA1430AJ1 | 4759 | 7491111 | RHEEM SALES COMPANY, INC. | RA1430AJ1 | AC | Split System: Air-Cooled Condensing Unit, Coil with Blower | RA1430AJ1 |  | RCFL-H*3621 | 13 | 15.5 | Yes | Yes | 2015-02-06 |  | 1
FALSE | RA1636AJ1 | 4917 | 7941592 | RHEEM SALES COMPANY, INC. | RA1636AC1 | AC | Split System: Air-Cooled Condensing Unit, Coil with Blower | RA1636AC1 |  | RCFL-H*3621 | 12.5 | 15.1 | Yes | Yes | 2015-02-06 |  | 1
FALSE | RA1330AJ1 | 4823 | 7508107 | RHEEM SALES COMPANY, INC. | RA1330AJ1 | AC | Split System: Air-Cooled Condensing Unit, Coil with Blower | RA1330AJ1 |  | RCFN-H*3624 | 12.5 | 15.1 | Yes | Yes | 2015-02-06 |  | 1
FALSE | RA1630AJ1 | 4916 | 7941126 | RHEEM SALES COMPANY, INC. | RA1630AJ1 | AC | Split System: Air-Cooled Condensing Unit, Coil with Blower | RA1630AJ1 |  | RCFL-H*3621 | 13 | 16 | Yes | Yes | 2015-02-06 |  | 2
FALSE | RA1436AD1 | 4760 | 7599770 | RHEEM SALES COMPANY, INC. | RA1436AD1 | AC | Split System: Air-Cooled Condensing Unit, Coil with Blower | RA1436AD1 |  | RCF3621MTAM | 12.5 | 15.1 | Yes | Yes | 2015-02-06 |  | 1
FALSE | RA1636AJ1 | 4917 | 7941429 | RHEEM SALES COMPANY, INC. | RA1636AC1 | AC | Split System: Air-Cooled Condensing Unit, Coil with Blower | RA1636AC1 |  | RCF3621STAM | 13 | 15.5 | Yes | Yes | 2015-02-06 |  | 1
FALSE | RA1324AJ1 | 4822 | 7507828 | RHEEM SALES COMPANY, INC. | RA1324AJ1 | AC | Split System: Air-Cooled Condensing Unit, Coil with Blower | RA1324AJ1 |  | RCFN-H*2421 | 12 | 14.5 | Yes | Yes | 2015-02-06 |  | 0
FALSE | RA1324AJ1 | 4822 | 7982295 | RHEEM SALES COMPANY, INC. | RA1324AJ1 | AC | Split System: Air-Cooled Condensing Unit, Coil with Blower | RA1324AJ1 |  | RCFL-H*2621 | 12 | 14.5 | Yes | Yes | 2015-02-06 |  | 0
FALSE | RA1642AJ1 | 4918 | 7942364 | RHEEM SALES COMPANY, INC. | RA1642AC1 | AC | Split System: Air-Cooled Condensing Unit, Coil with Blower | RA1642AC1 |  | RCFL-H*4821 | 12.2 | 14.5 | Yes | Yes | 2015-02-06 |  | 0
FALSE | RA1636AJ1 | 4917 | 7941654 | RHEEM SALES COMPANY, INC. | RA1636AC1 | AC | Split System: Air-Cooled Condensing Unit, Coil with Blower | RA1636AC1 |  | RCFL-H*3821 | 13 | 16 | Yes | Yes | 2015-02-06 |  | 2
FALSE | RA1436AD1 | 4760 | 7491256 | RHEEM SALES COMPANY, INC. | RA1436AC1 | AC | Split System: Air-Cooled Condensing Unit, Coil with Blower | RA1436AC1 |  | RCF3621MTAM | 12.5 | 15.1 | Yes | Yes | 2015-02-06 |  | 1
FALSE | RA1630AJ1 | 4916 | 7941204 | RHEEM SALES COMPANY, INC. | RA1630AJ1 | AC | Split System: Air-Cooled Condensing Unit, Coil with Blower | RA1630AJ1 |  | RCFL-H*3821 | 13 | 16 | Yes | Yes | 2015-02-06 |  | 2
FALSE | RA1636AJ1 | 4917 | 7944090 | RHEEM SALES COMPANY, INC. | RA1636AC1 | AC | Split System: Air-Cooled Condensing Unit, Coil with Blower | RA1636AC1 |  | RCF3621MTAM | 13 | 16 | Yes | Yes | 2015-02-06 |  | 2
FALSE | RA1436AD1 | 4760 | 7599749 | RHEEM SALES COMPANY, INC. | RA1436AD1 | AC | Split System: Air-Cooled Condensing Unit, Coil with Blower | RA1436AD1 |  | RCF3617STAM | 12 | 14.5 | Yes | Yes | 2015-02-06 |  | 0
FALSE | RA1636AJ1 | 4917 | 7942058 | RHEEM SALES COMPANY, INC. | RA1636AJ1 | AC | Split System: Air-Cooled Condensing Unit, Coil with Blower | RA1636AJ1 |  | RCFL-H*3821 | 13 | 16 | Yes | Yes | 2015-02-06 |  | 2
FALSE | RA1430AJ1 | 4759 | 7491219 | RHEEM SALES COMPANY, INC. | RA1430AJ1 | AC | Split System: Air-Cooled Condensing Unit, Coil with Blower | RA1430AJ1 |  | RCFN-H*3624 | 13 | 16 | Yes | Yes | 2015-02-06 |  | 2
FALSE | RA1618AJ1 | 4914 | 7940484 | RHEEM SALES COMPANY, INC. | RA1618AJ1 | AC | Split System: Air-Cooled Condensing Unit, Coil with Blower | RA1618AJ1 |  | RCFL-H*2621 | 13 | 16 | Yes | Yes | 2015-02-06 |  | 2
FALSE | RA1642AJ1 | 4918 | 7942468 | RHEEM SALES COMPANY, INC. | RA1642AC1 | AC | Split System: Air-Cooled Condensing Unit, Coil with Blower | RA1642AC1 |  | RCFN-H*4824 | 13 | 16 | Yes | Yes | 2015-02-06 |  | 2
FALSE | RA1636AJ1 | 4917 | 7941812 | RHEEM SALES COMPANY, INC. | RA1636AJ1 | AC | Split System: Air-Cooled Condensing Unit, Coil with Blower | RA1636AJ1 |  | RCF3617STAM | 12.5 | 15.1 | Yes | Yes | 2015-02-06 |  | 1
FALSE | RA1442AD1 | 4761 | 7491969 | RHEEM SALES COMPANY, INC. | RA1442AC1 | AC | Split System: Air-Cooled Condensing Unit, Coil with Blower | RA1442AC1 |  | RCFN-H*4824 | 13 | 15.5 | Yes | Yes | 2015-02-06 |  | 1
FALSE | RA1624AJ1 | 4915 | 7940641 | RHEEM SALES COMPANY, INC. | RA1624AJ1 | AC | Split System: Air-Cooled Condensing Unit, Coil with Blower | RA1624AJ1 |  | RCF2417STAM | 13 | 16 | Yes | Yes | 2015-02-06 |  | 2
FALSE | RA1660AC1 | 4920 | 7943925 | RHEEM SALES COMPANY, INC. | RA1660AC1 | AC | Split System: Air-Cooled Condensing Unit, Coil with Blower | RA1660AC1 |  | RCQD-6024 | 12.5 | 15 | Yes | Yes | 2015-02-06 |  | 1
FALSE | RA1330AJ1 | 4823 | 7508096 | RHEEM SALES COMPANY, INC. | RA1330AJ1 | AC | Split System: Air-Cooled Condensing Unit, Coil with Blower | RA1330AJ1 |  | RCFL-H*3824 | 12 | 14.5 | Yes | Yes | 2015-02-06 |  | 0
FALSE | RA1448AD1 | 4762 | 7600614 | RHEEM SALES COMPANY, INC. | RA1448AD1 | AC | Split System: Air-Cooled Condensing Unit, Coil with Blower | RA1448AD1 |  | RCF4821STAM | 12 | 14.5 | Yes | Yes | 2015-02-06 |  | 0
FALSE | RA1448AD1 | 4762 | 7600849 | RHEEM SALES COMPANY, INC. | RA1448AD1 | AC | Split System: Air-Cooled Condensing Unit, Coil with Blower | RA1448AD1 |  | RCQD-4824 | 12 | 14.5 | Yes | Yes | 2015-02-06 |  | 0
FALSE | RA1630AJ1 | 4916 | 7941040 | RHEEM SALES COMPANY, INC. | RA1630AJ1 | AC | Split System: Air-Cooled Condensing Unit, Coil with Blower | RA1630AJ1 |  | RCF3624HTAM | 13 | 16 | Yes | Yes | 2015-02-06 |  | 2
FALSE | RA1418AJ1 | 4757 | 7493619 | RHEEM SALES COMPANY, INC. | RA1418AJ1 | AC | Split System: Air-Cooled Condensing Unit, Coil with Blower | RA1418AJ1 |  | RBHP-17 | 13 | 15.5 | Yes | Yes | 2015-02-06 |  | 1
FALSE | RA1424AJ1 | 4758 | 7490797 | RHEEM SALES COMPANY, INC. | RA1424AJ1 | AC | Split System: Air-Cooled Condensing Unit, Coil with Blower | RA1424AJ1 |  | RCF2421HTAM | 13 | 16 | Yes | Yes | 2015-02-06 |  | 2
FALSE | RA1636AJ1 | 4917 | 7942032 | RHEEM SALES COMPANY, INC. | RA1636AJ1 | AC | Split System: Air-Cooled Condensing Unit, Coil with Blower | RA1636AJ1 |  | RCFL-H*3621 | 13 | 15.5 | Yes | Yes | 2015-02-06 |  | 1
FALSE | RA1618AJ1 | 4914 | 7940515 | RHEEM SALES COMPANY, INC. | RA1618AJ1 | AC | Split System: Air-Cooled Condensing Unit, Coil with Blower | RA1618AJ1 |  | RCFN-H*2421 | 13 | 16 | Yes | Yes | 2015-02-06 |  | 2
FALSE | RA1636AJ1 | 4917 | 7941581 | RHEEM SALES COMPANY, INC. | RA1636AC1 | AC | Split System: Air-Cooled Condensing Unit, Coil with Blower | RA1636AC1 |  | RCFL-H*3621 | 12.5 | 15.1 | Yes | Yes | 2015-02-06 |  | 1
FALSE | RA1642AJ1 | 4918 | 7942261 | RHEEM SALES COMPANY, INC. | RA1642AC1 | AC | Split System: Air-Cooled Condensing Unit, Coil with Blower | RA1642AC1 |  | RCF4821STAM | 13 | 15.5 | Yes | Yes | 2015-02-06 |  | 1
FALSE | RA1642AJ1 | 4918 | 7942793 | RHEEM SALES COMPANY, INC. | RA1642AJ1 | AC | Split System: Air-Cooled Condensing Unit, Coil with Blower | RA1642AJ1 |  | RCFN-H*4824 | 13 | 16 | Yes | Yes | 2015-02-06 |  | 2
FALSE | RA1336AD1 | 4824 | 7508295 | RHEEM SALES COMPANY, INC. | RA1336AC1 | AC | Split System: Air-Cooled Condensing Unit, Coil with Blower | RA1336AC1 |  | RCF3624HTAM | 12.5 | 15 | Yes | Yes | 2015-02-06 |  | 1
FALSE | RA1436AD1 | 4760 | 7601420 | RHEEM SALES COMPANY, INC. | RA1436AC1 | AC | Split System: Air-Cooled Condensing Unit, Coil with Blower | RA1436AC1 |  | RCFL-H*3824 | 13 | 15.5 | Yes | Yes | 2015-02-06 |  | 1
FALSE | RA1460AD1 | 4763 | 7501258 | RHEEM SALES COMPANY, INC. | RA1460AJ1 | AC | Split System: Air-Cooled Condensing Unit, Coil with Blower | RA1460AJ1 |  | RCFL-H*6024 | 12 | 14.5 | Yes | Yes | 2015-02-06 |  | 0
FALSE | RA1460AD1 | 4763 | 7945183 | RHEEM SALES COMPANY, INC. | RA1460AC1 | AC | Split System: Air-Cooled Condensing Unit, Coil with Blower | RA1460AC1 |  | RCF6024HTAM | 12 | 14.5 | Yes | Yes | 2015-02-06 |  | 0
FALSE | RA1642AJ1 | 4918 | 7944217 | RHEEM SALES COMPANY, INC. | RA1642AJ1 | AC | Split System: Air-Cooled Condensing Unit, Coil with Blower | RA1642AJ1 |  | RCF4824HTAM | 13 | 16 | Yes | Yes | 2015-02-06 |  | 2
FALSE | RA1442AD1 | 4761 | 7491856 | RHEEM SALES COMPANY, INC. | RA1442AC1 | AC | Split System: Air-Cooled Condensing Unit, Coil with Blower | RA1442AC1 |  | RCF4824HTAM | 13 | 15.5 | Yes | Yes | 2015-02-06 |  | 1
FALSE | RA1324AJ1 | 4822 | 7507743 | RHEEM SALES COMPANY, INC. | RA1324AJ1 | AC | Split System: Air-Cooled Condensing Unit, Coil with Blower | RA1324AJ1 |  | RCFL-H*2617 | 12 | 14.5 | Yes | Yes | 2015-02-06 |  | 0
FALSE | RA1642AJ1 | 4918 | 7942562 | RHEEM SALES COMPANY, INC. | RA1642AJ1 | AC | Split System: Air-Cooled Condensing Unit, Coil with Blower | RA1642AJ1 |  | RCF4821STAM | 13 | 15.5 | Yes | Yes | 2015-02-06 |  | 1
FALSE | RA1660AC1 | 4920 | 7943606 | RHEEM SALES COMPANY, INC. | RA1660AJ1 | AC | Split System: Air-Cooled Condensing Unit, Coil with Blower | RA1660AJ1 |  | RCFL-H*6024 | 13 | 16 | Yes | Yes | 2015-02-06 |  | 2
FALSE | RA1636AJ1 | 4917 | 7944065 | RHEEM SALES COMPANY, INC. | RA1636AC1 | AC | Split System: Air-Cooled Condensing Unit, Coil with Blower | RA1636AC1 |  | RCF3617STAM | 12.2 | 14.5 | Yes | Yes | 2015-02-06 |  | 0
FALSE | RA1418AJ1 | 4757 | 7490684 | RHEEM SALES COMPANY, INC. | RA1418AJ1 | AC | Split System: Air-Cooled Condensing Unit, Coil with Blower | RA1418AJ1 |  | RCFN-H*2417 | 13 | 16 | Yes | Yes | 2015-02-06 |  | 2
FALSE | RA1430AJ1 | 4759 | 7491071 | RHEEM SALES COMPANY, INC. | RA1430AJ1 | AC | Split System: Air-Cooled Condensing Unit, Coil with Blower | RA1430AJ1 |  | RCF3624MTAM | 13 | 16 | Yes | Yes | 2015-02-06 |  | 2
FALSE | RA1336AD1 | 4824 | 7886621 | RHEEM SALES COMPANY, INC. | RA1336AC1 | AC | Split System: Air-Cooled Condensing Unit, Coil with Blower | RA1336AC1 |  | RF1T3624MTAN | 12 | 14.5 | Yes | Yes | 2015-02-06 |  | 0
FALSE | RA1624AJ1 | 4915 | 7940799 | RHEEM SALES COMPANY, INC. | RA1624AJ1 | AC | Split System: Air-Cooled Condensing Unit, Coil with Blower | RA1624AJ1 |  | RCFL-H*2621 | 13 | 16 | Yes | Yes | 2015-02-06 |  | 2
FALSE | RA1436AD1 | 4760 | 7599913 | RHEEM SALES COMPANY, INC. | RA1436AD1 | AC | Split System: Air-Cooled Condensing Unit, Coil with Blower | RA1436AD1 |  | RCF3624MTAM | 13 | 15.5 | Yes | Yes | 2015-02-06 |  | 1
FALSE | RA1442AD1 | 4761 | 7491973 | RHEEM SALES COMPANY, INC. | RA1442AC1 | AC | Split System: Air-Cooled Condensing Unit, Coil with Blower | RA1442AC1 |  | RCFN-H*4824 | 13 | 16 | Yes | Yes | 2015-02-06 |  | 2
FALSE | RA1448AD1 | 4762 | 7492349 | RHEEM SALES COMPANY, INC. | RA1448AC1 | AC | Split System: Air-Cooled Condensing Unit, Coil with Blower | RA1448AC1 |  | RCQD-4824 | 12 | 14.5 | Yes | Yes | 2015-02-06 |  | 0
FALSE | RA1642AJ1 | 4918 | 7942887 | RHEEM SALES COMPANY, INC. | RA1642AJ1 | AC | Split System: Air-Cooled Condensing Unit, Coil with Blower | RA1642AJ1 |  | RH1P4221STAN | 12.2 | 14.5 | Yes | Yes | 2015-02-06 |  | 0
FALSE | RA1642AJ1 | 4918 | 7942334 | RHEEM SALES COMPANY, INC. | RA1642AC1 | AC | Split System: Air-Cooled Condensing Unit, Coil with Blower | RA1642AC1 |  | RCF4824STAM | 13 | 16 | Yes | Yes | 2015-02-06 |  | 2
FALSE | RA1318AJ1 | 4821 | 7982173 | RHEEM SALES COMPANY, INC. | RA1318AJ1 | AC | Split System: Air-Cooled Condensing Unit, Coil with Blower | RA1318AJ1 |  | RCF2421HTAM | 12 | 14.5 | Yes | Yes | 2015-02-06 |  | 0
FALSE | RA1636AJ1 | 4917 | 7942016 | RHEEM SALES COMPANY, INC. | RA1636AJ1 | AC | Split System: Air-Cooled Condensing Unit, Coil with Blower | RA1636AJ1 |  | RCFL-H*3621 | 12.5 | 15.1 | Yes | Yes | 2015-02-06 |  | 1
FALSE | RA1648AJ1 | 4919 | 7943353 | RHEEM SALES COMPANY, INC. | RA1648AJ1 | AC | Split System: Air-Cooled Condensing Unit, Coil with Blower | RA1648AJ1 |  | RCFL-H*4821 | 12 | 14.5 | Yes | Yes | 2015-02-06 |  | 0
FALSE | RA1648AJ1 | 4919 | 7943471 | RHEEM SALES COMPANY, INC. | RA1648AJ1 | AC | Split System: Air-Cooled Condensing Unit, Coil with Blower | RA1648AJ1 |  | RCQD-4821 | 13 | 16 | Yes | Yes | 2015-02-06 |  | 2
FALSE | RA1418AJ1 | 4757 | 7490659 | RHEEM SALES COMPANY, INC. | RA1418AJ1 | AC | Split System: Air-Cooled Condensing Unit, Coil with Blower | RA1418AJ1 |  | RCFL-H*2621 | 13 | 16 | Yes | Yes | 2015-02-06 |  | 2
FALSE | RA1630AJ1 | 4916 | 7941104 | RHEEM SALES COMPANY, INC. | RA1630AJ1 | AC | Split System: Air-Cooled Condensing Unit, Coil with Blower | RA1630AJ1 |  | RCFL-H*3617 | 13 | 16 | Yes | Yes | 2015-02-06 |  | 2
FALSE | RA1636AJ1 | 4917 | 7941685 | RHEEM SALES COMPANY, INC. | RA1636AC1 | AC | Split System: Air-Cooled Condensing Unit, Coil with Blower | RA1636AC1 |  | RCFL-H*3824 | 13 | 16 | Yes | Yes | 2015-02-06 |  | 2
FALSE | RA1648AJ1 | 4919 | 7943304 | RHEEM SALES COMPANY, INC. | RA1648AJ1 | AC | Split System: Air-Cooled Condensing Unit, Coil with Blower | RA1648AJ1 |  | RCF4824STAM | 12.5 | 15.1 | Yes | Yes | 2015-02-06 |  | 1
FALSE | RA1636AJ1 | 4917 | 7942195 | RHEEM SALES COMPANY, INC. | RA1636AJ1 | AC | Split System: Air-Cooled Condensing Unit, Coil with Blower | RA1636AJ1 |  | RCQD-3624 | 13 | 16 | Yes | Yes | 2015-02-06 |  | 2
FALSE | RA1318AJ1 | 4821 | 7982180 | RHEEM SALES COMPANY, INC. | RA1318AJ1 | AC | Split System: Air-Cooled Condensing Unit, Coil with Blower | RA1318AJ1 |  | RCF2421MTAM | 12 | 14.5 | Yes | Yes | 2015-02-06 |  | 0
FALSE | RA1630AJ1 | 4916 | 7941009 | RHEEM SALES COMPANY, INC. | RA1630AJ1 | AC | Split System: Air-Cooled Condensing Unit, Coil with Blower | RA1630AJ1 |  | RCF3621STAM | 13 | 16 | Yes | Yes | 2015-02-06 |  | 2
FALSE | RA1636AJ1 | 4917 | 7941569 | RHEEM SALES COMPANY, INC. | RA1636AC1 | AC | Split System: Air-Cooled Condensing Unit, Coil with Blower | RA1636AC1 |  | RCFL-H*3621 | 13 | 15.5 | Yes | Yes | 2015-02-06 |  | 1
FALSE | RA1436AD1 | 4760 | 7491597 | RHEEM SALES COMPANY, INC. | RA1436AJ1 | AC | Split System: Air-Cooled Condensing Unit, Coil with Blower | RA1436AJ1 |  | RCF3621STAM | 12 | 14.5 | Yes | Yes | 2015-02-06 |  | 0
FALSE | RA1318AJ1 | 4821 | 7507557 | RHEEM SALES COMPANY, INC. | RA1318AJ1 | AC | Split System: Air-Cooled Condensing Unit, Coil with Blower | RA1318AJ1 |  | RCFN-H*2417 | 12.5 | 15 | Yes | Yes | 2015-02-06 |  | 1
FALSE | RA1624AJ1 | 4915 | 7940621 | RHEEM SALES COMPANY, INC. | RA1624AJ1 | AC | Split System: Air-Cooled Condensing Unit, Coil with Blower | RA1624AJ1 |  | RCF2417MTAM | 13 | 16 | Yes | Yes | 2015-02-06 |  | 2
FALSE | RA1442AD1 | 4761 | 7491935 | RHEEM SALES COMPANY, INC. | RA1442AC1 | AC | Split System: Air-Cooled Condensing Unit, Coil with Blower | RA1442AC1 |  | RCFL-H*4824 | 12 | 14.5 | Yes | Yes | 2015-02-06 |  | 0
FALSE | RA1436AD1 | 4760 | 7599874 | RHEEM SALES COMPANY, INC. | RA1436AD1 | AC | Split System: Air-Cooled Condensing Unit, Coil with Blower | RA1436AD1 |  | RCF3624MTAM | 13 | 16 | Yes | Yes | 2015-02-06 |  | 2
FALSE | RA1636AJ1 | 4917 | 7942052 | RHEEM SALES COMPANY, INC. | RA1636AJ1 | AC | Split System: Air-Cooled Condensing Unit, Coil with Blower | RA1636AJ1 |  | RCFL-H*3821 | 13 | 16 | Yes | Yes | 2015-02-06 |  | 2
FALSE | RA1442AD1 | 4761 | 7491999 | RHEEM SALES COMPANY, INC. | RA1442AJ1 | AC | Split System: Air-Cooled Condensing Unit, Coil with Blower | RA1442AJ1 |  | RCF4821STAM | 12 | 14.5 | Yes | Yes | 2015-02-06 |  | 0
FALSE | RA1430AJ1 | 4759 | 7493637 | RHEEM SALES COMPANY, INC. | RA1430AJ1 | AC | Split System: Air-Cooled Condensing Unit, Coil Alone | RA1430AJ1 |  | RCFN-H*3624+RXMD-C04 | 12 | 14.5 | Yes | Yes | 2015-02-06 |  | 0
FALSE | RA1418AJ1 | 4757 | 7490625 | RHEEM SALES COMPANY, INC. | RA1418AJ1 | AC | Split System: Air-Cooled Condensing Unit, Coil with Blower | RA1418AJ1 |  | RCFL-H*2417 | 13 | 15.5 | Yes | Yes | 2015-02-06 |  | 1
FALSE | RA1448AD1 | 4762 | 7600580 | RHEEM SALES COMPANY, INC. | RA1448AC1 | AC | Split System: Air-Cooled Condensing Unit, Coil with Blower | RA1448AC1 |  | RCFL-H*4824 | 12 | 14.5 | Yes | Yes | 2015-02-06 |  | 0
FALSE | RA1648AJ1 | 4919 | 7943528 | RHEEM SALES COMPANY, INC. | RA1648AJ1 | AC | Split System: Air-Cooled Condensing Unit, Coil with Blower | RA1648AJ1 |  | RCQD-4824 | 13 | 15.5 | Yes | Yes | 2015-02-06 |  | 1
FALSE | RA1624AJ1 | 4915 | 7940579 | RHEEM SALES COMPANY, INC. | RA1624AJ1 | AC | Split System: Air-Cooled Condensing Unit, Coil with Blower | RA1624AJ1 |  | RCF2417HTAM | 13 | 16 | Yes | Yes | 2015-02-06 |  | 2
FALSE | RA1436AD1 | 4760 | 7599703 | RHEEM SALES COMPANY, INC. | RA1436AC1 | AC | Split System: Air-Cooled Condensing Unit, Coil with Blower | RA1436AC1 |  | RCFL-H*3617 | 12.5 | 15.1 | Yes | Yes | 2015-02-06 |  | 1
FALSE | RA1648AJ1 | 4919 | 7942906 | RHEEM SALES COMPANY, INC. | RA1648AC1 | AC | Split System: Air-Cooled Condensing Unit, Coil with Blower | RA1648AC1 |  | RCF4821STAM | 12.5 | 15.1 | Yes | Yes | 2015-02-06 |  | 1
FALSE | RA1436AD1 | 4760 | 7491265 | RHEEM SALES COMPANY, INC. | RA1436AC1 | AC | Split System: Air-Cooled Condensing Unit, Coil with Blower | RA1436AC1 |  | RCF3621MTAM | 13 | 15.5 | Yes | Yes | 2015-02-06 |  | 1
FALSE | RA1630AJ1 | 4916 | 7940903 | RHEEM SALES COMPANY, INC. | RA1630AJ1 | AC | Split System: Air-Cooled Condensing Unit, Coil with Blower | RA1630AJ1 |  | RBHP-21 | 13 | 16 | Yes | Yes | 2015-02-06 |  | 2
FALSE | RA1448AD1 | 4762 | 7600835 | RHEEM SALES COMPANY, INC. | RA1448AD1 | AC | Split System: Air-Cooled Condensing Unit, Coil with Blower | RA1448AD1 |  | RCQD-4824 | 12 | 14.5 | Yes | Yes | 2015-02-06 |  | 0
FALSE | RA1642AJ1 | 4918 | 7942782 | RHEEM SALES COMPANY, INC. | RA1642AJ1 | AC | Split System: Air-Cooled Condensing Unit, Coil with Blower | RA1642AJ1 |  | RCFN-H*4824 | 13 | 16 | Yes | Yes | 2015-02-06 |  | 2
FALSE | RA1630AJ1 | 4916 | 7941160 | RHEEM SALES COMPANY, INC. | RA1630AJ1 | AC | Split System: Air-Cooled Condensing Unit, Coil with Blower | RA1630AJ1 |  | RCFL-H*3821 | 13 | 16 | Yes | Yes | 2015-02-06 |  | 2
FALSE | RA1648AJ1 | 4919 | 7943112 | RHEEM SALES COMPANY, INC. | RA1648AC1 | AC | Split System: Air-Cooled Condensing Unit, Coil with Blower | RA1648AC1 |  | RCFN-H*4824 | 13 | 16 | Yes | Yes | 2015-02-06 |  | 2
FALSE | RA1448AD1 | 4762 | 7600901 | RHEEM SALES COMPANY, INC. | RA1448AJ1 | AC | Split System: Air-Cooled Condensing Unit, Coil with Blower | RA1448AJ1 |  | RCQD-4821 | 12.5 | 15.1 | Yes | Yes | 2015-02-06 |  | 1
FALSE | RA1436AD1 | 4760 | 7491352 | RHEEM SALES COMPANY, INC. | RA1436AC1 | AC | Split System: Air-Cooled Condensing Unit, Coil with Blower | RA1436AC1 |  | RCFL-H*3617 | 12 | 14.5 | Yes | Yes | 2015-02-06 |  | 0
FALSE | RA1642AJ1 | 4918 | 7942373 | RHEEM SALES COMPANY, INC. | RA1642AC1 | AC | Split System: Air-Cooled Condensing Unit, Coil with Blower | RA1642AC1 |  | RCFL-H*4821 | 13 | 15.5 | Yes | Yes | 2015-02-06 |  | 1
FALSE | RA1418AJ1 | 4757 | 7490646 | RHEEM SALES COMPANY, INC. | RA1418AJ1 | AC | Split System: Air-Cooled Condensing Unit, Coil with Blower | RA1418AJ1 |  | RCFL-H*2617 | 13 | 16 | Yes | Yes | 2015-02-06 |  | 2
FALSE | RA1442AD1 | 4761 | 7492138 | RHEEM SALES COMPANY, INC. | RA1442AJ1 | AC | Split System: Air-Cooled Condensing Unit, Coil with Blower | RA1442AJ1 |  | RCFN-H*4824 | 13 | 15.5 | Yes | Yes | 2015-02-06 |  | 1
FALSE | RA1642AJ1 | 4918 | 7942533 | RHEEM SALES COMPANY, INC. | RA1642AC1 | AC | Split System: Air-Cooled Condensing Unit, Coil with Blower | RA1642AC1 |  | RCQD-4824 | 13 | 15.5 | Yes | Yes | 2015-02-06 |  | 1
FALSE | RA1624AJ1 | 4915 | 7940656 | RHEEM SALES COMPANY, INC. | RA1624AJ1 | AC | Split System: Air-Cooled Condensing Unit, Coil with Blower | RA1624AJ1 |  | RCF2421HTAM | 13 | 15.5 | Yes | Yes | 2015-02-06 |  | 1
FALSE | RA1436AD1 | 4760 | 7493646 | RHEEM SALES COMPANY, INC. | RA1436AJ1 | AC | Split System: Air-Cooled Condensing Unit, Coil with Blower | RA1436AJ1 |  | RBHP-21 | 13 | 15.5 | Yes | Yes | 2015-02-06 |  | 1
FALSE | RA1630AJ1 | 4916 | 7940919 | RHEEM SALES COMPANY, INC. | RA1630AJ1 | AC | Split System: Air-Cooled Condensing Unit, Coil with Blower | RA1630AJ1 |  | RCF3617STAM | 13 | 16 | Yes | Yes | 2015-02-06 |  | 2
FALSE | RA1630AJ1 | 4916 | 7940915 | RHEEM SALES COMPANY, INC. | RA1630AJ1 | AC | Split System: Air-Cooled Condensing Unit, Coil with Blower | RA1630AJ1 |  | RCF3617STAM | 13 | 16 | Yes | Yes | 2015-02-06 |  | 2
FALSE | RA1636AJ1 | 4917 | 7941982 | RHEEM SALES COMPANY, INC. | RA1636AJ1 | AC | Split System: Air-Cooled Condensing Unit, Coil with Blower | RA1636AJ1 |  | RCFL-H*3617 | 12.5 | 15.1 | Yes | Yes | 2015-02-06 |  | 1
FALSE | RA1636AJ1 | 4917 | 7941701 | RHEEM SALES COMPANY, INC. | RA1636AC1 | AC | Split System: Air-Cooled Condensing Unit, Coil with Blower | RA1636AC1 |  | RCFL-H*3824 | 13 | 16 | Yes | Yes | 2015-02-06 |  | 2
FALSE | RA1330AJ1 | 4823 | 7508119 | RHEEM SALES COMPANY, INC. | RA1330AJ1 | AC | Split System: Air-Cooled Condensing Unit, Coil with Blower | RA1330AJ1 |  | RCFN-H*3624 | 13 | 15.5 | Yes | Yes | 2015-02-06 |  | 1
FALSE | RA1648AJ1 | 4919 | 7943232 | RHEEM SALES COMPANY, INC. | RA1648AJ1 | AC | Split System: Air-Cooled Condensing Unit, Coil with Blower | RA1648AJ1 |  | RCF4821STAM | 12.5 | 15.1 | Yes | Yes | 2015-02-06 |  | 1
FALSE | RA1448AD1 | 4762 | 7945164 | RHEEM SALES COMPANY, INC. | RA1448AD1 | AC | Split System: Air-Cooled Condensing Unit, Coil with Blower | RA1448AD1 |  | RCF4824STAM | 12 | 14.5 | Yes | Yes | 2015-02-06 |  | 0
FALSE | RA1336AD1 | 4824 | 7508839 | RHEEM SALES COMPANY, INC. | RA1336AJ1 | AC | Split System: Air-Cooled Condensing Unit, Coil with Blower | RA1336AJ1 |  | RCFN-H*3624 | 12.5 | 15.1 | Yes | Yes | 2015-02-06 |  | 1
FALSE | RA1460AD1 | 4763 | 7600917 | RHEEM SALES COMPANY, INC. | RA1460AC1 | AC | Split System: Air-Cooled Condensing Unit, Coil with Blower | RA1460AC1 |  | RCF6024STAM | 12 | 14.5 | Yes | Yes | 2015-02-06 |  | 0
FALSE | RA1442AD1 | 4761 | 7491976 | RHEEM SALES COMPANY, INC. | RA1442AC1 | AC | Split System: Air-Cooled Condensing Unit, Coil with Blower | RA1442AC1 |  | RCFN-H*4824 | 13 | 15.5 | Yes | Yes | 2015-02-06 |  | 1
FALSE | RA1648AJ1 | 4919 | 7943215 | RHEEM SALES COMPANY, INC. | RA1648AC1 | AC | Split System: Air-Cooled Condensing Unit, Coil with Blower | RA1648AC1 |  | RHLL-HM4821 | 13 | 15.5 | Yes | Yes | 2015-02-06 |  | 1
FALSE | RA1330AJ1 | 4823 | 7508114 | RHEEM SALES COMPANY, INC. | RA1330AJ1 | AC | Split System: Air-Cooled Condensing Unit, Coil with Blower | RA1330AJ1 |  | RCFN-H*3624 | 13 | 15.5 | Yes | Yes | 2015-02-06 |  | 1
FALSE | RA1442AD1 | 4761 | 7600317 | RHEEM SALES COMPANY, INC. | RA1442AD1 | AC | Split System: Air-Cooled Condensing Unit, Coil with Blower | RA1442AD1 |  | RCF4824HTAM | 13 | 15.5 | Yes | Yes | 2015-02-06 |  | 1
FALSE | RA1442AD1 | 4761 | 7491942 | RHEEM SALES COMPANY, INC. | RA1442AC1 | AC | Split System: Air-Cooled Condensing Unit, Coil with Blower | RA1442AC1 |  | RCFL-H*4824 | 12 | 14.5 | Yes | Yes | 2015-02-06 |  | 0
FALSE | RA1624AJ1 | 4915 | 7940574 | RHEEM SALES COMPANY, INC. | RA1624AJ1 | AC | Split System: Air-Cooled Condensing Unit, Coil Alone | RA1624AJ1 |  | RCF2414STAM+RXMD-C04 | 12.2 | 14.5 | Yes | Yes | 2015-02-06 |  | 0
FALSE | RA1636AJ1 | 4917 | 7941725 | RHEEM SALES COMPANY, INC. | RA1636AC1 | AC | Split System: Air-Cooled Condensing Unit, Coil with Blower | RA1636AC1 |  | RCQD-3621 | 13 | 16 | Yes | Yes | 2015-02-06 |  | 2
FALSE | RA1448AD1 | 4762 | 7600864 | RHEEM SALES COMPANY, INC. | RA1448AD1 | AC | Split System: Air-Cooled Condensing Unit, Coil with Blower | RA1448AD1 |  | RHLL-HM6024 | 13 | 15.5 | Yes | Yes | 2015-02-06 |  | 1
FALSE | RA1336AD1 | 4824 | 7508284 | RHEEM SALES COMPANY, INC. | RA1336AC1 | AC | Split System: Air-Cooled Condensing Unit, Coil with Blower | RA1336AC1 |  | RCF3624HTAM | 12.5 | 15 | Yes | Yes | 2015-02-06 |  | 1
FALSE | RA1642AJ1 | 4918 | 7942379 | RHEEM SALES COMPANY, INC. | RA1642AC1 | AC | Split System: Air-Cooled Condensing Unit, Coil with Blower | RA1642AC1 |  | RCFL-H*4821 | 13 | 15.5 | Yes | Yes | 2015-02-06 |  | 1
FALSE | RA1618AJ1 | 4914 | 7940531 | RHEEM SALES COMPANY, INC. | RA1618AJ1 | AC | Split System: Air-Cooled Condensing Unit, Coil with Blower | RA1618AJ1 |  | RCFN-H*2421 | 13 | 16 | Yes | Yes | 2015-02-06 |  | 2
FALSE | RA1648AJ1 | 4919 | 7943176 | RHEEM SALES COMPANY, INC. | RA1648AC1 | AC | Split System: Air-Cooled Condensing Unit, Coil Alone | RA1648AC1 |  | RCQD-4821+RXMD-C04 | 12.5 | 15.1 | Yes | Yes | 2015-02-06 |  | 1
FALSE | RA1630AJ1 | 4916 | 7940932 | RHEEM SALES COMPANY, INC. | RA1630AJ1 | AC | Split System: Air-Cooled Condensing Unit, Coil with Blower | RA1630AJ1 |  | RCF3621MTAM | 13 | 16 | Yes | Yes | 2015-02-06 |  | 2
FALSE | RA1318AJ1 | 4821 | 7507467 | RHEEM SALES COMPANY, INC. | RA1318AJ1 | AC | Split System: Air-Cooled Condensing Unit, Coil with Blower | RA1318AJ1 |  | RCF2421HTAM | 12 | 14.5 | Yes | Yes | 2015-02-06 |  | 0
FALSE | RA1424AJ1 | 4758 | 7599605 | RHEEM SALES COMPANY, INC. | RA1424AJ1 | AC | Split System: Air-Cooled Condensing Unit, Coil with Blower | RA1424AJ1 |  | RCFN-H*2421 | 13 | 15.5 | Yes | Yes | 2015-02-06 |  | 1
FALSE | RA1648AJ1 | 4919 | 7943513 | RHEEM SALES COMPANY, INC. | RA1648AJ1 | AC | Split System: Air-Cooled Condensing Unit, Coil with Blower | RA1648AJ1 |  | RCQD-4824 | 13 | 15.5 | Yes | Yes | 2015-02-06 |  | 1
FALSE | RA1642AJ1 | 4918 | 7942352 | RHEEM SALES COMPANY, INC. | RA1642AC1 | AC | Split System: Air-Cooled Condensing Unit, Coil with Blower | RA1642AC1 |  | RCFL-H*4821 | 13 | 16 | Yes | Yes | 2015-02-06 |  | 2
FALSE | RA1624AJ1 | 4915 | 7940782 | RHEEM SALES COMPANY, INC. | RA1624AJ1 | AC | Split System: Air-Cooled Condensing Unit, Coil with Blower | RA1624AJ1 |  | RCFL-H*2621 | 13 | 16 | Yes | Yes | 2015-02-06 |  | 2
FALSE | RA1648AJ1 | 4919 | 7943020 | RHEEM SALES COMPANY, INC. | RA1648AC1 | AC | Split System: Air-Cooled Condensing Unit, Coil with Blower | RA1648AC1 |  | RCFL-H*4821 | 12.5 | 15.1 | Yes | Yes | 2015-02-06 |  | 1
FALSE | RA1648AJ1 | 4919 | 7943428 | RHEEM SALES COMPANY, INC. | RA1648AJ1 | AC | Split System: Air-Cooled Condensing Unit, Coil with Blower | RA1648AJ1 |  | RCFN-H*4824 | 13 | 16 | Yes | Yes | 2015-02-06 |  | 2
FALSE | RA1430AJ1 | 4759 | 7601377 | RHEEM SALES COMPANY, INC. | RA1430AJ1 | AC | Split System: Air-Cooled Condensing Unit, Coil with Blower | RA1430AJ1 |  | RCF3624HTAM | 13 | 16 | Yes | Yes | 2015-02-06 |  | 2
FALSE | RA1642AJ1 | 4918 | 7942722 | RHEEM SALES COMPANY, INC. | RA1642AJ1 | AC | Split System: Air-Cooled Condensing Unit, Coil with Blower | RA1642AJ1 |  | RCFL-H*4821 | 12.5 | 15.1 | Yes | Yes | 2015-02-06 |  | 1
FALSE | RA1430AJ1 | 4759 | 7491042 | RHEEM SALES COMPANY, INC. | RA1430AJ1 | AC | Split System: Air-Cooled Condensing Unit, Coil with Blower | RA1430AJ1 |  | RCF3624HTAM | 13 | 16 | Yes | Yes | 2015-02-06 |  | 2
FALSE | RA1636AJ1 | 4917 | 7941860 | RHEEM SALES COMPANY, INC. | RA1636AJ1 | AC | Split System: Air-Cooled Condensing Unit, Coil Alone | RA1636AJ1 |  | RCF3621MTAM+RXMD-C04 | 12.5 | 15.1 | Yes | Yes | 2015-02-06 |  | 1
FALSE | RA1430AJ1 | 4759 | 7491129 | RHEEM SALES COMPANY, INC. | RA1430AJ1 | AC | Split System: Air-Cooled Condensing Unit, Coil with Blower | RA1430AJ1 |  | RCFL-H*3621 | 13 | 15.5 | Yes | Yes | 2015-02-06 |  | 1
FALSE | RA1648AJ1 | 4919 | 7944231 | RHEEM SALES COMPANY, INC. | RA1648AC1 | AC | Split System: Air-Cooled Condensing Unit, Coil with Blower | RA1648AC1 |  | RCF4821STAM | 12.5 | 15.1 | Yes | Yes | 2015-02-06 |  | 1
FALSE | RA1318AJ1 | 4821 | 7982209 | RHEEM SALES COMPANY, INC. | RA1318AJ1 | AC | Split System: Air-Cooled Condensing Unit, Coil with Blower | RA1318AJ1 |  | RCFL-H*2621 | 12.5 | 15 | Yes | Yes | 2015-02-06 |  | 1
FALSE | RA1442AD1 | 4761 | 7501141 | RHEEM SALES COMPANY, INC. | RA1442AJ1 | AC | Split System: Air-Cooled Condensing Unit, Coil with Blower | RA1442AJ1 |  | RCF4824STAM | 12.5 | 15.1 | Yes | Yes | 2015-02-06 |  | 1
FALSE | RA1642AJ1 | 4918 | 7942450 | RHEEM SALES COMPANY, INC. | RA1642AC1 | AC | Split System: Air-Cooled Condensing Unit, Coil with Blower | RA1642AC1 |  | RCFN-H*4824 | 13 | 16 | Yes | Yes | 2015-02-06 |  | 2
FALSE | RA1436AD1 | 4760 | 7599763 | RHEEM SALES COMPANY, INC. | RA1436AD1 | AC | Split System: Air-Cooled Condensing Unit, Coil with Blower | RA1436AD1 |  | RCF3621MTAM | 12.5 | 15.1 | Yes | Yes | 2015-02-06 |  | 1
FALSE | RA1660AC1 | 4920 | 7943582 | RHEEM SALES COMPANY, INC. | RA1660AJ1 | AC | Split System: Air-Cooled Condensing Unit, Coil with Blower | RA1660AJ1 |  | RCF6024STAM | 13 | 15.5 | Yes | Yes | 2015-02-06 |  | 1
FALSE | RA1618AJ1 | 4914 | 7943946 | RHEEM SALES COMPANY, INC. | RA1618AJ1 | AC | Split System: Air-Cooled Condensing Unit, Coil with Blower | RA1618AJ1 |  | RCF2417HTAM | 13 | 16 | Yes | Yes | 2015-02-06 |  | 2
FALSE | RA1624AJ1 | 4915 | 7940794 | RHEEM SALES COMPANY, INC. | RA1624AJ1 | AC | Split System: Air-Cooled Condensing Unit, Coil with Blower | RA1624AJ1 |  | RCFL-H*2621 | 13 | 16 | Yes | Yes | 2015-02-06 |  | 2
FALSE | RA1624AJ1 | 4915 | 7940717 | RHEEM SALES COMPANY, INC. | RA1624AJ1 | AC | Split System: Air-Cooled Condensing Unit, Coil with Blower | RA1624AJ1 |  | RCFL-H*2417 | 13 | 16 | Yes | Yes | 2015-02-06 |  | 2
FALSE | RA1430AJ1 | 4759 | 7491199 | RHEEM SALES COMPANY, INC. | RA1430AJ1 | AC | Split System: Air-Cooled Condensing Unit, Coil with Blower | RA1430AJ1 |  | RCFN-H*3624 | 13 | 16 | Yes | Yes | 2015-02-06 |  | 2
FALSE | RA1648AJ1 | 4919 | 7943033 | RHEEM SALES COMPANY, INC. | RA1648AC1 | AC | Split System: Air-Cooled Condensing Unit, Coil with Blower | RA1648AC1 |  | RCFL-H*4821 | 12.5 | 15.1 | Yes | Yes | 2015-02-06 |  | 1
FALSE | RA1342AD1 | 4827 | 7983494 | RHEEM SALES COMPANY, INC. | RA1342AJ1 | AC | Split System: Air-Cooled Condensing Unit, Coil with Blower | RA1342AJ1 |  | RCF4824HTAM | 12 | 14.5 | Yes | Yes | 2015-02-06 |  | 0
FALSE | RA1442AD1 | 4761 | 7945087 | RHEEM SALES COMPANY, INC. | RA1442AC1 | AC | Split System: Air-Cooled Condensing Unit, Coil with Blower | RA1442AC1 |  | RCF4824HTAM | 13 | 15.5 | Yes | Yes | 2015-02-06 |  | 1
FALSE | RA1660AC1 | 4920 | 7943888 | RHEEM SALES COMPANY, INC. | RA1660AC1 | AC | Split System: Air-Cooled Condensing Unit, Coil with Blower | RA1660AC1 |  | RCFN-H*6024 | 12.5 | 15.1 | Yes | Yes | 2015-02-06 |  | 1
FALSE | RA1660AC1 | 4920 | 7943788 | RHEEM SALES COMPANY, INC. | RA1660AC1 | AC | Split System: Air-Cooled Condensing Unit, Coil with Blower | RA1660AC1 |  | RCF6024HTAM | 12.5 | 15.1 | Yes | Yes | 2015-02-06 |  | 1
FALSE | RA1436AD1 | 4760 | 7491564 | RHEEM SALES COMPANY, INC. | RA1436AJ1 | AC | Split System: Air-Cooled Condensing Unit, Coil with Blower | RA1436AJ1 |  | RCF3621MTAM | 13 | 15.5 | Yes | Yes | 2015-02-06 |  | 1
FALSE | RA1636AJ1 | 4917 | 7941682 | RHEEM SALES COMPANY, INC. | RA1636AC1 | AC | Split System: Air-Cooled Condensing Unit, Coil with Blower | RA1636AC1 |  | RCFL-H*3824 | 13 | 16 | Yes | Yes | 2015-02-06 |  | 2
FALSE | RA1436AD1 | 4760 | 7491629 | RHEEM SALES COMPANY, INC. | RA1436AJ1 | AC | Split System: Air-Cooled Condensing Unit, Coil with Blower | RA1436AJ1 |  | RCF3624MTAM | 13 | 15.5 | Yes | Yes | 2015-02-06 |  | 1
FALSE | RA1436AD1 | 4760 | 7944989 | RHEEM SALES COMPANY, INC. | RA1436AC1 | AC | Split System: Air-Cooled Condensing Unit, Coil with Blower | RA1436AC1 |  | RCF3617STAM | 12 | 14.5 | Yes | Yes | 2015-02-06 |  | 0
FALSE | RA1442AD1 | 4761 | 7501139 | RHEEM SALES COMPANY, INC. | RA1442AJ1 | AC | Split System: Air-Cooled Condensing Unit, Coil with Blower | RA1442AJ1 |  | RCF4824HTAM | 13 | 15.5 | Yes | Yes | 2015-02-06 |  | 1
FALSE | RA1642AJ1 | 4918 | 7942555 | RHEEM SALES COMPANY, INC. | RA1642AC1 | AC | Split System: Air-Cooled Condensing Unit, Coil with Blower | RA1642AC1 |  | RHKL-HM4821 | 13 | 15.5 | Yes | Yes | 2015-02-06 |  | 1
FALSE | RA1642AJ1 | 4918 | 7942785 | RHEEM SALES COMPANY, INC. | RA1642AJ1 | AC | Split System: Air-Cooled Condensing Unit, Coil with Blower | RA1642AJ1 |  | RCFN-H*4824 | 13 | 15.5 | Yes | Yes | 2015-02-06 |  | 1
FALSE | RA1624AJ1 | 4915 | 7940683 | RHEEM SALES COMPANY, INC. | RA1624AJ1 | AC | Split System: Air-Cooled Condensing Unit, Coil with Blower | RA1624AJ1 |  | RCF2421MTAM | 13 | 16 | Yes | Yes | 2015-02-06 |  | 2
FALSE | RA1330AJ1 | 4823 | 7507935 | RHEEM SALES COMPANY, INC. | RA1330AJ1 | AC | Split System: Air-Cooled Condensing Unit, Coil with Blower | RA1330AJ1 |  | RCF3624HTAM | 12.5 | 15.1 | Yes | Yes | 2015-02-06 |  | 1
FALSE | RA1448AD1 | 4762 | 7501223 | RHEEM SALES COMPANY, INC. | RA1448AJ1 | AC | Split System: Air-Cooled Condensing Unit, Coil with Blower | RA1448AJ1 |  | RCQD-4824 | 12.5 | 15.1 | Yes | Yes | 2015-02-06 |  | 1
FALSE | RA1336AD1 | 4824 | 7508667 | RHEEM SALES COMPANY, INC. | RA1336AJ1 | AC | Split System: Air-Cooled Condensing Unit, Coil with Blower | RA1336AJ1 |  | RCF3624MTAM | 12 | 14.5 | Yes | Yes | 2015-02-06 |  | 0
FALSE | RA1630AJ1 | 4916 | 7941307 | RHEEM SALES COMPANY, INC. | RA1630AJ1 | AC | Split System: Air-Cooled Condensing Unit, Coil with Blower | RA1630AJ1 |  | RCQD-3621 | 13 | 16 | Yes | Yes | 2015-02-06 |  | 2
FALSE | RA1448AD1 | 4762 | 7600801 | RHEEM SALES COMPANY, INC. | RA1448AD1 | AC | Split System: Air-Cooled Condensing Unit, Coil Alone | RA1448AD1 |  | RCFN-H*4824+RXMD-C04 | 12 | 14.5 | Yes | Yes | 2015-02-06 |  | 0
FALSE | RA1430AJ1 | 4759 | 7944961 | RHEEM SALES COMPANY, INC. | RA1430AJ1 | AC | Split System: Air-Cooled Condensing Unit, Coil with Blower | RA1430AJ1 |  | RCF3621MTAM | 13 | 15.5 | Yes | Yes | 2015-02-06 |  | 1
FALSE | RA1642AJ1 | 4918 | 7942876 | RHEEM SALES COMPANY, INC. | RA1642AJ1 | AC | Split System: Air-Cooled Condensing Unit, Coil with Blower | RA1642AJ1 |  | RCQD-4824 | 13 | 16 | Yes | Yes | 2015-02-06 |  | 2
FALSE | RA1418AJ1 | 4757 | 7490648 | RHEEM SALES COMPANY, INC. | RA1418AJ1 | AC | Split System: Air-Cooled Condensing Unit, Coil with Blower | RA1418AJ1 |  | RCFL-H*2621 | 13 | 15.5 | Yes | Yes | 2015-02-06 |  | 1
FALSE | RA1442AD1 | 4761 | 7600546 | RHEEM SALES COMPANY, INC. | RA1442AJ1 | AC | Split System: Air-Cooled Condensing Unit, Coil with Blower | RA1442AJ1 |  | RCFL-H*4824 | 12.5 | 15.1 | Yes | Yes | 2015-02-06 |  | 1
FALSE | RA1636AJ1 | 4917 | 7941631 | RHEEM SALES COMPANY, INC. | RA1636AC1 | AC | Split System: Air-Cooled Condensing Unit, Coil with Blower | RA1636AC1 |  | RCFL-H*3821 | 13 | 15.5 | Yes | Yes | 2015-02-06 |  | 1
FALSE | RA1436AD1 | 4760 | 7600183 | RHEEM SALES COMPANY, INC. | RA1436AJ1 | AC | Split System: Air-Cooled Condensing Unit, Coil with Blower | RA1436AJ1 |  | RCF3621MTAM | 13 | 15.5 | Yes | Yes | 2015-02-06 |  | 1
FALSE | RA1448AD1 | 4762 | 7492196 | RHEEM SALES COMPANY, INC. | RA1448AC1 | AC | Split System: Air-Cooled Condensing Unit, Coil with Blower | RA1448AC1 |  | RCF4824HTAM | 12 | 14.5 | Yes | Yes | 2015-02-06 |  | 0
FALSE | RA1442AD1 | 4761 | 7492030 | RHEEM SALES COMPANY, INC. | RA1442AJ1 | AC | Split System: Air-Cooled Condensing Unit, Coil with Blower | RA1442AJ1 |  | RCF4824HTAM | 12.5 | 15.1 | Yes | Yes | 2015-02-06 |  | 1
FALSE | RA1442AD1 | 4761 | 7600496 | RHEEM SALES COMPANY, INC. | RA1442AD1 | AC | Split System: Air-Cooled Condensing Unit, Coil with Blower | RA1442AD1 |  | RCFN-H*4824 | 13 | 15.5 | Yes | Yes | 2015-02-06 |  | 1
FALSE | RA1330AJ1 | 4823 | 7508088 | RHEEM SALES COMPANY, INC. | RA1330AJ1 | AC | Split System: Air-Cooled Condensing Unit, Coil with Blower | RA1330AJ1 |  | RCFL-H*3824 | 12 | 14.5 | Yes | Yes | 2015-02-06 |  | 0
FALSE | RA1642AJ1 | 4918 | 7942660 | RHEEM SALES COMPANY, INC. | RA1642AJ1 | AC | Split System: Air-Cooled Condensing Unit, Coil with Blower | RA1642AJ1 |  | RCF4824STAM | 13 | 15.5 | Yes | Yes | 2015-02-06 |  | 1
FALSE | RA1442AD1 | 4761 | 7501150 | RHEEM SALES COMPANY, INC. | RA1442AJ1 | AC | Split System: Air-Cooled Condensing Unit, Coil with Blower | RA1442AJ1 |  | RCFL-H*4824 | 12.5 | 15.1 | Yes | Yes | 2015-02-06 |  | 1
FALSE | RA1642AJ1 | 4918 | 7942323 | RHEEM SALES COMPANY, INC. | RA1642AC1 | AC | Split System: Air-Cooled Condensing Unit, Coil with Blower | RA1642AC1 |  | RCF4824STAM | 12.5 | 15.1 | Yes | Yes | 2015-02-06 |  | 1
FALSE | RA1336AD1 | 4824 | 7508644 | RHEEM SALES COMPANY, INC. | RA1336AJ1 | AC | Split System: Air-Cooled Condensing Unit, Coil with Blower | RA1336AJ1 |  | RCF3624HTAM | 12 | 14.5 | Yes | Yes | 2015-02-06 |  | 0
FALSE | RA1636AJ1 | 4917 | 7941466 | RHEEM SALES COMPANY, INC. | RA1636AC1 | AC | Split System: Air-Cooled Condensing Unit, Coil with Blower | RA1636AC1 |  | RCF3621STAM | 13 | 15.5 | Yes | Yes | 2015-02-06 |  | 1
FALSE | RA1448AD1 | 4762 | 7600822 | RHEEM SALES COMPANY, INC. | RA1448AD1 | AC | Split System: Air-Cooled Condensing Unit, Coil with Blower | RA1448AD1 |  | RCQD-4821 | 12 | 14.5 | Yes | Yes | 2015-02-06 |  | 0
FALSE | RA1648AJ1 | 4919 | 7943342 | RHEEM SALES COMPANY, INC. | RA1648AJ1 | AC | Split System: Air-Cooled Condensing Unit, Coil with Blower | RA1648AJ1 |  | RCFL-H*4821 | 12.5 | 15.1 | Yes | Yes | 2015-02-06 |  | 1
FALSE | RA1424AJ1 | 4758 | 7490948 | RHEEM SALES COMPANY, INC. | RA1424AJ1 | AC | Split System: Air-Cooled Condensing Unit, Coil with Blower | RA1424AJ1 |  | RCQD-2417 | 13 | 15.5 | Yes | Yes | 2015-02-06 |  | 1
FALSE | RA1442AD1 | 4761 | 7491835 | RHEEM SALES COMPANY, INC. | RA1442AC1 | AC | Split System: Air-Cooled Condensing Unit, Coil with Blower | RA1442AC1 |  | RCF4821STAM | 12.5 | 15 | Yes | Yes | 2015-02-06 |  | 1
FALSE | RA1624AJ1 | 4915 | 7940879 | RHEEM SALES COMPANY, INC. | RA1624AJ1 | AC | Split System: Air-Cooled Condensing Unit, Coil with Blower | RA1624AJ1 |  | RCQD-2417 | 13 | 16 | Yes | Yes | 2015-02-06 |  | 2
FALSE | RA1618AJ1 | 4914 | 7940392 | RHEEM SALES COMPANY, INC. | RA1618AJ1 | AC | Split System: Air-Cooled Condensing Unit, Coil with Blower | RA1618AJ1 |  | RCF2421MTAM | 13 | 16 | Yes | Yes | 2015-02-06 |  | 2
FALSE | RA1448AD1 | 4762 | 7492402 | RHEEM SALES COMPANY, INC. | RA1448AJ1 | AC | Split System: Air-Cooled Condensing Unit, Coil with Blower | RA1448AJ1 |  | RCF4824HTAM | 12 | 14.5 | Yes | Yes | 2015-02-06 |  | 0
FALSE | RA1642AJ1 | 4918 | 7942354 | RHEEM SALES COMPANY, INC. | RA1642AC1 | AC | Split System: Air-Cooled Condensing Unit, Coil with Blower | RA1642AC1 |  | RCFL-H*4821 | 13 | 15.5 | Yes | Yes | 2015-02-06 |  | 1
FALSE | RA1660AC1 | 4920 | 7943879 | RHEEM SALES COMPANY, INC. | RA1660AC1 | AC | Split System: Air-Cooled Condensing Unit, Coil with Blower | RA1660AC1 |  | RCFN-H*6024 | 12.5 | 15.1 | Yes | Yes | 2015-02-06 |  | 1
FALSE | RA1624AJ1 | 4915 | 7940813 | RHEEM SALES COMPANY, INC. | RA1624AJ1 | AC | Split System: Air-Cooled Condensing Unit, Coil with Blower | RA1624AJ1 |  | RCFN-H*2417 | 13 | 15.5 | Yes | Yes | 2015-02-06 |  | 1
FALSE | RA1636AJ1 | 4917 | 7941758 | RHEEM SALES COMPANY, INC. | RA1636AC1 | AC | Split System: Air-Cooled Condensing Unit, Coil with Blower | RA1636AC1 |  | RCQD-3624 | 13 | 16 | Yes | Yes | 2015-02-06 |  | 2
FALSE | RA1642AJ1 | 4918 | 7944207 | RHEEM SALES COMPANY, INC. | RA1642AJ1 | AC | Split System: Air-Cooled Condensing Unit, Coil with Blower | RA1642AJ1 |  | RCF4821STAM | 13 | 16 | Yes | Yes | 2015-02-06 |  | 2
FALSE | RA1436AD1 | 4760 | 7491540 | RHEEM SALES COMPANY, INC. | RA1436AJ1 | AC | Split System: Air-Cooled Condensing Unit, Coil with Blower | RA1436AJ1 |  | RCF3617STAM | 12 | 14.5 | Yes | Yes | 2015-02-06 |  | 0
FALSE | RA1424AJ1 | 4758 | 7944943 | RHEEM SALES COMPANY, INC. | RA1424AJ1 | AC | Split System: Air-Cooled Condensing Unit, Coil with Blower | RA1424AJ1 |  | RCF2421HTAM | 12.5 | 15.1 | Yes | Yes | 2015-02-06 |  | 1
FALSE | RA1636AJ1 | 4917 | 7944121 | RHEEM SALES COMPANY, INC. | RA1636AC1 | AC | Split System: Air-Cooled Condensing Unit, Coil with Blower | RA1636AC1 |  | RCF3624HTAM | 13 | 16 | Yes | Yes | 2015-02-06 |  | 2
FALSE | RA1642AJ1 | 4918 | 7942236 | RHEEM SALES COMPANY, INC. | RA1642AC1 | AC | Split System: Air-Cooled Condensing Unit, Coil with Blower | RA1642AC1 |  | RCF4821STAM | 12.2 | 14.5 | Yes | Yes | 2015-02-06 |  | 0
FALSE | RA1636AJ1 | 4917 | 7944118 | RHEEM SALES COMPANY, INC. | RA1636AC1 | AC | Split System: Air-Cooled Condensing Unit, Coil with Blower | RA1636AC1 |  | RCF3624HTAM | 13 | 16 | Yes | Yes | 2015-02-06 |  | 2
FALSE | RA1642AJ1 | 4918 | 7944176 | RHEEM SALES COMPANY, INC. | RA1642AC1 | AC | Split System: Air-Cooled Condensing Unit, Coil with Blower | RA1642AC1 |  | RCF4821STAM | 12.5 | 15.1 | Yes | Yes | 2015-02-06 |  | 1
FALSE | RA1330AJ1 | 4823 | 7507889 | RHEEM SALES COMPANY, INC. | RA1330AJ1 | AC | Split System: Air-Cooled Condensing Unit, Coil with Blower | RA1330AJ1 |  | RCF3621MTAM | 12 | 14.5 | Yes | Yes | 2015-02-06 |  | 0
FALSE | RA1442AD1 | 4761 | 7600380 | RHEEM SALES COMPANY, INC. | RA1442AD1 | AC | Split System: Air-Cooled Condensing Unit, Coil with Blower | RA1442AD1 |  | RCF4824STAM | 12 | 14.5 | Yes | Yes | 2015-02-06 |  | 0
FALSE | RA1618AJ1 | 4914 | 7940431 | RHEEM SALES COMPANY, INC. | RA1618AJ1 | AC | Split System: Air-Cooled Condensing Unit, Coil with Blower | RA1618AJ1 |  | RCFL-H*2417 | 13 | 16 | Yes | Yes | 2015-02-06 |  | 2
FALSE | RA1448AD1 | 4762 | 7600843 | RHEEM SALES COMPANY, INC. | RA1448AD1 | AC | Split System: Air-Cooled Condensing Unit, Coil with Blower | RA1448AD1 |  | RCQD-4824 | 12 | 14.5 | Yes | Yes | 2015-02-06 |  | 0
FALSE | RA1442AD1 | 4761 | 7492048 | RHEEM SALES COMPANY, INC. | RA1442AJ1 | AC | Split System: Air-Cooled Condensing Unit, Coil with Blower | RA1442AJ1 |  | RCF4824STAM | 12 | 14.5 | Yes | Yes | 2015-02-06 |  | 0
FALSE | RA1660AC1 | 4920 | 7943851 | RHEEM SALES COMPANY, INC. | RA1660AC1 | AC | Split System: Air-Cooled Condensing Unit, Coil with Blower | RA1660AC1 |  | RCFL-H*6024 | 13 | 15.5 | Yes | Yes | 2015-02-06 |  | 1
FALSE | RA1630AJ1 | 4916 | 7941348 | RHEEM SALES COMPANY, INC. | RA1630AJ1 | AC | Split System: Air-Cooled Condensing Unit, Coil with Blower | RA1630AJ1 |  | RHBL-FR36T | 13 | 16 | Yes | Yes | 2015-02-06 |  | 2
FALSE | RA1436AD1 | 4760 | 7501099 | RHEEM SALES COMPANY, INC. | RA1436AJ1 | AC | Split System: Air-Cooled Condensing Unit, Coil with Blower | RA1436AJ1 |  | RCQD-3624 | 13 | 16 | Yes | Yes | 2015-02-06 |  | 2
FALSE | RA1324AJ1 | 4822 | 7982302 | RHEEM SALES COMPANY, INC. | RA1324AJ1 | AC | Split System: Air-Cooled Condensing Unit, Coil with Blower | RA1324AJ1 |  | RCFN-H*2421 | 12 | 14.5 | Yes | Yes | 2015-02-06 |  | 0
FALSE | RA1660AC1 | 4920 | 7943671 | RHEEM SALES COMPANY, INC. | RA1660AJ1 | AC | Split System: Air-Cooled Condensing Unit, Coil with Blower | RA1660AJ1 |  | RCFN-H*6024 | 13 | 15.5 | Yes | Yes | 2015-02-06 |  | 1
FALSE | RA1642AJ1 | 4918 | 7942756 | RHEEM SALES COMPANY, INC. | RA1642AJ1 | AC | Split System: Air-Cooled Condensing Unit, Coil with Blower | RA1642AJ1 |  | RCFL-H*4824 | 13 | 15.5 | Yes | Yes | 2015-02-06 |  | 1
FALSE | RA1624AJ1 | 4915 | 7940583 | RHEEM SALES COMPANY, INC. | RA1624AJ1 | AC | Split System: Air-Cooled Condensing Unit, Coil with Blower | RA1624AJ1 |  | RCF2417HTAM | 13 | 16 | Yes | Yes | 2015-02-06 |  | 2
FALSE | RA1630AJ1 | 4916 | 7941342 | RHEEM SALES COMPANY, INC. | RA1630AJ1 | AC | Split System: Air-Cooled Condensing Unit, Coil with Blower | RA1630AJ1 |  | RH1P3017STAN | 12.5 | 15 | Yes | Yes | 2015-02-06 |  | 1
FALSE | RA1636AJ1 | 4917 | 7944137 | RHEEM SALES COMPANY, INC. | RA1636AJ1 | AC | Split System: Air-Cooled Condensing Unit, Coil with Blower | RA1636AJ1 |  | RCF3617STAM | 12.5 | 15.1 | Yes | Yes | 2015-02-06 |  | 1
FALSE | RA1430AJ1 | 4759 | 7944962 | RHEEM SALES COMPANY, INC. | RA1430AJ1 | AC | Split System: Air-Cooled Condensing Unit, Coil with Blower | RA1430AJ1 |  | RCF3621MTAM | 13 | 16 | Yes | Yes | 2015-02-06 |  | 2
FALSE | RA1642AJ1 | 4918 | 7942457 | RHEEM SALES COMPANY, INC. | RA1642AC1 | AC | Split System: Air-Cooled Condensing Unit, Coil with Blower | RA1642AC1 |  | RCFN-H*4824 | 13 | 16 | Yes | Yes | 2015-02-06 |  | 2
FALSE | RA1318AJ1 | 4821 | 7982212 | RHEEM SALES COMPANY, INC. | RA1318AJ1 | AC | Split System: Air-Cooled Condensing Unit, Coil with Blower | RA1318AJ1 |  | RCFL-H*2621 | 12.5 | 15 | Yes | Yes | 2015-02-06 |  | 1
FALSE | RA1442AD1 | 4761 | 7600392 | RHEEM SALES COMPANY, INC. | RA1442AD1 | AC | Split System: Air-Cooled Condensing Unit, Coil with Blower | RA1442AD1 |  | RCFL-H*4821 | 12 | 14.5 | Yes | Yes | 2015-02-06 |  | 0
FALSE | RA1648AJ1 | 4919 | 7943505 | RHEEM SALES COMPANY, INC. | RA1648AJ1 | AC | Split System: Air-Cooled Condensing Unit, Coil with Blower | RA1648AJ1 |  | RCQD-4824 | 13 | 16 | Yes | Yes | 2015-02-06 |  | 2
FALSE | RA1442AD1 | 4761 | 7600460 | RHEEM SALES COMPANY, INC. | RA1442AD1 | AC | Split System: Air-Cooled Condensing Unit, Coil with Blower | RA1442AD1 |  | RCFL-H*4824 | 12 | 14.5 | Yes | Yes | 2015-02-06 |  | 0
FALSE | RA1630AJ1 | 4916 | 7941000 | RHEEM SALES COMPANY, INC. | RA1630AJ1 | AC | Split System: Air-Cooled Condensing Unit, Coil with Blower | RA1630AJ1 |  | RCF3621STAM | 13 | 16 | Yes | Yes | 2015-02-06 |  | 2
FALSE | RA1642AJ1 | 4918 | 7942601 | RHEEM SALES COMPANY, INC. | RA1642AJ1 | AC | Split System: Air-Cooled Condensing Unit, Coil with Blower | RA1642AJ1 |  | RCF4821STAM | 12.5 | 15.1 | Yes | Yes | 2015-02-06 |  | 1
FALSE | RA1648AJ1 | 4919 | 7942976 | RHEEM SALES COMPANY, INC. | RA1648AC1 | AC | Split System: Air-Cooled Condensing Unit, Coil with Blower | RA1648AC1 |  | RCF4824STAM | 13 | 16 | Yes | Yes | 2015-02-06 |  | 2
FALSE | RA1436AD1 | 4760 | 7599978 | RHEEM SALES COMPANY, INC. | RA1436AD1 | AC | Split System: Air-Cooled Condensing Unit, Coil with Blower | RA1436AD1 |  | RCFL-H*3621 | 12 | 14.5 | Yes | Yes | 2015-02-06 |  | 0
FALSE | RA1660AC1 | 4920 | 7944297 | RHEEM SALES COMPANY, INC. | RA1660AJ1 | AC | Split System: Air-Cooled Condensing Unit, Coil with Blower | RA1660AJ1 |  | RCF6024HTAM | 12.5 | 15.1 | Yes | Yes | 2015-02-06 |  | 1
FALSE | RA1442AD1 | 4761 | 7491841 | RHEEM SALES COMPANY, INC. | RA1442AC1 | AC | Split System: Air-Cooled Condensing Unit, Coil with Blower | RA1442AC1 |  | RCF4821STAM | 12 | 14.5 | Yes | Yes | 2015-02-06 |  | 0
FALSE | RA1442AD1 | 4761 | 7600502 | RHEEM SALES COMPANY, INC. | RA1442AD1 | AC | Split System: Air-Cooled Condensing Unit, Coil with Blower | RA1442AD1 |  | RCFN-H*4824 | 12.5 | 15.1 | Yes | Yes | 2015-02-06 |  | 1
FALSE | RA1636AJ1 | 4917 | 7944113 | RHEEM SALES COMPANY, INC. | RA1636AC1 | AC | Split System: Air-Cooled Condensing Unit, Coil with Blower | RA1636AC1 |  | RCF3621STAM | 12.5 | 15.1 | Yes | Yes | 2015-02-06 |  | 1
FALSE | RA1436AD1 | 4760 | 7491417 | RHEEM SALES COMPANY, INC. | RA1436AC1 | AC | Split System: Air-Cooled Condensing Unit, Coil with Blower | RA1436AC1 |  | RCFL-H*3821 | 12.5 | 15.1 | Yes | Yes | 2015-02-06 |  | 1
FALSE | RA1642AJ1 | 4918 | 7942587 | RHEEM SALES COMPANY, INC. | RA1642AJ1 | AC | Split System: Air-Cooled Condensing Unit, Coil with Blower | RA1642AJ1 |  | RCF4821STAM | 13 | 15.5 | Yes | Yes | 2015-02-06 |  | 1
FALSE | RA1342AD1 | 4827 | 7511606 | RHEEM SALES COMPANY, INC. | RA1342AC1 | AC | Split System: Air-Cooled Condensing Unit, Coil with Blower | RA1342AC1 |  | RCF4824HTAM | 12 | 14.5 | Yes | Yes | 2015-02-06 |  | 0
FALSE | RA1630AJ1 | 4916 | 7941351 | RHEEM SALES COMPANY, INC. | RA1630AJ1 | AC | Split System: Air-Cooled Condensing Unit, Coil with Blower | RA1630AJ1 |  | RHLL-HM3617 | 13 | 16 | Yes | Yes | 2015-02-06 |  | 2
FALSE | RA1442AD1 | 4761 | 7600361 | RHEEM SALES COMPANY, INC. | RA1442AD1 | AC | Split System: Air-Cooled Condensing Unit, Coil with Blower | RA1442AD1 |  | RCF4824STAM | 12 | 14.5 | Yes | Yes | 2015-02-06 |  | 0
FALSE | RA1648AJ1 | 4919 | 7943365 | RHEEM SALES COMPANY, INC. | RA1648AJ1 | AC | Split System: Air-Cooled Condensing Unit, Coil with Blower | RA1648AJ1 |  | RCFL-H*4821 | 13 | 15.5 | Yes | Yes | 2015-02-06 |  | 1
FALSE | RA1618AJ1 | 4914 | 7940306 | RHEEM SALES COMPANY, INC. | RA1618AJ1 | AC | Split System: Air-Cooled Condensing Unit, Coil with Blower | RA1618AJ1 |  | RCF2417HTAM | 13 | 16 | Yes | Yes | 2015-02-06 |  | 2
FALSE | RA1436AD1 | 4760 | 7501029 | RHEEM SALES COMPANY, INC. | RA1436AC1 | AC | Split System: Air-Cooled Condensing Unit, Coil with Blower | RA1436AC1 |  | RCF3624MTAM | 13 | 16 | Yes | Yes | 2015-02-06 |  | 2
FALSE | RA1648AJ1 | 4919 | 7943450 | RHEEM SALES COMPANY, INC. | RA1648AJ1 | AC | Split System: Air-Cooled Condensing Unit, Coil with Blower | RA1648AJ1 |  | RCFN-H*4824 | 13 | 16 | Yes | Yes | 2015-02-06 |  | 2
FALSE | RA1448AD1 | 4762 | 7501197 | RHEEM SALES COMPANY, INC. | RA1448AJ1 | AC | Split System: Air-Cooled Condensing Unit, Coil with Blower | RA1448AJ1 |  | RCF4824HTAM | 12.5 | 15.1 | Yes | Yes | 2015-02-06 |  | 1
FALSE | RA1442AD1 | 4761 | 7600236 | RHEEM SALES COMPANY, INC. | RA1442AC1 | AC | Split System: Air-Cooled Condensing Unit, Coil with Blower | RA1442AC1 |  | RCF4821STAM | 12 | 14.5 | Yes | Yes | 2015-02-06 |  | 0
FALSE | RA1448AD1 | 4762 | 7600639 | RHEEM SALES COMPANY, INC. | RA1448AD1 | AC | Split System: Air-Cooled Condensing Unit, Coil with Blower | RA1448AD1 |  | RCF4824HTAM | 12 | 14.5 | Yes | Yes | 2015-02-06 |  | 0
FALSE | RA1642AJ1 | 4918 | 7942515 | RHEEM SALES COMPANY, INC. | RA1642AC1 | AC | Split System: Air-Cooled Condensing Unit, Coil with Blower | RA1642AC1 |  | RCQD-4821 | 13 | 15.5 | Yes | Yes | 2015-02-06 |  | 1
FALSE | RA1636AJ1 | 4917 | 7941420 | RHEEM SALES COMPANY, INC. | RA1636AC1 | AC | Split System: Air-Cooled Condensing Unit, Coil with Blower | RA1636AC1 |  | RCF3621MTAM | 13 | 16 | Yes | Yes | 2015-02-06 |  | 2
FALSE | RA1618AJ1 | 4914 | 7940414 | RHEEM SALES COMPANY, INC. | RA1618AJ1 | AC | Split System: Air-Cooled Condensing Unit, Coil with Blower | RA1618AJ1 |  | RCFL-H*2417 | 13 | 16 | Yes | Yes | 2015-02-06 |  | 2
FALSE | RA1642AJ1 | 4918 | 7942543 | RHEEM SALES COMPANY, INC. | RA1642AC1 | AC | Split System: Air-Cooled Condensing Unit, Coil with Blower | RA1642AC1 |  | RCQD-4824 | 13 | 16 | Yes | Yes | 2015-02-06 |  | 2
FALSE | RA1660AC1 | 4920 | 7943670 | RHEEM SALES COMPANY, INC. | RA1660AJ1 | AC | Split System: Air-Cooled Condensing Unit, Coil with Blower | RA1660AJ1 |  | RCFN-H*6024 | 13 | 15.5 | Yes | Yes | 2015-02-06 |  | 1
FALSE | RA1648AJ1 | 4919 | 7942902 | RHEEM SALES COMPANY, INC. | RA1648AC1 | AC | Split System: Air-Cooled Condensing Unit, Coil with Blower | RA1648AC1 |  | RCF4821STAM | 13 | 15.5 | Yes | Yes | 2015-02-06 |  | 1
FALSE | RA1448AD1 | 4762 | 7600602 | RHEEM SALES COMPANY, INC. | RA1448AD1 | AC | Split System: Air-Cooled Condensing Unit, Coil with Blower | RA1448AD1 |  | RCF4821STAM | 12 | 14.5 | Yes | Yes | 2015-02-06 |  | 0
FALSE | RA1642AJ1 | 4918 | 7942238 | RHEEM SALES COMPANY, INC. | RA1642AC1 | AC | Split System: Air-Cooled Condensing Unit, Coil with Blower | RA1642AC1 |  | RCF4821STAM | 12.5 | 15.1 | Yes | Yes | 2015-02-06 |  | 1
FALSE | RA1436AD1 | 4760 | 7600198 | RHEEM SALES COMPANY, INC. | RA1436AJ1 | AC | Split System: Air-Cooled Condensing Unit, Coil with Blower | RA1436AJ1 |  | RCF3624MTAM | 13 | 16 | Yes | Yes | 2015-02-06 |  | 2
FALSE | RA1436AD1 | 4760 | 7600140 | RHEEM SALES COMPANY, INC. | RA1436AD1 | AC | Split System: Air-Cooled Condensing Unit, Coil with Blower | RA1436AD1 |  | RCQD-3624 | 13 | 16 | Yes | Yes | 2015-02-06 |  | 2
FALSE | RA1636AJ1 | 4917 | 7941533 | RHEEM SALES COMPANY, INC. | RA1636AC1 | AC | Split System: Air-Cooled Condensing Unit, Coil with Blower | RA1636AC1 |  | RCF3624MTAM | 13 | 16 | Yes | Yes | 2015-02-06 |  | 2
FALSE | RA1424AJ1 | 4758 | 7490861 | RHEEM SALES COMPANY, INC. | RA1424AJ1 | AC | Split System: Air-Cooled Condensing Unit, Coil with Blower | RA1424AJ1 |  | RCFL-H*2617 | 13 | 15.5 | Yes | Yes | 2015-02-06 |  | 1
FALSE | RA1642AJ1 | 4918 | 7942625 | RHEEM SALES COMPANY, INC. | RA1642AJ1 | AC | Split System: Air-Cooled Condensing Unit, Coil with Blower | RA1642AJ1 |  | RCF4824HTAM | 13 | 16 | Yes | Yes | 2015-02-06 |  | 2
FALSE | RA1318AJ1 | 4821 | 7507462 | RHEEM SALES COMPANY, INC. | RA1318AJ1 | AC | Split System: Air-Cooled Condensing Unit, Coil with Blower | RA1318AJ1 |  | RCF2421HTAM | 12 | 14.5 | Yes | Yes | 2015-02-06 |  | 0
FALSE | RA1442AD1 | 4761 | 7600539 | RHEEM SALES COMPANY, INC. | RA1442AJ1 | AC | Split System: Air-Cooled Condensing Unit, Coil with Blower | RA1442AJ1 |  | RCFL-H*4821 | 12 | 14.5 | Yes | Yes | 2015-02-06 |  | 0
FALSE | RA1460AD1 | 4763 | 7600915 | RHEEM SALES COMPANY, INC. | RA1460AC1 | AC | Split System: Air-Cooled Condensing Unit, Coil with Blower | RA1460AC1 |  | RCF6024STAM | 12 | 14.5 | Yes | Yes | 2015-02-06 |  | 0
FALSE | RA1660AC1 | 4920 | 7943636 | RHEEM SALES COMPANY, INC. | RA1660AJ1 | AC | Split System: Air-Cooled Condensing Unit, Coil with Blower | RA1660AJ1 |  | RCFL-H*6024 | 13 | 15.5 | Yes | Yes | 2015-02-06 |  | 1
FALSE | RA1660AC1 | 4920 | 7943793 | RHEEM SALES COMPANY, INC. | RA1660AC1 | AC | Split System: Air-Cooled Condensing Unit, Coil with Blower | RA1660AC1 |  | RCF6024HTAM | 12.5 | 15.1 | Yes | Yes | 2015-02-06 |  | 1
FALSE | RA1642AJ1 | 4918 | 7942771 | RHEEM SALES COMPANY, INC. | RA1642AJ1 | AC | Split System: Air-Cooled Condensing Unit, Coil with Blower | RA1642AJ1 |  | RCFL-H*4824 | 13 | 15.5 | Yes | Yes | 2015-02-06 |  | 1
FALSE | RA1442AD1 | 4761 | 7600354 | RHEEM SALES COMPANY, INC. | RA1442AD1 | AC | Split System: Air-Cooled Condensing Unit, Coil with Blower | RA1442AD1 |  | RCF4824STAM | 12.5 | 15.1 | Yes | Yes | 2015-02-06 |  | 1
FALSE | RA1618AJ1 | 4914 | 7940556 | RHEEM SALES COMPANY, INC. | RA1618AJ1 | AC | Split System: Air-Cooled Condensing Unit, Coil with Blower | RA1618AJ1 |  | RCQD-2417 | 13 | 16 | Yes | Yes | 2015-02-06 |  | 2
FALSE | RA1618AJ1 | 4914 | 7940498 | RHEEM SALES COMPANY, INC. | RA1618AJ1 | AC | Split System: Air-Cooled Condensing Unit, Coil with Blower | RA1618AJ1 |  | RCFN-H*2417 | 13 | 16 | Yes | Yes | 2015-02-06 |  | 2
FALSE | RA1442AD1 | 4761 | 7600444 | RHEEM SALES COMPANY, INC. | RA1442AD1 | AC | Split System: Air-Cooled Condensing Unit, Coil with Blower | RA1442AD1 |  | RCFL-H*4824 | 12 | 14.5 | Yes | Yes | 2015-02-06 |  | 0
FALSE | RA1618AJ1 | 4914 | 7940463 | RHEEM SALES COMPANY, INC. | RA1618AJ1 | AC | Split System: Air-Cooled Condensing Unit, Coil with Blower | RA1618AJ1 |  | RCFL-H*2621 | 13 | 16 | Yes | Yes | 2015-02-06 |  | 2
FALSE | RA1424AJ1 | 4758 | 7493669 | RHEEM SALES COMPANY, INC. | RA1424AJ1 | AC | Split System: Air-Cooled Condensing Unit, Coil with Blower | RA1424AJ1 |  | RHPL-HM2421 | 13 | 15.5 | Yes | Yes | 2015-02-06 |  | 1
FALSE | RA1424AJ1 | 4758 | 7490818 | RHEEM SALES COMPANY, INC. | RA1424AJ1 | AC | Split System: Air-Cooled Condensing Unit, Coil with Blower | RA1424AJ1 |  | RCF2421MTAM | 13 | 15.5 | Yes | Yes | 2015-02-06 |  | 1
FALSE | RA1448AD1 | 4762 | 7492187 | RHEEM SALES COMPANY, INC. | RA1448AC1 | AC | Split System: Air-Cooled Condensing Unit, Coil with Blower | RA1448AC1 |  | RCF4821STAM | 12 | 14.5 | Yes | Yes | 2015-02-06 |  | 0
FALSE | RA1442AD1 | 4761 | 7600534 | RHEEM SALES COMPANY, INC. | RA1442AJ1 | AC | Split System: Air-Cooled Condensing Unit, Coil with Blower | RA1442AJ1 |  | RCF4824STAM | 12.5 | 15 | Yes | Yes | 2015-02-06 |  | 1
FALSE | RA1642AJ1 | 4918 | 7942712 | RHEEM SALES COMPANY, INC. | RA1642AJ1 | AC | Split System: Air-Cooled Condensing Unit, Coil with Blower | RA1642AJ1 |  | RCFL-H*4821 | 13 | 15.5 | Yes | Yes | 2015-02-06 |  | 1
FALSE | RA1436AD1 | 4760 | 7491644 | RHEEM SALES COMPANY, INC. | RA1436AJ1 | AC | Split System: Air-Cooled Condensing Unit, Coil with Blower | RA1436AJ1 |  | RCFL-H*3617 | 12 | 14.5 | Yes | Yes | 2015-02-06 |  | 0
FALSE | RA1418AJ1 | 4757 | 7601312 | RHEEM SALES COMPANY, INC. | RA1418AJ1 | AC | Split System: Air-Cooled Condensing Unit, Coil with Blower | RA1418AJ1 |  | RCF2417MTAM | 13 | 16 | Yes | Yes | 2015-02-06 |  | 2
FALSE | RA1636AJ1 | 4917 | 7941632 | RHEEM SALES COMPANY, INC. | RA1636AC1 | AC | Split System: Air-Cooled Condensing Unit, Coil with Blower | RA1636AC1 |  | RCFL-H*3821 | 13 | 15.5 | Yes | Yes | 2015-02-06 |  | 1
FALSE | RA1636AJ1 | 4917 | 7941615 | RHEEM SALES COMPANY, INC. | RA1636AC1 | AC | Split System: Air-Cooled Condensing Unit, Coil with Blower | RA1636AC1 |  | RCFL-H*3821 | 13 | 15.5 | Yes | Yes | 2015-02-06 |  | 1
FALSE | RA1430AJ1 | 4759 | 7491161 | RHEEM SALES COMPANY, INC. | RA1430AJ1 | AC | Split System: Air-Cooled Condensing Unit, Coil with Blower | RA1430AJ1 |  | RCFL-H*3821 | 13 | 16 | Yes | Yes | 2015-02-06 |  | 2
FALSE | RA1636AJ1 | 4917 | 7941643 | RHEEM SALES COMPANY, INC. | RA1636AC1 | AC | Split System: Air-Cooled Condensing Unit, Coil with Blower | RA1636AC1 |  | RCFL-H*3821 | 13 | 15.5 | Yes | Yes | 2015-02-06 |  | 1
FALSE | RA1642AJ1 | 4918 | 7942343 | RHEEM SALES COMPANY, INC. | RA1642AC1 | AC | Split System: Air-Cooled Condensing Unit, Coil with Blower | RA1642AC1 |  | RCFL-H*4821 | 13 | 15.5 | Yes | Yes | 2015-02-06 |  | 1
FALSE | RA1418AJ1 | 4757 | 7490608 | RHEEM SALES COMPANY, INC. | RA1418AJ1 | AC | Split System: Air-Cooled Condensing Unit, Coil with Blower | RA1418AJ1 |  | RCFL-A*2417 | 13 | 15.5 | Yes | Yes | 2015-02-06 |  | 1
FALSE | RA1448AD1 | 4762 | 7600780 | RHEEM SALES COMPANY, INC. | RA1448AD1 | AC | Split System: Air-Cooled Condensing Unit, Coil with Blower | RA1448AD1 |  | RCFN-H*4824 | 12 | 14.5 | Yes | Yes | 2015-02-06 |  | 0
FALSE | RA1430AJ1 | 4759 | 7491179 | RHEEM SALES COMPANY, INC. | RA1430AJ1 | AC | Split System: Air-Cooled Condensing Unit, Coil with Blower | RA1430AJ1 |  | RCFL-H*3824 | 13 | 15.5 | Yes | Yes | 2015-02-06 |  | 1
FALSE | RA1624AJ1 | 4915 | 7940705 | RHEEM SALES COMPANY, INC. | RA1624AJ1 | AC | Split System: Air-Cooled Condensing Unit, Coil with Blower | RA1624AJ1 |  | RCF2421MTAM | 13 | 16 | Yes | Yes | 2015-02-06 |  | 2
FALSE | RA1424AJ1 | 4758 | 7522121 | RHEEM SALES COMPANY, INC. | RA1424AJ1 | AC | Split System: Air-Cooled Condensing Unit, Coil with Blower | RA1424AJ1 |  | RCF2414STAM | 13 | 15.5 | Yes | Yes | 2015-02-06 |  | 1
FALSE | RA1436AD1 | 4760 | 7599859 | RHEEM SALES COMPANY, INC. | RA1436AD1 | AC | Split System: Air-Cooled Condensing Unit, Coil with Blower | RA1436AD1 |  | RCF3624HTAM | 13 | 16 | Yes | Yes | 2015-02-06 |  | 2
FALSE | RA1636AJ1 | 4917 | 7941473 | RHEEM SALES COMPANY, INC. | RA1636AC1 | AC | Split System: Air-Cooled Condensing Unit, Coil with Blower | RA1636AC1 |  | RCF3624HTAM | 13 | 16 | Yes | Yes | 2015-02-06 |  | 2
FALSE | RA1642AJ1 | 4918 | 7942621 | RHEEM SALES COMPANY, INC. | RA1642AJ1 | AC | Split System: Air-Cooled Condensing Unit, Coil with Blower | RA1642AJ1 |  | RCF4824HTAM | 13 | 16 | Yes | Yes | 2015-02-06 |  | 2
FALSE | RA1630AJ1 | 4916 | 7944023 | RHEEM SALES COMPANY, INC. | RA1630AJ1 | AC | Split System: Air-Cooled Condensing Unit, Coil with Blower | RA1630AJ1 |  | RCF3621MTAM | 13 | 16 | Yes | Yes | 2015-02-06 |  | 2
FALSE | RA1624AJ1 | 4915 | 7943997 | RHEEM SALES COMPANY, INC. | RA1624AJ1 | AC | Split System: Air-Cooled Condensing Unit, Coil with Blower | RA1624AJ1 |  | RCF2421HTAM | 13 | 16 | Yes | Yes | 2015-02-06 |  | 2
FALSE | RA1648AJ1 | 4919 | 7943442 | RHEEM SALES COMPANY, INC. | RA1648AJ1 | AC | Split System: Air-Cooled Condensing Unit, Coil with Blower | RA1648AJ1 |  | RCFN-H*4824 | 13 | 16 | Yes | Yes | 2015-02-06 |  | 2
FALSE | RA1418AJ1 | 4757 | 7500940 | RHEEM SALES COMPANY, INC. | RA1418AJ1 | AC | Split System: Air-Cooled Condensing Unit, Coil with Blower | RA1418AJ1 |  | RCF2417STAM | 13 | 16 | Yes | Yes | 2015-02-06 |  | 2
FALSE | RA1636AJ1 | 4917 | 7942142 | RHEEM SALES COMPANY, INC. | RA1636AJ1 | AC | Split System: Air-Cooled Condensing Unit, Coil with Blower | RA1636AJ1 |  | RCQD-3621 | 13 | 16 | Yes | Yes | 2015-02-06 |  | 2
FALSE | RA1648AJ1 | 4919 | 7944275 | RHEEM SALES COMPANY, INC. | RA1648AJ1 | AC | Split System: Air-Cooled Condensing Unit, Coil with Blower | RA1648AJ1 |  | RCF4824STAM | 13 | 16 | Yes | Yes | 2015-02-06 |  | 2
FALSE | RA1436AD1 | 4760 | 7491729 | RHEEM SALES COMPANY, INC. | RA1436AJ1 | AC | Split System: Air-Cooled Condensing Unit, Coil with Blower | RA1436AJ1 |  | RCFL-H*3821 | 13 | 15.5 | Yes | Yes | 2015-02-06 |  | 1
FALSE | RA1330AJ1 | 4823 | 7508117 | RHEEM SALES COMPANY, INC. | RA1330AJ1 | AC | Split System: Air-Cooled Condensing Unit, Coil with Blower | RA1330AJ1 |  | RCFN-H*3624 | 13 | 15.5 | Yes | Yes | 2015-02-06 |  | 1
FALSE | RA1648AJ1 | 4919 | 7943086 | RHEEM SALES COMPANY, INC. | RA1648AC1 | AC | Split System: Air-Cooled Condensing Unit, Coil with Blower | RA1648AC1 |  | RCFL-H*4824 | 13 | 15.5 | Yes | Yes | 2015-02-06 |  | 1
FALSE | RA1330AJ1 | 4823 | 7508116 | RHEEM SALES COMPANY, INC. | RA1330AJ1 | AC | Split System: Air-Cooled Condensing Unit, Coil with Blower | RA1330AJ1 |  | RCFN-H*3624 | 13 | 15.5 | Yes | Yes | 2015-02-06 |  | 1
FALSE | RA1660AC1 | 4920 | 7944304 | RHEEM SALES COMPANY, INC. | RA1660AJ1 | AC | Split System: Air-Cooled Condensing Unit, Coil with Blower | RA1660AJ1 |  | RCF6024STAM | 13 | 15.5 | Yes | Yes | 2015-02-06 |  | 1
FALSE | RA1642AJ1 | 4918 | 7942734 | RHEEM SALES COMPANY, INC. | RA1642AJ1 | AC | Split System: Air-Cooled Condensing Unit, Coil with Blower | RA1642AJ1 |  | RCFL-H*4824 | 13 | 15.5 | Yes | Yes | 2015-02-06 |  | 1
FALSE | RA1636AJ1 | 4917 | 7941612 | RHEEM SALES COMPANY, INC. | RA1636AC1 | AC | Split System: Air-Cooled Condensing Unit, Coil with Blower | RA1636AC1 |  | RCFL-H*3621 | 13 | 15.5 | Yes | Yes | 2015-02-06 |  | 1
FALSE | RA1442AD1 | 4761 | 7600507 | RHEEM SALES COMPANY, INC. | RA1442AD1 | AC | Split System: Air-Cooled Condensing Unit, Coil with Blower | RA1442AD1 |  | RCFN-H*4824 | 13 | 15.5 | Yes | Yes | 2015-02-06 |  | 1
FALSE | RA1636AJ1 | 4917 | 7941842 | RHEEM SALES COMPANY, INC. | RA1636AJ1 | AC | Split System: Air-Cooled Condensing Unit, Coil with Blower | RA1636AJ1 |  | RCF3621MTAM | 13 | 16 | Yes | Yes | 2015-02-06 |  | 2
FALSE | RA1418AJ1 | 4757 | 7490664 | RHEEM SALES COMPANY, INC. | RA1418AJ1 | AC | Split System: Air-Cooled Condensing Unit, Coil with Blower | RA1418AJ1 |  | RCFL-H*2621 | 13 | 16 | Yes | Yes | 2015-02-06 |  | 2
FALSE | RA1436AD1 | 4760 | 7491358 | RHEEM SALES COMPANY, INC. | RA1436AC1 | AC | Split System: Air-Cooled Condensing Unit, Coil with Blower | RA1436AC1 |  | RCFL-H*3617 | 12.5 | 15 | Yes | Yes | 2015-02-06 |  | 1
FALSE | RA1442AD1 | 4761 | 7945119 | RHEEM SALES COMPANY, INC. | RA1442AJ1 | AC | Split System: Air-Cooled Condensing Unit, Coil with Blower | RA1442AJ1 |  | RCF4821STAM | 12.5 | 15.1 | Yes | Yes | 2015-02-06 |  | 1
FALSE | RA1642AJ1 | 4918 | 7944198 | RHEEM SALES COMPANY, INC. | RA1642AC1 | AC | Split System: Air-Cooled Condensing Unit, Coil with Blower | RA1642AC1 |  | RCF4824STAM | 13 | 16 | Yes | Yes | 2015-02-06 |  | 2
FALSE | RA1424AJ1 | 4758 | 7601343 | RHEEM SALES COMPANY, INC. | RA1424AJ1 | AC | Split System: Air-Cooled Condensing Unit, Coil with Blower | RA1424AJ1 |  | RCF2421HTAM | 12.5 | 15.1 | Yes | Yes | 2015-02-06 |  | 1
FALSE | RA1436AD1 | 4760 | 7599761 | RHEEM SALES COMPANY, INC. | RA1436AD1 | AC | Split System: Air-Cooled Condensing Unit, Coil with Blower | RA1436AD1 |  | RCF3621MTAM | 13 | 16 | Yes | Yes | 2015-02-06 |  | 2
FALSE | RA1442AD1 | 4761 | 7492067 | RHEEM SALES COMPANY, INC. | RA1442AJ1 | AC | Split System: Air-Cooled Condensing Unit, Coil with Blower | RA1442AJ1 |  | RCF4824STAM | 12.5 | 15 | Yes | Yes | 2015-02-06 |  | 1
FALSE | RA1618AJ1 | 4914 | 7940480 | RHEEM SALES COMPANY, INC. | RA1618AJ1 | AC | Split System: Air-Cooled Condensing Unit, Coil with Blower | RA1618AJ1 |  | RCFL-H*2621 | 13 | 16 | Yes | Yes | 2015-02-06 |  | 2
FALSE | RA1442AD1 | 4761 | 7493688 | RHEEM SALES COMPANY, INC. | RA1442AC1 | AC | Split System: Air-Cooled Condensing Unit, Coil with Blower | RA1442AC1 |  | RHML-HM4824 | 13 | 16 | Yes | Yes | 2015-02-06 |  | 2
FALSE | RA1660AC1 | 4920 | 7944277 | RHEEM SALES COMPANY, INC. | RA1660AC1 | AC | Split System: Air-Cooled Condensing Unit, Coil with Blower | RA1660AC1 |  | RCF6024HTAM | 13 | 15.5 | Yes | Yes | 2015-02-06 |  | 1
FALSE | RA1436AD1 | 4760 | 7491663 | RHEEM SALES COMPANY, INC. | RA1436AJ1 | AC | Split System: Air-Cooled Condensing Unit, Coil with Blower | RA1436AJ1 |  | RCFL-H*3621 | 12 | 14.5 | Yes | Yes | 2015-02-06 |  | 0
FALSE | RA1436AD1 | 4760 | 7600026 | RHEEM SALES COMPANY, INC. | RA1436AD1 | AC | Split System: Air-Cooled Condensing Unit, Coil with Blower | RA1436AD1 |  | RCFL-H*3821 | 13 | 15.5 | Yes | Yes | 2015-02-06 |  | 1
FALSE | RA1648AJ1 | 4919 | 7942913 | RHEEM SALES COMPANY, INC. | RA1648AC1 | AC | Split System: Air-Cooled Condensing Unit, Coil with Blower | RA1648AC1 |  | RCF4821STAM | 12.5 | 15.1 | Yes | Yes | 2015-02-06 |  | 1
FALSE | RA1336AD1 | 4824 | 7983325 | RHEEM SALES COMPANY, INC. | RA1336AC1 | AC | Split System: Air-Cooled Condensing Unit, Coil with Blower | RA1336AC1 |  | RCF3621MTAM | 12 | 14.5 | Yes | Yes | 2015-02-06 |  | 0
FALSE | RA1624AJ1 | 4915 | 7940661 | RHEEM SALES COMPANY, INC. | RA1624AJ1 | AC | Split System: Air-Cooled Condensing Unit, Coil with Blower | RA1624AJ1 |  | RCF2421HTAM | 13 | 16 | Yes | Yes | 2015-02-06 |  | 2
FALSE | RA1630AJ1 | 4916 | 7941250 | RHEEM SALES COMPANY, INC. | RA1630AJ1 | AC | Split System: Air-Cooled Condensing Unit, Coil with Blower | RA1630AJ1 |  | RCFN-H*3624 | 13 | 16 | Yes | Yes | 2015-02-06 |  | 2
FALSE | RA1436AD1 | 4760 | 7491483 | RHEEM SALES COMPANY, INC. | RA1436AC1 | AC | Split System: Air-Cooled Condensing Unit, Coil with Blower | RA1436AC1 |  | RCQD-3621 | 13 | 16 | Yes | Yes | 2015-02-06 |  | 2
FALSE | RA1636AJ1 | 4917 | 7941889 | RHEEM SALES COMPANY, INC. | RA1636AJ1 | AC | Split System: Air-Cooled Condensing Unit, Coil with Blower | RA1636AJ1 |  | RCF3621STAM | 12.5 | 15.1 | Yes | Yes | 2015-02-06 |  | 1
FALSE | RA1642AJ1 | 4918 | 7942223 | RHEEM SALES COMPANY, INC. | RA1642AC1 | AC | Split System: Air-Cooled Condensing Unit, Coil with Blower | RA1642AC1 |  | RBHP-24 | 13 | 16 | Yes | Yes | 2015-02-06 |  | 2
FALSE | RA1636AJ1 | 4917 | 7941428 | RHEEM SALES COMPANY, INC. | RA1636AC1 | AC | Split System: Air-Cooled Condensing Unit, Coil with Blower | RA1636AC1 |  | RCF3621STAM | 13 | 15.5 | Yes | Yes | 2015-02-06 |  | 1
FALSE | RA1618AJ1 | 4914 | 7940320 | RHEEM SALES COMPANY, INC. | RA1618AJ1 | AC | Split System: Air-Cooled Condensing Unit, Coil with Blower | RA1618AJ1 |  | RCF2417MTAM | 13 | 16 | Yes | Yes | 2015-02-06 |  | 2
FALSE | RA1642AJ1 | 4918 | 7942394 | RHEEM SALES COMPANY, INC. | RA1642AC1 | AC | Split System: Air-Cooled Condensing Unit, Coil with Blower | RA1642AC1 |  | RCFL-H*4824 | 13 | 15.5 | Yes | Yes | 2015-02-06 |  | 1
FALSE | RA1430AJ1 | 4759 | 7491060 | RHEEM SALES COMPANY, INC. | RA1430AJ1 | AC | Split System: Air-Cooled Condensing Unit, Coil with Blower | RA1430AJ1 |  | RCF3624HTAM | 13 | 16 | Yes | Yes | 2015-02-06 |  | 2
FALSE | RA1436AD1 | 4760 | 7945043 | RHEEM SALES COMPANY, INC. | RA1436AD1 | AC | Split System: Air-Cooled Condensing Unit, Coil with Blower | RA1436AD1 |  | RCF3624MTAM | 13 | 15.5 | Yes | Yes | 2015-02-06 |  | 1
FALSE | RA1624AJ1 | 4915 | 7940695 | RHEEM SALES COMPANY, INC. | RA1624AJ1 | AC | Split System: Air-Cooled Condensing Unit, Coil with Blower | RA1624AJ1 |  | RCF2421MTAM | 13 | 15.5 | Yes | Yes | 2015-02-06 |  | 1
FALSE | RA1324AJ1 | 4822 | 7507623 | RHEEM SALES COMPANY, INC. | RA1324AJ1 | AC | Split System: Air-Cooled Condensing Unit, Coil with Blower | RA1324AJ1 |  | RCF2417HTAM | 12 | 14.5 | Yes | Yes | 2015-02-06 |  | 0
FALSE | RA1436AD1 | 4760 | 7501027 | RHEEM SALES COMPANY, INC. | RA1436AC1 | AC | Split System: Air-Cooled Condensing Unit, Coil with Blower | RA1436AC1 |  | RCF3624HTAM | 13 | 16 | Yes | Yes | 2015-02-06 |  | 2
FALSE | RA1648AJ1 | 4919 | 7943241 | RHEEM SALES COMPANY, INC. | RA1648AJ1 | AC | Split System: Air-Cooled Condensing Unit, Coil with Blower | RA1648AJ1 |  | RCF4821STAM | 13 | 15.5 | Yes | Yes | 2015-02-06 |  | 1
FALSE | RA1648AJ1 | 4919 | 7943311 | RHEEM SALES COMPANY, INC. | RA1648AJ1 | AC | Split System: Air-Cooled Condensing Unit, Coil with Blower | RA1648AJ1 |  | RCF4824STAM | 13 | 15.5 | Yes | Yes | 2015-02-06 |  | 1
FALSE | RA1418AJ1 | 4757 | 7599549 | RHEEM SALES COMPANY, INC. | RA1418AJ1 | AC | Split System: Air-Cooled Condensing Unit, Coil with Blower | RA1418AJ1 |  | RCFN-H*2421 | 13 | 16 | Yes | Yes | 2015-02-06 |  | 2
FALSE | RA1424AJ1 | 4758 | 7490899 | RHEEM SALES COMPANY, INC. | RA1424AJ1 | AC | Split System: Air-Cooled Condensing Unit, Coil with Blower | RA1424AJ1 |  | RCFN-H*2417 | 12.5 | 15.1 | Yes | Yes | 2015-02-06 |  | 1
FALSE | RA1624AJ1 | 4915 | 7940774 | RHEEM SALES COMPANY, INC. | RA1624AJ1 | AC | Split System: Air-Cooled Condensing Unit, Coil with Blower | RA1624AJ1 |  | RCFL-H*2621 | 13 | 16 | Yes | Yes | 2015-02-06 |  | 2
FALSE | RA1324AJ1 | 4822 | 7507786 | RHEEM SALES COMPANY, INC. | RA1324AJ1 | AC | Split System: Air-Cooled Condensing Unit, Coil with Blower | RA1324AJ1 |  | RCFN-H*2417 | 12 | 14.5 | Yes | Yes | 2015-02-06 |  | 0
FALSE | RA1636AJ1 | 4917 | 7942201 | RHEEM SALES COMPANY, INC. | RA1636AJ1 | AC | Split System: Air-Cooled Condensing Unit, Coil with Blower | RA1636AJ1 |  | RCQD-3624 | 13 | 16 | Yes | Yes | 2015-02-06 |  | 2
FALSE | RA1436AD1 | 4760 | 7600193 | RHEEM SALES COMPANY, INC. | RA1436AJ1 | AC | Split System: Air-Cooled Condensing Unit, Coil with Blower | RA1436AJ1 |  | RCF3624HTAM | 13 | 16 | Yes | Yes | 2015-02-06 |  | 2
FALSE | RA1442AD1 | 4761 | 7501149 | RHEEM SALES COMPANY, INC. | RA1442AJ1 | AC | Split System: Air-Cooled Condensing Unit, Coil with Blower | RA1442AJ1 |  | RCFL-H*4824 | 12 | 14.5 | Yes | Yes | 2015-02-06 |  | 0
FALSE | RA1442AD1 | 4761 | 7945101 | RHEEM SALES COMPANY, INC. | RA1442AD1 | AC | Split System: Air-Cooled Condensing Unit, Coil with Blower | RA1442AD1 |  | RCF4821STAM | 12.5 | 15 | Yes | Yes | 2015-02-06 |  | 1
FALSE | RA1436AD1 | 4760 | 7491799 | RHEEM SALES COMPANY, INC. | RA1436AJ1 | AC | Split System: Air-Cooled Condensing Unit, Coil with Blower | RA1436AJ1 |  | RCQD-3624 | 13 | 16 | Yes | Yes | 2015-02-06 |  | 2
FALSE | RA1442AD1 | 4761 | 7601497 | RHEEM SALES COMPANY, INC. | RA1442AC1 | AC | Split System: Air-Cooled Condensing Unit, Coil with Blower | RA1442AC1 |  | RCFL-H*4821 | 12 | 14.5 | Yes | Yes | 2015-02-06 |  | 0
FALSE | RA1636AJ1 | 4917 | 7941481 | RHEEM SALES COMPANY, INC. | RA1636AC1 | AC | Split System: Air-Cooled Condensing Unit, Coil with Blower | RA1636AC1 |  | RCF3624HTAM | 13 | 16 | Yes | Yes | 2015-02-06 |  | 2
FALSE | RA1448AD1 | 4762 | 7601527 | RHEEM SALES COMPANY, INC. | RA1448AC1 | AC | Split System: Air-Cooled Condensing Unit, Coil with Blower | RA1448AC1 |  | RCF4821STAM | 12 | 14.5 | Yes | Yes | 2015-02-06 |  | 0
FALSE | RA1330AJ1 | 4823 | 7507868 | RHEEM SALES COMPANY, INC. | RA1330AJ1 | AC | Split System: Air-Cooled Condensing Unit, Coil with Blower | RA1330AJ1 |  | RCF3621MTAM | 12.5 | 15.1 | Yes | Yes | 2015-02-06 |  | 1
FALSE | RA1648AJ1 | 4919 | 7943534 | RHEEM SALES COMPANY, INC. | RA1648AJ1 | AC | Split System: Air-Cooled Condensing Unit, Coil with Blower | RA1648AJ1 |  | RH1P4821STAN | 12 | 14.5 | Yes | Yes | 2015-02-06 |  | 0
FALSE | RA1430AJ1 | 4759 | 7490993 | RHEEM SALES COMPANY, INC. | RA1430AJ1 | AC | Split System: Air-Cooled Condensing Unit, Coil with Blower | RA1430AJ1 |  | RCF3621MTAM | 13 | 16 | Yes | Yes | 2015-02-06 |  | 2
FALSE | RA1436AD1 | 4760 | 7600070 | RHEEM SALES COMPANY, INC. | RA1436AD1 | AC | Split System: Air-Cooled Condensing Unit, Coil with Blower | RA1436AD1 |  | RCFL-H*3824 | 13 | 15.5 | Yes | Yes | 2015-02-06 |  | 1
FALSE | RA1442AD1 | 4761 | 7601526 | RHEEM SALES COMPANY, INC. | RA1442AJ1 | AC | Split System: Air-Cooled Condensing Unit, Coil with Blower | RA1442AJ1 |  | RCFN-H*4824 | 13 | 15.5 | Yes | Yes | 2015-02-06 |  | 1
FALSE | RA1424AJ1 | 4758 | 7490919 | RHEEM SALES COMPANY, INC. | RA1424AJ1 | AC | Split System: Air-Cooled Condensing Unit, Coil with Blower | RA1424AJ1 |  | RCFN-H*2421 | 13 | 15.5 | Yes | Yes | 2015-02-06 |  | 1
FALSE | RA1442AD1 | 4761 | 7501145 | RHEEM SALES COMPANY, INC. | RA1442AJ1 | AC | Split System: Air-Cooled Condensing Unit, Coil with Blower | RA1442AJ1 |  | RCFL-H*4821 | 12 | 14.5 | Yes | Yes | 2015-02-06 |  | 0
FALSE | RA1660AC1 | 4920 | 7943580 | RHEEM SALES COMPANY, INC. | RA1660AJ1 | AC | Split System: Air-Cooled Condensing Unit, Coil with Blower | RA1660AJ1 |  | RCF6024STAM | 12.5 | 15.1 | Yes | Yes | 2015-02-06 |  | 1
FALSE | RA1430AJ1 | 4759 | 7599623 | RHEEM SALES COMPANY, INC. | RA1430AJ1 | AC | Split System: Air-Cooled Condensing Unit, Coil with Blower | RA1430AJ1 |  | RCF3621STAM | 12.5 | 15.1 | Yes | Yes | 2015-02-06 |  | 1
FALSE | RA1624AJ1 | 4915 | 7940662 | RHEEM SALES COMPANY, INC. | RA1624AJ1 | AC | Split System: Air-Cooled Condensing Unit, Coil with Blower | RA1624AJ1 |  | RCF2421HTAM | 13 | 15.5 | Yes | Yes | 2015-02-06 |  | 1
FALSE | RA1424AJ1 | 4758 | 7490840 | RHEEM SALES COMPANY, INC. | RA1424AJ1 | AC | Split System: Air-Cooled Condensing Unit, Coil with Blower | RA1424AJ1 |  | RCFL-H*2417 | 12.5 | 15.1 | Yes | Yes | 2015-02-06 |  | 1
FALSE | RA1624AJ1 | 4915 | 7940649 | RHEEM SALES COMPANY, INC. | RA1624AJ1 | AC | Split System: Air-Cooled Condensing Unit, Coil with Blower | RA1624AJ1 |  | RCF2421HTAM | 13 | 16 | Yes | Yes | 2015-02-06 |  | 2
FALSE | RA1630AJ1 | 4916 | 7941285 | RHEEM SALES COMPANY, INC. | RA1630AJ1 | AC | Split System: Air-Cooled Condensing Unit, Coil with Blower | RA1630AJ1 |  | RCQD-3621 | 13 | 16 | Yes | Yes | 2015-02-06 |  | 2
FALSE | RA1630AJ1 | 4916 | 7941086 | RHEEM SALES COMPANY, INC. | RA1630AJ1 | AC | Split System: Air-Cooled Condensing Unit, Coil with Blower | RA1630AJ1 |  | RCFL-H*3617 | 13 | 15.5 | Yes | Yes | 2015-02-06 |  | 1
FALSE | RA1436AD1 | 4760 | 7599914 | RHEEM SALES COMPANY, INC. | RA1436AD1 | AC | Split System: Air-Cooled Condensing Unit, Coil with Blower | RA1436AD1 |  | RCF3624MTAM | 13 | 16 | Yes | Yes | 2015-02-06 |  | 2
FALSE | RA1648AJ1 | 4919 | 7943129 | RHEEM SALES COMPANY, INC. | RA1648AC1 | AC | Split System: Air-Cooled Condensing Unit, Coil with Blower | RA1648AC1 |  | RCFN-H*4824 | 13 | 16 | Yes | Yes | 2015-02-06 |  | 2
FALSE | RA1418AJ1 | 4757 | 7601318 | RHEEM SALES COMPANY, INC. | RA1418AJ1 | AC | Split System: Air-Cooled Condensing Unit, Coil with Blower | RA1418AJ1 |  | RCF2421MTAM | 13 | 16 | Yes | Yes | 2015-02-06 |  | 2
FALSE | RA1642AJ1 | 4918 | 7944187 | RHEEM SALES COMPANY, INC. | RA1642AC1 | AC | Split System: Air-Cooled Condensing Unit, Coil with Blower | RA1642AC1 |  | RCF4824HTAM | 13 | 16 | Yes | Yes | 2015-02-06 |  | 2
FALSE | RA1424AJ1 | 4758 | 7490895 | RHEEM SALES COMPANY, INC. | RA1424AJ1 | AC | Split System: Air-Cooled Condensing Unit, Coil with Blower | RA1424AJ1 |  | RCFL-H*2621 | 13 | 15.5 | Yes | Yes | 2015-02-06 |  | 1
FALSE | RA1330AJ1 | 4823 | 7507944 | RHEEM SALES COMPANY, INC. | RA1330AJ1 | AC | Split System: Air-Cooled Condensing Unit, Coil with Blower | RA1330AJ1 |  | RCF3624HTAM | 12.5 | 15.1 | Yes | Yes | 2015-02-06 |  | 1
FALSE | RA1624AJ1 | 4915 | 7940839 | RHEEM SALES COMPANY, INC. | RA1624AJ1 | AC | Split System: Air-Cooled Condensing Unit, Coil with Blower | RA1624AJ1 |  | RCFN-H*2421 | 13 | 16 | Yes | Yes | 2015-02-06 |  | 2
FALSE | RA1336AD1 | 4824 | 7982388 | RHEEM SALES COMPANY, INC. | RA1336AC1 | AC | Split System: Air-Cooled Condensing Unit, Coil with Blower | RA1336AC1 |  | RCF3624HTAM | 12.5 | 15.1 | Yes | Yes | 2015-02-06 |  | 1
FALSE | RA1642AJ1 | 4918 | 7942801 | RHEEM SALES COMPANY, INC. | RA1642AJ1 | AC | Split System: Air-Cooled Condensing Unit, Coil with Blower | RA1642AJ1 |  | RCFN-H*4824 | 13 | 16 | Yes | Yes | 2015-02-06 |  | 2
FALSE | RA1648AJ1 | 4919 | 7942936 | RHEEM SALES COMPANY, INC. | RA1648AC1 | AC | Split System: Air-Cooled Condensing Unit, Coil with Blower | RA1648AC1 |  | RCF4824HTAM | 13 | 16 | Yes | Yes | 2015-02-06 |  | 2
FALSE | RA1336AD1 | 4824 | 7982444 | RHEEM SALES COMPANY, INC. | RA1336AJ1 | AC | Split System: Air-Cooled Condensing Unit, Coil with Blower | RA1336AJ1 |  | RCF3624HTAM | 12.5 | 15 | Yes | Yes | 2015-02-06 |  | 1
FALSE | RA1336AD1 | 4824 | 7508526 | RHEEM SALES COMPANY, INC. | RA1336AC1 | AC | Split System: Air-Cooled Condensing Unit, Coil with Blower | RA1336AC1 |  | RCQD-3624 | 12 | 14.5 | Yes | Yes | 2015-02-06 |  | 0
FALSE | RA1336AD1 | 4824 | 7508834 | RHEEM SALES COMPANY, INC. | RA1336AJ1 | AC | Split System: Air-Cooled Condensing Unit, Coil with Blower | RA1336AJ1 |  | RCFN-H*3624 | 12 | 14.5 | Yes | Yes | 2015-02-06 |  | 0
FALSE | RA1430AJ1 | 4759 | 7491002 | RHEEM SALES COMPANY, INC. | RA1430AJ1 | AC | Split System: Air-Cooled Condensing Unit, Coil with Blower | RA1430AJ1 |  | RCF3621MTAM | 13 | 16 | Yes | Yes | 2015-02-06 |  | 2
FALSE | RA1442AD1 | 4761 | 7492142 | RHEEM SALES COMPANY, INC. | RA1442AJ1 | AC | Split System: Air-Cooled Condensing Unit, Coil with Blower | RA1442AJ1 |  | RCFN-H*4824 | 13 | 15.5 | Yes | Yes | 2015-02-06 |  | 1
FALSE | RA1648AJ1 | 4919 | 7943332 | RHEEM SALES COMPANY, INC. | RA1648AJ1 | AC | Split System: Air-Cooled Condensing Unit, Coil with Blower | RA1648AJ1 |  | RCFL-H*4821 | 13 | 15.5 | Yes | Yes | 2015-02-06 |  | 1
FALSE | RA1648AJ1 | 4919 | 7943412 | RHEEM SALES COMPANY, INC. | RA1648AJ1 | AC | Split System: Air-Cooled Condensing Unit, Coil with Blower | RA1648AJ1 |  | RCFL-H*4824 | 13 | 15.5 | Yes | Yes | 2015-02-06 |  | 1
FALSE | RA1430AJ1 | 4759 | 7491012 | RHEEM SALES COMPANY, INC. | RA1430AJ1 | AC | Split System: Air-Cooled Condensing Unit, Coil with Blower | RA1430AJ1 |  | RCF3621STAM | 12 | 14.5 | Yes | Yes | 2015-02-06 |  | 0
FALSE | RA1418AJ1 | 4757 | 7500944 | RHEEM SALES COMPANY, INC. | RA1418AJ1 | AC | Split System: Air-Cooled Condensing Unit, Coil with Blower | RA1418AJ1 |  | RCFL-H*2417 | 13 | 15.5 | Yes | Yes | 2015-02-06 |  | 1
FALSE | RA1436AD1 | 4760 | 7945049 | RHEEM SALES COMPANY, INC. | RA1436AJ1 | AC | Split System: Air-Cooled Condensing Unit, Coil with Blower | RA1436AJ1 |  | RCF3617STAM | 12 | 14.5 | Yes | Yes | 2015-02-06 |  | 0
FALSE | RA1648AJ1 | 4919 | 7943002 | RHEEM SALES COMPANY, INC. | RA1648AC1 | AC | Split System: Air-Cooled Condensing Unit, Coil with Blower | RA1648AC1 |  | RCF4824STAM | 13 | 16 | Yes | Yes | 2015-02-06 |  | 2
FALSE | RA1442AD1 | 4761 | 7600537 | RHEEM SALES COMPANY, INC. | RA1442AJ1 | AC | Split System: Air-Cooled Condensing Unit, Coil with Blower | RA1442AJ1 |  | RCF4824STAM | 12.5 | 15.1 | Yes | Yes | 2015-02-06 |  | 1
FALSE | RA1430AJ1 | 4759 | 7601379 | RHEEM SALES COMPANY, INC. | RA1430AJ1 | AC | Split System: Air-Cooled Condensing Unit, Coil with Blower | RA1430AJ1 |  | RCF3624MTAM | 13 | 16 | Yes | Yes | 2015-02-06 |  | 2
FALSE | RA1630AJ1 | 4916 | 7940905 | RHEEM SALES COMPANY, INC. | RA1630AJ1 | AC | Split System: Air-Cooled Condensing Unit, Coil with Blower | RA1630AJ1 |  | RCF3617STAM | 13 | 16 | Yes | Yes | 2015-02-06 |  | 2
FALSE | RA1330AJ1 | 4823 | 7508080 | RHEEM SALES COMPANY, INC. | RA1330AJ1 | AC | Split System: Air-Cooled Condensing Unit, Coil with Blower | RA1330AJ1 |  | RCFL-H*3824 | 12 | 14.5 | Yes | Yes | 2015-02-06 |  | 0
FALSE | RA1636AJ1 | 4917 | 7944142 | RHEEM SALES COMPANY, INC. | RA1636AJ1 | AC | Split System: Air-Cooled Condensing Unit, Coil with Blower | RA1636AJ1 |  | RCF3621MTAM | 13 | 16 | Yes | Yes | 2015-02-06 |  | 2
FALSE | RA1660AC1 | 4920 | 7943803 | RHEEM SALES COMPANY, INC. | RA1660AC1 | AC | Split System: Air-Cooled Condensing Unit, Coil with Blower | RA1660AC1 |  | RCF6024STAM | 13 | 15.5 | Yes | Yes | 2015-02-06 |  | 1
FALSE | RA1448AD1 | 4762 | 7493699 | RHEEM SALES COMPANY, INC. | RA1448AC1 | AC | Split System: Air-Cooled Condensing Unit, Coil with Blower | RA1448AC1 |  | RHLL-HM6024 | 13 | 15.5 | Yes | Yes | 2015-02-06 |  | 1
FALSE | RA1424AJ1 | 4758 | 7490735 | RHEEM SALES COMPANY, INC. | RA1424AJ1 | AC | Split System: Air-Cooled Condensing Unit, Coil with Blower | RA1424AJ1 |  | RCF2417HTAM | 12.5 | 15.1 | Yes | Yes | 2015-02-06 |  | 1
FALSE | RA1424AJ1 | 4758 | 7490890 | RHEEM SALES COMPANY, INC. | RA1424AJ1 | AC | Split System: Air-Cooled Condensing Unit, Coil with Blower | RA1424AJ1 |  | RCFL-H*2621 | 12.5 | 15.1 | Yes | Yes | 2015-02-06 |  | 1
FALSE | RA1324AJ1 | 4822 | 7507798 | RHEEM SALES COMPANY, INC. | RA1324AJ1 | AC | Split System: Air-Cooled Condensing Unit, Coil with Blower | RA1324AJ1 |  | RCFN-H*2417 | 12 | 14.5 | Yes | Yes | 2015-02-06 |  | 0
FALSE | RA1624AJ1 | 4915 | 7940590 | RHEEM SALES COMPANY, INC. | RA1624AJ1 | AC | Split System: Air-Cooled Condensing Unit, Coil with Blower | RA1624AJ1 |  | RCF2417HTAM | 13 | 16 | Yes | Yes | 2015-02-06 |  | 2
FALSE | RA1642AJ1 | 4918 | 7942441 | RHEEM SALES COMPANY, INC. | RA1642AC1 | AC | Split System: Air-Cooled Condensing Unit, Coil with Blower | RA1642AC1 |  | RCFN-H*4824 | 13 | 16 | Yes | Yes | 2015-02-06 |  | 2
FALSE | RA1436AD1 | 4760 | 7944999 | RHEEM SALES COMPANY, INC. | RA1436AC1 | AC | Split System: Air-Cooled Condensing Unit, Coil with Blower | RA1436AC1 |  | RCF3621STAM | 12.5 | 15.1 | Yes | Yes | 2015-02-06 |  | 1
FALSE | RA1436AD1 | 4760 | 7491437 | RHEEM SALES COMPANY, INC. | RA1436AC1 | AC | Split System: Air-Cooled Condensing Unit, Coil with Blower | RA1436AC1 |  | RCFL-H*3821 | 13 | 15.5 | Yes | Yes | 2015-02-06 |  | 1
FALSE | RA1448AD1 | 4762 | 7600791 | RHEEM SALES COMPANY, INC. | RA1448AD1 | AC | Split System: Air-Cooled Condensing Unit, Coil with Blower | RA1448AD1 |  | RCFN-H*4824 | 13 | 15.5 | Yes | Yes | 2015-02-06 |  | 1
FALSE | RA1636AJ1 | 4917 | 7941691 | RHEEM SALES COMPANY, INC. | RA1636AC1 | AC | Split System: Air-Cooled Condensing Unit, Coil with Blower | RA1636AC1 |  | RCFL-H*3824 | 13 | 16 | Yes | Yes | 2015-02-06 |  | 2
FALSE | RA1642AJ1 | 4918 | 7942595 | RHEEM SALES COMPANY, INC. | RA1642AJ1 | AC | Split System: Air-Cooled Condensing Unit, Coil with Blower | RA1642AJ1 |  | RCF4821STAM | 13 | 15.5 | Yes | Yes | 2015-02-06 |  | 1
FALSE | RA1436AD1 | 4760 | 7491371 | RHEEM SALES COMPANY, INC. | RA1436AC1 | AC | Split System: Air-Cooled Condensing Unit, Coil with Blower | RA1436AC1 |  | RCFL-H*3621 | 12 | 14.5 | Yes | Yes | 2015-02-06 |  | 0
FALSE | RA1342AD1 | 4827 | 7511781 | RHEEM SALES COMPANY, INC. | RA1342AC1 | AC | Split System: Air-Cooled Condensing Unit, Coil with Blower | RA1342AC1 |  | RCFN-H*4824 | 12 | 14.5 | Yes | Yes | 2015-02-06 |  | 0
FALSE | RA1448AD1 | 4762 | 7600622 | RHEEM SALES COMPANY, INC. | RA1448AD1 | AC | Split System: Air-Cooled Condensing Unit, Coil with Blower | RA1448AD1 |  | RCF4821STAM | 12 | 14.5 | Yes | Yes | 2015-02-06 |  | 0
FALSE | RA1436AD1 | 4760 | 7491433 | RHEEM SALES COMPANY, INC. | RA1436AC1 | AC | Split System: Air-Cooled Condensing Unit, Coil with Blower | RA1436AC1 |  | RCFL-H*3821 | 13 | 15.5 | Yes | Yes | 2015-02-06 |  | 1
FALSE | RA1618AJ1 | 4914 | 7940336 | RHEEM SALES COMPANY, INC. | RA1618AJ1 | AC | Split System: Air-Cooled Condensing Unit, Coil with Blower | RA1618AJ1 |  | RCF2417MTAM | 13 | 16 | Yes | Yes | 2015-02-06 |  | 2
FALSE | RA1442AD1 | 4761 | 7601499 | RHEEM SALES COMPANY, INC. | RA1442AC1 | AC | Split System: Air-Cooled Condensing Unit, Coil with Blower | RA1442AC1 |  | RCFL-H*4824 | 12 | 14.5 | Yes | Yes | 2015-02-06 |  | 0
FALSE | RA1636AJ1 | 4917 | 7941362 | RHEEM SALES COMPANY, INC. | RA1636AC1 | AC | Split System: Air-Cooled Condensing Unit, Coil with Blower | RA1636AC1 |  | RCF3617STAM | 12.2 | 14.5 | Yes | Yes | 2015-02-06 |  | 0
FALSE | RA1660AC1 | 4920 | 7943703 | RHEEM SALES COMPANY, INC. | RA1660AJ1 | AC | Split System: Air-Cooled Condensing Unit, Coil with Blower | RA1660AJ1 |  | RCQD-6024 | 12.5 | 15.1 | Yes | Yes | 2015-02-06 |  | 1
FALSE | RA1436AD1 | 4760 | 7491721 | RHEEM SALES COMPANY, INC. | RA1436AJ1 | AC | Split System: Air-Cooled Condensing Unit, Coil with Blower | RA1436AJ1 |  | RCFL-H*3821 | 12.5 | 15 | Yes | Yes | 2015-02-06 |  | 1
FALSE | RA1630AJ1 | 4916 | 7941230 | RHEEM SALES COMPANY, INC. | RA1630AJ1 | AC | Split System: Air-Cooled Condensing Unit, Coil with Blower | RA1630AJ1 |  | RCFL-H*3824 | 13 | 16 | Yes | Yes | 2015-02-06 |  | 2
FALSE | RA1318AJ1 | 4821 | 7507600 | RHEEM SALES COMPANY, INC. | RA1318AJ1 | AC | Split System: Air-Cooled Condensing Unit, Coil with Blower | RA1318AJ1 |  | RCQD-2417 | 12.5 | 15.1 | Yes | Yes | 2015-02-06 |  | 1
FALSE | RA1318AJ1 | 4821 | 7507527 | RHEEM SALES COMPANY, INC. | RA1318AJ1 | AC | Split System: Air-Cooled Condensing Unit, Coil with Blower | RA1318AJ1 |  | RCFL-H*2621 | 12 | 14.5 | Yes | Yes | 2015-02-06 |  | 0
FALSE | RA1442AD1 | 4761 | 7600486 | RHEEM SALES COMPANY, INC. | RA1442AD1 | AC | Split System: Air-Cooled Condensing Unit, Coil with Blower | RA1442AD1 |  | RCFN-H*4824 | 13 | 15.5 | Yes | Yes | 2015-02-06 |  | 1
FALSE | RA1642AJ1 | 4918 | 7942547 | RHEEM SALES COMPANY, INC. | RA1642AC1 | AC | Split System: Air-Cooled Condensing Unit, Coil with Blower | RA1642AC1 |  | RCQD-4824 | 12.5 | 15.1 | Yes | Yes | 2015-02-06 |  | 1
FALSE | RA1418AJ1 | 4757 | 7601326 | RHEEM SALES COMPANY, INC. | RA1418AJ1 | AC | Split System: Air-Cooled Condensing Unit, Coil with Blower | RA1418AJ1 |  | RCFL-H*2617 | 13 | 16 | Yes | Yes | 2015-02-06 |  | 2
FALSE | RA1424AJ1 | 4758 | 7490855 | RHEEM SALES COMPANY, INC. | RA1424AJ1 | AC | Split System: Air-Cooled Condensing Unit, Coil with Blower | RA1424AJ1 |  | RCFL-H*2617 | 13 | 15.5 | Yes | Yes | 2015-02-06 |  | 1
FALSE | RA1642AJ1 | 4918 | 7942474 | RHEEM SALES COMPANY, INC. | RA1642AC1 | AC | Split System: Air-Cooled Condensing Unit, Coil with Blower | RA1642AC1 |  | RCFN-H*4824 | 13 | 16 | Yes | Yes | 2015-02-06 |  | 2
FALSE | RA1642AJ1 | 4918 | 7942229 | RHEEM SALES COMPANY, INC. | RA1642AC1 | AC | Split System: Air-Cooled Condensing Unit, Coil with Blower | RA1642AC1 |  | RCF4821STAM | 12.5 | 15.1 | Yes | Yes | 2015-02-06 |  | 1
FALSE | RA1642AJ1 | 4918 | 7942730 | RHEEM SALES COMPANY, INC. | RA1642AJ1 | AC | Split System: Air-Cooled Condensing Unit, Coil with Blower | RA1642AJ1 |  | RCFL-H*4824 | 13 | 15.5 | Yes | Yes | 2015-02-06 |  | 1
FALSE | RA1436AD1 | 4760 | 7599823 | RHEEM SALES COMPANY, INC. | RA1436AD1 | AC | Split System: Air-Cooled Condensing Unit, Coil with Blower | RA1436AD1 |  | RCF3621STAM | 12.5 | 15 | Yes | Yes | 2015-02-06 |  | 1
FALSE | RA1624AJ1 | 4915 | 7940803 | RHEEM SALES COMPANY, INC. | RA1624AJ1 | AC | Split System: Air-Cooled Condensing Unit, Coil with Blower | RA1624AJ1 |  | RCFL-H*2621 | 13 | 16 | Yes | Yes | 2015-02-06 |  | 2
FALSE | RA1436AD1 | 4760 | 7599794 | RHEEM SALES COMPANY, INC. | RA1436AD1 | AC | Split System: Air-Cooled Condensing Unit, Coil with Blower | RA1436AD1 |  | RCF3621MTAM | 13 | 15.5 | Yes | Yes | 2015-02-06 |  | 1
FALSE | RA1624AJ1 | 4915 | 7940715 | RHEEM SALES COMPANY, INC. | RA1624AJ1 | AC | Split System: Air-Cooled Condensing Unit, Coil with Blower | RA1624AJ1 |  | RCFL-H*2417 | 13 | 15.5 | Yes | Yes | 2015-02-06 |  | 1
FALSE | RA1648AJ1 | 4919 | 7943194 | RHEEM SALES COMPANY, INC. | RA1648AC1 | AC | Split System: Air-Cooled Condensing Unit, Coil with Blower | RA1648AC1 |  | RCQD-4824 | 13 | 16 | Yes | Yes | 2015-02-06 |  | 2
FALSE | RA1648AJ1 | 4919 | 7943384 | RHEEM SALES COMPANY, INC. | RA1648AJ1 | AC | Split System: Air-Cooled Condensing Unit, Coil with Blower | RA1648AJ1 |  | RCFL-H*4824 | 13 | 15.5 | Yes | Yes | 2015-02-06 |  | 1
FALSE | RA1660AC1 | 4920 | 7943565 | RHEEM SALES COMPANY, INC. | RA1660AJ1 | AC | Split System: Air-Cooled Condensing Unit, Coil with Blower | RA1660AJ1 |  | RCF6024HTAM | 12.5 | 15.1 | Yes | Yes | 2015-02-06 |  | 1
FALSE | RA1418AJ1 | 4757 | 7599511 | RHEEM SALES COMPANY, INC. | RA1418AJ1 | AC | Split System: Air-Cooled Condensing Unit, Coil with Blower | RA1418AJ1 |  | RCF2417HTAM | 13 | 16 | Yes | Yes | 2015-02-06 |  | 2
FALSE | RA1436AD1 | 4760 | 7491420 | RHEEM SALES COMPANY, INC. | RA1436AC1 | AC | Split System: Air-Cooled Condensing Unit, Coil with Blower | RA1436AC1 |  | RCFL-H*3821 | 12.5 | 15.1 | Yes | Yes | 2015-02-06 |  | 1
FALSE | RA1648AJ1 | 4919 | 7943050 | RHEEM SALES COMPANY, INC. | RA1648AC1 | AC | Split System: Air-Cooled Condensing Unit, Coil with Blower | RA1648AC1 |  | RCFL-H*4821 | 12.5 | 15.1 | Yes | Yes | 2015-02-06 |  | 1
FALSE | RA1436AD1 | 4760 | 7599780 | RHEEM SALES COMPANY, INC. | RA1436AD1 | AC | Split System: Air-Cooled Condensing Unit, Coil with Blower | RA1436AD1 |  | RCF3621MTAM | 13 | 15.5 | Yes | Yes | 2015-02-06 |  | 1
FALSE | RA1442AD1 | 4761 | 7492000 | RHEEM SALES COMPANY, INC. | RA1442AJ1 | AC | Split System: Air-Cooled Condensing Unit, Coil with Blower | RA1442AJ1 |  | RCF4821STAM | 12 | 14.5 | Yes | Yes | 2015-02-06 |  | 0
FALSE | RA1430AJ1 | 4759 | 7599647 | RHEEM SALES COMPANY, INC. | RA1430AJ1 | AC | Split System: Air-Cooled Condensing Unit, Coil with Blower | RA1430AJ1 |  | RCFL-H*3621 | 13 | 15.5 | Yes | Yes | 2015-02-06 |  | 1
FALSE | RA1436AD1 | 4760 | 7599915 | RHEEM SALES COMPANY, INC. | RA1436AD1 | AC | Split System: Air-Cooled Condensing Unit, Coil with Blower | RA1436AD1 |  | RCF3624MTAM | 13 | 15.5 | Yes | Yes | 2015-02-06 |  | 1
FALSE | RA1336AD1 | 4824 | 7508654 | RHEEM SALES COMPANY, INC. | RA1336AJ1 | AC | Split System: Air-Cooled Condensing Unit, Coil with Blower | RA1336AJ1 |  | RCF3624HTAM | 12.5 | 15.1 | Yes | Yes | 2015-02-06 |  | 1
FALSE | RA1636AJ1 | 4917 | 7941973 | RHEEM SALES COMPANY, INC. | RA1636AJ1 | AC | Split System: Air-Cooled Condensing Unit, Coil with Blower | RA1636AJ1 |  | RCFL-H*3617 | 13 | 15.5 | Yes | Yes | 2015-02-06 |  | 1
FALSE | RA1436AD1 | 4760 | 7501047 | RHEEM SALES COMPANY, INC. | RA1436AC1 | AC | Split System: Air-Cooled Condensing Unit, Coil with Blower | RA1436AC1 |  | RCFL-H*3824 | 13 | 15.5 | Yes | Yes | 2015-02-06 |  | 1
FALSE | RA1418AJ1 | 4757 | 7599541 | RHEEM SALES COMPANY, INC. | RA1418AJ1 | AC | Split System: Air-Cooled Condensing Unit, Coil with Blower | RA1418AJ1 |  | RCFL-H*2621 | 13 | 16 | Yes | Yes | 2015-02-06 |  | 2
FALSE | RA1424AJ1 | 4758 | 7490763 | RHEEM SALES COMPANY, INC. | RA1424AJ1 | AC | Split System: Air-Cooled Condensing Unit, Coil with Blower | RA1424AJ1 |  | RCF2417MTAM | 12.5 | 15.1 | Yes | Yes | 2015-02-06 |  | 1
FALSE | RA1442AD1 | 4761 | 7492130 | RHEEM SALES COMPANY, INC. | RA1442AJ1 | AC | Split System: Air-Cooled Condensing Unit, Coil with Blower | RA1442AJ1 |  | RCFL-H*4824 | 12 | 14.5 | Yes | Yes | 2015-02-06 |  | 0
FALSE | RA1642AJ1 | 4918 | 7942572 | RHEEM SALES COMPANY, INC. | RA1642AJ1 | AC | Split System: Air-Cooled Condensing Unit, Coil with Blower | RA1642AJ1 |  | RCF4821STAM | 12.2 | 14.5 | Yes | Yes | 2015-02-06 |  | 0
FALSE | RA1630AJ1 | 4916 | 7941013 | RHEEM SALES COMPANY, INC. | RA1630AJ1 | AC | Split System: Air-Cooled Condensing Unit, Coil with Blower | RA1630AJ1 |  | RCF3621STAM | 13 | 16 | Yes | Yes | 2015-02-06 |  | 2
FALSE | RA1636AJ1 | 4917 | 7941759 | RHEEM SALES COMPANY, INC. | RA1636AC1 | AC | Split System: Air-Cooled Condensing Unit, Coil with Blower | RA1636AC1 |  | RCQD-3624 | 13 | 16 | Yes | Yes | 2015-02-06 |  | 2
FALSE | RA1436AD1 | 4760 | 7501041 | RHEEM SALES COMPANY, INC. | RA1436AC1 | AC | Split System: Air-Cooled Condensing Unit, Coil with Blower | RA1436AC1 |  | RCFL-H*3621 | 12.5 | 15.1 | Yes | Yes | 2015-02-06 |  | 1
FALSE | RA1660AC1 | 4920 | 7943783 | RHEEM SALES COMPANY, INC. | RA1660AC1 | AC | Split System: Air-Cooled Condensing Unit, Coil with Blower | RA1660AC1 |  | RCF6024HTAM | 13 | 15.5 | Yes | Yes | 2015-02-06 |  | 1
FALSE | RA1418AJ1 | 4757 | 7599523 | RHEEM SALES COMPANY, INC. | RA1418AJ1 | AC | Split System: Air-Cooled Condensing Unit, Coil with Blower | RA1418AJ1 |  | RCF2421HTAM | 13 | 16 | Yes | Yes | 2015-02-06 |  | 2
FALSE | RA1318AJ1 | 4821 | 7982200 | RHEEM SALES COMPANY, INC. | RA1318AJ1 | AC | Split System: Air-Cooled Condensing Unit, Coil with Blower | RA1318AJ1 |  | RCFL-H*2617 | 12.5 | 15 | Yes | Yes | 2015-02-06 |  | 1
FALSE | RA1630AJ1 | 4916 | 7944045 | RHEEM SALES COMPANY, INC. | RA1630AJ1 | AC | Split System: Air-Cooled Condensing Unit, Coil with Blower | RA1630AJ1 |  | RCF3624HTAM | 13 | 16 | Yes | Yes | 2015-02-06 |  | 2
FALSE | RA1660AC1 | 4920 | 7943908 | RHEEM SALES COMPANY, INC. | RA1660AC1 | AC | Split System: Air-Cooled Condensing Unit, Coil with Blower | RA1660AC1 |  | RCQD-6024 | 12.5 | 15.1 | Yes | Yes | 2015-02-06 |  | 1
FALSE | RA1636AJ1 | 4917 | 7941828 | RHEEM SALES COMPANY, INC. | RA1636AJ1 | AC | Split System: Air-Cooled Condensing Unit, Coil with Blower | RA1636AJ1 |  | RCF3621MTAM | 13 | 16 | Yes | Yes | 2015-02-06 |  | 2
FALSE | RA1630AJ1 | 4916 | 7944035 | RHEEM SALES COMPANY, INC. | RA1630AJ1 | AC | Split System: Air-Cooled Condensing Unit, Coil with Blower | RA1630AJ1 |  | RCF3621STAM | 13 | 16 | Yes | Yes | 2015-02-06 |  | 2
FALSE | RA1430AJ1 | 4759 | 7491224 | RHEEM SALES COMPANY, INC. | RA1430AJ1 | AC | Split System: Air-Cooled Condensing Unit, Coil with Blower | RA1430AJ1 |  | RCFN-H*3624 | 13 | 16 | Yes | Yes | 2015-02-06 |  | 2
FALSE | RA1436AD1 | 4760 | 7601452 | RHEEM SALES COMPANY, INC. | RA1436AD1 | AC | Split System: Air-Cooled Condensing Unit, Coil with Blower | RA1436AD1 |  | RCFL-H*3824 | 13 | 15.5 | Yes | Yes | 2015-02-06 |  | 1
FALSE | RA1336AD1 | 4824 | 7508315 | RHEEM SALES COMPANY, INC. | RA1336AC1 | AC | Split System: Air-Cooled Condensing Unit, Coil with Blower | RA1336AC1 |  | RCF3624MTAM | 12 | 14.5 | Yes | Yes | 2015-02-06 |  | 0
FALSE | RA1630AJ1 | 4916 | 7941096 | RHEEM SALES COMPANY, INC. | RA1630AJ1 | AC | Split System: Air-Cooled Condensing Unit, Coil with Blower | RA1630AJ1 |  | RCFL-H*3617 | 13 | 16 | Yes | Yes | 2015-02-06 |  | 2
FALSE | RA1436AD1 | 4760 | 7491454 | RHEEM SALES COMPANY, INC. | RA1436AC1 | AC | Split System: Air-Cooled Condensing Unit, Coil with Blower | RA1436AC1 |  | RCFL-H*3824 | 13 | 15.5 | Yes | Yes | 2015-02-06 |  | 1
FALSE | RA1442AD1 | 4761 | 7600469 | RHEEM SALES COMPANY, INC. | RA1442AD1 | AC | Split System: Air-Cooled Condensing Unit, Coil with Blower | RA1442AD1 |  | RCFN-H*4824 | 13 | 15.5 | Yes | Yes | 2015-02-06 |  | 1
FALSE | RA1630AJ1 | 4916 | 7941036 | RHEEM SALES COMPANY, INC. | RA1630AJ1 | AC | Split System: Air-Cooled Condensing Unit, Coil with Blower | RA1630AJ1 |  | RCF3624HTAM | 13 | 16 | Yes | Yes | 2015-02-06 |  | 2
FALSE | RA1424AJ1 | 4758 | 7490845 | RHEEM SALES COMPANY, INC. | RA1424AJ1 | AC | Split System: Air-Cooled Condensing Unit, Coil with Blower | RA1424AJ1 |  | RCFL-H*2417 | 12.5 | 15.1 | Yes | Yes | 2015-02-06 |  | 1
FALSE | RA1636AJ1 | 4917 | 7944141 | RHEEM SALES COMPANY, INC. | RA1636AJ1 | AC | Split System: Air-Cooled Condensing Unit, Coil with Blower | RA1636AJ1 |  | RCF3621MTAM | 13 | 16 | Yes | Yes | 2015-02-06 |  | 2
FALSE | RA1330AJ1 | 4823 | 7508134 | RHEEM SALES COMPANY, INC. | RA1330AJ1 | AC | Split System: Air-Cooled Condensing Unit, Coil with Blower | RA1330AJ1 |  | RCQD-3621 | 12 | 14.5 | Yes | Yes | 2015-02-06 |  | 0
FALSE | RA1624AJ1 | 4915 | 7940800 | RHEEM SALES COMPANY, INC. | RA1624AJ1 | AC | Split System: Air-Cooled Condensing Unit, Coil with Blower | RA1624AJ1 |  | RCFL-H*2621 | 13 | 16 | Yes | Yes | 2015-02-06 |  | 2
FALSE | RA1630AJ1 | 4916 | 7940923 | RHEEM SALES COMPANY, INC. | RA1630AJ1 | AC | Split System: Air-Cooled Condensing Unit, Coil with Blower | RA1630AJ1 |  | RCF3617STAM | 13 | 16 | Yes | Yes | 2015-02-06 |  | 2
FALSE | RA1636AJ1 | 4917 | 7941814 | RHEEM SALES COMPANY, INC. | RA1636AJ1 | AC | Split System: Air-Cooled Condensing Unit, Coil with Blower | RA1636AJ1 |  | RCF3617STAM | 13 | 15.5 | Yes | Yes | 2015-02-06 |  | 1
FALSE | RA1430AJ1 | 4759 | 7491043 | RHEEM SALES COMPANY, INC. | RA1430AJ1 | AC | Split System: Air-Cooled Condensing Unit, Coil with Blower | RA1430AJ1 |  | RCF3624HTAM | 13 | 16 | Yes | Yes | 2015-02-06 |  | 2
FALSE | RA1442AD1 | 4761 | 7492062 | RHEEM SALES COMPANY, INC. | RA1442AJ1 | AC | Split System: Air-Cooled Condensing Unit, Coil with Blower | RA1442AJ1 |  | RCF4824STAM | 12 | 14.5 | Yes | Yes | 2015-02-06 |  | 0
FALSE | RA1636AJ1 | 4917 | 7941452 | RHEEM SALES COMPANY, INC. | RA1636AC1 | AC | Split System: Air-Cooled Condensing Unit, Coil with Blower | RA1636AC1 |  | RCF3621STAM | 13 | 15.5 | Yes | Yes | 2015-02-06 |  | 1
FALSE | RA1336AD1 | 4824 | 7508809 | RHEEM SALES COMPANY, INC. | RA1336AJ1 | AC | Split System: Air-Cooled Condensing Unit, Coil with Blower | RA1336AJ1 |  | RCFL-H*3824 | 12 | 14.5 | Yes | Yes | 2015-02-06 |  | 0
FALSE | RA1618AJ1 | 4914 | 7940348 | RHEEM SALES COMPANY, INC. | RA1618AJ1 | AC | Split System: Air-Cooled Condensing Unit, Coil with Blower | RA1618AJ1 |  | RCF2417STAM | 13 | 16 | Yes | Yes | 2015-02-06 |  | 2
FALSE | RA1618AJ1 | 4914 | 7940294 | RHEEM SALES COMPANY, INC. | RA1618AJ1 | AC | Split System: Air-Cooled Condensing Unit, Coil with Blower | RA1618AJ1 |  | RCF2414STAM | 13 | 16 | Yes | Yes | 2015-02-06 |  | 2
FALSE | RA1618AJ1 | 4914 | 7940437 | RHEEM SALES COMPANY, INC. | RA1618AJ1 | AC | Split System: Air-Cooled Condensing Unit, Coil with Blower | RA1618AJ1 |  | RCFL-H*2617 | 13 | 16 | Yes | Yes | 2015-02-06 |  | 2
FALSE | RA1448AD1 | 4762 | 7600628 | RHEEM SALES COMPANY, INC. | RA1448AD1 | AC | Split System: Air-Cooled Condensing Unit, Coil with Blower | RA1448AD1 |  | RCF4824HTAM | 12.5 | 15.1 | Yes | Yes | 2015-02-06 |  | 1
FALSE | RA1318AJ1 | 4821 | 7507515 | RHEEM SALES COMPANY, INC. | RA1318AJ1 | AC | Split System: Air-Cooled Condensing Unit, Coil with Blower | RA1318AJ1 |  | RCFL-H*2617 | 12.5 | 15 | Yes | Yes | 2015-02-06 |  | 1
FALSE | RA1660AC1 | 4920 | 7943801 | RHEEM SALES COMPANY, INC. | RA1660AC1 | AC | Split System: Air-Cooled Condensing Unit, Coil with Blower | RA1660AC1 |  | RCF6024STAM | 12.5 | 15.1 | Yes | Yes | 2015-02-06 |  | 1
FALSE | RA1336AD1 | 4824 | 7508490 | RHEEM SALES COMPANY, INC. | RA1336AC1 | AC | Split System: Air-Cooled Condensing Unit, Coil with Blower | RA1336AC1 |  | RCQD-3621 | 12.5 | 15 | Yes | Yes | 2015-02-06 |  | 1
FALSE | RA1330AJ1 | 4823 | 7507961 | RHEEM SALES COMPANY, INC. | RA1330AJ1 | AC | Split System: Air-Cooled Condensing Unit, Coil with Blower | RA1330AJ1 |  | RCF3624MTAM | 12.5 | 15 | Yes | Yes | 2015-02-09 |  | 1
FALSE | RA1448AD1 | 4762 | 7600641 | RHEEM SALES COMPANY, INC. | RA1448AD1 | AC | Split System: Air-Cooled Condensing Unit, Coil with Blower | RA1448AD1 |  | RCF4824HTAM | 12.5 | 15 | Yes | Yes | 2015-02-09 |  | 1
FALSE | RA1618AJ1 | 4914 | 7940326 | RHEEM SALES COMPANY, INC. | RA1618AJ1 | AC | Split System: Air-Cooled Condensing Unit, Coil with Blower | RA1618AJ1 |  | RCF2417MTAM | 13 | 16 | Yes | Yes | 2015-02-09 |  | 2
FALSE | RA1660AC1 | 4920 | 7943552 | RHEEM SALES COMPANY, INC. | RA1660AJ1 | AC | Split System: Air-Cooled Condensing Unit, Coil with Blower | RA1660AJ1 |  | RCF6024HTAM | 12.5 | 15.1 | Yes | Yes | 2015-02-09 |  | 1
FALSE | RA1324AJ1 | 4822 | 7507821 | RHEEM SALES COMPANY, INC. | RA1324AJ1 | AC | Split System: Air-Cooled Condensing Unit, Coil with Blower | RA1324AJ1 |  | RCFN-H*2421 | 12 | 14.5 | Yes | Yes | 2015-02-09 |  | 0
FALSE | RA1436AD1 | 4760 | 7601454 | RHEEM SALES COMPANY, INC. | RA1436AD1 | AC | Split System: Air-Cooled Condensing Unit, Coil with Blower | RA1436AD1 |  | RCQD-3621 | 13 | 15.5 | Yes | Yes | 2015-02-09 |  | 1
FALSE | RA1442AD1 | 4761 | 7492025 | RHEEM SALES COMPANY, INC. | RA1442AJ1 | AC | Split System: Air-Cooled Condensing Unit, Coil with Blower | RA1442AJ1 |  | RCF4824HTAM | 13 | 15.5 | Yes | Yes | 2015-02-09 |  | 1
FALSE | RA1436AD1 | 4760 | 7601431 | RHEEM SALES COMPANY, INC. | RA1436AD1 | AC | Split System: Air-Cooled Condensing Unit, Coil with Blower | RA1436AD1 |  | RCF3621MTAM | 13 | 15.5 | Yes | Yes | 2015-02-09 |  | 1
FALSE | RA1424AJ1 | 4758 | 7500960 | RHEEM SALES COMPANY, INC. | RA1424AJ1 | AC | Split System: Air-Cooled Condensing Unit, Coil with Blower | RA1424AJ1 |  | RCFL-H*2417 | 12.5 | 15.1 | Yes | Yes | 2015-02-09 |  | 1
FALSE | RA1648AJ1 | 4919 | 7943290 | RHEEM SALES COMPANY, INC. | RA1648AJ1 | AC | Split System: Air-Cooled Condensing Unit, Coil with Blower | RA1648AJ1 |  | RCF4824HTAM | 13 | 16 | Yes | Yes | 2015-02-09 |  | 2
FALSE | RA1442AD1 | 4761 | 7600553 | RHEEM SALES COMPANY, INC. | RA1442AJ1 | AC | Split System: Air-Cooled Condensing Unit, Coil with Blower | RA1442AJ1 |  | RCFN-H*4824 | 13 | 15.5 | Yes | Yes | 2015-02-09 |  | 1
FALSE | RA1436AD1 | 4760 | 7945060 | RHEEM SALES COMPANY, INC. | RA1436AJ1 | AC | Split System: Air-Cooled Condensing Unit, Coil with Blower | RA1436AJ1 |  | RCF3621STAM | 12 | 14.5 | Yes | Yes | 2015-02-09 |  | 0
FALSE | RA1660AC1 | 4920 | 7943700 | RHEEM SALES COMPANY, INC. | RA1660AJ1 | AC | Split System: Air-Cooled Condensing Unit, Coil with Blower | RA1660AJ1 |  | RCQD-6024 | 12 | 14.5 | Yes | Yes | 2015-02-09 |  | 0
FALSE | RA1648AJ1 | 4919 | 7944248 | RHEEM SALES COMPANY, INC. | RA1648AC1 | AC | Split System: Air-Cooled Condensing Unit, Coil with Blower | RA1648AC1 |  | RCF4824STAM | 13 | 16 | Yes | Yes | 2015-02-09 |  | 2
FALSE | RA1436AD1 | 4760 | 7599980 | RHEEM SALES COMPANY, INC. | RA1436AD1 | AC | Split System: Air-Cooled Condensing Unit, Coil with Blower | RA1436AD1 |  | RCFL-H*3621 | 12.5 | 15.1 | Yes | Yes | 2015-02-09 |  | 1
FALSE | RA1618AJ1 | 4914 | 7940405 | RHEEM SALES COMPANY, INC. | RA1618AJ1 | AC | Split System: Air-Cooled Condensing Unit, Coil with Blower | RA1618AJ1 |  | RCF2421MTAM | 13 | 16 | Yes | Yes | 2015-02-09 |  | 2
FALSE | RA1436AD1 | 4760 | 7491440 | RHEEM SALES COMPANY, INC. | RA1436AC1 | AC | Split System: Air-Cooled Condensing Unit, Coil with Blower | RA1436AC1 |  | RCFL-H*3824 | 13 | 15.5 | Yes | Yes | 2015-02-09 |  | 1
FALSE | RA1442AD1 | 4761 | 7600349 | RHEEM SALES COMPANY, INC. | RA1442AD1 | AC | Split System: Air-Cooled Condensing Unit, Coil with Blower | RA1442AD1 |  | RCF4824STAM | 12.5 | 15.1 | Yes | Yes | 2015-02-09 |  | 1
FALSE | RA1648AJ1 | 4919 | 7943368 | RHEEM SALES COMPANY, INC. | RA1648AJ1 | AC | Split System: Air-Cooled Condensing Unit, Coil with Blower | RA1648AJ1 |  | RCFL-H*4821 | 13 | 15.5 | Yes | Yes | 2015-02-09 |  | 1
FALSE | RA1630AJ1 | 4916 | 7940910 | RHEEM SALES COMPANY, INC. | RA1630AJ1 | AC | Split System: Air-Cooled Condensing Unit, Coil with Blower | RA1630AJ1 |  | RCF3617STAM | 13 | 16 | Yes | Yes | 2015-02-09 |  | 2
FALSE | RA1636AJ1 | 4917 | 7944156 | RHEEM SALES COMPANY, INC. | RA1636AJ1 | AC | Split System: Air-Cooled Condensing Unit, Coil with Blower | RA1636AJ1 |  | RCF3621STAM | 12.5 | 15.1 | Yes | Yes | 2015-02-09 |  | 1
FALSE | RA1624AJ1 | 4915 | 7940784 | RHEEM SALES COMPANY, INC. | RA1624AJ1 | AC | Split System: Air-Cooled Condensing Unit, Coil with Blower | RA1624AJ1 |  | RCFL-H*2621 | 13 | 16 | Yes | Yes | 2015-02-09 |  | 2
FALSE | RA1430AJ1 | 4759 | 7601378 | RHEEM SALES COMPANY, INC. | RA1430AJ1 | AC | Split System: Air-Cooled Condensing Unit, Coil with Blower | RA1430AJ1 |  | RCF3624HTAM | 13 | 16 | Yes | Yes | 2015-02-09 |  | 2
FALSE | RA1642AJ1 | 4918 | 7942480 | RHEEM SALES COMPANY, INC. | RA1642AC1 | AC | Split System: Air-Cooled Condensing Unit, Coil with Blower | RA1642AC1 |  | RCFN-H*4824 | 13 | 16 | Yes | Yes | 2015-02-09 |  | 2
FALSE | RA1430AJ1 | 4759 | 7491073 | RHEEM SALES COMPANY, INC. | RA1430AJ1 | AC | Split System: Air-Cooled Condensing Unit, Coil with Blower | RA1430AJ1 |  | RCF3624MTAM | 13 | 16 | Yes | Yes | 2015-02-09 |  | 2
FALSE | RA1448AD1 | 4762 | 7492551 | RHEEM SALES COMPANY, INC. | RA1448AJ1 | AC | Split System: Air-Cooled Condensing Unit, Coil with Blower | RA1448AJ1 |  | RCQD-4824 | 12 | 14.5 | Yes | Yes | 2015-02-09 |  | 0
FALSE | RA1448AD1 | 4762 | 7492224 | RHEEM SALES COMPANY, INC. | RA1448AC1 | AC | Split System: Air-Cooled Condensing Unit, Coil with Blower | RA1448AC1 |  | RCF4824STAM | 12 | 14.5 | Yes | Yes | 2015-02-09 |  | 0
FALSE | RA1624AJ1 | 4915 | 7940900 | RHEEM SALES COMPANY, INC. | RA1624AJ1 | AC | Split System: Air-Cooled Condensing Unit, Coil with Blower | RA1624AJ1 |  | RHPL-HM2421 | 13 | 16 | Yes | Yes | 2015-02-09 |  | 2
FALSE | RA1636AJ1 | 4917 | 7941717 | RHEEM SALES COMPANY, INC. | RA1636AC1 | AC | Split System: Air-Cooled Condensing Unit, Coil with Blower | RA1636AC1 |  | RCQD-3621 | 13 | 16 | Yes | Yes | 2015-02-09 |  | 2
FALSE | RA1448AD1 | 4762 | 7600866 | RHEEM SALES COMPANY, INC. | RA1448AD1 | AC | Split System: Air-Cooled Condensing Unit, Coil with Blower | RA1448AD1 |  | RHPL-HM4824 | 12 | 14.5 | Yes | Yes | 2015-02-09 |  | 0
FALSE | RA1436AD1 | 4760 | 7599867 | RHEEM SALES COMPANY, INC. | RA1436AD1 | AC | Split System: Air-Cooled Condensing Unit, Coil with Blower | RA1436AD1 |  | RCF3624HTAM | 13 | 16 | Yes | Yes | 2015-02-09 |  | 2
FALSE | RA1624AJ1 | 4915 | 7940883 | RHEEM SALES COMPANY, INC. | RA1624AJ1 | AC | Split System: Air-Cooled Condensing Unit, Coil with Blower | RA1624AJ1 |  | RCQD-2417 | 13 | 16 | Yes | Yes | 2015-02-09 |  | 2
FALSE | RA1618AJ1 | 4914 | 7940334 | RHEEM SALES COMPANY, INC. | RA1618AJ1 | AC | Split System: Air-Cooled Condensing Unit, Coil with Blower | RA1618AJ1 |  | RCF2417MTAM | 13 | 16 | Yes | Yes | 2015-02-09 |  | 2
FALSE | RA1436AD1 | 4760 | 7600124 | RHEEM SALES COMPANY, INC. | RA1436AD1 | AC | Split System: Air-Cooled Condensing Unit, Coil with Blower | RA1436AD1 |  | RCQD-3621 | 13 | 16 | Yes | Yes | 2015-02-09 |  | 2
FALSE | RA1648AJ1 | 4919 | 7944272 | RHEEM SALES COMPANY, INC. | RA1648AJ1 | AC | Split System: Air-Cooled Condensing Unit, Coil with Blower | RA1648AJ1 |  | RCF4824STAM | 13 | 15.5 | Yes | Yes | 2015-02-09 |  | 1
FALSE | RA1448AD1 | 4762 | 7600588 | RHEEM SALES COMPANY, INC. | RA1448AC1 | AC | Split System: Air-Cooled Condensing Unit, Coil with Blower | RA1448AC1 |  | RCFN-H*4824 | 13 | 15.5 | Yes | Yes | 2015-02-09 |  | 1
FALSE | RA1636AJ1 | 4917 | 7941686 | RHEEM SALES COMPANY, INC. | RA1636AC1 | AC | Split System: Air-Cooled Condensing Unit, Coil with Blower | RA1636AC1 |  | RCFL-H*3824 | 13 | 16 | Yes | Yes | 2015-02-09 |  | 2
FALSE | RA1436AD1 | 4760 | 7501081 | RHEEM SALES COMPANY, INC. | RA1436AJ1 | AC | Split System: Air-Cooled Condensing Unit, Coil with Blower | RA1436AJ1 |  | RCFL-H*3617 | 12.5 | 15.1 | Yes | Yes | 2015-02-09 |  | 1
FALSE | RA1636AJ1 | 4917 | 7941997 | RHEEM SALES COMPANY, INC. | RA1636AJ1 | AC | Split System: Air-Cooled Condensing Unit, Coil with Blower | RA1636AJ1 |  | RCFL-H*3617 | 13 | 15.5 | Yes | Yes | 2015-02-09 |  | 1
FALSE | RA1660AC1 | 4920 | 7943775 | RHEEM SALES COMPANY, INC. | RA1660AC1 | AC | Split System: Air-Cooled Condensing Unit, Coil with Blower | RA1660AC1 |  | RCF6024HTAM | 13 | 15.5 | Yes | Yes | 2015-02-09 |  | 1
FALSE | RA1636AJ1 | 4917 | 7941514 | RHEEM SALES COMPANY, INC. | RA1636AC1 | AC | Split System: Air-Cooled Condensing Unit, Coil with Blower | RA1636AC1 |  | RCF3624MTAM | 13 | 16 | Yes | Yes | 2015-02-09 |  | 2
FALSE | RA1642AJ1 | 4918 | 7942873 | RHEEM SALES COMPANY, INC. | RA1642AJ1 | AC | Split System: Air-Cooled Condensing Unit, Coil with Blower | RA1642AJ1 |  | RCQD-4824 | 13 | 16 | Yes | Yes | 2015-02-09 |  | 2
FALSE | RA1436AD1 | 4760 | 7599709 | RHEEM SALES COMPANY, INC. | RA1436AC1 | AC | Split System: Air-Cooled Condensing Unit, Coil with Blower | RA1436AC1 |  | RCFL-H*3621 | 12.5 | 15.1 | Yes | Yes | 2015-02-09 |  | 1
FALSE | RA1636AJ1 | 4917 | 7942156 | RHEEM SALES COMPANY, INC. | RA1636AJ1 | AC | Split System: Air-Cooled Condensing Unit, Coil with Blower | RA1636AJ1 |  | RCQD-3621 | 13 | 16 | Yes | Yes | 2015-02-09 |  | 2
FALSE | RA1648AJ1 | 4919 | 7943202 | RHEEM SALES COMPANY, INC. | RA1648AC1 | AC | Split System: Air-Cooled Condensing Unit, Coil with Blower | RA1648AC1 |  | RCQD-4824 | 13 | 15.5 | Yes | Yes | 2015-02-09 |  | 1
FALSE | RA1436AD1 | 4760 | 7599849 | RHEEM SALES COMPANY, INC. | RA1436AD1 | AC | Split System: Air-Cooled Condensing Unit, Coil with Blower | RA1436AD1 |  | RCF3624HTAM | 13 | 16 | Yes | Yes | 2015-02-09 |  | 2
FALSE | RA1318AJ1 | 4821 | 7507479 | RHEEM SALES COMPANY, INC. | RA1318AJ1 | AC | Split System: Air-Cooled Condensing Unit, Coil with Blower | RA1318AJ1 |  | RCF2421MTAM | 12 | 14.5 | Yes | Yes | 2015-02-09 |  | 0
FALSE | RA1430AJ1 | 4759 | 7491015 | RHEEM SALES COMPANY, INC. | RA1430AJ1 | AC | Split System: Air-Cooled Condensing Unit, Coil with Blower | RA1430AJ1 |  | RCF3621STAM | 12.5 | 15.1 | Yes | Yes | 2015-02-09 |  | 1
FALSE | RA1436AD1 | 4760 | 7491410 | RHEEM SALES COMPANY, INC. | RA1436AC1 | AC | Split System: Air-Cooled Condensing Unit, Coil with Blower | RA1436AC1 |  | RCFL-H*3821 | 13 | 15.5 | Yes | Yes | 2015-02-09 |  | 1
FALSE | RA1330AJ1 | 4823 | 7508138 | RHEEM SALES COMPANY, INC. | RA1330AJ1 | AC | Split System: Air-Cooled Condensing Unit, Coil with Blower | RA1330AJ1 |  | RCQD-3621 | 12.5 | 15.1 | Yes | Yes | 2015-02-09 |  | 1
FALSE | RA1442AD1 | 4761 | 7600397 | RHEEM SALES COMPANY, INC. | RA1442AD1 | AC | Split System: Air-Cooled Condensing Unit, Coil with Blower | RA1442AD1 |  | RCFL-H*4821 | 12 | 14.5 | Yes | Yes | 2015-02-09 |  | 0
FALSE | RA1642AJ1 | 4918 | 7944208 | RHEEM SALES COMPANY, INC. | RA1642AJ1 | AC | Split System: Air-Cooled Condensing Unit, Coil with Blower | RA1642AJ1 |  | RCF4821STAM | 13 | 16 | Yes | Yes | 2015-02-09 |  | 2
FALSE | RA1618AJ1 | 4914 | 7940502 | RHEEM SALES COMPANY, INC. | RA1618AJ1 | AC | Split System: Air-Cooled Condensing Unit, Coil with Blower | RA1618AJ1 |  | RCFN-H*2417 | 13 | 16 | Yes | Yes | 2015-02-09 |  | 2
FALSE | RA1636AJ1 | 4917 | 7944158 | RHEEM SALES COMPANY, INC. | RA1636AJ1 | AC | Split System: Air-Cooled Condensing Unit, Coil with Blower | RA1636AJ1 |  | RCF3621STAM | 12.5 | 15.1 | Yes | Yes | 2015-02-09 |  | 1
FALSE | RA1430AJ1 | 4759 | 7490986 | RHEEM SALES COMPANY, INC. | RA1430AJ1 | AC | Split System: Air-Cooled Condensing Unit, Coil with Blower | RA1430AJ1 |  | RCF3621MTAM | 13 | 16 | Yes | Yes | 2015-02-09 |  | 2
FALSE | RA1630AJ1 | 4916 | 7940918 | RHEEM SALES COMPANY, INC. | RA1630AJ1 | AC | Split System: Air-Cooled Condensing Unit, Coil with Blower | RA1630AJ1 |  | RCF3617STAM | 13 | 16 | Yes | Yes | 2015-02-09 |  | 2
FALSE | RA1636AJ1 | 4917 | 7941480 | RHEEM SALES COMPANY, INC. | RA1636AC1 | AC | Split System: Air-Cooled Condensing Unit, Coil with Blower | RA1636AC1 |  | RCF3624HTAM | 13 | 16 | Yes | Yes | 2015-02-09 |  | 2
FALSE | RA1618AJ1 | 4914 | 7940488 | RHEEM SALES COMPANY, INC. | RA1618AJ1 | AC | Split System: Air-Cooled Condensing Unit, Coil with Blower | RA1618AJ1 |  | RCFL-H*2621 | 13 | 16 | Yes | Yes | 2015-02-09 |  | 2
FALSE | RA1424AJ1 | 4758 | 7599593 | RHEEM SALES COMPANY, INC. | RA1424AJ1 | AC | Split System: Air-Cooled Condensing Unit, Coil with Blower | RA1424AJ1 |  | RCFL-H*2621 | 13 | 15.5 | Yes | Yes | 2015-02-09 |  | 1
FALSE | RA1630AJ1 | 4916 | 7941290 | RHEEM SALES COMPANY, INC. | RA1630AJ1 | AC | Split System: Air-Cooled Condensing Unit, Coil with Blower | RA1630AJ1 |  | RCQD-3621 | 13 | 16 | Yes | Yes | 2015-02-09 |  | 2
FALSE | RA1636AJ1 | 4917 | 7944110 | RHEEM SALES COMPANY, INC. | RA1636AC1 | AC | Split System: Air-Cooled Condensing Unit, Coil with Blower | RA1636AC1 |  | RCF3621STAM | 13 | 15.5 | Yes | Yes | 2015-02-09 |  | 1
FALSE | RA1648AJ1 | 4919 | 7943382 | RHEEM SALES COMPANY, INC. | RA1648AJ1 | AC | Split System: Air-Cooled Condensing Unit, Coil Alone | RA1648AJ1 |  | RCFL-H*4821+RXMD-C04 | 12 | 14.5 | Yes | Yes | 2015-02-09 |  | 0
FALSE | RA1424AJ1 | 4758 | 7944939 | RHEEM SALES COMPANY, INC. | RA1424AJ1 | AC | Split System: Air-Cooled Condensing Unit, Coil with Blower | RA1424AJ1 |  | RCF2417STAM | 12.5 | 15.1 | Yes | Yes | 2015-02-09 |  | 1
FALSE | RA1336AD1 | 4824 | 7508804 | RHEEM SALES COMPANY, INC. | RA1336AJ1 | AC | Split System: Air-Cooled Condensing Unit, Coil with Blower | RA1336AJ1 |  | RCFL-H*3824 | 12 | 14.5 | Yes | Yes | 2015-02-09 |  | 0
FALSE | RA1648AJ1 | 4919 | 7943146 | RHEEM SALES COMPANY, INC. | RA1648AC1 | AC | Split System: Air-Cooled Condensing Unit, Coil with Blower | RA1648AC1 |  | RCQD-4821 | 13 | 15.5 | Yes | Yes | 2015-02-09 |  | 1
FALSE | RA1336AD1 | 4824 | 7508884 | RHEEM SALES COMPANY, INC. | RA1336AJ1 | AC | Split System: Air-Cooled Condensing Unit, Coil with Blower | RA1336AJ1 |  | RCQD-3624 | 12.5 | 15.1 | Yes | Yes | 2015-02-09 |  | 1
FALSE | RA1642AJ1 | 4918 | 7942648 | RHEEM SALES COMPANY, INC. | RA1642AJ1 | AC | Split System: Air-Cooled Condensing Unit, Coil with Blower | RA1642AJ1 |  | RCF4824STAM | 13 | 16 | Yes | Yes | 2015-02-09 |  | 2
FALSE | RA1460AD1 | 4763 | 7600928 | RHEEM SALES COMPANY, INC. | RA1460AC1 | AC | Split System: Air-Cooled Condensing Unit, Coil with Blower | RA1460AC1 |  | RCFN-H*6024 | 12 | 14.5 | Yes | Yes | 2015-02-09 |  | 0
FALSE | RA1642AJ1 | 4918 | 7942598 | RHEEM SALES COMPANY, INC. | RA1642AJ1 | AC | Split System: Air-Cooled Condensing Unit, Coil with Blower | RA1642AJ1 |  | RCF4821STAM | 12.5 | 15.1 | Yes | Yes | 2015-02-09 |  | 1
FALSE | RA1430AJ1 | 4759 | 7491151 | RHEEM SALES COMPANY, INC. | RA1430AJ1 | AC | Split System: Air-Cooled Condensing Unit, Coil with Blower | RA1430AJ1 |  | RCFL-H*3821 | 13 | 15.5 | Yes | Yes | 2015-02-09 |  | 1
FALSE | RA1336AD1 | 4824 | 7508282 | RHEEM SALES COMPANY, INC. | RA1336AC1 | AC | Split System: Air-Cooled Condensing Unit, Coil with Blower | RA1336AC1 |  | RCF3624HTAM | 12 | 14.5 | Yes | Yes | 2015-02-09 |  | 0
FALSE | RA1636AJ1 | 4917 | 7941893 | RHEEM SALES COMPANY, INC. | RA1636AJ1 | AC | Split System: Air-Cooled Condensing Unit, Coil with Blower | RA1636AJ1 |  | RCF3621STAM | 12.5 | 15.1 | Yes | Yes | 2015-02-09 |  | 1
FALSE | RA1436AD1 | 4760 | 7945029 | RHEEM SALES COMPANY, INC. | RA1436AD1 | AC | Split System: Air-Cooled Condensing Unit, Coil with Blower | RA1436AD1 |  | RCF3621STAM | 12.5 | 15.1 | Yes | Yes | 2015-02-09 |  | 1
FALSE | RA1436AD1 | 4760 | 7600233 | RHEEM SALES COMPANY, INC. | RA1436AJ1 | AC | Split System: Air-Cooled Condensing Unit, Coil with Blower | RA1436AJ1 |  | RCQD-3624 | 13 | 16 | Yes | Yes | 2015-02-09 |  | 2
FALSE | RA1448AD1 | 4762 | 7945151 | RHEEM SALES COMPANY, INC. | RA1448AD1 | AC | Split System: Air-Cooled Condensing Unit, Coil with Blower | RA1448AD1 |  | RCF4821STAM | 12 | 14.5 | Yes | Yes | 2015-02-09 |  | 0
FALSE | RA1448AD1 | 4762 | 7492387 | RHEEM SALES COMPANY, INC. | RA1448AJ1 | AC | Split System: Air-Cooled Condensing Unit, Coil with Blower | RA1448AJ1 |  | RCF4821STAM | 12 | 14.5 | Yes | Yes | 2015-02-09 |  | 0
FALSE | RA1430AJ1 | 4759 | 7490987 | RHEEM SALES COMPANY, INC. | RA1430AJ1 | AC | Split System: Air-Cooled Condensing Unit, Coil with Blower | RA1430AJ1 |  | RCF3621MTAM | 13 | 16 | Yes | Yes | 2015-02-09 |  | 2
FALSE | RA1424AJ1 | 4758 | 7490778 | RHEEM SALES COMPANY, INC. | RA1424AJ1 | AC | Split System: Air-Cooled Condensing Unit, Coil with Blower | RA1424AJ1 |  | RCF2417STAM | 13 | 15.5 | Yes | Yes | 2015-02-09 |  | 1
FALSE | RA1624AJ1 | 4915 | 7940864 | RHEEM SALES COMPANY, INC. | RA1624AJ1 | AC | Split System: Air-Cooled Condensing Unit, Coil with Blower | RA1624AJ1 |  | RCFN-H*2421 | 13 | 16 | Yes | Yes | 2015-02-09 |  | 2
FALSE | RA1318AJ1 | 4821 | 7507409 | RHEEM SALES COMPANY, INC. | RA1318AJ1 | AC | Split System: Air-Cooled Condensing Unit, Coil with Blower | RA1318AJ1 |  | RCF2417HTAM | 12 | 14.5 | Yes | Yes | 2015-02-09 |  | 0
FALSE | RA1642AJ1 | 4918 | 7942579 | RHEEM SALES COMPANY, INC. | RA1642AJ1 | AC | Split System: Air-Cooled Condensing Unit, Coil with Blower | RA1642AJ1 |  | RCF4821STAM | 13 | 15.5 | Yes | Yes | 2015-02-09 |  | 1
FALSE | RA1430AJ1 | 4759 | 7500978 | RHEEM SALES COMPANY, INC. | RA1430AJ1 | AC | Split System: Air-Cooled Condensing Unit, Coil with Blower | RA1430AJ1 |  | RCF3621STAM | 12.5 | 15.1 | Yes | Yes | 2015-02-09 |  | 1
FALSE | RA1460AD1 | 4763 | 7601038 | RHEEM SALES COMPANY, INC. | RA1460AD1 | AC | Split System: Air-Cooled Condensing Unit, Coil with Blower | RA1460AD1 |  | RHPN-HM6024 | 12 | 14.5 | Yes | Yes | 2015-02-09 |  | 0
FALSE | RA1436AD1 | 4760 | 7599981 | RHEEM SALES COMPANY, INC. | RA1436AD1 | AC | Split System: Air-Cooled Condensing Unit, Coil with Blower | RA1436AD1 |  | RCFL-H*3621 | 12.5 | 15.1 | Yes | Yes | 2015-02-09 |  | 1
FALSE | RA1436AD1 | 4760 | 7491445 | RHEEM SALES COMPANY, INC. | RA1436AC1 | AC | Split System: Air-Cooled Condensing Unit, Coil with Blower | RA1436AC1 |  | RCFL-H*3824 | 13 | 15.5 | Yes | Yes | 2015-02-09 |  | 1
FALSE | RA1436AD1 | 4760 | 7600156 | RHEEM SALES COMPANY, INC. | RA1436AD1 | AC | Split System: Air-Cooled Condensing Unit, Coil with Blower | RA1436AD1 |  | RH1T3621MTAN | 13 | 16 | Yes | Yes | 2015-02-09 |  | 2
FALSE | RA1318AJ1 | 4821 | 7507537 | RHEEM SALES COMPANY, INC. | RA1318AJ1 | AC | Split System: Air-Cooled Condensing Unit, Coil with Blower | RA1318AJ1 |  | RCFL-H*2621 | 12.5 | 15 | Yes | Yes | 2015-02-09 |  | 1
FALSE | RA1660AC1 | 4920 | 7943676 | RHEEM SALES COMPANY, INC. | RA1660AJ1 | AC | Split System: Air-Cooled Condensing Unit, Coil with Blower | RA1660AJ1 |  | RCFN-H*6024 | 13 | 15.5 | Yes | Yes | 2015-02-09 |  | 1
FALSE | RA1436AD1 | 4760 | 7491800 | RHEEM SALES COMPANY, INC. | RA1436AJ1 | AC | Split System: Air-Cooled Condensing Unit, Coil with Blower | RA1436AJ1 |  | RCQD-3624 | 13 | 16 | Yes | Yes | 2015-02-09 |  | 2
FALSE | RA1424AJ1 | 4758 | 7490747 | RHEEM SALES COMPANY, INC. | RA1424AJ1 | AC | Split System: Air-Cooled Condensing Unit, Coil with Blower | RA1424AJ1 |  | RCF2417HTAM | 12.5 | 15.1 | Yes | Yes | 2015-02-09 |  | 1
FALSE | RA1324AJ1 | 4822 | 7507763 | RHEEM SALES COMPANY, INC. | RA1324AJ1 | AC | Split System: Air-Cooled Condensing Unit, Coil with Blower | RA1324AJ1 |  | RCFL-H*2621 | 12 | 14.5 | Yes | Yes | 2015-02-09 |  | 0
FALSE | RA1642AJ1 | 4918 | 7942863 | RHEEM SALES COMPANY, INC. | RA1642AJ1 | AC | Split System: Air-Cooled Condensing Unit, Coil with Blower | RA1642AJ1 |  | RCQD-4824 | 13 | 15.5 | Yes | Yes | 2015-02-09 |  | 1
FALSE | RA1336AD1 | 4824 | 7508455 | RHEEM SALES COMPANY, INC. | RA1336AC1 | AC | Split System: Air-Cooled Condensing Unit, Coil with Blower | RA1336AC1 |  | RCFN-H*3624 | 12.5 | 15.1 | Yes | Yes | 2015-02-09 |  | 1
FALSE | RA1648AJ1 | 4919 | 7943344 | RHEEM SALES COMPANY, INC. | RA1648AJ1 | AC | Split System: Air-Cooled Condensing Unit, Coil with Blower | RA1648AJ1 |  | RCFL-H*4821 | 12 | 14.5 | Yes | Yes | 2015-02-09 |  | 0
FALSE | RA1442AD1 | 4761 | 7491990 | RHEEM SALES COMPANY, INC. | RA1442AC1 | AC | Split System: Air-Cooled Condensing Unit, Coil with Blower | RA1442AC1 |  | RH2V4824HTAC | 13 | 15.5 | Yes | Yes | 2015-02-09 |  | 1
FALSE | RA1430AJ1 | 4759 | 7944975 | RHEEM SALES COMPANY, INC. | RA1430AJ1 | AC | Split System: Air-Cooled Condensing Unit, Coil with Blower | RA1430AJ1 |  | RCF3624HTAM | 13 | 16 | Yes | Yes | 2015-02-09 |  | 2
FALSE | RA1636AJ1 | 4917 | 7942144 | RHEEM SALES COMPANY, INC. | RA1636AJ1 | AC | Split System: Air-Cooled Condensing Unit, Coil with Blower | RA1636AJ1 |  | RCQD-3621 | 13 | 16 | Yes | Yes | 2015-02-09 |  | 2
FALSE | RA1636AJ1 | 4917 | 7942161 | RHEEM SALES COMPANY, INC. | RA1636AJ1 | AC | Split System: Air-Cooled Condensing Unit, Coil with Blower | RA1636AJ1 |  | RCQD-3621 | 13 | 16 | Yes | Yes | 2015-02-09 |  | 2
FALSE | RA1436AD1 | 4760 | 7491285 | RHEEM SALES COMPANY, INC. | RA1436AC1 | AC | Split System: Air-Cooled Condensing Unit, Coil with Blower | RA1436AC1 |  | RCF3621STAM | 12 | 14.5 | Yes | Yes | 2015-02-09 |  | 0
FALSE | RA1636AJ1 | 4917 | 7941824 | RHEEM SALES COMPANY, INC. | RA1636AJ1 | AC | Split System: Air-Cooled Condensing Unit, Coil with Blower | RA1636AJ1 |  | RCF3621MTAM | 13 | 16 | Yes | Yes | 2015-02-09 |  | 2
FALSE | RA1460AD1 | 4763 | 7493717 | RHEEM SALES COMPANY, INC. | RA1460AC1 | AC | Split System: Air-Cooled Condensing Unit, Coil with Blower | RA1460AC1 |  | RHPL-HM6024 | 12 | 14.5 | Yes | Yes | 2015-02-09 |  | 0
FALSE | RA1648AJ1 | 4919 | 7943137 | RHEEM SALES COMPANY, INC. | RA1648AC1 | AC | Split System: Air-Cooled Condensing Unit, Coil with Blower | RA1648AC1 |  | RCFN-H*4824 | 13 | 16 | Yes | Yes | 2015-02-09 |  | 2
FALSE | RA1342AD1 | 4827 | 7511849 | RHEEM SALES COMPANY, INC. | RA1342AJ1 | AC | Split System: Air-Cooled Condensing Unit, Coil with Blower | RA1342AJ1 |  | RCF4824HTAM | 12 | 14.5 | Yes | Yes | 2015-02-09 |  | 0
FALSE | RA1630AJ1 | 4916 | 7941335 | RHEEM SALES COMPANY, INC. | RA1630AJ1 | AC | Split System: Air-Cooled Condensing Unit, Coil with Blower | RA1630AJ1 |  | RCQD-3624 | 13 | 16 | Yes | Yes | 2015-02-09 |  | 2
FALSE | RA1642AJ1 | 4918 | 7942699 | RHEEM SALES COMPANY, INC. | RA1642AJ1 | AC | Split System: Air-Cooled Condensing Unit, Coil with Blower | RA1642AJ1 |  | RCFL-H*4821 | 13 | 15.5 | Yes | Yes | 2015-02-09 |  | 1
FALSE | RA1436AD1 | 4760 | 7600034 | RHEEM SALES COMPANY, INC. | RA1436AD1 | AC | Split System: Air-Cooled Condensing Unit, Coil with Blower | RA1436AD1 |  | RCFL-H*3821 | 13 | 15.5 | Yes | Yes | 2015-02-09 |  | 1
FALSE | RA1430AJ1 | 4759 | 7490974 | RHEEM SALES COMPANY, INC. | RA1430AJ1 | AC | Split System: Air-Cooled Condensing Unit, Coil with Blower | RA1430AJ1 |  | RCF3617STAM | 12.5 | 15.1 | Yes | Yes | 2015-02-09 |  | 1
FALSE | RA1436AD1 | 4760 | 7601448 | RHEEM SALES COMPANY, INC. | RA1436AD1 | AC | Split System: Air-Cooled Condensing Unit, Coil with Blower | RA1436AD1 |  | RCFL-H*3821 | 12.5 | 15.1 | Yes | Yes | 2015-02-09 |  | 1
FALSE | RA1630AJ1 | 4916 | 7941052 | RHEEM SALES COMPANY, INC. | RA1630AJ1 | AC | Split System: Air-Cooled Condensing Unit, Coil with Blower | RA1630AJ1 |  | RCF3624MTAM | 13 | 16 | Yes | Yes | 2015-02-09 |  | 2
FALSE | RA1636AJ1 | 4917 | 7941402 | RHEEM SALES COMPANY, INC. | RA1636AC1 | AC | Split System: Air-Cooled Condensing Unit, Coil with Blower | RA1636AC1 |  | RCF3621MTAM | 13 | 15.5 | Yes | Yes | 2015-02-09 |  | 1
FALSE | RA1436AD1 | 4760 | 7491391 | RHEEM SALES COMPANY, INC. | RA1436AC1 | AC | Split System: Air-Cooled Condensing Unit, Coil with Blower | RA1436AC1 |  | RCFL-H*3621 | 12 | 14.5 | Yes | Yes | 2015-02-09 |  | 0
FALSE | RA1624AJ1 | 4915 | 7940790 | RHEEM SALES COMPANY, INC. | RA1624AJ1 | AC | Split System: Air-Cooled Condensing Unit, Coil with Blower | RA1624AJ1 |  | RCFL-H*2621 | 13 | 16 | Yes | Yes | 2015-02-09 |  | 2
FALSE | RA1436AD1 | 4760 | 7491376 | RHEEM SALES COMPANY, INC. | RA1436AC1 | AC | Split System: Air-Cooled Condensing Unit, Coil with Blower | RA1436AC1 |  | RCFL-H*3621 | 12.5 | 15.1 | Yes | Yes | 2015-02-09 |  | 1
FALSE | RA1648AJ1 | 4919 | 7943055 | RHEEM SALES COMPANY, INC. | RA1648AC1 | AC | Split System: Air-Cooled Condensing Unit, Coil with Blower | RA1648AC1 |  | RCFL-H*4821 | 13 | 15.5 | Yes | Yes | 2015-02-09 |  | 1
FALSE | RA1648AJ1 | 4919 | 7943387 | RHEEM SALES COMPANY, INC. | RA1648AJ1 | AC | Split System: Air-Cooled Condensing Unit, Coil with Blower | RA1648AJ1 |  | RCFL-H*4824 | 13 | 15.5 | Yes | Yes | 2015-02-09 |  | 1
FALSE | RA1436AD1 | 4760 | 7599722 | RHEEM SALES COMPANY, INC. | RA1436AC1 | AC | Split System: Air-Cooled Condensing Unit, Coil with Blower | RA1436AC1 |  | RCFL-H*3824 | 13 | 15.5 | Yes | Yes | 2015-02-09 |  | 1
FALSE | RA1436AD1 | 4760 | 7491752 | RHEEM SALES COMPANY, INC. | RA1436AJ1 | AC | Split System: Air-Cooled Condensing Unit, Coil with Blower | RA1436AJ1 |  | RCFL-H*3824 | 13 | 15.5 | Yes | Yes | 2015-02-09 |  | 1
FALSE | RA1436AD1 | 4760 | 7491291 | RHEEM SALES COMPANY, INC. | RA1436AC1 | AC | Split System: Air-Cooled Condensing Unit, Coil with Blower | RA1436AC1 |  | RCF3621STAM | 12 | 14.5 | Yes | Yes | 2015-02-09 |  | 0
FALSE | RA1342AD1 | 4827 | 7511590 | RHEEM SALES COMPANY, INC. | RA1342AC1 | AC | Split System: Air-Cooled Condensing Unit, Coil with Blower | RA1342AC1 |  | RCF4824HTAM | 12 | 14.5 | Yes | Yes | 2015-02-09 |  | 0
FALSE | RA1430AJ1 | 4759 | 7601368 | RHEEM SALES COMPANY, INC. | RA1430AJ1 | AC | Split System: Air-Cooled Condensing Unit, Coil with Blower | RA1430AJ1 |  | RCF3617STAM | 12.5 | 15.1 | Yes | Yes | 2015-02-09 |  | 1
FALSE | RA1648AJ1 | 4919 | 7943064 | RHEEM SALES COMPANY, INC. | RA1648AC1 | AC | Split System: Air-Cooled Condensing Unit, Coil with Blower | RA1648AC1 |  | RCFL-H*4824 | 13 | 15.5 | Yes | Yes | 2015-02-09 |  | 1
FALSE | RA1642AJ1 | 4918 | 7942810 | RHEEM SALES COMPANY, INC. | RA1642AJ1 | AC | Split System: Air-Cooled Condensing Unit, Coil with Blower | RA1642AJ1 |  | RCFN-H*4824 | 13 | 16 | Yes | Yes | 2015-02-09 |  | 2
FALSE | RA1418AJ1 | 4757 | 7490594 | RHEEM SALES COMPANY, INC. | RA1418AJ1 | AC | Split System: Air-Cooled Condensing Unit, Coil with Blower | RA1418AJ1 |  | RCF2421MTAM | 13 | 16 | Yes | Yes | 2015-02-09 |  | 2
FALSE | RA1336AD1 | 4824 | 7508296 | RHEEM SALES COMPANY, INC. | RA1336AC1 | AC | Split System: Air-Cooled Condensing Unit, Coil with Blower | RA1336AC1 |  | RCF3624HTAM | 12.5 | 15.1 | Yes | Yes | 2015-02-09 |  | 1
FALSE | RA1636AJ1 | 4917 | 7942141 | RHEEM SALES COMPANY, INC. | RA1636AJ1 | AC | Split System: Air-Cooled Condensing Unit, Coil with Blower | RA1636AJ1 |  | RCQD-3621 | 13 | 16 | Yes | Yes | 2015-02-09 |  | 2
FALSE | RA1642AJ1 | 4918 | 7942469 | RHEEM SALES COMPANY, INC. | RA1642AC1 | AC | Split System: Air-Cooled Condensing Unit, Coil with Blower | RA1642AC1 |  | RCFN-H*4824 | 13 | 16 | Yes | Yes | 2015-02-09 |  | 2
FALSE | RA1448AD1 | 4762 | 7600779 | RHEEM SALES COMPANY, INC. | RA1448AD1 | AC | Split System: Air-Cooled Condensing Unit, Coil with Blower | RA1448AD1 |  | RCFN-H*4824 | 12.5 | 15 | Yes | Yes | 2015-02-09 |  | 1
FALSE | RA1648AJ1 | 4919 | 7944257 | RHEEM SALES COMPANY, INC. | RA1648AJ1 | AC | Split System: Air-Cooled Condensing Unit, Coil with Blower | RA1648AJ1 |  | RCF4821STAM | 13 | 15.5 | Yes | Yes | 2015-02-09 |  | 1
FALSE | RA1642AJ1 | 4918 | 7942424 | RHEEM SALES COMPANY, INC. | RA1642AC1 | AC | Split System: Air-Cooled Condensing Unit, Coil with Blower | RA1642AC1 |  | RCFL-H*4824 | 13 | 16 | Yes | Yes | 2015-02-09 |  | 2
FALSE | RA1436AD1 | 4760 | 7501084 | RHEEM SALES COMPANY, INC. | RA1436AJ1 | AC | Split System: Air-Cooled Condensing Unit, Coil with Blower | RA1436AJ1 |  | RCFL-H*3621 | 12.5 | 15.1 | Yes | Yes | 2015-02-09 |  | 1
FALSE | RA1436AD1 | 4760 | 7600065 | RHEEM SALES COMPANY, INC. | RA1436AD1 | AC | Split System: Air-Cooled Condensing Unit, Coil with Blower | RA1436AD1 |  | RCFL-H*3824 | 13 | 15.5 | Yes | Yes | 2015-02-09 |  | 1
FALSE | RA1430AJ1 | 4759 | 7491194 | RHEEM SALES COMPANY, INC. | RA1430AJ1 | AC | Split System: Air-Cooled Condensing Unit, Coil with Blower | RA1430AJ1 |  | RCFL-H*3824 | 13 | 16 | Yes | Yes | 2015-02-09 |  | 2
FALSE | RA1436AD1 | 4760 | 7601415 | RHEEM SALES COMPANY, INC. | RA1436AC1 | AC | Split System: Air-Cooled Condensing Unit, Coil with Blower | RA1436AC1 |  | RCFL-H*3821 | 12.5 | 15.1 | Yes | Yes | 2015-02-09 |  | 1
FALSE | RA1630AJ1 | 4916 | 7941260 | RHEEM SALES COMPANY, INC. | RA1630AJ1 | AC | Split System: Air-Cooled Condensing Unit, Coil with Blower | RA1630AJ1 |  | RCFN-H*3624 | 13 | 16 | Yes | Yes | 2015-02-09 |  | 2
FALSE | RA1636AJ1 | 4917 | 7941640 | RHEEM SALES COMPANY, INC. | RA1636AC1 | AC | Split System: Air-Cooled Condensing Unit, Coil with Blower | RA1636AC1 |  | RCFL-H*3821 | 13 | 16 | Yes | Yes | 2015-02-09 |  | 2
FALSE | RA1436AD1 | 4760 | 7493647 | RHEEM SALES COMPANY, INC. | RA1436AJ1 | AC | Split System: Air-Cooled Condensing Unit, Coil Alone | RA1436AJ1 |  | RCF3621MTAM+RXMD-C04 | 12 | 14.5 | Yes | Yes | 2015-02-09 |  | 0
FALSE | RA1324AJ1 | 4822 | 7507797 | RHEEM SALES COMPANY, INC. | RA1324AJ1 | AC | Split System: Air-Cooled Condensing Unit, Coil with Blower | RA1324AJ1 |  | RCFN-H*2417 | 12 | 14.5 | Yes | Yes | 2015-02-09 |  | 0
FALSE | RA1448AD1 | 4762 | 7945156 | RHEEM SALES COMPANY, INC. | RA1448AD1 | AC | Split System: Air-Cooled Condensing Unit, Coil with Blower | RA1448AD1 |  | RCF4824HTAM | 12.5 | 15.1 | Yes | Yes | 2015-02-09 |  | 1
FALSE | RA1424AJ1 | 4758 | 7607058 | RHEEM SALES COMPANY, INC. | RA1424AJ1 | AC | Split System: Air-Cooled Condensing Unit, Coil with Blower | RA1424AJ1 |  | RCFL-H*2617 | 13 | 15.5 | Yes | Yes | 2015-02-09 |  | 1
FALSE | RA1642AJ1 | 4918 | 7942872 | RHEEM SALES COMPANY, INC. | RA1642AJ1 | AC | Split System: Air-Cooled Condensing Unit, Coil with Blower | RA1642AJ1 |  | RCQD-4824 | 13 | 16 | Yes | Yes | 2015-02-09 |  | 2
FALSE | RA1448AD1 | 4762 | 7492509 | RHEEM SALES COMPANY, INC. | RA1448AJ1 | AC | Split System: Air-Cooled Condensing Unit, Coil with Blower | RA1448AJ1 |  | RCFN-H*4824 | 12.5 | 15.1 | Yes | Yes | 2015-02-09 |  | 1
FALSE | RA1442AD1 | 4761 | 7600345 | RHEEM SALES COMPANY, INC. | RA1442AD1 | AC | Split System: Air-Cooled Condensing Unit, Coil with Blower | RA1442AD1 |  | RCF4824HTAM | 12.5 | 15.1 | Yes | Yes | 2015-02-09 |  | 1
FALSE | RA1660AC1 | 4920 | 7943802 | RHEEM SALES COMPANY, INC. | RA1660AC1 | AC | Split System: Air-Cooled Condensing Unit, Coil with Blower | RA1660AC1 |  | RCF6024STAM | 12.5 | 15.1 | Yes | Yes | 2015-02-09 |  | 1
FALSE | RA1618AJ1 | 4914 | 7943964 | RHEEM SALES COMPANY, INC. | RA1618AJ1 | AC | Split System: Air-Cooled Condensing Unit, Coil with Blower | RA1618AJ1 |  | RCF2421HTAM | 13 | 16 | Yes | Yes | 2015-02-09 |  | 2
FALSE | RA1424AJ1 | 4758 | 7490748 | RHEEM SALES COMPANY, INC. | RA1424AJ1 | AC | Split System: Air-Cooled Condensing Unit, Coil with Blower | RA1424AJ1 |  | RCF2417MTAM | 12.5 | 15.1 | Yes | Yes | 2015-02-09 |  | 1
FALSE | RA1318AJ1 | 4821 | 7983173 | RHEEM SALES COMPANY, INC. | RA1318AJ1 | AC | Split System: Air-Cooled Condensing Unit, Coil with Blower | RA1318AJ1 |  | RCF2417MTAM | 12 | 14.5 | Yes | Yes | 2015-02-09 |  | 0
FALSE | RA1330AJ1 | 4823 | 7508136 | RHEEM SALES COMPANY, INC. | RA1330AJ1 | AC | Split System: Air-Cooled Condensing Unit, Coil with Blower | RA1330AJ1 |  | RCQD-3621 | 12.5 | 15.1 | Yes | Yes | 2015-02-09 |  | 1
FALSE | RA1618AJ1 | 4914 | 7940438 | RHEEM SALES COMPANY, INC. | RA1618AJ1 | AC | Split System: Air-Cooled Condensing Unit, Coil with Blower | RA1618AJ1 |  | RCFL-H*2617 | 13 | 16 | Yes | Yes | 2015-02-09 |  | 2
FALSE | RA1430AJ1 | 4759 | 7500981 | RHEEM SALES COMPANY, INC. | RA1430AJ1 | AC | Split System: Air-Cooled Condensing Unit, Coil with Blower | RA1430AJ1 |  | RCF3621STAM | 12.5 | 15.1 | Yes | Yes | 2015-02-09 |  | 1
FALSE | RA1448AD1 | 4762 | 7600646 | RHEEM SALES COMPANY, INC. | RA1448AD1 | AC | Split System: Air-Cooled Condensing Unit, Coil with Blower | RA1448AD1 |  | RCF4824HTAM | 12 | 14.5 | Yes | Yes | 2015-02-09 |  | 0
FALSE | RA1424AJ1 | 4758 | 7490902 | RHEEM SALES COMPANY, INC. | RA1424AJ1 | AC | Split System: Air-Cooled Condensing Unit, Coil with Blower | RA1424AJ1 |  | RCFN-H*2417 | 12.5 | 15.1 | Yes | Yes | 2015-02-09 |  | 1
FALSE | RA1448AD1 | 4762 | 7600876 | RHEEM SALES COMPANY, INC. | RA1448AJ1 | AC | Split System: Air-Cooled Condensing Unit, Coil with Blower | RA1448AJ1 |  | RCF4824HTAM | 13 | 15.5 | Yes | Yes | 2015-02-09 |  | 1
FALSE | RA1436AD1 | 4760 | 7491328 | RHEEM SALES COMPANY, INC. | RA1436AC1 | AC | Split System: Air-Cooled Condensing Unit, Coil with Blower | RA1436AC1 |  | RCF3624HTAM | 13 | 16 | Yes | Yes | 2015-02-09 |  | 2
FALSE | RA1442AD1 | 4761 | 7501147 | RHEEM SALES COMPANY, INC. | RA1442AJ1 | AC | Split System: Air-Cooled Condensing Unit, Coil with Blower | RA1442AJ1 |  | RCFL-H*4821 | 12.5 | 15.1 | Yes | Yes | 2015-02-09 |  | 1
FALSE | RA1436AD1 | 4760 | 7599952 | RHEEM SALES COMPANY, INC. | RA1436AD1 | AC | Split System: Air-Cooled Condensing Unit, Coil with Blower | RA1436AD1 |  | RCFL-H*3621 | 12 | 14.5 | Yes | Yes | 2015-02-09 |  | 0
FALSE | RA1430AJ1 | 4759 | 7491184 | RHEEM SALES COMPANY, INC. | RA1430AJ1 | AC | Split System: Air-Cooled Condensing Unit, Coil with Blower | RA1430AJ1 |  | RCFL-H*3824 | 13 | 16 | Yes | Yes | 2015-02-09 |  | 2
FALSE | RA1648AJ1 | 4919 | 7943179 | RHEEM SALES COMPANY, INC. | RA1648AC1 | AC | Split System: Air-Cooled Condensing Unit, Coil with Blower | RA1648AC1 |  | RCQD-4824 | 13 | 16 | Yes | Yes | 2015-02-09 |  | 2
FALSE | RA1442AD1 | 4761 | 7600425 | RHEEM SALES COMPANY, INC. | RA1442AD1 | AC | Split System: Air-Cooled Condensing Unit, Coil with Blower | RA1442AD1 |  | RCFL-H*4821 | 12 | 14.5 | Yes | Yes | 2015-02-09 |  | 0
FALSE | RA1642AJ1 | 4918 | 7942670 | RHEEM SALES COMPANY, INC. | RA1642AJ1 | AC | Split System: Air-Cooled Condensing Unit, Coil with Blower | RA1642AJ1 |  | RCF4824STAM | 13 | 16 | Yes | Yes | 2015-02-09 |  | 2
FALSE | RA1660AC1 | 4920 | 7943607 | RHEEM SALES COMPANY, INC. | RA1660AJ1 | AC | Split System: Air-Cooled Condensing Unit, Coil with Blower | RA1660AJ1 |  | RCFL-H*6024 | 13 | 15.5 | Yes | Yes | 2015-02-09 |  | 1
FALSE | RA1624AJ1 | 4915 | 7940748 | RHEEM SALES COMPANY, INC. | RA1624AJ1 | AC | Split System: Air-Cooled Condensing Unit, Coil with Blower | RA1624AJ1 |  | RCFL-H*2617 | 13 | 16 | Yes | Yes | 2015-02-09 |  | 2
FALSE | RA1330AJ1 | 4823 | 7983262 | RHEEM SALES COMPANY, INC. | RA1330AJ1 | AC | Split System: Air-Cooled Condensing Unit, Coil with Blower | RA1330AJ1 |  | RCF3621MTAM | 12 | 14.5 | Yes | Yes | 2015-02-09 |  | 0
FALSE | RA1436AD1 | 4760 | 7599909 | RHEEM SALES COMPANY, INC. | RA1436AD1 | AC | Split System: Air-Cooled Condensing Unit, Coil with Blower | RA1436AD1 |  | RCF3624MTAM | 13 | 15.5 | Yes | Yes | 2015-02-09 |  | 1
FALSE | RA1642AJ1 | 4918 | 7942591 | RHEEM SALES COMPANY, INC. | RA1642AJ1 | AC | Split System: Air-Cooled Condensing Unit, Coil with Blower | RA1642AJ1 |  | RCF4821STAM | 13 | 16 | Yes | Yes | 2015-02-09 |  | 2
FALSE | RA1442AD1 | 4761 | 7491972 | RHEEM SALES COMPANY, INC. | RA1442AC1 | AC | Split System: Air-Cooled Condensing Unit, Coil with Blower | RA1442AC1 |  | RCFN-H*4824 | 13 | 15.5 | Yes | Yes | 2015-02-09 |  | 1
FALSE | RA1636AJ1 | 4917 | 7942135 | RHEEM SALES COMPANY, INC. | RA1636AJ1 | AC | Split System: Air-Cooled Condensing Unit, Coil with Blower | RA1636AJ1 |  | RCFL-H*3824 | 13 | 16 | Yes | Yes | 2015-02-09 |  | 2
FALSE | RA1636AJ1 | 4917 | 7941864 | RHEEM SALES COMPANY, INC. | RA1636AJ1 | AC | Split System: Air-Cooled Condensing Unit, Coil with Blower | RA1636AJ1 |  | RCF3621STAM | 13 | 15.5 | Yes | Yes | 2015-02-09 |  | 1
FALSE | RA1642AJ1 | 4918 | 7942691 | RHEEM SALES COMPANY, INC. | RA1642AJ1 | AC | Split System: Air-Cooled Condensing Unit, Coil with Blower | RA1642AJ1 |  | RCFL-H*4821 | 12.5 | 15.1 | Yes | Yes | 2015-02-09 |  | 1
FALSE | RA1436AD1 | 4760 | 7599745 | RHEEM SALES COMPANY, INC. | RA1436AD1 | AC | Split System: Air-Cooled Condensing Unit, Coil with Blower | RA1436AD1 |  | RCF3617STAM | 12 | 14.5 | Yes | Yes | 2015-02-09 |  | 0
FALSE | RA1436AD1 | 4760 | 7491581 | RHEEM SALES COMPANY, INC. | RA1436AJ1 | AC | Split System: Air-Cooled Condensing Unit, Coil with Blower | RA1436AJ1 |  | RCF3621STAM | 12 | 14.5 | Yes | Yes | 2015-02-09 |  | 0
FALSE | RA1430AJ1 | 4759 | 7491162 | RHEEM SALES COMPANY, INC. | RA1430AJ1 | AC | Split System: Air-Cooled Condensing Unit, Coil with Blower | RA1430AJ1 |  | RCFL-H*3821 | 13 | 16 | Yes | Yes | 2015-02-09 |  | 2
FALSE | RA1336AD1 | 4824 | 7508590 | RHEEM SALES COMPANY, INC. | RA1336AJ1 | AC | Split System: Air-Cooled Condensing Unit, Coil with Blower | RA1336AJ1 |  | RCF3621MTAM | 12 | 14.5 | Yes | Yes | 2015-02-09 |  | 0
FALSE | RA1430AJ1 | 4759 | 7599645 | RHEEM SALES COMPANY, INC. | RA1430AJ1 | AC | Split System: Air-Cooled Condensing Unit, Coil with Blower | RA1430AJ1 |  | RCFL-H*3617 | 12.5 | 15.1 | Yes | Yes | 2015-02-09 |  | 1
FALSE | RA1318AJ1 | 4821 | 7982175 | RHEEM SALES COMPANY, INC. | RA1318AJ1 | AC | Split System: Air-Cooled Condensing Unit, Coil with Blower | RA1318AJ1 |  | RCF2421HTAM | 12 | 14.5 | Yes | Yes | 2015-02-09 |  | 0
FALSE | RA1430AJ1 | 4759 | 7491053 | RHEEM SALES COMPANY, INC. | RA1430AJ1 | AC | Split System: Air-Cooled Condensing Unit, Coil with Blower | RA1430AJ1 |  | RCF3624HTAM | 13 | 16 | Yes | Yes | 2015-02-09 |  | 2
FALSE | RA1436AD1 | 4760 | 7601432 | RHEEM SALES COMPANY, INC. | RA1436AD1 | AC | Split System: Air-Cooled Condensing Unit, Coil with Blower | RA1436AD1 |  | RCF3621MTAM | 13 | 15.5 | Yes | Yes | 2015-02-09 |  | 1
FALSE | RA1642AJ1 | 4918 | 7942316 | RHEEM SALES COMPANY, INC. | RA1642AC1 | AC | Split System: Air-Cooled Condensing Unit, Coil with Blower | RA1642AC1 |  | RCF4824STAM | 12.5 | 15.1 | Yes | Yes | 2015-02-09 |  | 1
FALSE | RA1430AJ1 | 4759 | 7491110 | RHEEM SALES COMPANY, INC. | RA1430AJ1 | AC | Split System: Air-Cooled Condensing Unit, Coil with Blower | RA1430AJ1 |  | RCFL-H*3621 | 13 | 15.5 | Yes | Yes | 2015-02-09 |  | 1
FALSE | RA1636AJ1 | 4917 | 7942086 | RHEEM SALES COMPANY, INC. | RA1636AJ1 | AC | Split System: Air-Cooled Condensing Unit, Coil with Blower | RA1636AJ1 |  | RCFL-H*3821 | 13 | 16 | Yes | Yes | 2015-02-09 |  | 2
FALSE | RA1436AD1 | 4760 | 7491657 | RHEEM SALES COMPANY, INC. | RA1436AJ1 | AC | Split System: Air-Cooled Condensing Unit, Coil with Blower | RA1436AJ1 |  | RCFL-H*3617 | 12.5 | 15.1 | Yes | Yes | 2015-02-09 |  | 1
FALSE | RA1660AC1 | 4920 | 7943637 | RHEEM SALES COMPANY, INC. | RA1660AJ1 | AC | Split System: Air-Cooled Condensing Unit, Coil with Blower | RA1660AJ1 |  | RCFL-H*6024 | 13 | 15.5 | Yes | Yes | 2015-02-09 |  | 1
FALSE | RA1442AD1 | 4761 | 7491880 | RHEEM SALES COMPANY, INC. | RA1442AC1 | AC | Split System: Air-Cooled Condensing Unit, Coil with Blower | RA1442AC1 |  | RCF4824STAM | 12.5 | 15 | Yes | Yes | 2015-02-09 |  | 1
FALSE | RA1436AD1 | 4760 | 7599693 | RHEEM SALES COMPANY, INC. | RA1436AC1 | AC | Split System: Air-Cooled Condensing Unit, Coil with Blower | RA1436AC1 |  | RCF3624HTAM | 13 | 16 | Yes | Yes | 2015-02-09 |  | 2
FALSE | RA1624AJ1 | 4915 | 7940876 | RHEEM SALES COMPANY, INC. | RA1624AJ1 | AC | Split System: Air-Cooled Condensing Unit, Coil with Blower | RA1624AJ1 |  | RCQD-2417 | 13 | 16 | Yes | Yes | 2015-02-09 |  | 2
FALSE | RA1442AD1 | 4761 | 7493656 | RHEEM SALES COMPANY, INC. | RA1442AC1 | AC | Split System: Air-Cooled Condensing Unit, Coil Alone | RA1442AC1 |  | RCFN-H*4824+RXMD-C04 | 12 | 14.5 | Yes | Yes | 2015-02-09 |  | 0
FALSE | RA1318AJ1 | 4821 | 7507578 | RHEEM SALES COMPANY, INC. | RA1318AJ1 | AC | Split System: Air-Cooled Condensing Unit, Coil with Blower | RA1318AJ1 |  | RCFN-H*2421 | 12.5 | 15.1 | Yes | Yes | 2015-02-09 |  | 1
FALSE | RA1436AD1 | 4760 | 7599847 | RHEEM SALES COMPANY, INC. | RA1436AD1 | AC | Split System: Air-Cooled Condensing Unit, Coil with Blower | RA1436AD1 |  | RCF3624HTAM | 13 | 16 | Yes | Yes | 2015-02-09 |  | 2
FALSE | RA1430AJ1 | 4759 | 7601371 | RHEEM SALES COMPANY, INC. | RA1430AJ1 | AC | Split System: Air-Cooled Condensing Unit, Coil with Blower | RA1430AJ1 |  | RCF3621MTAM | 13 | 16 | Yes | Yes | 2015-02-09 |  | 2
FALSE | RA1636AJ1 | 4917 | 7942091 | RHEEM SALES COMPANY, INC. | RA1636AJ1 | AC | Split System: Air-Cooled Condensing Unit, Coil with Blower | RA1636AJ1 |  | RCFL-H*3821 | 13 | 15.5 | Yes | Yes | 2015-02-09 |  | 1
FALSE | RA1448AD1 | 4762 | 7501213 | RHEEM SALES COMPANY, INC. | RA1448AJ1 | AC | Split System: Air-Cooled Condensing Unit, Coil with Blower | RA1448AJ1 |  | RCFL-H*4824 | 12 | 14.5 | Yes | Yes | 2015-02-09 |  | 0
FALSE | RA1436AD1 | 4760 | 7491594 | RHEEM SALES COMPANY, INC. | RA1436AJ1 | AC | Split System: Air-Cooled Condensing Unit, Coil with Blower | RA1436AJ1 |  | RCF3621STAM | 12.5 | 15.1 | Yes | Yes | 2015-02-09 |  | 1
FALSE | RA1642AJ1 | 4918 | 7944178 | RHEEM SALES COMPANY, INC. | RA1642AC1 | AC | Split System: Air-Cooled Condensing Unit, Coil with Blower | RA1642AC1 |  | RCF4821STAM | 13 | 15.5 | Yes | Yes | 2015-02-09 |  | 1
FALSE | RA1436AD1 | 4760 | 7491712 | RHEEM SALES COMPANY, INC. | RA1436AJ1 | AC | Split System: Air-Cooled Condensing Unit, Coil with Blower | RA1436AJ1 |  | RCFL-H*3821 | 12.5 | 15.1 | Yes | Yes | 2015-02-09 |  | 1
FALSE | RA1330AJ1 | 4823 | 7507957 | RHEEM SALES COMPANY, INC. | RA1330AJ1 | AC | Split System: Air-Cooled Condensing Unit, Coil with Blower | RA1330AJ1 |  | RCF3624MTAM | 12.5 | 15 | Yes | Yes | 2015-02-09 |  | 1
FALSE | RA1424AJ1 | 4758 | 7944951 | RHEEM SALES COMPANY, INC. | RA1424AJ1 | AC | Split System: Air-Cooled Condensing Unit, Coil with Blower | RA1424AJ1 |  | RCF2421MTAM | 13 | 15.5 | Yes | Yes | 2015-02-09 |  | 1
FALSE | RA1324AJ1 | 4822 | 7507819 | RHEEM SALES COMPANY, INC. | RA1324AJ1 | AC | Split System: Air-Cooled Condensing Unit, Coil with Blower | RA1324AJ1 |  | RCFN-H*2421 | 12 | 14.5 | Yes | Yes | 2015-02-09 |  | 0
FALSE | RA1642AJ1 | 4918 | 7942868 | RHEEM SALES COMPANY, INC. | RA1642AJ1 | AC | Split System: Air-Cooled Condensing Unit, Coil with Blower | RA1642AJ1 |  | RCQD-4824 | 13 | 15.5 | Yes | Yes | 2015-02-09 |  | 1
FALSE | RA1648AJ1 | 4919 | 7943301 | RHEEM SALES COMPANY, INC. | RA1648AJ1 | AC | Split System: Air-Cooled Condensing Unit, Coil with Blower | RA1648AJ1 |  | RCF4824STAM | 13 | 15.5 | Yes | Yes | 2015-02-09 |  | 1
FALSE | RA1430AJ1 | 4759 | 7491004 | RHEEM SALES COMPANY, INC. | RA1430AJ1 | AC | Split System: Air-Cooled Condensing Unit, Coil with Blower | RA1430AJ1 |  | RCF3621MTAM | 13 | 16 | Yes | Yes | 2015-02-09 |  | 2
FALSE | RA1436AD1 | 4760 | 7491344 | RHEEM SALES COMPANY, INC. | RA1436AC1 | AC | Split System: Air-Cooled Condensing Unit, Coil with Blower | RA1436AC1 |  | RCF3624MTAM | 13 | 16 | Yes | Yes | 2015-02-09 |  | 2
FALSE | RA1636AJ1 | 4917 | 7941558 | RHEEM SALES COMPANY, INC. | RA1636AC1 | AC | Split System: Air-Cooled Condensing Unit, Coil with Blower | RA1636AC1 |  | RCFL-H*3617 | 12.5 | 15.1 | Yes | Yes | 2015-02-09 |  | 1
FALSE | RA1342AD1 | 4827 | 7983454 | RHEEM SALES COMPANY, INC. | RA1342AC1 | AC | Split System: Air-Cooled Condensing Unit, Coil with Blower | RA1342AC1 |  | RCF4824HTAM | 12 | 14.5 | Yes | Yes | 2015-02-09 |  | 0
FALSE | RA1442AD1 | 4761 | 7491840 | RHEEM SALES COMPANY, INC. | RA1442AC1 | AC | Split System: Air-Cooled Condensing Unit, Coil with Blower | RA1442AC1 |  | RCF4821STAM | 12 | 14.5 | Yes | Yes | 2015-02-09 |  | 0
FALSE | RA1418AJ1 | 4757 | 7606956 | RHEEM SALES COMPANY, INC. | RA1418AJ1 | AC | Split System: Air-Cooled Condensing Unit, Coil with Blower | RA1418AJ1 |  | RCFN-H*2417 | 13 | 15.5 | Yes | Yes | 2015-02-09 |  | 1
FALSE | RA1442AD1 | 4761 | 7600339 | RHEEM SALES COMPANY, INC. | RA1442AD1 | AC | Split System: Air-Cooled Condensing Unit, Coil with Blower | RA1442AD1 |  | RCF4824HTAM | 13 | 15.5 | Yes | Yes | 2015-02-09 |  | 1
FALSE | RA1636AJ1 | 4917 | 7941704 | RHEEM SALES COMPANY, INC. | RA1636AC1 | AC | Split System: Air-Cooled Condensing Unit, Coil with Blower | RA1636AC1 |  | RCQD-3621 | 13 | 16 | Yes | Yes | 2015-02-09 |  | 2
FALSE | RA1648AJ1 | 4919 | 7943214 | RHEEM SALES COMPANY, INC. | RA1648AC1 | AC | Split System: Air-Cooled Condensing Unit, Coil with Blower | RA1648AC1 |  | RHKL-HM4821 | 13 | 15.5 | Yes | Yes | 2015-02-09 |  | 1
FALSE | RA1448AD1 | 4762 | 7945148 | RHEEM SALES COMPANY, INC. | RA1448AC1 | AC | Split System: Air-Cooled Condensing Unit, Coil with Blower | RA1448AC1 |  | RCF4824STAM | 12 | 14.5 | Yes | Yes | 2015-02-09 |  | 0
FALSE | RA1642AJ1 | 4918 | 7942761 | RHEEM SALES COMPANY, INC. | RA1642AJ1 | AC | Split System: Air-Cooled Condensing Unit, Coil with Blower | RA1642AJ1 |  | RCFL-H*4824 | 13 | 16 | Yes | Yes | 2015-02-09 |  | 2
FALSE | RA1430AJ1 | 4759 | 7500999 | RHEEM SALES COMPANY, INC. | RA1430AJ1 | AC | Split System: Air-Cooled Condensing Unit, Coil with Blower | RA1430AJ1 |  | RCFL-H*3821 | 13 | 15.5 | Yes | Yes | 2015-02-09 |  | 1
FALSE | RA1648AJ1 | 4919 | 7943444 | RHEEM SALES COMPANY, INC. | RA1648AJ1 | AC | Split System: Air-Cooled Condensing Unit, Coil with Blower | RA1648AJ1 |  | RCFN-H*4824 | 13 | 16 | Yes | Yes | 2015-02-09 |  | 2
FALSE | RA1448AD1 | 4762 | 7600566 | RHEEM SALES COMPANY, INC. | RA1448AC1 | AC | Split System: Air-Cooled Condensing Unit, Coil with Blower | RA1448AC1 |  | RCF4824HTAM | 12.5 | 15.1 | Yes | Yes | 2015-02-09 |  | 1
FALSE | RA1624AJ1 | 4915 | 7940859 | RHEEM SALES COMPANY, INC. | RA1624AJ1 | AC | Split System: Air-Cooled Condensing Unit, Coil with Blower | RA1624AJ1 |  | RCFN-H*2421 | 13 | 16 | Yes | Yes | 2015-02-09 |  | 2
FALSE | RA1442AD1 | 4761 | 7600258 | RHEEM SALES COMPANY, INC. | RA1442AC1 | AC | Split System: Air-Cooled Condensing Unit, Coil with Blower | RA1442AC1 |  | RCFL-H*4821 | 12 | 14.5 | Yes | Yes | 2015-02-09 |  | 0
FALSE | RA1324AJ1 | 4822 | 7507784 | RHEEM SALES COMPANY, INC. | RA1324AJ1 | AC | Split System: Air-Cooled Condensing Unit, Coil with Blower | RA1324AJ1 |  | RCFL-H*2621 | 12 | 14.5 | Yes | Yes | 2015-02-09 |  | 0
FALSE | RA1624AJ1 | 4915 | 7940842 | RHEEM SALES COMPANY, INC. | RA1624AJ1 | AC | Split System: Air-Cooled Condensing Unit, Coil with Blower | RA1624AJ1 |  | RCFN-H*2421 | 13 | 16 | Yes | Yes | 2015-02-09 |  | 2
FALSE | RA1436AD1 | 4760 | 7491709 | RHEEM SALES COMPANY, INC. | RA1436AJ1 | AC | Split System: Air-Cooled Condensing Unit, Coil with Blower | RA1436AJ1 |  | RCFL-H*3821 | 13 | 15.5 | Yes | Yes | 2015-02-09 |  | 1
FALSE | RA1648AJ1 | 4919 | 7943417 | RHEEM SALES COMPANY, INC. | RA1648AJ1 | AC | Split System: Air-Cooled Condensing Unit, Coil with Blower | RA1648AJ1 |  | RCFL-H*4824 | 13 | 15.5 | Yes | Yes | 2015-02-09 |  | 1
FALSE | RA1336AD1 | 4824 | 7982432 | RHEEM SALES COMPANY, INC. | RA1336AJ1 | AC | Split System: Air-Cooled Condensing Unit, Coil with Blower | RA1336AJ1 |  | RCF3621MTAM | 12 | 14.5 | Yes | Yes | 2015-02-09 |  | 0
FALSE | RA1436AD1 | 4760 | 7601398 | RHEEM SALES COMPANY, INC. | RA1436AC1 | AC | Split System: Air-Cooled Condensing Unit, Coil with Blower | RA1436AC1 |  | RCF3621MTAM | 13 | 15.5 | Yes | Yes | 2015-02-09 |  | 1
FALSE | RA1642AJ1 | 4918 | 7942487 | RHEEM SALES COMPANY, INC. | RA1642AC1 | AC | Split System: Air-Cooled Condensing Unit, Coil with Blower | RA1642AC1 |  | RCQD-4821 | 13 | 16 | Yes | Yes | 2015-02-09 |  | 2
FALSE | RA1436AD1 | 4760 | 7491795 | RHEEM SALES COMPANY, INC. | RA1436AJ1 | AC | Split System: Air-Cooled Condensing Unit, Coil with Blower | RA1436AJ1 |  | RCQD-3624 | 13 | 16 | Yes | Yes | 2015-02-09 |  | 2
FALSE | RA1342AD1 | 4827 | 7511843 | RHEEM SALES COMPANY, INC. | RA1342AJ1 | AC | Split System: Air-Cooled Condensing Unit, Coil with Blower | RA1342AJ1 |  | RCF4824HTAM | 12 | 14.5 | Yes | Yes | 2015-02-09 |  | 0
FALSE | RA1318AJ1 | 4821 | 7982159 | RHEEM SALES COMPANY, INC. | RA1318AJ1 | AC | Split System: Air-Cooled Condensing Unit, Coil with Blower | RA1318AJ1 |  | RCF2417STAM | 12 | 14.5 | Yes | Yes | 2015-02-09 |  | 0
FALSE | RA1630AJ1 | 4916 | 7941214 | RHEEM SALES COMPANY, INC. | RA1630AJ1 | AC | Split System: Air-Cooled Condensing Unit, Coil with Blower | RA1630AJ1 |  | RCFL-H*3824 | 13 | 16 | Yes | Yes | 2015-02-09 |  | 2
FALSE | RA1436AD1 | 4760 | 7601481 | RHEEM SALES COMPANY, INC. | RA1436AJ1 | AC | Split System: Air-Cooled Condensing Unit, Coil with Blower | RA1436AJ1 |  | RCFL-H*3821 | 13 | 15.5 | Yes | Yes | 2015-02-09 |  | 1
FALSE | RA1336AD1 | 4824 | 7508528 | RHEEM SALES COMPANY, INC. | RA1336AC1 | AC | Split System: Air-Cooled Condensing Unit, Coil with Blower | RA1336AC1 |  | RCQD-3624 | 12.5 | 15.1 | Yes | Yes | 2015-02-09 |  | 1
FALSE | RA1636AJ1 | 4917 | 7941379 | RHEEM SALES COMPANY, INC. | RA1636AC1 | AC | Split System: Air-Cooled Condensing Unit, Coil with Blower | RA1636AC1 |  | RCF3617STAM | 13 | 15.5 | Yes | Yes | 2015-02-09 |  | 1
FALSE | RA1648AJ1 | 4919 | 7943440 | RHEEM SALES COMPANY, INC. | RA1648AJ1 | AC | Split System: Air-Cooled Condensing Unit, Coil with Blower | RA1648AJ1 |  | RCFN-H*4824 | 13 | 16 | Yes | Yes | 2015-02-09 |  | 2
FALSE | RA1324AJ1 | 4822 | 7982292 | RHEEM SALES COMPANY, INC. | RA1324AJ1 | AC | Split System: Air-Cooled Condensing Unit, Coil with Blower | RA1324AJ1 |  | RCFL-H*2621 | 12 | 14.5 | Yes | Yes | 2015-02-09 |  | 0
FALSE | RA1318AJ1 | 4821 | 7982182 | RHEEM SALES COMPANY, INC. | RA1318AJ1 | AC | Split System: Air-Cooled Condensing Unit, Coil with Blower | RA1318AJ1 |  | RCF2421MTAM | 12 | 14.5 | Yes | Yes | 2015-02-09 |  | 0
FALSE | RA1636AJ1 | 4917 | 7942084 | RHEEM SALES COMPANY, INC. | RA1636AJ1 | AC | Split System: Air-Cooled Condensing Unit, Coil with Blower | RA1636AJ1 |  | RCFL-H*3821 | 13 | 15.5 | Yes | Yes | 2015-02-09 |  | 1
FALSE | RA1330AJ1 | 4823 | 7507948 | RHEEM SALES COMPANY, INC. | RA1330AJ1 | AC | Split System: Air-Cooled Condensing Unit, Coil with Blower | RA1330AJ1 |  | RCF3624HTAM | 13 | 15.5 | Yes | Yes | 2015-02-09 |  | 1
FALSE | RA1442AD1 | 4761 | 7491890 | RHEEM SALES COMPANY, INC. | RA1442AC1 | AC | Split System: Air-Cooled Condensing Unit, Coil with Blower | RA1442AC1 |  | RCF4824STAM | 12 | 14.5 | Yes | Yes | 2015-02-09 |  | 0
FALSE | RA1636AJ1 | 4917 | 7942071 | RHEEM SALES COMPANY, INC. | RA1636AJ1 | AC | Split System: Air-Cooled Condensing Unit, Coil with Blower | RA1636AJ1 |  | RCFL-H*3821 | 13 | 15.5 | Yes | Yes | 2015-02-09 |  | 1
FALSE | RA1630AJ1 | 4916 | 7941082 | RHEEM SALES COMPANY, INC. | RA1630AJ1 | AC | Split System: Air-Cooled Condensing Unit, Coil with Blower | RA1630AJ1 |  | RCFL-H*3617 | 13 | 15.5 | Yes | Yes | 2015-02-09 |  | 1
FALSE | RA1624AJ1 | 4915 | 7940746 | RHEEM SALES COMPANY, INC. | RA1624AJ1 | AC | Split System: Air-Cooled Condensing Unit, Coil with Blower | RA1624AJ1 |  | RCFL-H*2617 | 13 | 16 | Yes | Yes | 2015-02-09 |  | 2
FALSE | RA1424AJ1 | 4758 | 7601356 | RHEEM SALES COMPANY, INC. | RA1424AJ1 | AC | Split System: Air-Cooled Condensing Unit, Coil with Blower | RA1424AJ1 |  | RCFL-H*2621 | 13 | 15.5 | Yes | Yes | 2015-02-09 |  | 1
FALSE | RA1648AJ1 | 4919 | 7942916 | RHEEM SALES COMPANY, INC. | RA1648AC1 | AC | Split System: Air-Cooled Condensing Unit, Coil with Blower | RA1648AC1 |  | RCF4821STAM | 12.5 | 15.1 | Yes | Yes | 2015-02-09 |  | 1
FALSE | RA1318AJ1 | 4821 | 7507605 | RHEEM SALES COMPANY, INC. | RA1318AJ1 | AC | Split System: Air-Cooled Condensing Unit, Coil with Blower | RA1318AJ1 |  | RH1V2417STAN | 12 | 14.5 | Yes | Yes | 2015-02-09 |  | 0
FALSE | RA1430AJ1 | 4759 | 7491174 | RHEEM SALES COMPANY, INC. | RA1430AJ1 | AC | Split System: Air-Cooled Condensing Unit, Coil with Blower | RA1430AJ1 |  | RCFL-H*3824 | 13 | 16 | Yes | Yes | 2015-02-09 |  | 2
FALSE | RA1636AJ1 | 4917 | 7944154 | RHEEM SALES COMPANY, INC. | RA1636AJ1 | AC | Split System: Air-Cooled Condensing Unit, Coil with Blower | RA1636AJ1 |  | RCF3621STAM | 13 | 15.5 | Yes | Yes | 2015-02-09 |  | 1
FALSE | RA1442AD1 | 4761 | 7492052 | RHEEM SALES COMPANY, INC. | RA1442AJ1 | AC | Split System: Air-Cooled Condensing Unit, Coil with Blower | RA1442AJ1 |  | RCF4824STAM | 12 | 14.5 | Yes | Yes | 2015-02-09 |  | 0
FALSE | RA1630AJ1 | 4916 | 7940953 | RHEEM SALES COMPANY, INC. | RA1630AJ1 | AC | Split System: Air-Cooled Condensing Unit, Coil with Blower | RA1630AJ1 |  | RCF3621MTAM | 13 | 16 | Yes | Yes | 2015-02-09 |  | 2
FALSE | RA1642AJ1 | 4918 | 7944184 | RHEEM SALES COMPANY, INC. | RA1642AC1 | AC | Split System: Air-Cooled Condensing Unit, Coil with Blower | RA1642AC1 |  | RCF4821STAM | 13 | 15.5 | Yes | Yes | 2015-02-09 |  | 1
FALSE | RA1630AJ1 | 4916 | 7941074 | RHEEM SALES COMPANY, INC. | RA1630AJ1 | AC | Split System: Air-Cooled Condensing Unit, Coil with Blower | RA1630AJ1 |  | RCF3624MTAM | 13 | 16 | Yes | Yes | 2015-02-09 |  | 2
FALSE | RA1660AC1 | 4920 | 7943865 | RHEEM SALES COMPANY, INC. | RA1660AC1 | AC | Split System: Air-Cooled Condensing Unit, Coil Alone | RA1660AC1 |  | RCFL-H*6024+RXMD-C04 | 12.5 | 15.1 | Yes | Yes | 2015-02-09 |  | 1
FALSE | RA1636AJ1 | 4917 | 7944164 | RHEEM SALES COMPANY, INC. | RA1636AJ1 | AC | Split System: Air-Cooled Condensing Unit, Coil with Blower | RA1636AJ1 |  | RCF3624HTAM | 13 | 16 | Yes | Yes | 2015-02-09 |  | 2
FALSE | RA1436AD1 | 4760 | 7600106 | RHEEM SALES COMPANY, INC. | RA1436AD1 | AC | Split System: Air-Cooled Condensing Unit, Coil with Blower | RA1436AD1 |  | RCQD-3621 | 13 | 16 | Yes | Yes | 2015-02-09 |  | 2
FALSE | RA1418AJ1 | 4757 | 7490636 | RHEEM SALES COMPANY, INC. | RA1418AJ1 | AC | Split System: Air-Cooled Condensing Unit, Coil with Blower | RA1418AJ1 |  | RCFL-H*2617 | 13 | 16 | Yes | Yes | 2015-02-09 |  | 2
FALSE | RA1642AJ1 | 4918 | 7942600 | RHEEM SALES COMPANY, INC. | RA1642AJ1 | AC | Split System: Air-Cooled Condensing Unit, Coil with Blower | RA1642AJ1 |  | RCF4821STAM | 13 | 15.5 | Yes | Yes | 2015-02-09 |  | 1
FALSE | RA1442AD1 | 4761 | 7600510 | RHEEM SALES COMPANY, INC. | RA1442AD1 | AC | Split System: Air-Cooled Condensing Unit, Coil with Blower | RA1442AD1 |  | RH1T4821STAN | 12.5 | 15 | Yes | Yes | 2015-02-09 |  | 1
FALSE | RA1318AJ1 | 4821 | 7507551 | RHEEM SALES COMPANY, INC. | RA1318AJ1 | AC | Split System: Air-Cooled Condensing Unit, Coil with Blower | RA1318AJ1 |  | RCFN-H*2417 | 12 | 14.5 | Yes | Yes | 2015-02-09 |  | 0
FALSE | RA1418AJ1 | 4757 | 7500947 | RHEEM SALES COMPANY, INC. | RA1418AJ1 | AC | Split System: Air-Cooled Condensing Unit, Coil with Blower | RA1418AJ1 |  | RCFL-H*2621 | 13 | 16 | Yes | Yes | 2015-02-09 |  | 2
FALSE | RA1318AJ1 | 4821 | 7507552 | RHEEM SALES COMPANY, INC. | RA1318AJ1 | AC | Split System: Air-Cooled Condensing Unit, Coil with Blower | RA1318AJ1 |  | RCFN-H*2417 | 12 | 14.5 | Yes | Yes | 2015-02-09 |  | 0
FALSE | RA1318AJ1 | 4821 | 7507587 | RHEEM SALES COMPANY, INC. | RA1318AJ1 | AC | Split System: Air-Cooled Condensing Unit, Coil with Blower | RA1318AJ1 |  | RCFN-H*2421 | 12 | 14.5 | Yes | Yes | 2015-02-09 |  | 0
FALSE | RA1642AJ1 | 4918 | 7942768 | RHEEM SALES COMPANY, INC. | RA1642AJ1 | AC | Split System: Air-Cooled Condensing Unit, Coil with Blower | RA1642AJ1 |  | RCFL-H*4824 | 12.5 | 15.1 | Yes | Yes | 2015-02-09 |  | 1
FALSE | RA1642AJ1 | 4918 | 7942446 | RHEEM SALES COMPANY, INC. | RA1642AC1 | AC | Split System: Air-Cooled Condensing Unit, Coil with Blower | RA1642AC1 |  | RCFN-H*4824 | 13 | 16 | Yes | Yes | 2015-02-09 |  | 2
FALSE | RA1318AJ1 | 4821 | 7507543 | RHEEM SALES COMPANY, INC. | RA1318AJ1 | AC | Split System: Air-Cooled Condensing Unit, Coil with Blower | RA1318AJ1 |  | RCFL-H*2621 | 12 | 14.5 | Yes | Yes | 2015-02-09 |  | 0
FALSE | RA1642AJ1 | 4918 | 7942497 | RHEEM SALES COMPANY, INC. | RA1642AC1 | AC | Split System: Air-Cooled Condensing Unit, Coil with Blower | RA1642AC1 |  | RCQD-4821 | 13 | 16 | Yes | Yes | 2015-02-09 |  | 2
FALSE | RA1636AJ1 | 4917 | 7942034 | RHEEM SALES COMPANY, INC. | RA1636AJ1 | AC | Split System: Air-Cooled Condensing Unit, Coil with Blower | RA1636AJ1 |  | RCFL-H*3621 | 13 | 15.5 | Yes | Yes | 2015-02-09 |  | 1
FALSE | RA1642AJ1 | 4918 | 7942427 | RHEEM SALES COMPANY, INC. | RA1642AC1 | AC | Split System: Air-Cooled Condensing Unit, Coil with Blower | RA1642AC1 |  | RCFL-H*4824 | 13 | 15.5 | Yes | Yes | 2015-02-09 |  | 1
FALSE | RA1648AJ1 | 4919 | 7943110 | RHEEM SALES COMPANY, INC. | RA1648AC1 | AC | Split System: Air-Cooled Condensing Unit, Coil with Blower | RA1648AC1 |  | RCFN-H*4824 | 13 | 16 | Yes | Yes | 2015-02-09 |  | 2
FALSE | RA1642AJ1 | 4918 | 7944201 | RHEEM SALES COMPANY, INC. | RA1642AC1 | AC | Split System: Air-Cooled Condensing Unit, Coil with Blower | RA1642AC1 |  | RCF4824STAM | 13 | 15.5 | Yes | Yes | 2015-02-09 |  | 1
FALSE | RA1318AJ1 | 4821 | 7507410 | RHEEM SALES COMPANY, INC. | RA1318AJ1 | AC | Split System: Air-Cooled Condensing Unit, Coil with Blower | RA1318AJ1 |  | RCF2417HTAM | 12 | 14.5 | Yes | Yes | 2015-02-09 |  | 0
FALSE | RA1336AD1 | 4824 | 7508892 | RHEEM SALES COMPANY, INC. | RA1336AJ1 | AC | Split System: Air-Cooled Condensing Unit, Coil with Blower | RA1336AJ1 |  | RCQD-3624 | 12 | 14.5 | Yes | Yes | 2015-02-09 |  | 0
FALSE | RA1318AJ1 | 4821 | 7507528 | RHEEM SALES COMPANY, INC. | RA1318AJ1 | AC | Split System: Air-Cooled Condensing Unit, Coil with Blower | RA1318AJ1 |  | RCFL-H*2621 | 12 | 14.5 | Yes | Yes | 2015-02-09 |  | 0
FALSE | RA1618AJ1 | 4914 | 7940375 | RHEEM SALES COMPANY, INC. | RA1618AJ1 | AC | Split System: Air-Cooled Condensing Unit, Coil with Blower | RA1618AJ1 |  | RCF2421HTAM | 13 | 16 | Yes | Yes | 2015-02-09 |  | 2
FALSE | RA1648AJ1 | 4919 | 7943392 | RHEEM SALES COMPANY, INC. | RA1648AJ1 | AC | Split System: Air-Cooled Condensing Unit, Coil with Blower | RA1648AJ1 |  | RCFL-H*4824 | 13 | 15.5 | Yes | Yes | 2015-02-09 |  | 1
FALSE | RA1618AJ1 | 4914 | 7940439 | RHEEM SALES COMPANY, INC. | RA1618AJ1 | AC | Split System: Air-Cooled Condensing Unit, Coil with Blower | RA1618AJ1 |  | RCFL-H*2617 | 13 | 16 | Yes | Yes | 2015-02-09 |  | 2
FALSE | RA1636AJ1 | 4917 | 7941936 | RHEEM SALES COMPANY, INC. | RA1636AJ1 | AC | Split System: Air-Cooled Condensing Unit, Coil with Blower | RA1636AJ1 |  | RCF3624HTAM | 13 | 16 | Yes | Yes | 2015-02-09 |  | 2
FALSE | RA1618AJ1 | 4914 | 7940512 | RHEEM SALES COMPANY, INC. | RA1618AJ1 | AC | Split System: Air-Cooled Condensing Unit, Coil Alone | RA1618AJ1 |  | RCFN-H*2417+RXMD-C04 | 12.2 | 14.5 | Yes | Yes | 2015-02-09 |  | 0
FALSE | RA1442AD1 | 4761 | 7492153 | RHEEM SALES COMPANY, INC. | RA1442AJ1 | AC | Split System: Air-Cooled Condensing Unit, Coil with Blower | RA1442AJ1 |  | RCFN-H*4824 | 13 | 15.5 | Yes | Yes | 2015-02-09 |  | 1
FALSE | RA1618AJ1 | 4914 | 7943971 | RHEEM SALES COMPANY, INC. | RA1618AJ1 | AC | Split System: Air-Cooled Condensing Unit, Coil with Blower | RA1618AJ1 |  | RCF2421MTAM | 13 | 16 | Yes | Yes | 2015-02-09 |  | 2
FALSE | RA1336AD1 | 4824 | 7983327 | RHEEM SALES COMPANY, INC. | RA1336AC1 | AC | Split System: Air-Cooled Condensing Unit, Coil with Blower | RA1336AC1 |  | RCF3621MTAM | 12 | 14.5 | Yes | Yes | 2015-02-09 |  | 0
FALSE | RA1430AJ1 | 4759 | 7490972 | RHEEM SALES COMPANY, INC. | RA1430AJ1 | AC | Split System: Air-Cooled Condensing Unit, Coil with Blower | RA1430AJ1 |  | RCF3617STAM | 12.5 | 15.1 | Yes | Yes | 2015-02-09 |  | 1
FALSE | RA1648AJ1 | 4919 | 7943337 | RHEEM SALES COMPANY, INC. | RA1648AJ1 | AC | Split System: Air-Cooled Condensing Unit, Coil with Blower | RA1648AJ1 |  | RCFL-H*4821 | 13 | 15.5 | Yes | Yes | 2015-02-09 |  | 1
FALSE | RA1436AD1 | 4760 | 7599688 | RHEEM SALES COMPANY, INC. | RA1436AC1 | AC | Split System: Air-Cooled Condensing Unit, Coil with Blower | RA1436AC1 |  | RCF3621STAM | 12.5 | 15.1 | Yes | Yes | 2015-02-09 |  | 1
FALSE | RA1624AJ1 | 4915 | 7943986 | RHEEM SALES COMPANY, INC. | RA1624AJ1 | AC | Split System: Air-Cooled Condensing Unit, Coil with Blower | RA1624AJ1 |  | RCF2417MTAM | 13 | 16 | Yes | Yes | 2015-02-09 |  | 2
FALSE | RA1630AJ1 | 4916 | 7940993 | RHEEM SALES COMPANY, INC. | RA1630AJ1 | AC | Split System: Air-Cooled Condensing Unit, Coil with Blower | RA1630AJ1 |  | RCF3621STAM | 13 | 16 | Yes | Yes | 2015-02-09 |  | 2
FALSE | RA1642AJ1 | 4918 | 7942778 | RHEEM SALES COMPANY, INC. | RA1642AJ1 | AC | Split System: Air-Cooled Condensing Unit, Coil with Blower | RA1642AJ1 |  | RCFN-H*4824 | 13 | 16 | Yes | Yes | 2015-02-09 |  | 2
FALSE | RA1642AJ1 | 4918 | 7942577 | RHEEM SALES COMPANY, INC. | RA1642AJ1 | AC | Split System: Air-Cooled Condensing Unit, Coil with Blower | RA1642AJ1 |  | RCF4821STAM | 12.5 | 15.1 | Yes | Yes | 2015-02-09 |  | 1
FALSE | RA1442AD1 | 4761 | 7600310 | RHEEM SALES COMPANY, INC. | RA1442AD1 | AC | Split System: Air-Cooled Condensing Unit, Coil with Blower | RA1442AD1 |  | RCF4821STAM | 12 | 14.5 | Yes | Yes | 2015-02-09 |  | 0
FALSE | RA1642AJ1 | 4918 | 7942664 | RHEEM SALES COMPANY, INC. | RA1642AJ1 | AC | Split System: Air-Cooled Condensing Unit, Coil with Blower | RA1642AJ1 |  | RCF4824STAM | 13 | 16 | Yes | Yes | 2015-02-09 |  | 2
FALSE | RA1448AD1 | 4762 | 7492487 | RHEEM SALES COMPANY, INC. | RA1448AJ1 | AC | Split System: Air-Cooled Condensing Unit, Coil with Blower | RA1448AJ1 |  | RCFN-H*4824 | 12.5 | 15 | Yes | Yes | 2015-02-09 |  | 1
FALSE | RA1636AJ1 | 4917 | 7941777 | RHEEM SALES COMPANY, INC. | RA1636AC1 | AC | Split System: Air-Cooled Condensing Unit, Coil with Blower | RA1636AC1 |  | RH2V3624HTAC | 13 | 16 | Yes | Yes | 2015-02-09 |  | 2
FALSE | RA1430AJ1 | 4759 | 7491058 | RHEEM SALES COMPANY, INC. | RA1430AJ1 | AC | Split System: Air-Cooled Condensing Unit, Coil with Blower | RA1430AJ1 |  | RCF3624HTAM | 13 | 16 | Yes | Yes | 2015-02-09 |  | 2
FALSE | RA1648AJ1 | 4919 | 7943514 | RHEEM SALES COMPANY, INC. | RA1648AJ1 | AC | Split System: Air-Cooled Condensing Unit, Coil with Blower | RA1648AJ1 |  | RCQD-4824 | 13 | 15.5 | Yes | Yes | 2015-02-09 |  | 1
FALSE | RA1636AJ1 | 4917 | 7941821 | RHEEM SALES COMPANY, INC. | RA1636AJ1 | AC | Split System: Air-Cooled Condensing Unit, Coil with Blower | RA1636AJ1 |  | RCF3621MTAM | 13 | 16 | Yes | Yes | 2015-02-09 |  | 2
FALSE | RA1324AJ1 | 4822 | 7507707 | RHEEM SALES COMPANY, INC. | RA1324AJ1 | AC | Split System: Air-Cooled Condensing Unit, Coil with Blower | RA1324AJ1 |  | RCF2421MTAM | 12 | 14.5 | Yes | Yes | 2015-02-09 |  | 0
FALSE | RA1630AJ1 | 4916 | 7941065 | RHEEM SALES COMPANY, INC. | RA1630AJ1 | AC | Split System: Air-Cooled Condensing Unit, Coil with Blower | RA1630AJ1 |  | RCF3624MTAM | 13 | 16 | Yes | Yes | 2015-02-09 |  | 2
FALSE | RA1318AJ1 | 4821 | 7982162 | RHEEM SALES COMPANY, INC. | RA1318AJ1 | AC | Split System: Air-Cooled Condensing Unit, Coil with Blower | RA1318AJ1 |  | RCF2417STAM | 12 | 14.5 | Yes | Yes | 2015-02-09 |  | 0
FALSE | RA1424AJ1 | 4758 | 7944948 | RHEEM SALES COMPANY, INC. | RA1424AJ1 | AC | Split System: Air-Cooled Condensing Unit, Coil with Blower | RA1424AJ1 |  | RCF2421HTAM | 13 | 15.5 | Yes | Yes | 2015-02-09 |  | 1
FALSE | RA1418AJ1 | 4757 | 7490683 | RHEEM SALES COMPANY, INC. | RA1418AJ1 | AC | Split System: Air-Cooled Condensing Unit, Coil with Blower | RA1418AJ1 |  | RCFN-H*2417 | 13 | 15.5 | Yes | Yes | 2015-02-09 |  | 1
FALSE | RA1642AJ1 | 4918 | 7942585 | RHEEM SALES COMPANY, INC. | RA1642AJ1 | AC | Split System: Air-Cooled Condensing Unit, Coil with Blower | RA1642AJ1 |  | RCF4821STAM | 12.5 | 15.1 | Yes | Yes | 2015-02-09 |  | 1
FALSE | RA1436AD1 | 4760 | 7491295 | RHEEM SALES COMPANY, INC. | RA1436AC1 | AC | Split System: Air-Cooled Condensing Unit, Coil with Blower | RA1436AC1 |  | RCF3621STAM | 12 | 14.5 | Yes | Yes | 2015-02-09 |  | 0
FALSE | RA1636AJ1 | 4917 | 7941884 | RHEEM SALES COMPANY, INC. | RA1636AJ1 | AC | Split System: Air-Cooled Condensing Unit, Coil with Blower | RA1636AJ1 |  | RCF3621STAM | 12.5 | 15.1 | Yes | Yes | 2015-02-09 |  | 1
FALSE | RA1636AJ1 | 4917 | 7941616 | RHEEM SALES COMPANY, INC. | RA1636AC1 | AC | Split System: Air-Cooled Condensing Unit, Coil with Blower | RA1636AC1 |  | RCFL-H*3821 | 13 | 16 | Yes | Yes | 2015-02-09 |  | 2
FALSE | RA1642AJ1 | 4918 | 7942280 | RHEEM SALES COMPANY, INC. | RA1642AC1 | AC | Split System: Air-Cooled Condensing Unit, Coil with Blower | RA1642AC1 |  | RCF4824HTAM | 13 | 16 | Yes | Yes | 2015-02-09 |  | 2
FALSE | RA1436AD1 | 4760 | 7945000 | RHEEM SALES COMPANY, INC. | RA1436AC1 | AC | Split System: Air-Cooled Condensing Unit, Coil with Blower | RA1436AC1 |  | RCF3621STAM | 12 | 14.5 | Yes | Yes | 2015-02-09 |  | 0
FALSE | RA1424AJ1 | 4758 | 7490888 | RHEEM SALES COMPANY, INC. | RA1424AJ1 | AC | Split System: Air-Cooled Condensing Unit, Coil with Blower | RA1424AJ1 |  | RCFL-H*2621 | 13 | 15.5 | Yes | Yes | 2015-02-09 |  | 1
FALSE | RA1448AD1 | 4762 | 7492384 | RHEEM SALES COMPANY, INC. | RA1448AJ1 | AC | Split System: Air-Cooled Condensing Unit, Coil with Blower | RA1448AJ1 |  | RCF4821STAM | 12 | 14.5 | Yes | Yes | 2015-02-09 |  | 0
FALSE | RA1642AJ1 | 4918 | 7942380 | RHEEM SALES COMPANY, INC. | RA1642AC1 | AC | Split System: Air-Cooled Condensing Unit, Coil with Blower | RA1642AC1 |  | RCFL-H*4821 | 13 | 16 | Yes | Yes | 2015-02-09 |  | 2
FALSE | RA1624AJ1 | 4915 | 7940585 | RHEEM SALES COMPANY, INC. | RA1624AJ1 | AC | Split System: Air-Cooled Condensing Unit, Coil with Blower | RA1624AJ1 |  | RCF2417HTAM | 13 | 16 | Yes | Yes | 2015-02-09 |  | 2
FALSE | RA1642AJ1 | 4918 | 7942453 | RHEEM SALES COMPANY, INC. | RA1642AC1 | AC | Split System: Air-Cooled Condensing Unit, Coil with Blower | RA1642AC1 |  | RCFN-H*4824 | 13 | 16 | Yes | Yes | 2015-02-09 |  | 2
FALSE | RA1324AJ1 | 4822 | 7507811 | RHEEM SALES COMPANY, INC. | RA1324AJ1 | AC | Split System: Air-Cooled Condensing Unit, Coil with Blower | RA1324AJ1 |  | RCFN-H*2421 | 12 | 14.5 | Yes | Yes | 2015-02-09 |  | 0
FALSE | RA1430AJ1 | 4759 | 7599670 | RHEEM SALES COMPANY, INC. | RA1430AJ1 | AC | Split System: Air-Cooled Condensing Unit, Coil with Blower | RA1430AJ1 |  | RCFN-H*3624 | 13 | 16 | Yes | Yes | 2015-02-09 |  | 2
FALSE | RA1636AJ1 | 4917 | 7941387 | RHEEM SALES COMPANY, INC. | RA1636AC1 | AC | Split System: Air-Cooled Condensing Unit, Coil with Blower | RA1636AC1 |  | RCF3621MTAM | 13 | 16 | Yes | Yes | 2015-02-09 |  | 2
FALSE | RA1618AJ1 | 4914 | 7943953 | RHEEM SALES COMPANY, INC. | RA1618AJ1 | AC | Split System: Air-Cooled Condensing Unit, Coil with Blower | RA1618AJ1 |  | RCF2417MTAM | 13 | 16 | Yes | Yes | 2015-02-09 |  | 2
FALSE | RA1636AJ1 | 4917 | 7941510 | RHEEM SALES COMPANY, INC. | RA1636AC1 | AC | Split System: Air-Cooled Condensing Unit, Coil with Blower | RA1636AC1 |  | RCF3624MTAM | 13 | 16 | Yes | Yes | 2015-02-09 |  | 2
FALSE | RA1660AC1 | 4920 | 7943722 | RHEEM SALES COMPANY, INC. | RA1660AJ1 | AC | Split System: Air-Cooled Condensing Unit, Coil with Blower | RA1660AJ1 |  | RHPN-HM6024 | 13 | 15.5 | Yes | Yes | 2015-02-09 |  | 1
FALSE | RA1436AD1 | 4760 | 7491798 | RHEEM SALES COMPANY, INC. | RA1436AJ1 | AC | Split System: Air-Cooled Condensing Unit, Coil with Blower | RA1436AJ1 |  | RCQD-3624 | 13 | 16 | Yes | Yes | 2015-02-09 |  | 2
FALSE | RA1430AJ1 | 4759 | 7500976 | RHEEM SALES COMPANY, INC. | RA1430AJ1 | AC | Split System: Air-Cooled Condensing Unit, Coil with Blower | RA1430AJ1 |  | RCF3621MTAM | 13 | 16 | Yes | Yes | 2015-02-09 |  | 2
FALSE | RA1642AJ1 | 4918 | 7942332 | RHEEM SALES COMPANY, INC. | RA1642AC1 | AC | Split System: Air-Cooled Condensing Unit, Coil with Blower | RA1642AC1 |  | RCF4824STAM | 13 | 16 | Yes | Yes | 2015-02-09 |  | 2
FALSE | RA1630AJ1 | 4916 | 7941073 | RHEEM SALES COMPANY, INC. | RA1630AJ1 | AC | Split System: Air-Cooled Condensing Unit, Coil with Blower | RA1630AJ1 |  | RCF3624MTAM | 13 | 16 | Yes | Yes | 2015-02-09 |  | 2
FALSE | RA1442AD1 | 4761 | 7491955 | RHEEM SALES COMPANY, INC. | RA1442AC1 | AC | Split System: Air-Cooled Condensing Unit, Coil with Blower | RA1442AC1 |  | RCFL-H*4824 | 12 | 14.5 | Yes | Yes | 2015-02-09 |  | 0
FALSE | RA1418AJ1 | 4757 | 7490629 | RHEEM SALES COMPANY, INC. | RA1418AJ1 | AC | Split System: Air-Cooled Condensing Unit, Coil with Blower | RA1418AJ1 |  | RCFL-H*2417 | 13 | 15.5 | Yes | Yes | 2015-02-09 |  | 1
FALSE | RA1436AD1 | 4760 | 7600119 | RHEEM SALES COMPANY, INC. | RA1436AD1 | AC | Split System: Air-Cooled Condensing Unit, Coil with Blower | RA1436AD1 |  | RCQD-3621 | 13 | 16 | Yes | Yes | 2015-02-09 |  | 2
FALSE | RA1624AJ1 | 4915 | 7943984 | RHEEM SALES COMPANY, INC. | RA1624AJ1 | AC | Split System: Air-Cooled Condensing Unit, Coil with Blower | RA1624AJ1 |  | RCF2417MTAM | 13 | 16 | Yes | Yes | 2015-02-09 |  | 2
FALSE | RA1648AJ1 | 4919 | 7943400 | RHEEM SALES COMPANY, INC. | RA1648AJ1 | AC | Split System: Air-Cooled Condensing Unit, Coil with Blower | RA1648AJ1 |  | RCFL-H*4824 | 12.5 | 15.1 | Yes | Yes | 2015-02-09 |  | 1
FALSE | RA1430AJ1 | 4759 | 7491069 | RHEEM SALES COMPANY, INC. | RA1430AJ1 | AC | Split System: Air-Cooled Condensing Unit, Coil with Blower | RA1430AJ1 |  | RCF3624MTAM | 13 | 16 | Yes | Yes | 2015-02-09 |  | 2
FALSE | RA1436AD1 | 4760 | 7599931 | RHEEM SALES COMPANY, INC. | RA1436AD1 | AC | Split System: Air-Cooled Condensing Unit, Coil with Blower | RA1436AD1 |  | RCFL-H*3617 | 12 | 14.5 | Yes | Yes | 2015-02-09 |  | 0
FALSE | RA1648AJ1 | 4919 | 7943360 | RHEEM SALES COMPANY, INC. | RA1648AJ1 | AC | Split System: Air-Cooled Condensing Unit, Coil with Blower | RA1648AJ1 |  | RCFL-H*4821 | 12.5 | 15.1 | Yes | Yes | 2015-02-09 |  | 1
FALSE | RA1648AJ1 | 4919 | 7943522 | RHEEM SALES COMPANY, INC. | RA1648AJ1 | AC | Split System: Air-Cooled Condensing Unit, Coil with Blower | RA1648AJ1 |  | RCQD-4824 | 13 | 16 | Yes | Yes | 2015-02-09 |  | 2
FALSE | RA1418AJ1 | 4757 | 7490582 | RHEEM SALES COMPANY, INC. | RA1418AJ1 | AC | Split System: Air-Cooled Condensing Unit, Coil with Blower | RA1418AJ1 |  | RCF2421MTAM | 13 | 16 | Yes | Yes | 2015-02-09 |  | 2
FALSE | RA1436AD1 | 4760 | 7945051 | RHEEM SALES COMPANY, INC. | RA1436AJ1 | AC | Split System: Air-Cooled Condensing Unit, Coil with Blower | RA1436AJ1 |  | RCF3621MTAM | 12.5 | 15.1 | Yes | Yes | 2015-02-09 |  | 1
FALSE | RA1430AJ1 | 4759 | 7601375 | RHEEM SALES COMPANY, INC. | RA1430AJ1 | AC | Split System: Air-Cooled Condensing Unit, Coil with Blower | RA1430AJ1 |  | RCF3621STAM | 12.5 | 15.1 | Yes | Yes | 2015-02-09 |  | 1
FALSE | RA1418AJ1 | 4757 | 7599543 | RHEEM SALES COMPANY, INC. | RA1418AJ1 | AC | Split System: Air-Cooled Condensing Unit, Coil with Blower | RA1418AJ1 |  | RCFL-H*2621 | 13 | 16 | Yes | Yes | 2015-02-09 |  | 2
FALSE | RA1436AD1 | 4760 | 7599788 | RHEEM SALES COMPANY, INC. | RA1436AD1 | AC | Split System: Air-Cooled Condensing Unit, Coil with Blower | RA1436AD1 |  | RCF3621MTAM | 12.5 | 15.1 | Yes | Yes | 2015-02-09 |  | 1
FALSE | RA1336AD1 | 4824 | 7508881 | RHEEM SALES COMPANY, INC. | RA1336AJ1 | AC | Split System: Air-Cooled Condensing Unit, Coil with Blower | RA1336AJ1 |  | RCQD-3621 | 12 | 14.5 | Yes | Yes | 2015-02-09 |  | 0
FALSE | RA1642AJ1 | 4918 | 7942665 | RHEEM SALES COMPANY, INC. | RA1642AJ1 | AC | Split System: Air-Cooled Condensing Unit, Coil with Blower | RA1642AJ1 |  | RCF4824STAM | 13 | 16 | Yes | Yes | 2015-02-09 |  | 2
FALSE | RA1436AD1 | 4760 | 7600148 | RHEEM SALES COMPANY, INC. | RA1436AD1 | AC | Split System: Air-Cooled Condensing Unit, Coil with Blower | RA1436AD1 |  | RCQD-3624 | 13 | 15.5 | Yes | Yes | 2015-02-09 |  | 1
FALSE | RA1648AJ1 | 4919 | 7943174 | RHEEM SALES COMPANY, INC. | RA1648AC1 | AC | Split System: Air-Cooled Condensing Unit, Coil with Blower | RA1648AC1 |  | RCQD-4821 | 13 | 16 | Yes | Yes | 2015-02-09 |  | 2
FALSE | RA1342AD1 | 4827 | 7982644 | RHEEM SALES COMPANY, INC. | RA1342AJ1 | AC | Split System: Air-Cooled Condensing Unit, Coil with Blower | RA1342AJ1 |  | RCFN-H*4824 | 12 | 14.5 | Yes | Yes | 2015-02-09 |  | 0
FALSE | RA1436AD1 | 4760 | 7599765 | RHEEM SALES COMPANY, INC. | RA1436AD1 | AC | Split System: Air-Cooled Condensing Unit, Coil with Blower | RA1436AD1 |  | RCF3621MTAM | 13 | 15.5 | Yes | Yes | 2015-02-09 |  | 1
FALSE | RA1636AJ1 | 4917 | 7941750 | RHEEM SALES COMPANY, INC. | RA1636AC1 | AC | Split System: Air-Cooled Condensing Unit, Coil with Blower | RA1636AC1 |  | RCQD-3624 | 13 | 16 | Yes | Yes | 2015-02-09 |  | 2
FALSE | RA1648AJ1 | 4919 | 7943217 | RHEEM SALES COMPANY, INC. | RA1648AC1 | AC | Split System: Air-Cooled Condensing Unit, Coil with Blower | RA1648AC1 |  | RHPN-HM4824 | 13 | 16 | Yes | Yes | 2015-02-09 |  | 2
FALSE | RA1336AD1 | 4824 | 7508663 | RHEEM SALES COMPANY, INC. | RA1336AJ1 | AC | Split System: Air-Cooled Condensing Unit, Coil with Blower | RA1336AJ1 |  | RCF3624HTAM | 12.5 | 15.1 | Yes | Yes | 2015-02-09 |  | 1
FALSE | RA1424AJ1 | 4758 | 7490942 | RHEEM SALES COMPANY, INC. | RA1424AJ1 | AC | Split System: Air-Cooled Condensing Unit, Coil with Blower | RA1424AJ1 |  | RCFN-H*2421 | 12.5 | 15.1 | Yes | Yes | 2015-02-09 |  | 1
FALSE | RA1648AJ1 | 4919 | 7942960 | RHEEM SALES COMPANY, INC. | RA1648AC1 | AC | Split System: Air-Cooled Condensing Unit, Coil with Blower | RA1648AC1 |  | RCF4824HTAM | 13 | 16 | Yes | Yes | 2015-02-09 |  | 2
FALSE | RA1642AJ1 | 4918 | 7942272 | RHEEM SALES COMPANY, INC. | RA1642AC1 | AC | Split System: Air-Cooled Condensing Unit, Coil with Blower | RA1642AC1 |  | RCF4824HTAM | 13 | 16 | Yes | Yes | 2015-02-09 |  | 2
FALSE | RA1636AJ1 | 4917 | 7941652 | RHEEM SALES COMPANY, INC. | RA1636AC1 | AC | Split System: Air-Cooled Condensing Unit, Coil with Blower | RA1636AC1 |  | RCFL-H*3821 | 12.5 | 15.1 | Yes | Yes | 2015-02-09 |  | 1
FALSE | RA1442AD1 | 4761 | 7600524 | RHEEM SALES COMPANY, INC. | RA1442AJ1 | AC | Split System: Air-Cooled Condensing Unit, Coil with Blower | RA1442AJ1 |  | RCF4821STAM | 12.5 | 15 | Yes | Yes | 2015-02-09 |  | 1
FALSE | RA1630AJ1 | 4916 | 7944061 | RHEEM SALES COMPANY, INC. | RA1630AJ1 | AC | Split System: Air-Cooled Condensing Unit, Coil with Blower | RA1630AJ1 |  | RCF3624MTAM | 13 | 16 | Yes | Yes | 2015-02-09 |  | 2
FALSE | RA1336AD1 | 4824 | 7508293 | RHEEM SALES COMPANY, INC. | RA1336AC1 | AC | Split System: Air-Cooled Condensing Unit, Coil with Blower | RA1336AC1 |  | RCF3624HTAM | 12 | 14.5 | Yes | Yes | 2015-02-09 |  | 0
FALSE | RA1424AJ1 | 4758 | 7944938 | RHEEM SALES COMPANY, INC. | RA1424AJ1 | AC | Split System: Air-Cooled Condensing Unit, Coil with Blower | RA1424AJ1 |  | RCF2417MTAM | 12.5 | 15.1 | Yes | Yes | 2015-02-09 |  | 1
FALSE | RA1442AD1 | 4761 | 7491941 | RHEEM SALES COMPANY, INC. | RA1442AC1 | AC | Split System: Air-Cooled Condensing Unit, Coil with Blower | RA1442AC1 |  | RCFL-H*4824 | 12 | 14.5 | Yes | Yes | 2015-02-09 |  | 0
FALSE | RA1642AJ1 | 4918 | 7942860 | RHEEM SALES COMPANY, INC. | RA1642AJ1 | AC | Split System: Air-Cooled Condensing Unit, Coil with Blower | RA1642AJ1 |  | RCQD-4824 | 12.5 | 15.1 | Yes | Yes | 2015-02-09 |  | 1
FALSE | RA1436AD1 | 4760 | 7600031 | RHEEM SALES COMPANY, INC. | RA1436AD1 | AC | Split System: Air-Cooled Condensing Unit, Coil with Blower | RA1436AD1 |  | RCFL-H*3821 | 13 | 15.5 | Yes | Yes | 2015-02-09 |  | 1
FALSE | RA1630AJ1 | 4916 | 7941056 | RHEEM SALES COMPANY, INC. | RA1630AJ1 | AC | Split System: Air-Cooled Condensing Unit, Coil with Blower | RA1630AJ1 |  | RCF3624MTAM | 13 | 16 | Yes | Yes | 2015-02-09 |  | 2
FALSE | RA1436AD1 | 4760 | 7491579 | RHEEM SALES COMPANY, INC. | RA1436AJ1 | AC | Split System: Air-Cooled Condensing Unit, Coil with Blower | RA1436AJ1 |  | RCF3621STAM | 12 | 14.5 | Yes | Yes | 2015-02-09 |  | 0
FALSE | RA1624AJ1 | 4915 | 7940788 | RHEEM SALES COMPANY, INC. | RA1624AJ1 | AC | Split System: Air-Cooled Condensing Unit, Coil with Blower | RA1624AJ1 |  | RCFL-H*2621 | 13 | 16 | Yes | Yes | 2015-02-09 |  | 2
FALSE | RA1436AD1 | 4760 | 7491741 | RHEEM SALES COMPANY, INC. | RA1436AJ1 | AC | Split System: Air-Cooled Condensing Unit, Coil with Blower | RA1436AJ1 |  | RCFL-H*3824 | 13 | 15.5 | Yes | Yes | 2015-02-09 |  | 1
FALSE | RA1336AD1 | 4824 | 7983394 | RHEEM SALES COMPANY, INC. | RA1336AJ1 | AC | Split System: Air-Cooled Condensing Unit, Coil with Blower | RA1336AJ1 |  | RCF3621MTAM | 12 | 14.5 | Yes | Yes | 2015-02-09 |  | 0
FALSE | RA1618AJ1 | 4914 | 7940350 | RHEEM SALES COMPANY, INC. | RA1618AJ1 | AC | Split System: Air-Cooled Condensing Unit, Coil with Blower | RA1618AJ1 |  | RCF2417STAM | 13 | 16 | Yes | Yes | 2015-02-09 |  | 2
FALSE | RA1430AJ1 | 4759 | 7491088 | RHEEM SALES COMPANY, INC. | RA1430AJ1 | AC | Split System: Air-Cooled Condensing Unit, Coil with Blower | RA1430AJ1 |  | RCFL-H*3617 | 12.5 | 15.1 | Yes | Yes | 2015-02-09 |  | 1
FALSE | RA1436AD1 | 4760 | 7491787 | RHEEM SALES COMPANY, INC. | RA1436AJ1 | AC | Split System: Air-Cooled Condensing Unit, Coil with Blower | RA1436AJ1 |  | RCQD-3624 | 13 | 16 | Yes | Yes | 2015-02-09 |  | 2
FALSE | RA1448AD1 | 4762 | 7601574 | RHEEM SALES COMPANY, INC. | RA1448AJ1 | AC | Split System: Air-Cooled Condensing Unit, Coil with Blower | RA1448AJ1 |  | RCQD-4824 | 12 | 14.5 | Yes | Yes | 2015-02-09 |  | 0
FALSE | RA1648AJ1 | 4919 | 7943069 | RHEEM SALES COMPANY, INC. | RA1648AC1 | AC | Split System: Air-Cooled Condensing Unit, Coil with Blower | RA1648AC1 |  | RCFL-H*4824 | 12.5 | 15.1 | Yes | Yes | 2015-02-09 |  | 1
FALSE | RA1424AJ1 | 4758 | 7490736 | RHEEM SALES COMPANY, INC. | RA1424AJ1 | AC | Split System: Air-Cooled Condensing Unit, Coil with Blower | RA1424AJ1 |  | RCF2417HTAM | 12.5 | 15.1 | Yes | Yes | 2015-02-09 |  | 1
FALSE | RA1442AD1 | 4761 | 7492086 | RHEEM SALES COMPANY, INC. | RA1442AJ1 | AC | Split System: Air-Cooled Condensing Unit, Coil with Blower | RA1442AJ1 |  | RCFL-H*4821 | 12 | 14.5 | Yes | Yes | 2015-02-09 |  | 0
FALSE | RA1636AJ1 | 4917 | 7941390 | RHEEM SALES COMPANY, INC. | RA1636AC1 | AC | Split System: Air-Cooled Condensing Unit, Coil with Blower | RA1636AC1 |  | RCF3621MTAM | 13 | 16 | Yes | Yes | 2015-02-09 |  | 2
FALSE | RA1642AJ1 | 4918 | 7942729 | RHEEM SALES COMPANY, INC. | RA1642AJ1 | AC | Split System: Air-Cooled Condensing Unit, Coil Alone | RA1642AJ1 |  | RCFL-H*4821+RXMD-C04 | 12.2 | 14.5 | Yes | Yes | 2015-02-09 |  | 0
FALSE | RA1436AD1 | 4760 | 7491482 | RHEEM SALES COMPANY, INC. | RA1436AC1 | AC | Split System: Air-Cooled Condensing Unit, Coil with Blower | RA1436AC1 |  | RCQD-3621 | 13 | 15.5 | Yes | Yes | 2015-02-09 |  | 1
FALSE | RA1630AJ1 | 4916 | 7941102 | RHEEM SALES COMPANY, INC. | RA1630AJ1 | AC | Split System: Air-Cooled Condensing Unit, Coil with Blower | RA1630AJ1 |  | RCFL-H*3617 | 13 | 16 | Yes | Yes | 2015-02-09 |  | 2
FALSE | RA1636AJ1 | 4917 | 7941707 | RHEEM SALES COMPANY, INC. | RA1636AC1 | AC | Split System: Air-Cooled Condensing Unit, Coil with Blower | RA1636AC1 |  | RCQD-3621 | 13 | 16 | Yes | Yes | 2015-02-09 |  | 2
FALSE | RA1442AD1 | 4761 | 7601496 | RHEEM SALES COMPANY, INC. | RA1442AC1 | AC | Split System: Air-Cooled Condensing Unit, Coil with Blower | RA1442AC1 |  | RCF4824STAM | 12 | 14.5 | Yes | Yes | 2015-02-09 |  | 0
FALSE | RA1436AD1 | 4760 | 7600178 | RHEEM SALES COMPANY, INC. | RA1436AJ1 | AC | Split System: Air-Cooled Condensing Unit, Coil with Blower | RA1436AJ1 |  | RCF3621MTAM | 13 | 15.5 | Yes | Yes | 2015-02-09 |  | 1
FALSE | RA1618AJ1 | 4914 | 7940406 | RHEEM SALES COMPANY, INC. | RA1618AJ1 | AC | Split System: Air-Cooled Condensing Unit, Coil with Blower | RA1618AJ1 |  | RCF2421MTAM | 13 | 16 | Yes | Yes | 2015-02-09 |  | 2
FALSE | RA1442AD1 | 4761 | 7945079 | RHEEM SALES COMPANY, INC. | RA1442AC1 | AC | Split System: Air-Cooled Condensing Unit, Coil with Blower | RA1442AC1 |  | RCF4821STAM | 12 | 14.5 | Yes | Yes | 2015-02-09 |  | 0
FALSE | RA1436AD1 | 4760 | 7491334 | RHEEM SALES COMPANY, INC. | RA1436AC1 | AC | Split System: Air-Cooled Condensing Unit, Coil with Blower | RA1436AC1 |  | RCF3624MTAM | 13 | 15.5 | Yes | Yes | 2015-02-09 |  | 1
FALSE | RA1636AJ1 | 4917 | 7941464 | RHEEM SALES COMPANY, INC. | RA1636AC1 | AC | Split System: Air-Cooled Condensing Unit, Coil with Blower | RA1636AC1 |  | RCF3621STAM | 13 | 15.5 | Yes | Yes | 2015-02-09 |  | 1
FALSE | RA1430AJ1 | 4759 | 7490979 | RHEEM SALES COMPANY, INC. | RA1430AJ1 | AC | Split System: Air-Cooled Condensing Unit, Coil with Blower | RA1430AJ1 |  | RCF3617STAM | 12.5 | 15.1 | Yes | Yes | 2015-02-09 |  | 1
FALSE | RA1630AJ1 | 4916 | 7940971 | RHEEM SALES COMPANY, INC. | RA1630AJ1 | AC | Split System: Air-Cooled Condensing Unit, Coil with Blower | RA1630AJ1 |  | RCF3621MTAM | 13 | 16 | Yes | Yes | 2015-02-09 |  | 2
FALSE | RA1436AD1 | 4760 | 7501086 | RHEEM SALES COMPANY, INC. | RA1436AJ1 | AC | Split System: Air-Cooled Condensing Unit, Coil with Blower | RA1436AJ1 |  | RCFL-H*3621 | 12.5 | 15.1 | Yes | Yes | 2015-02-09 |  | 1
FALSE | RA1442AD1 | 4761 | 7600514 | RHEEM SALES COMPANY, INC. | RA1442AD1 | AC | Split System: Air-Cooled Condensing Unit, Coil with Blower | RA1442AD1 |  | RH2V4824HTAC | 13 | 15.5 | Yes | Yes | 2015-02-09 |  | 1
FALSE | RA1636AJ1 | 4917 | 7942051 | RHEEM SALES COMPANY, INC. | RA1636AJ1 | AC | Split System: Air-Cooled Condensing Unit, Coil with Blower | RA1636AJ1 |  | RCFL-H*3821 | 13 | 16 | Yes | Yes | 2015-02-09 |  | 2
FALSE | RA1430AJ1 | 4759 | 7500989 | RHEEM SALES COMPANY, INC. | RA1430AJ1 | AC | Split System: Air-Cooled Condensing Unit, Coil with Blower | RA1430AJ1 |  | RCF3624MTAM | 13 | 16 | Yes | Yes | 2015-02-09 |  | 2
FALSE | RA1424AJ1 | 4758 | 7490780 | RHEEM SALES COMPANY, INC. | RA1424AJ1 | AC | Split System: Air-Cooled Condensing Unit, Coil with Blower | RA1424AJ1 |  | RCF2421HTAM | 12.5 | 15.1 | Yes | Yes | 2015-02-09 |  | 1
FALSE | RA1618AJ1 | 4914 | 7940356 | RHEEM SALES COMPANY, INC. | RA1618AJ1 | AC | Split System: Air-Cooled Condensing Unit, Coil with Blower | RA1618AJ1 |  | RCF2417STAM | 13 | 16 | Yes | Yes | 2015-02-09 |  | 2
FALSE | RA1648AJ1 | 4919 | 7943120 | RHEEM SALES COMPANY, INC. | RA1648AC1 | AC | Split System: Air-Cooled Condensing Unit, Coil with Blower | RA1648AC1 |  | RCFN-H*4824 | 13 | 16 | Yes | Yes | 2015-02-09 |  | 2
FALSE | RA1618AJ1 | 4914 | 7940525 | RHEEM SALES COMPANY, INC. | RA1618AJ1 | AC | Split System: Air-Cooled Condensing Unit, Coil with Blower | RA1618AJ1 |  | RCFN-H*2421 | 13 | 16 | Yes | Yes | 2015-02-09 |  | 2
FALSE | RA1430AJ1 | 4759 | 7501000 | RHEEM SALES COMPANY, INC. | RA1430AJ1 | AC | Split System: Air-Cooled Condensing Unit, Coil with Blower | RA1430AJ1 |  | RCFL-H*3821 | 13 | 15.5 | Yes | Yes | 2015-02-09 |  | 1
FALSE | RA1630AJ1 | 4916 | 7941113 | RHEEM SALES COMPANY, INC. | RA1630AJ1 | AC | Split System: Air-Cooled Condensing Unit, Coil with Blower | RA1630AJ1 |  | RCFL-H*3621 | 13 | 15.5 | Yes | Yes | 2015-02-09 |  | 1
FALSE | RA1448AD1 | 4762 | 7600797 | RHEEM SALES COMPANY, INC. | RA1448AD1 | AC | Split System: Air-Cooled Condensing Unit, Coil with Blower | RA1448AD1 |  | RCFN-H*4824 | 12.5 | 15.1 | Yes | Yes | 2015-02-09 |  | 1
FALSE | RA1624AJ1 | 4915 | 7940599 | RHEEM SALES COMPANY, INC. | RA1624AJ1 | AC | Split System: Air-Cooled Condensing Unit, Coil with Blower | RA1624AJ1 |  | RCF2417MTAM | 13 | 16 | Yes | Yes | 2015-02-09 |  | 2
FALSE | RA1636AJ1 | 4917 | 7941427 | RHEEM SALES COMPANY, INC. | RA1636AC1 | AC | Split System: Air-Cooled Condensing Unit, Coil with Blower | RA1636AC1 |  | RCF3621STAM | 13 | 15.5 | Yes | Yes | 2015-02-09 |  | 1
FALSE | RA1448AD1 | 4762 | 7600862 | RHEEM SALES COMPANY, INC. | RA1448AD1 | AC | Split System: Air-Cooled Condensing Unit, Coil with Blower | RA1448AD1 |  | RHLL-HM4821 | 12 | 14.5 | Yes | Yes | 2015-02-09 |  | 0
FALSE | RA1630AJ1 | 4916 | 7940920 | RHEEM SALES COMPANY, INC. | RA1630AJ1 | AC | Split System: Air-Cooled Condensing Unit, Coil with Blower | RA1630AJ1 |  | RCF3617STAM | 13 | 16 | Yes | Yes | 2015-02-09 |  | 2
FALSE | RA1424AJ1 | 4758 | 7490783 | RHEEM SALES COMPANY, INC. | RA1424AJ1 | AC | Split System: Air-Cooled Condensing Unit, Coil with Blower | RA1424AJ1 |  | RCF2421HTAM | 12.5 | 15.1 | Yes | Yes | 2015-02-09 |  | 1
FALSE | RA1460AD1 | 4763 | 7601013 | RHEEM SALES COMPANY, INC. | RA1460AD1 | AC | Split System: Air-Cooled Condensing Unit, Coil with Blower | RA1460AD1 |  | RCFN-H*6024 | 12 | 14.5 | Yes | Yes | 2015-02-09 |  | 0
FALSE | RA1436AD1 | 4760 | 7491338 | RHEEM SALES COMPANY, INC. | RA1436AC1 | AC | Split System: Air-Cooled Condensing Unit, Coil with Blower | RA1436AC1 |  | RCF3624MTAM | 13 | 15.5 | Yes | Yes | 2015-02-09 |  | 1
FALSE | RA1648AJ1 | 4919 | 7943516 | RHEEM SALES COMPANY, INC. | RA1648AJ1 | AC | Split System: Air-Cooled Condensing Unit, Coil with Blower | RA1648AJ1 |  | RCQD-4824 | 13 | 16 | Yes | Yes | 2015-02-09 |  | 2
FALSE | RA1436AD1 | 4760 | 7491541 | RHEEM SALES COMPANY, INC. | RA1436AJ1 | AC | Split System: Air-Cooled Condensing Unit, Coil with Blower | RA1436AJ1 |  | RCF3617STAM | 12 | 14.5 | Yes | Yes | 2015-02-09 |  | 0
FALSE | RA1460AD1 | 4763 | 7601032 | RHEEM SALES COMPANY, INC. | RA1460AD1 | AC | Split System: Air-Cooled Condensing Unit, Coil with Blower | RA1460AD1 |  | RH1V6024STAN | 12 | 14.5 | Yes | Yes | 2015-02-09 |  | 0
FALSE | RA1636AJ1 | 4917 | 7941394 | RHEEM SALES COMPANY, INC. | RA1636AC1 | AC | Split System: Air-Cooled Condensing Unit, Coil with Blower | RA1636AC1 |  | RCF3621MTAM | 13 | 15.5 | Yes | Yes | 2015-02-09 |  | 1
FALSE | RA1318AJ1 | 4821 | 7507562 | RHEEM SALES COMPANY, INC. | RA1318AJ1 | AC | Split System: Air-Cooled Condensing Unit, Coil with Blower | RA1318AJ1 |  | RCFN-H*2417 | 12.5 | 15.1 | Yes | Yes | 2015-02-09 |  | 1
FALSE | RA1324AJ1 | 4822 | 7507641 | RHEEM SALES COMPANY, INC. | RA1324AJ1 | AC | Split System: Air-Cooled Condensing Unit, Coil with Blower | RA1324AJ1 |  | RCF2417MTAM | 12 | 14.5 | Yes | Yes | 2015-02-09 |  | 0
FALSE | RA1642AJ1 | 4918 | 7942491 | RHEEM SALES COMPANY, INC. | RA1642AC1 | AC | Split System: Air-Cooled Condensing Unit, Coil with Blower | RA1642AC1 |  | RCQD-4821 | 12.5 | 15.1 | Yes | Yes | 2015-02-09 |  | 1
FALSE | RA1636AJ1 | 4917 | 7941709 | RHEEM SALES COMPANY, INC. | RA1636AC1 | AC | Split System: Air-Cooled Condensing Unit, Coil with Blower | RA1636AC1 |  | RCQD-3621 | 13 | 16 | Yes | Yes | 2015-02-09 |  | 2
FALSE | RA1618AJ1 | 4914 | 7940523 | RHEEM SALES COMPANY, INC. | RA1618AJ1 | AC | Split System: Air-Cooled Condensing Unit, Coil with Blower | RA1618AJ1 |  | RCFN-H*2421 | 13 | 16 | Yes | Yes | 2015-02-09 |  | 2
FALSE | RA1430AJ1 | 4759 | 7491218 | RHEEM SALES COMPANY, INC. | RA1430AJ1 | AC | Split System: Air-Cooled Condensing Unit, Coil with Blower | RA1430AJ1 |  | RCFN-H*3624 | 13 | 16 | Yes | Yes | 2015-02-09 |  | 2
FALSE | RA1318AJ1 | 4821 | 7507514 | RHEEM SALES COMPANY, INC. | RA1318AJ1 | AC | Split System: Air-Cooled Condensing Unit, Coil with Blower | RA1318AJ1 |  | RCFL-H*2617 | 12 | 14.5 | Yes | Yes | 2015-02-09 |  | 0
FALSE | RA1436AD1 | 4760 | 7491649 | RHEEM SALES COMPANY, INC. | RA1436AJ1 | AC | Split System: Air-Cooled Condensing Unit, Coil with Blower | RA1436AJ1 |  | RCFL-H*3617 | 12.5 | 15 | Yes | Yes | 2015-02-09 |  | 1
FALSE | RA1330AJ1 | 4823 | 7508083 | RHEEM SALES COMPANY, INC. | RA1330AJ1 | AC | Split System: Air-Cooled Condensing Unit, Coil with Blower | RA1330AJ1 |  | RCFL-H*3824 | 12 | 14.5 | Yes | Yes | 2015-02-09 |  | 0
FALSE | RA1636AJ1 | 4917 | 7941679 | RHEEM SALES COMPANY, INC. | RA1636AC1 | AC | Split System: Air-Cooled Condensing Unit, Coil with Blower | RA1636AC1 |  | RCFL-H*3824 | 13 | 15.5 | Yes | Yes | 2015-02-09 |  | 1
FALSE | RA1448AD1 | 4762 | 7492359 | RHEEM SALES COMPANY, INC. | RA1448AC1 | AC | Split System: Air-Cooled Condensing Unit, Coil with Blower | RA1448AC1 |  | RH1T4821STAN | 12.5 | 15 | Yes | Yes | 2015-02-09 |  | 1
FALSE | RA1318AJ1 | 4821 | 7507415 | RHEEM SALES COMPANY, INC. | RA1318AJ1 | AC | Split System: Air-Cooled Condensing Unit, Coil with Blower | RA1318AJ1 |  | RCF2417HTAM | 12 | 14.5 | Yes | Yes | 2015-02-09 |  | 0
FALSE | RA1630AJ1 | 4916 | 7940949 | RHEEM SALES COMPANY, INC. | RA1630AJ1 | AC | Split System: Air-Cooled Condensing Unit, Coil with Blower | RA1630AJ1 |  | RCF3621MTAM | 13 | 16 | Yes | Yes | 2015-02-09 |  | 2
FALSE | RA1648AJ1 | 4919 | 7943366 | RHEEM SALES COMPANY, INC. | RA1648AJ1 | AC | Split System: Air-Cooled Condensing Unit, Coil with Blower | RA1648AJ1 |  | RCFL-H*4821 | 12.5 | 15.1 | Yes | Yes | 2015-02-09 |  | 1
FALSE | RA1430AJ1 | 4759 | 7491074 | RHEEM SALES COMPANY, INC. | RA1430AJ1 | AC | Split System: Air-Cooled Condensing Unit, Coil with Blower | RA1430AJ1 |  | RCF3624MTAM | 13 | 16 | Yes | Yes | 2015-02-09 |  | 2
FALSE | RA1436AD1 | 4760 | 7600089 | RHEEM SALES COMPANY, INC. | RA1436AD1 | AC | Split System: Air-Cooled Condensing Unit, Coil with Blower | RA1436AD1 |  | RCFL-H*3824 | 13 | 15.5 | Yes | Yes | 2015-02-09 |  | 1
FALSE | RA1618AJ1 | 4914 | 7940564 | RHEEM SALES COMPANY, INC. | RA1618AJ1 | AC | Split System: Air-Cooled Condensing Unit, Coil with Blower | RA1618AJ1 |  | RH1P1817STAN | 12.5 | 15 | Yes | Yes | 2015-02-09 |  | 1
FALSE | RA1330AJ1 | 4823 | 7508181 | RHEEM SALES COMPANY, INC. | RA1330AJ1 | AC | Split System: Air-Cooled Condensing Unit, Coil with Blower | RA1330AJ1 |  | RH1V3621MTAN | 12.5 | 15 | Yes | Yes | 2015-02-09 |  | 1
FALSE | RA1430AJ1 | 4759 | 7491167 | RHEEM SALES COMPANY, INC. | RA1430AJ1 | AC | Split System: Air-Cooled Condensing Unit, Coil with Blower | RA1430AJ1 |  | RCFL-H*3821 | 13 | 16 | Yes | Yes | 2015-02-09 |  | 2
FALSE | RA1448AD1 | 4762 | 7600776 | RHEEM SALES COMPANY, INC. | RA1448AD1 | AC | Split System: Air-Cooled Condensing Unit, Coil with Blower | RA1448AD1 |  | RCFN-H*4824 | 12.5 | 15.1 | Yes | Yes | 2015-02-09 |  | 1
FALSE | RA1630AJ1 | 4916 | 7941150 | RHEEM SALES COMPANY, INC. | RA1630AJ1 | AC | Split System: Air-Cooled Condensing Unit, Coil with Blower | RA1630AJ1 |  | RCFL-H*3621 | 13 | 16 | Yes | Yes | 2015-02-09 |  | 2
FALSE | RA1618AJ1 | 4914 | 7940342 | RHEEM SALES COMPANY, INC. | RA1618AJ1 | AC | Split System: Air-Cooled Condensing Unit, Coil with Blower | RA1618AJ1 |  | RCF2417STAM | 13 | 16 | Yes | Yes | 2015-02-09 |  | 2
FALSE | RA1430AJ1 | 4759 | 7491059 | RHEEM SALES COMPANY, INC. | RA1430AJ1 | AC | Split System: Air-Cooled Condensing Unit, Coil with Blower | RA1430AJ1 |  | RCF3624HTAM | 13 | 16 | Yes | Yes | 2015-02-09 |  | 2
FALSE | RA1448AD1 | 4762 | 7945154 | RHEEM SALES COMPANY, INC. | RA1448AD1 | AC | Split System: Air-Cooled Condensing Unit, Coil with Blower | RA1448AD1 |  | RCF4824HTAM | 12.5 | 15 | Yes | Yes | 2015-02-09 |  | 1
FALSE | RA1336AD1 | 4824 | 7508666 | RHEEM SALES COMPANY, INC. | RA1336AJ1 | AC | Split System: Air-Cooled Condensing Unit, Coil with Blower | RA1336AJ1 |  | RCF3624MTAM | 12 | 14.5 | Yes | Yes | 2015-02-09 |  | 0
FALSE | RA1642AJ1 | 4918 | 7942692 | RHEEM SALES COMPANY, INC. | RA1642AJ1 | AC | Split System: Air-Cooled Condensing Unit, Coil with Blower | RA1642AJ1 |  | RCFL-H*4821 | 12.5 | 15 | Yes | Yes | 2015-02-09 |  | 1
FALSE | RA1624AJ1 | 4915 | 7940805 | RHEEM SALES COMPANY, INC. | RA1624AJ1 | AC | Split System: Air-Cooled Condensing Unit, Coil Alone | RA1624AJ1 |  | RCFL-H*2621+RXMD-C04 | 12.2 | 14.5 | Yes | Yes | 2015-02-09 |  | 0
FALSE | RA1448AD1 | 4762 | 7601547 | RHEEM SALES COMPANY, INC. | RA1448AD1 | AC | Split System: Air-Cooled Condensing Unit, Coil with Blower | RA1448AD1 |  | RCF4824STAM | 12 | 14.5 | Yes | Yes | 2015-02-09 |  | 0
FALSE | RA1436AD1 | 4760 | 7600037 | RHEEM SALES COMPANY, INC. | RA1436AD1 | AC | Split System: Air-Cooled Condensing Unit, Coil with Blower | RA1436AD1 |  | RCFL-H*3821 | 13 | 16 | Yes | Yes | 2015-02-09 |  | 2
FALSE | RA1418AJ1 | 4757 | 7490716 | RHEEM SALES COMPANY, INC. | RA1418AJ1 | AC | Split System: Air-Cooled Condensing Unit, Coil with Blower | RA1418AJ1 |  | RCQD-2417 | 13 | 16 | Yes | Yes | 2015-02-09 |  | 2
FALSE | RA1642AJ1 | 4918 | 7942715 | RHEEM SALES COMPANY, INC. | RA1642AJ1 | AC | Split System: Air-Cooled Condensing Unit, Coil with Blower | RA1642AJ1 |  | RCFL-H*4821 | 13 | 15.5 | Yes | Yes | 2015-02-09 |  | 1
FALSE | RA1436AD1 | 4760 | 7491704 | RHEEM SALES COMPANY, INC. | RA1436AJ1 | AC | Split System: Air-Cooled Condensing Unit, Coil with Blower | RA1436AJ1 |  | RCFL-H*3821 | 12 | 14.5 | Yes | Yes | 2015-02-09 |  | 0
FALSE | RA1418AJ1 | 4757 | 7493625 | RHEEM SALES COMPANY, INC. | RA1418AJ1 | AC | Split System: Air-Cooled Condensing Unit, Coil with Blower | RA1418AJ1 |  | RHML-HM2421 | 13 | 15.5 | Yes | Yes | 2015-02-09 |  | 1
FALSE | RA1636AJ1 | 4917 | 7942154 | RHEEM SALES COMPANY, INC. | RA1636AJ1 | AC | Split System: Air-Cooled Condensing Unit, Coil with Blower | RA1636AJ1 |  | RCQD-3621 | 13 | 16 | Yes | Yes | 2015-02-09 |  | 2
FALSE | RA1636AJ1 | 4917 | 7941983 | RHEEM SALES COMPANY, INC. | RA1636AJ1 | AC | Split System: Air-Cooled Condensing Unit, Coil with Blower | RA1636AJ1 |  | RCFL-H*3617 | 12.5 | 15.1 | Yes | Yes | 2015-02-09 |  | 1
FALSE | RA1648AJ1 | 4919 | 7943149 | RHEEM SALES COMPANY, INC. | RA1648AC1 | AC | Split System: Air-Cooled Condensing Unit, Coil with Blower | RA1648AC1 |  | RCQD-4821 | 13 | 15.5 | Yes | Yes | 2015-02-09 |  | 1
FALSE | RA1624AJ1 | 4915 | 7940745 | RHEEM SALES COMPANY, INC. | RA1624AJ1 | AC | Split System: Air-Cooled Condensing Unit, Coil with Blower | RA1624AJ1 |  | RCFL-H*2617 | 13 | 16 | Yes | Yes | 2015-02-09 |  | 2
FALSE | RA1636AJ1 | 4917 | 7942081 | RHEEM SALES COMPANY, INC. | RA1636AJ1 | AC | Split System: Air-Cooled Condensing Unit, Coil with Blower | RA1636AJ1 |  | RCFL-H*3821 | 13 | 16 | Yes | Yes | 2015-02-09 |  | 2
FALSE | RA1436AD1 | 4760 | 7501031 | RHEEM SALES COMPANY, INC. | RA1436AC1 | AC | Split System: Air-Cooled Condensing Unit, Coil with Blower | RA1436AC1 |  | RCF3624MTAM | 13 | 16 | Yes | Yes | 2015-02-09 |  | 2
FALSE | RA1448AD1 | 4762 | 7492325 | RHEEM SALES COMPANY, INC. | RA1448AC1 | AC | Split System: Air-Cooled Condensing Unit, Coil with Blower | RA1448AC1 |  | RCQD-4821 | 12 | 14.5 | Yes | Yes | 2015-02-09 |  | 0
FALSE | RA1336AD1 | 4824 | 7508684 | RHEEM SALES COMPANY, INC. | RA1336AJ1 | AC | Split System: Air-Cooled Condensing Unit, Coil with Blower | RA1336AJ1 |  | RCF3624MTAM | 12 | 14.5 | Yes | Yes | 2015-02-09 |  | 0
FALSE | RA1436AD1 | 4760 | 7600122 | RHEEM SALES COMPANY, INC. | RA1436AD1 | AC | Split System: Air-Cooled Condensing Unit, Coil with Blower | RA1436AD1 |  | RCQD-3621 | 13 | 15.5 | Yes | Yes | 2015-02-09 |  | 1
FALSE | RA1648AJ1 | 4919 | 7943077 | RHEEM SALES COMPANY, INC. | RA1648AC1 | AC | Split System: Air-Cooled Condensing Unit, Coil with Blower | RA1648AC1 |  | RCFL-H*4824 | 12.5 | 15.1 | Yes | Yes | 2015-02-09 |  | 1
FALSE | RA1648AJ1 | 4919 | 7943373 | RHEEM SALES COMPANY, INC. | RA1648AJ1 | AC | Split System: Air-Cooled Condensing Unit, Coil with Blower | RA1648AJ1 |  | RCFL-H*4821 | 13 | 15.5 | Yes | Yes | 2015-02-09 |  | 1
FALSE | RA1660AC1 | 4920 | 7943786 | RHEEM SALES COMPANY, INC. | RA1660AC1 | AC | Split System: Air-Cooled Condensing Unit, Coil with Blower | RA1660AC1 |  | RCF6024HTAM | 12.5 | 15.1 | Yes | Yes | 2015-02-09 |  | 1
FALSE | RA1642AJ1 | 4918 | 7942608 | RHEEM SALES COMPANY, INC. | RA1642AJ1 | AC | Split System: Air-Cooled Condensing Unit, Coil with Blower | RA1642AJ1 |  | RCF4824HTAM | 13 | 16 | Yes | Yes | 2015-02-09 |  | 2
FALSE | RA1330AJ1 | 4823 | 7508025 | RHEEM SALES COMPANY, INC. | RA1330AJ1 | AC | Split System: Air-Cooled Condensing Unit, Coil with Blower | RA1330AJ1 |  | RCFL-H*3621 | 12 | 14.5 | Yes | Yes | 2015-02-09 |  | 0
FALSE | RA1448AD1 | 4762 | 7600668 | RHEEM SALES COMPANY, INC. | RA1448AD1 | AC | Split System: Air-Cooled Condensing Unit, Coil with Blower | RA1448AD1 |  | RCF4824STAM | 12 | 14.5 | Yes | Yes | 2015-02-09 |  | 0
FALSE | RA1648AJ1 | 4919 | 7944260 | RHEEM SALES COMPANY, INC. | RA1648AJ1 | AC | Split System: Air-Cooled Condensing Unit, Coil with Blower | RA1648AJ1 |  | RCF4824HTAM | 13 | 16 | Yes | Yes | 2015-02-09 |  | 2
FALSE | RA1636AJ1 | 4917 | 7941539 | RHEEM SALES COMPANY, INC. | RA1636AC1 | AC | Split System: Air-Cooled Condensing Unit, Coil with Blower | RA1636AC1 |  | RCFL-H*3617 | 12.5 | 15 | Yes | Yes | 2015-02-09 |  | 1
FALSE | RA1418AJ1 | 4757 | 7490722 | RHEEM SALES COMPANY, INC. | RA1418AJ1 | AC | Split System: Air-Cooled Condensing Unit, Coil with Blower | RA1418AJ1 |  | RCQD-2417 | 13 | 16 | Yes | Yes | 2015-02-09 |  | 2
FALSE | RA1660AC1 | 4920 | 7943594 | RHEEM SALES COMPANY, INC. | RA1660AJ1 | AC | Split System: Air-Cooled Condensing Unit, Coil with Blower | RA1660AJ1 |  | RCF6024STAM | 12.5 | 15.1 | Yes | Yes | 2015-02-09 |  | 1
FALSE | RA1448AD1 | 4762 | 7600903 | RHEEM SALES COMPANY, INC. | RA1448AJ1 | AC | Split System: Air-Cooled Condensing Unit, Coil with Blower | RA1448AJ1 |  | RCQD-4824 | 12.5 | 15.1 | Yes | Yes | 2015-02-09 |  | 1
FALSE | RA1648AJ1 | 4919 | 7943406 | RHEEM SALES COMPANY, INC. | RA1648AJ1 | AC | Split System: Air-Cooled Condensing Unit, Coil with Blower | RA1648AJ1 |  | RCFL-H*4824 | 12.5 | 15.1 | Yes | Yes | 2015-02-09 |  | 1
FALSE | RA1342AD1 | 4827 | 7982641 | RHEEM SALES COMPANY, INC. | RA1342AJ1 | AC | Split System: Air-Cooled Condensing Unit, Coil with Blower | RA1342AJ1 |  | RCFN-H*4824 | 12 | 14.5 | Yes | Yes | 2015-02-09 |  | 0
FALSE | RA1660AC1 | 4920 | 7943640 | RHEEM SALES COMPANY, INC. | RA1660AJ1 | AC | Split System: Air-Cooled Condensing Unit, Coil with Blower | RA1660AJ1 |  | RCFL-H*6024 | 13 | 16 | Yes | Yes | 2015-02-09 |  | 2
FALSE | RA1636AJ1 | 4917 | 7944129 | RHEEM SALES COMPANY, INC. | RA1636AC1 | AC | Split System: Air-Cooled Condensing Unit, Coil with Blower | RA1636AC1 |  | RCF3624MTAM | 13 | 16 | Yes | Yes | 2015-02-09 |  | 2
FALSE | RA1642AJ1 | 4918 | 7942508 | RHEEM SALES COMPANY, INC. | RA1642AC1 | AC | Split System: Air-Cooled Condensing Unit, Coil with Blower | RA1642AC1 |  | RCQD-4821 | 13 | 15.5 | Yes | Yes | 2015-02-09 |  | 1
FALSE | RA1436AD1 | 4760 | 7600075 | RHEEM SALES COMPANY, INC. | RA1436AD1 | AC | Split System: Air-Cooled Condensing Unit, Coil with Blower | RA1436AD1 |  | RCFL-H*3824 | 13 | 15.5 | Yes | Yes | 2015-02-09 |  | 1
FALSE | RA1336AD1 | 4824 | 7508682 | RHEEM SALES COMPANY, INC. | RA1336AJ1 | AC | Split System: Air-Cooled Condensing Unit, Coil with Blower | RA1336AJ1 |  | RCF3624MTAM | 12 | 14.5 | Yes | Yes | 2015-02-09 |  | 0
FALSE | RA1648AJ1 | 4919 | 7943053 | RHEEM SALES COMPANY, INC. | RA1648AC1 | AC | Split System: Air-Cooled Condensing Unit, Coil with Blower | RA1648AC1 |  | RCFL-H*4821 | 13 | 15.5 | Yes | Yes | 2015-02-09 |  | 1
FALSE | RA1436AD1 | 4760 | 7599680 | RHEEM SALES COMPANY, INC. | RA1436AC1 | AC | Split System: Air-Cooled Condensing Unit, Coil with Blower | RA1436AC1 |  | RCF3621MTAM | 13 | 16 | Yes | Yes | 2015-02-09 |  | 2
FALSE | RA1430AJ1 | 4759 | 7490973 | RHEEM SALES COMPANY, INC. | RA1430AJ1 | AC | Split System: Air-Cooled Condensing Unit, Coil with Blower | RA1430AJ1 |  | RCF3617STAM | 12.5 | 15.1 | Yes | Yes | 2015-02-09 |  | 1
FALSE | RA1330AJ1 | 4823 | 7507928 | RHEEM SALES COMPANY, INC. | RA1330AJ1 | AC | Split System: Air-Cooled Condensing Unit, Coil with Blower | RA1330AJ1 |  | RCF3624HTAM | 13 | 15.5 | Yes | Yes | 2015-02-09 |  | 1
FALSE | RA1330AJ1 | 4823 | 7507967 | RHEEM SALES COMPANY, INC. | RA1330AJ1 | AC | Split System: Air-Cooled Condensing Unit, Coil with Blower | RA1330AJ1 |  | RCF3624MTAM | 12 | 14.5 | Yes | Yes | 2015-02-09 |  | 0
FALSE | RA1636AJ1 | 4917 | 7941883 | RHEEM SALES COMPANY, INC. | RA1636AJ1 | AC | Split System: Air-Cooled Condensing Unit, Coil with Blower | RA1636AJ1 |  | RCF3621STAM | 12.5 | 15.1 | Yes | Yes | 2015-02-09 |  | 1
FALSE | RA1442AD1 | 4761 | 7600541 | RHEEM SALES COMPANY, INC. | RA1442AJ1 | AC | Split System: Air-Cooled Condensing Unit, Coil with Blower | RA1442AJ1 |  | RCFL-H*4821 | 12 | 14.5 | Yes | Yes | 2015-02-09 |  | 0
FALSE | RA1636AJ1 | 4917 | 7941833 | RHEEM SALES COMPANY, INC. | RA1636AJ1 | AC | Split System: Air-Cooled Condensing Unit, Coil with Blower | RA1636AJ1 |  | RCF3621MTAM | 13 | 16 | Yes | Yes | 2015-02-09 |  | 2
FALSE | RA1342AD1 | 4827 | 7982593 | RHEEM SALES COMPANY, INC. | RA1342AJ1 | AC | Split System: Air-Cooled Condensing Unit, Coil with Blower | RA1342AJ1 |  | RCF4824HTAM | 12 | 14.5 | Yes | Yes | 2015-02-09 |  | 0
FALSE | RA1418AJ1 | 4757 | 7490527 | RHEEM SALES COMPANY, INC. | RA1418AJ1 | AC | Split System: Air-Cooled Condensing Unit, Coil with Blower | RA1418AJ1 |  | RCF2417HTAM | 13 | 16 | Yes | Yes | 2015-02-09 |  | 2
FALSE | RA1636AJ1 | 4917 | 7941577 | RHEEM SALES COMPANY, INC. | RA1636AC1 | AC | Split System: Air-Cooled Condensing Unit, Coil with Blower | RA1636AC1 |  | RCFL-H*3621 | 12.5 | 15 | Yes | Yes | 2015-02-09 |  | 1
FALSE | RA1460AD1 | 4763 | 7601010 | RHEEM SALES COMPANY, INC. | RA1460AD1 | AC | Split System: Air-Cooled Condensing Unit, Coil with Blower | RA1460AD1 |  | RCFN-H*6024 | 12 | 14.5 | Yes | Yes | 2015-02-09 |  | 0
FALSE | RA1442AD1 | 4761 | 7491891 | RHEEM SALES COMPANY, INC. | RA1442AC1 | AC | Split System: Air-Cooled Condensing Unit, Coil with Blower | RA1442AC1 |  | RCF4824STAM | 12 | 14.5 | Yes | Yes | 2015-02-09 |  | 0
FALSE | RA1636AJ1 | 4917 | 7941600 | RHEEM SALES COMPANY, INC. | RA1636AC1 | AC | Split System: Air-Cooled Condensing Unit, Coil with Blower | RA1636AC1 |  | RCFL-H*3621 | 13 | 15.5 | Yes | Yes | 2015-02-09 |  | 1
FALSE | RA1436AD1 | 4760 | 7945025 | RHEEM SALES COMPANY, INC. | RA1436AD1 | AC | Split System: Air-Cooled Condensing Unit, Coil with Blower | RA1436AD1 |  | RCF3621MTAM | 13 | 16 | Yes | Yes | 2015-02-09 |  | 2
FALSE | RA1636AJ1 | 4917 | 7942070 | RHEEM SALES COMPANY, INC. | RA1636AJ1 | AC | Split System: Air-Cooled Condensing Unit, Coil with Blower | RA1636AJ1 |  | RCFL-H*3821 | 12.5 | 15.1 | Yes | Yes | 2015-02-09 |  | 1
FALSE | RA1648AJ1 | 4919 | 7943420 | RHEEM SALES COMPANY, INC. | RA1648AJ1 | AC | Split System: Air-Cooled Condensing Unit, Coil with Blower | RA1648AJ1 |  | RCFL-H*4824 | 12.5 | 15.1 | Yes | Yes | 2015-02-09 |  | 1
FALSE | RA1636AJ1 | 4917 | 7941597 | RHEEM SALES COMPANY, INC. | RA1636AC1 | AC | Split System: Air-Cooled Condensing Unit, Coil with Blower | RA1636AC1 |  | RCFL-H*3621 | 13 | 15.5 | Yes | Yes | 2015-02-09 |  | 1
FALSE | RA1336AD1 | 4824 | 7508225 | RHEEM SALES COMPANY, INC. | RA1336AC1 | AC | Split System: Air-Cooled Condensing Unit, Coil with Blower | RA1336AC1 |  | RCF3621MTAM | 12 | 14.5 | Yes | Yes | 2015-02-09 |  | 0
FALSE | RA1642AJ1 | 4918 | 7942435 | RHEEM SALES COMPANY, INC. | RA1642AC1 | AC | Split System: Air-Cooled Condensing Unit, Coil with Blower | RA1642AC1 |  | RCFL-H*4824 | 13 | 15.5 | Yes | Yes | 2015-02-09 |  | 1
FALSE | RA1642AJ1 | 4918 | 7942827 | RHEEM SALES COMPANY, INC. | RA1642AJ1 | AC | Split System: Air-Cooled Condensing Unit, Coil with Blower | RA1642AJ1 |  | RCQD-4821 | 12.5 | 15.1 | Yes | Yes | 2015-02-09 |  | 1
FALSE | RA1436AD1 | 4760 | 7600202 | RHEEM SALES COMPANY, INC. | RA1436AJ1 | AC | Split System: Air-Cooled Condensing Unit, Coil with Blower | RA1436AJ1 |  | RCF3624MTAM | 13 | 16 | Yes | Yes | 2015-02-09 |  | 2
FALSE | RA1624AJ1 | 4915 | 7940754 | RHEEM SALES COMPANY, INC. | RA1624AJ1 | AC | Split System: Air-Cooled Condensing Unit, Coil with Blower | RA1624AJ1 |  | RCFL-H*2617 | 13 | 16 | Yes | Yes | 2015-02-09 |  | 2
FALSE | RA1636AJ1 | 4917 | 7941921 | RHEEM SALES COMPANY, INC. | RA1636AJ1 | AC | Split System: Air-Cooled Condensing Unit, Coil with Blower | RA1636AJ1 |  | RCF3624HTAM | 13 | 16 | Yes | Yes | 2015-02-09 |  | 2
FALSE | RA1642AJ1 | 4918 | 7942796 | RHEEM SALES COMPANY, INC. | RA1642AJ1 | AC | Split System: Air-Cooled Condensing Unit, Coil with Blower | RA1642AJ1 |  | RCFN-H*4824 | 13 | 16 | Yes | Yes | 2015-02-09 |  | 2
FALSE | RA1436AD1 | 4760 | 7491258 | RHEEM SALES COMPANY, INC. | RA1436AC1 | AC | Split System: Air-Cooled Condensing Unit, Coil with Blower | RA1436AC1 |  | RCF3621MTAM | 13 | 15.5 | Yes | Yes | 2015-02-09 |  | 1
FALSE | RA1642AJ1 | 4918 | 7942389 | RHEEM SALES COMPANY, INC. | RA1642AC1 | AC | Split System: Air-Cooled Condensing Unit, Coil with Blower | RA1642AC1 |  | RCFL-H*4821 | 12.5 | 15.1 | Yes | Yes | 2015-02-09 |  | 1
FALSE | RA1318AJ1 | 4821 | 7507529 | RHEEM SALES COMPANY, INC. | RA1318AJ1 | AC | Split System: Air-Cooled Condensing Unit, Coil with Blower | RA1318AJ1 |  | RCFL-H*2621 | 12 | 14.5 | Yes | Yes | 2015-02-09 |  | 0
FALSE | RA1342AD1 | 4827 | 7511987 | RHEEM SALES COMPANY, INC. | RA1342AJ1 | AC | Split System: Air-Cooled Condensing Unit, Coil with Blower | RA1342AJ1 |  | RCFN-H*4824 | 12 | 14.5 | Yes | Yes | 2015-02-09 |  | 0
FALSE | RA1418AJ1 | 4757 | 7490593 | RHEEM SALES COMPANY, INC. | RA1418AJ1 | AC | Split System: Air-Cooled Condensing Unit, Coil with Blower | RA1418AJ1 |  | RCF2421MTAM | 13 | 16 | Yes | Yes | 2015-02-09 |  | 2
FALSE | RA1436AD1 | 4760 | 7600071 | RHEEM SALES COMPANY, INC. | RA1436AD1 | AC | Split System: Air-Cooled Condensing Unit, Coil with Blower | RA1436AD1 |  | RCFL-H*3824 | 13 | 15.5 | Yes | Yes | 2015-02-09 |  | 1
FALSE | RA1430AJ1 | 4759 | 7599654 | RHEEM SALES COMPANY, INC. | RA1430AJ1 | AC | Split System: Air-Cooled Condensing Unit, Coil with Blower | RA1430AJ1 |  | RCFL-H*3821 | 13 | 15.5 | Yes | Yes | 2015-02-09 |  | 1
FALSE | RA1330AJ1 | 4823 | 7508072 | RHEEM SALES COMPANY, INC. | RA1330AJ1 | AC | Split System: Air-Cooled Condensing Unit, Coil with Blower | RA1330AJ1 |  | RCFL-H*3824 | 12 | 14.5 | Yes | Yes | 2015-02-09 |  | 0
FALSE | RA1436AD1 | 4760 | 7599936 | RHEEM SALES COMPANY, INC. | RA1436AD1 | AC | Split System: Air-Cooled Condensing Unit, Coil with Blower | RA1436AD1 |  | RCFL-H*3617 | 12 | 14.5 | Yes | Yes | 2015-02-09 |  | 0
FALSE | RA1660AC1 | 4920 | 7943928 | RHEEM SALES COMPANY, INC. | RA1660AC1 | AC | Split System: Air-Cooled Condensing Unit, Coil with Blower | RA1660AC1 |  | RCQD-6024 | 12.5 | 15.1 | Yes | Yes | 2015-02-09 |  | 1
FALSE | RA1436AD1 | 4760 | 7945070 | RHEEM SALES COMPANY, INC. | RA1436AJ1 | AC | Split System: Air-Cooled Condensing Unit, Coil with Blower | RA1436AJ1 |  | RCF3624HTAM | 13 | 16 | Yes | Yes | 2015-02-09 |  | 2
FALSE | RA1430AJ1 | 4759 | 7501010 | RHEEM SALES COMPANY, INC. | RA1430AJ1 | AC | Split System: Air-Cooled Condensing Unit, Coil with Blower | RA1430AJ1 |  | RCFN-H*3624 | 13 | 16 | Yes | Yes | 2015-02-09 |  | 2
FALSE | RA1424AJ1 | 4758 | 7490787 | RHEEM SALES COMPANY, INC. | RA1424AJ1 | AC | Split System: Air-Cooled Condensing Unit, Coil with Blower | RA1424AJ1 |  | RCF2421HTAM | 12.5 | 15.1 | Yes | Yes | 2015-02-09 |  | 1
FALSE | RA1436AD1 | 4760 | 7945024 | RHEEM SALES COMPANY, INC. | RA1436AD1 | AC | Split System: Air-Cooled Condensing Unit, Coil with Blower | RA1436AD1 |  | RCF3621MTAM | 13 | 15.5 | Yes | Yes | 2015-02-09 |  | 1
FALSE | RA1624AJ1 | 4915 | 7940648 | RHEEM SALES COMPANY, INC. | RA1624AJ1 | AC | Split System: Air-Cooled Condensing Unit, Coil with Blower | RA1624AJ1 |  | RCF2421HTAM | 13 | 16 | Yes | Yes | 2015-02-09 |  | 2
FALSE | RA1436AD1 | 4760 | 7600218 | RHEEM SALES COMPANY, INC. | RA1436AJ1 | AC | Split System: Air-Cooled Condensing Unit, Coil with Blower | RA1436AJ1 |  | RCFL-H*3821 | 13 | 16 | Yes | Yes | 2015-02-09 |  | 2
FALSE | RA1636AJ1 | 4917 | 7941431 | RHEEM SALES COMPANY, INC. | RA1636AC1 | AC | Split System: Air-Cooled Condensing Unit, Coil with Blower | RA1636AC1 |  | RCF3621STAM | 12.5 | 15 | Yes | Yes | 2015-02-09 |  | 1
FALSE | RA1642AJ1 | 4918 | 7942795 | RHEEM SALES COMPANY, INC. | RA1642AJ1 | AC | Split System: Air-Cooled Condensing Unit, Coil with Blower | RA1642AJ1 |  | RCFN-H*4824 | 13 | 16 | Yes | Yes | 2015-02-09 |  | 2
FALSE | RA1442AD1 | 4761 | 7492141 | RHEEM SALES COMPANY, INC. | RA1442AJ1 | AC | Split System: Air-Cooled Condensing Unit, Coil with Blower | RA1442AJ1 |  | RCFN-H*4824 | 13 | 15.5 | Yes | Yes | 2015-02-09 |  | 1
FALSE | RA1330AJ1 | 4823 | 7982349 | RHEEM SALES COMPANY, INC. | RA1330AJ1 | AC | Split System: Air-Cooled Condensing Unit, Coil with Blower | RA1330AJ1 |  | RCFL-H*3821 | 12 | 14.5 | Yes | Yes | 2015-02-09 |  | 0
FALSE | RA1436AD1 | 4760 | 7491542 | RHEEM SALES COMPANY, INC. | RA1436AJ1 | AC | Split System: Air-Cooled Condensing Unit, Coil with Blower | RA1436AJ1 |  | RCF3617STAM | 12 | 14.5 | Yes | Yes | 2015-02-09 |  | 0
FALSE | RA1330AJ1 | 4823 | 7508087 | RHEEM SALES COMPANY, INC. | RA1330AJ1 | AC | Split System: Air-Cooled Condensing Unit, Coil with Blower | RA1330AJ1 |  | RCFL-H*3824 | 12 | 14.5 | Yes | Yes | 2015-02-09 |  | 0
FALSE | RA1636AJ1 | 4917 | 7941413 | RHEEM SALES COMPANY, INC. | RA1636AC1 | AC | Split System: Air-Cooled Condensing Unit, Coil with Blower | RA1636AC1 |  | RCF3621MTAM | 13 | 15.5 | Yes | Yes | 2015-02-09 |  | 1
FALSE | RA1630AJ1 | 4916 | 7941048 | RHEEM SALES COMPANY, INC. | RA1630AJ1 | AC | Split System: Air-Cooled Condensing Unit, Coil with Blower | RA1630AJ1 |  | RCF3624HTAM | 13 | 16 | Yes | Yes | 2015-02-09 |  | 2
FALSE | RA1436AD1 | 4760 | 7599858 | RHEEM SALES COMPANY, INC. | RA1436AD1 | AC | Split System: Air-Cooled Condensing Unit, Coil with Blower | RA1436AD1 |  | RCF3624HTAM | 13 | 16 | Yes | Yes | 2015-02-09 |  | 2
FALSE | RA1642AJ1 | 4918 | 7942685 | RHEEM SALES COMPANY, INC. | RA1642AJ1 | AC | Split System: Air-Cooled Condensing Unit, Coil with Blower | RA1642AJ1 |  | RCFL-H*4821 | 13 | 15.5 | Yes | Yes | 2015-02-09 |  | 1
FALSE | RA1336AD1 | 4824 | 7508587 | RHEEM SALES COMPANY, INC. | RA1336AJ1 | AC | Split System: Air-Cooled Condensing Unit, Coil with Blower | RA1336AJ1 |  | RCF3621MTAM | 12 | 14.5 | Yes | Yes | 2015-02-09 |  | 0
FALSE | RA1424AJ1 | 4758 | 7490779 | RHEEM SALES COMPANY, INC. | RA1424AJ1 | AC | Split System: Air-Cooled Condensing Unit, Coil with Blower | RA1424AJ1 |  | RCF2417STAM | 13 | 15.5 | Yes | Yes | 2015-02-09 |  | 1
FALSE | RA1648AJ1 | 4919 | 7942914 | RHEEM SALES COMPANY, INC. | RA1648AC1 | AC | Split System: Air-Cooled Condensing Unit, Coil with Blower | RA1648AC1 |  | RCF4821STAM | 13 | 15.5 | Yes | Yes | 2015-02-09 |  | 1
FALSE | RA1636AJ1 | 4917 | 7944098 | RHEEM SALES COMPANY, INC. | RA1636AC1 | AC | Split System: Air-Cooled Condensing Unit, Coil with Blower | RA1636AC1 |  | RCF3621MTAM | 13 | 16 | Yes | Yes | 2015-02-09 |  | 2
FALSE | RA1336AD1 | 4824 | 7982434 | RHEEM SALES COMPANY, INC. | RA1336AJ1 | AC | Split System: Air-Cooled Condensing Unit, Coil with Blower | RA1336AJ1 |  | RCF3621MTAM | 12 | 14.5 | Yes | Yes | 2015-02-09 |  | 0
FALSE | RA1636AJ1 | 4917 | 7944124 | RHEEM SALES COMPANY, INC. | RA1636AC1 | AC | Split System: Air-Cooled Condensing Unit, Coil with Blower | RA1636AC1 |  | RCF3624MTAM | 13 | 16 | Yes | Yes | 2015-02-09 |  | 2
FALSE | RA1436AD1 | 4760 | 7599767 | RHEEM SALES COMPANY, INC. | RA1436AD1 | AC | Split System: Air-Cooled Condensing Unit, Coil with Blower | RA1436AD1 |  | RCF3621MTAM | 13 | 16 | Yes | Yes | 2015-02-09 |  | 2
FALSE | RA1618AJ1 | 4914 | 7940448 | RHEEM SALES COMPANY, INC. | RA1618AJ1 | AC | Split System: Air-Cooled Condensing Unit, Coil with Blower | RA1618AJ1 |  | RCFL-H*2617 | 13 | 16 | Yes | Yes | 2015-02-09 |  | 2
FALSE | RA1630AJ1 | 4916 | 7940941 | RHEEM SALES COMPANY, INC. | RA1630AJ1 | AC | Split System: Air-Cooled Condensing Unit, Coil with Blower | RA1630AJ1 |  | RCF3621MTAM | 13 | 16 | Yes | Yes | 2015-02-09 |  | 2
FALSE | RA1636AJ1 | 4917 | 7941669 | RHEEM SALES COMPANY, INC. | RA1636AC1 | AC | Split System: Air-Cooled Condensing Unit, Coil with Blower | RA1636AC1 |  | RCFL-H*3824 | 13 | 16 | Yes | Yes | 2015-02-09 |  | 2
FALSE | RA1424AJ1 | 4758 | 7490803 | RHEEM SALES COMPANY, INC. | RA1424AJ1 | AC | Split System: Air-Cooled Condensing Unit, Coil with Blower | RA1424AJ1 |  | RCF2421HTAM | 13 | 15.5 | Yes | Yes | 2015-02-09 |  | 1
FALSE | RA1436AD1 | 4760 | 7491723 | RHEEM SALES COMPANY, INC. | RA1436AJ1 | AC | Split System: Air-Cooled Condensing Unit, Coil with Blower | RA1436AJ1 |  | RCFL-H*3821 | 13 | 16 | Yes | Yes | 2015-02-09 |  | 2
FALSE | RA1630AJ1 | 4916 | 7941325 | RHEEM SALES COMPANY, INC. | RA1630AJ1 | AC | Split System: Air-Cooled Condensing Unit, Coil with Blower | RA1630AJ1 |  | RCQD-3624 | 13 | 16 | Yes | Yes | 2015-02-09 |  | 2
FALSE | RA1436AD1 | 4760 | 7491748 | RHEEM SALES COMPANY, INC. | RA1436AJ1 | AC | Split System: Air-Cooled Condensing Unit, Coil with Blower | RA1436AJ1 |  | RCFL-H*3824 | 13 | 15.5 | Yes | Yes | 2015-02-09 |  | 1
FALSE | RA1430AJ1 | 4759 | 7599624 | RHEEM SALES COMPANY, INC. | RA1430AJ1 | AC | Split System: Air-Cooled Condensing Unit, Coil with Blower | RA1430AJ1 |  | RCF3621STAM | 13 | 15.5 | Yes | Yes | 2015-02-09 |  | 1
FALSE | RA1636AJ1 | 4917 | 7942209 | RHEEM SALES COMPANY, INC. | RA1636AJ1 | AC | Split System: Air-Cooled Condensing Unit, Coil with Blower | RA1636AJ1 |  | RH1V3617STAN | 13 | 15.5 | Yes | Yes | 2015-02-09 |  | 1
FALSE | RA1324AJ1 | 4822 | 7507713 | RHEEM SALES COMPANY, INC. | RA1324AJ1 | AC | Split System: Air-Cooled Condensing Unit, Coil with Blower | RA1324AJ1 |  | RCF2421MTAM | 12 | 14.5 | Yes | Yes | 2015-02-09 |  | 0
FALSE | RA1624AJ1 | 4915 | 7940888 | RHEEM SALES COMPANY, INC. | RA1624AJ1 | AC | Split System: Air-Cooled Condensing Unit, Coil Alone | RA1624AJ1 |  | RCQD-2417+RXMD-C04 | 12.2 | 14.5 | Yes | Yes | 2015-02-09 |  | 0
FALSE | RA1636AJ1 | 4917 | 7941380 | RHEEM SALES COMPANY, INC. | RA1636AC1 | AC | Split System: Air-Cooled Condensing Unit, Coil with Blower | RA1636AC1 |  | RCF3617STAM | 13 | 15.5 | Yes | Yes | 2015-02-09 |  | 1
FALSE | RA1648AJ1 | 4919 | 7943448 | RHEEM SALES COMPANY, INC. | RA1648AJ1 | AC | Split System: Air-Cooled Condensing Unit, Coil with Blower | RA1648AJ1 |  | RCFN-H*4824 | 13 | 16 | Yes | Yes | 2015-02-09 |  | 2
FALSE | RA1636AJ1 | 4917 | 7941690 | RHEEM SALES COMPANY, INC. | RA1636AC1 | AC | Split System: Air-Cooled Condensing Unit, Coil with Blower | RA1636AC1 |  | RCFL-H*3824 | 13 | 16 | Yes | Yes | 2015-02-09 |  | 2
FALSE | RA1424AJ1 | 4758 | 7490766 | RHEEM SALES COMPANY, INC. | RA1424AJ1 | AC | Split System: Air-Cooled Condensing Unit, Coil with Blower | RA1424AJ1 |  | RCF2417STAM | 12.5 | 15.1 | Yes | Yes | 2015-02-09 |  | 1
FALSE | RA1436AD1 | 4760 | 7491731 | RHEEM SALES COMPANY, INC. | RA1436AJ1 | AC | Split System: Air-Cooled Condensing Unit, Coil with Blower | RA1436AJ1 |  | RCFL-H*3824 | 13 | 15.5 | Yes | Yes | 2015-02-09 |  | 1
FALSE | RA1624AJ1 | 4915 | 7940577 | RHEEM SALES COMPANY, INC. | RA1624AJ1 | AC | Split System: Air-Cooled Condensing Unit, Coil with Blower | RA1624AJ1 |  | RCF2417HTAM | 13 | 16 | Yes | Yes | 2015-02-09 |  | 2
FALSE | RA1460AD1 | 4763 | 7600922 | RHEEM SALES COMPANY, INC. | RA1460AC1 | AC | Split System: Air-Cooled Condensing Unit, Coil with Blower | RA1460AC1 |  | RCFL-H*6024 | 12 | 14.5 | Yes | Yes | 2015-02-09 |  | 0
FALSE | RA1460AD1 | 4763 | 7600939 | RHEEM SALES COMPANY, INC. | RA1460AD1 | AC | Split System: Air-Cooled Condensing Unit, Coil with Blower | RA1460AD1 |  | RCF6024HTAM | 12 | 14.5 | Yes | Yes | 2015-02-09 |  | 0
FALSE | RA1648AJ1 | 4919 | 7944270 | RHEEM SALES COMPANY, INC. | RA1648AJ1 | AC | Split System: Air-Cooled Condensing Unit, Coil with Blower | RA1648AJ1 |  | RCF4824STAM | 13 | 15.5 | Yes | Yes | 2015-02-09 |  | 1
FALSE | RA1648AJ1 | 4919 | 7943339 | RHEEM SALES COMPANY, INC. | RA1648AJ1 | AC | Split System: Air-Cooled Condensing Unit, Coil with Blower | RA1648AJ1 |  | RCFL-H*4821 | 12.5 | 15.1 | Yes | Yes | 2015-02-09 |  | 1
FALSE | RA1336AD1 | 4824 | 7508294 | RHEEM SALES COMPANY, INC. | RA1336AC1 | AC | Split System: Air-Cooled Condensing Unit, Coil with Blower | RA1336AC1 |  | RCF3624HTAM | 12 | 14.5 | Yes | Yes | 2015-02-09 |  | 0
FALSE | RA1418AJ1 | 4757 | 7493664 | RHEEM SALES COMPANY, INC. | RA1418AJ1 | AC | Split System: Air-Cooled Condensing Unit, Coil with Blower | RA1418AJ1 |  | RHKL-HM2417 | 13 | 15.5 | Yes | Yes | 2015-02-09 |  | 1
FALSE | RA1436AD1 | 4760 | 7945009 | RHEEM SALES COMPANY, INC. | RA1436AC1 | AC | Split System: Air-Cooled Condensing Unit, Coil with Blower | RA1436AC1 |  | RCF3624HTAM | 13 | 16 | Yes | Yes | 2015-02-09 |  | 2
FALSE | RA1436AD1 | 4760 | 7491792 | RHEEM SALES COMPANY, INC. | RA1436AJ1 | AC | Split System: Air-Cooled Condensing Unit, Coil with Blower | RA1436AJ1 |  | RCQD-3624 | 13 | 16 | Yes | Yes | 2015-02-09 |  | 2
FALSE | RA1424AJ1 | 4758 | 7944954 | RHEEM SALES COMPANY, INC. | RA1424AJ1 | AC | Split System: Air-Cooled Condensing Unit, Coil with Blower | RA1424AJ1 |  | RCF2421MTAM | 13 | 15.5 | Yes | Yes | 2015-02-09 |  | 1
FALSE | RA1648AJ1 | 4919 | 7943319 | RHEEM SALES COMPANY, INC. | RA1648AJ1 | AC | Split System: Air-Cooled Condensing Unit, Coil with Blower | RA1648AJ1 |  | RCF4824STAM | 13 | 16 | Yes | Yes | 2015-02-09 |  | 2
FALSE | RA1436AD1 | 4760 | 7491567 | RHEEM SALES COMPANY, INC. | RA1436AJ1 | AC | Split System: Air-Cooled Condensing Unit, Coil with Blower | RA1436AJ1 |  | RCF3621MTAM | 13 | 15.5 | Yes | Yes | 2015-02-09 |  | 1
FALSE | RA1318AJ1 | 4821 | 7507428 | RHEEM SALES COMPANY, INC. | RA1318AJ1 | AC | Split System: Air-Cooled Condensing Unit, Coil with Blower | RA1318AJ1 |  | RCF2417MTAM | 12 | 14.5 | Yes | Yes | 2015-02-09 |  | 0
FALSE | RA1436AD1 | 4760 | 7491774 | RHEEM SALES COMPANY, INC. | RA1436AJ1 | AC | Split System: Air-Cooled Condensing Unit, Coil with Blower | RA1436AJ1 |  | RCQD-3621 | 13 | 16 | Yes | Yes | 2015-02-09 |  | 2
FALSE | RA1436AD1 | 4760 | 7491793 | RHEEM SALES COMPANY, INC. | RA1436AJ1 | AC | Split System: Air-Cooled Condensing Unit, Coil with Blower | RA1436AJ1 |  | RCQD-3624 | 13 | 16 | Yes | Yes | 2015-02-09 |  | 2
FALSE | RA1430AJ1 | 4759 | 7491077 | RHEEM SALES COMPANY, INC. | RA1430AJ1 | AC | Split System: Air-Cooled Condensing Unit, Coil with Blower | RA1430AJ1 |  | RCF3624MTAM | 13 | 15.5 | Yes | Yes | 2015-02-09 |  | 1
FALSE | RA1430AJ1 | 4759 | 7491152 | RHEEM SALES COMPANY, INC. | RA1430AJ1 | AC | Split System: Air-Cooled Condensing Unit, Coil with Blower | RA1430AJ1 |  | RCFL-H*3821 | 13 | 15.5 | Yes | Yes | 2015-02-09 |  | 1
FALSE | RA1436AD1 | 4760 | 7491707 | RHEEM SALES COMPANY, INC. | RA1436AJ1 | AC | Split System: Air-Cooled Condensing Unit, Coil with Blower | RA1436AJ1 |  | RCFL-H*3821 | 12.5 | 15.1 | Yes | Yes | 2015-02-09 |  | 1
FALSE | RA1624AJ1 | 4915 | 7940735 | RHEEM SALES COMPANY, INC. | RA1624AJ1 | AC | Split System: Air-Cooled Condensing Unit, Coil with Blower | RA1624AJ1 |  | RCFL-H*2417 | 13 | 15.5 | Yes | Yes | 2015-02-09 |  | 1
FALSE | RA1642AJ1 | 4918 | 7942416 | RHEEM SALES COMPANY, INC. | RA1642AC1 | AC | Split System: Air-Cooled Condensing Unit, Coil with Blower | RA1642AC1 |  | RCFL-H*4824 | 13 | 15.5 | Yes | Yes | 2015-02-09 |  | 1
FALSE | RA1648AJ1 | 4919 | 7943490 | RHEEM SALES COMPANY, INC. | RA1648AJ1 | AC | Split System: Air-Cooled Condensing Unit, Coil with Blower | RA1648AJ1 |  | RCQD-4821 | 12.5 | 15.1 | Yes | Yes | 2015-02-09 |  | 1
FALSE | RA1436AD1 | 4760 | 7491384 | RHEEM SALES COMPANY, INC. | RA1436AC1 | AC | Split System: Air-Cooled Condensing Unit, Coil with Blower | RA1436AC1 |  | RCFL-H*3621 | 12.5 | 15.1 | Yes | Yes | 2015-02-09 |  | 1
FALSE | RA1624AJ1 | 4915 | 7940601 | RHEEM SALES COMPANY, INC. | RA1624AJ1 | AC | Split System: Air-Cooled Condensing Unit, Coil with Blower | RA1624AJ1 |  | RCF2417MTAM | 13 | 16 | Yes | Yes | 2015-02-09 |  | 2
FALSE | RA1636AJ1 | 4917 | 7941564 | RHEEM SALES COMPANY, INC. | RA1636AC1 | AC | Split System: Air-Cooled Condensing Unit, Coil Alone | RA1636AC1 |  | RCFL-H*3617+RXMD-C04 | 12.2 | 14.5 | Yes | Yes | 2015-02-09 |  | 0
FALSE | RA1442AD1 | 4761 | 7600312 | RHEEM SALES COMPANY, INC. | RA1442AD1 | AC | Split System: Air-Cooled Condensing Unit, Coil with Blower | RA1442AD1 |  | RCF4824HTAM | 13 | 15.5 | Yes | Yes | 2015-02-09 |  | 1
FALSE | RA1642AJ1 | 4918 | 7942874 | RHEEM SALES COMPANY, INC. | RA1642AJ1 | AC | Split System: Air-Cooled Condensing Unit, Coil with Blower | RA1642AJ1 |  | RCQD-4824 | 13 | 16 | Yes | Yes | 2015-02-09 |  | 2
FALSE | RA1424AJ1 | 4758 | 7490884 | RHEEM SALES COMPANY, INC. | RA1424AJ1 | AC | Split System: Air-Cooled Condensing Unit, Coil with Blower | RA1424AJ1 |  | RCFL-H*2621 | 13 | 15.5 | Yes | Yes | 2015-02-09 |  | 1
FALSE | RA1642AJ1 | 4918 | 7942309 | RHEEM SALES COMPANY, INC. | RA1642AC1 | AC | Split System: Air-Cooled Condensing Unit, Coil with Blower | RA1642AC1 |  | RCF4824STAM | 13 | 16 | Yes | Yes | 2015-02-09 |  | 2
FALSE | RA1636AJ1 | 4917 | 7941988 | RHEEM SALES COMPANY, INC. | RA1636AJ1 | AC | Split System: Air-Cooled Condensing Unit, Coil with Blower | RA1636AJ1 |  | RCFL-H*3617 | 12.5 | 15.1 | Yes | Yes | 2015-02-09 |  | 1
FALSE | RA1636AJ1 | 4917 | 7941636 | RHEEM SALES COMPANY, INC. | RA1636AC1 | AC | Split System: Air-Cooled Condensing Unit, Coil with Blower | RA1636AC1 |  | RCFL-H*3821 | 13 | 15.5 | Yes | Yes | 2015-02-09 |  | 1
FALSE | RA1660AC1 | 4920 | 7943659 | RHEEM SALES COMPANY, INC. | RA1660AJ1 | AC | Split System: Air-Cooled Condensing Unit, Coil with Blower | RA1660AJ1 |  | RCFN-H*6024 | 13 | 15.5 | Yes | Yes | 2015-02-09 |  | 1
FALSE | RA1636AJ1 | 4917 | 7942062 | RHEEM SALES COMPANY, INC. | RA1636AJ1 | AC | Split System: Air-Cooled Condensing Unit, Coil with Blower | RA1636AJ1 |  | RCFL-H*3821 | 12.5 | 15.1 | Yes | Yes | 2015-02-09 |  | 1
FALSE | RA1636AJ1 | 4917 | 7941410 | RHEEM SALES COMPANY, INC. | RA1636AC1 | AC | Split System: Air-Cooled Condensing Unit, Coil with Blower | RA1636AC1 |  | RCF3621MTAM | 13 | 16 | Yes | Yes | 2015-02-09 |  | 2
FALSE | RA1436AD1 | 4760 | 7491409 | RHEEM SALES COMPANY, INC. | RA1436AC1 | AC | Split System: Air-Cooled Condensing Unit, Coil with Blower | RA1436AC1 |  | RCFL-H*3821 | 12.5 | 15.1 | Yes | Yes | 2015-02-09 |  | 1
FALSE | RA1636AJ1 | 4917 | 7941790 | RHEEM SALES COMPANY, INC. | RA1636AJ1 | AC | Split System: Air-Cooled Condensing Unit, Coil with Blower | RA1636AJ1 |  | RCF3617STAM | 13 | 15.5 | Yes | Yes | 2015-02-09 |  | 1
FALSE | RA1442AD1 | 4761 | 7600540 | RHEEM SALES COMPANY, INC. | RA1442AJ1 | AC | Split System: Air-Cooled Condensing Unit, Coil with Blower | RA1442AJ1 |  | RCFL-H*4821 | 12 | 14.5 | Yes | Yes | 2015-02-09 |  | 0
FALSE | RA1436AD1 | 4760 | 7491523 | RHEEM SALES COMPANY, INC. | RA1436AC1 | AC | Split System: Air-Cooled Condensing Unit, Coil with Blower | RA1436AC1 |  | RHML-HM3621 | 13 | 16 | Yes | Yes | 2015-02-09 |  | 2
FALSE | RA1648AJ1 | 4919 | 7943354 | RHEEM SALES COMPANY, INC. | RA1648AJ1 | AC | Split System: Air-Cooled Condensing Unit, Coil with Blower | RA1648AJ1 |  | RCFL-H*4821 | 12.5 | 15.1 | Yes | Yes | 2015-02-09 |  | 1
FALSE | RA1436AD1 | 4760 | 7491730 | RHEEM SALES COMPANY, INC. | RA1436AJ1 | AC | Split System: Air-Cooled Condensing Unit, Coil with Blower | RA1436AJ1 |  | RCFL-H*3821 | 13 | 15.5 | Yes | Yes | 2015-02-09 |  | 1
FALSE | RA1642AJ1 | 4918 | 7942765 | RHEEM SALES COMPANY, INC. | RA1642AJ1 | AC | Split System: Air-Cooled Condensing Unit, Coil with Blower | RA1642AJ1 |  | RCFL-H*4824 | 13 | 15.5 | Yes | Yes | 2015-02-09 |  | 1
FALSE | RA1448AD1 | 4762 | 7501220 | RHEEM SALES COMPANY, INC. | RA1448AJ1 | AC | Split System: Air-Cooled Condensing Unit, Coil with Blower | RA1448AJ1 |  | RCFN-H*4824 | 13 | 15.5 | Yes | Yes | 2015-02-09 |  | 1
FALSE | RA1660AC1 | 4920 | 7943844 | RHEEM SALES COMPANY, INC. | RA1660AC1 | AC | Split System: Air-Cooled Condensing Unit, Coil with Blower | RA1660AC1 |  | RCFL-H*6024 | 13 | 15.5 | Yes | Yes | 2015-02-09 |  | 1
FALSE | RA1442AD1 | 4761 | 7491987 | RHEEM SALES COMPANY, INC. | RA1442AC1 | AC | Split System: Air-Cooled Condensing Unit, Coil with Blower | RA1442AC1 |  | RH1T4824STAN | 12.5 | 15 | Yes | Yes | 2015-02-09 |  | 1
FALSE | RA1618AJ1 | 4914 | 7940509 | RHEEM SALES COMPANY, INC. | RA1618AJ1 | AC | Split System: Air-Cooled Condensing Unit, Coil with Blower | RA1618AJ1 |  | RCFN-H*2417 | 13 | 16 | Yes | Yes | 2015-02-09 |  | 2
FALSE | RA1630AJ1 | 4916 | 7944018 | RHEEM SALES COMPANY, INC. | RA1630AJ1 | AC | Split System: Air-Cooled Condensing Unit, Coil with Blower | RA1630AJ1 |  | RCF3617STAM | 13 | 16 | Yes | Yes | 2015-02-09 |  | 2
FALSE | RA1630AJ1 | 4916 | 7941133 | RHEEM SALES COMPANY, INC. | RA1630AJ1 | AC | Split System: Air-Cooled Condensing Unit, Coil with Blower | RA1630AJ1 |  | RCFL-H*3621 | 13 | 16 | Yes | Yes | 2015-02-09 |  | 2
FALSE | RA1336AD1 | 4824 | 7982390 | RHEEM SALES COMPANY, INC. | RA1336AC1 | AC | Split System: Air-Cooled Condensing Unit, Coil with Blower | RA1336AC1 |  | RCF3624HTAM | 13 | 15.5 | Yes | Yes | 2015-02-09 |  | 1
FALSE | RA1424AJ1 | 4758 | 7490745 | RHEEM SALES COMPANY, INC. | RA1424AJ1 | AC | Split System: Air-Cooled Condensing Unit, Coil with Blower | RA1424AJ1 |  | RCF2417HTAM | 13 | 15.5 | Yes | Yes | 2015-02-09 |  | 1
FALSE | RA1430AJ1 | 4759 | 7490985 | RHEEM SALES COMPANY, INC. | RA1430AJ1 | AC | Split System: Air-Cooled Condensing Unit, Coil with Blower | RA1430AJ1 |  | RCF3621MTAM | 13 | 15.5 | Yes | Yes | 2015-02-09 |  | 1
FALSE | RA1436AD1 | 4760 | 7601437 | RHEEM SALES COMPANY, INC. | RA1436AD1 | AC | Split System: Air-Cooled Condensing Unit, Coil with Blower | RA1436AD1 |  | RCF3624HTAM | 13 | 16 | Yes | Yes | 2015-02-09 |  | 2
FALSE | RA1424AJ1 | 4758 | 7490883 | RHEEM SALES COMPANY, INC. | RA1424AJ1 | AC | Split System: Air-Cooled Condensing Unit, Coil with Blower | RA1424AJ1 |  | RCFL-H*2621 | 13 | 15.5 | Yes | Yes | 2015-02-09 |  | 1
FALSE | RA1636AJ1 | 4917 | 7941579 | RHEEM SALES COMPANY, INC. | RA1636AC1 | AC | Split System: Air-Cooled Condensing Unit, Coil with Blower | RA1636AC1 |  | RCFL-H*3621 | 12.5 | 15.1 | Yes | Yes | 2015-02-09 |  | 1
FALSE | RA1648AJ1 | 4919 | 7943170 | RHEEM SALES COMPANY, INC. | RA1648AC1 | AC | Split System: Air-Cooled Condensing Unit, Coil with Blower | RA1648AC1 |  | RCQD-4821 | 13 | 15.5 | Yes | Yes | 2015-02-09 |  | 1
FALSE | RA1436AD1 | 4760 | 7491519 | RHEEM SALES COMPANY, INC. | RA1436AC1 | AC | Split System: Air-Cooled Condensing Unit, Coil with Blower | RA1436AC1 |  | RH1V3621MTAN | 13 | 16 | Yes | Yes | 2015-02-09 |  | 2
FALSE | RA1424AJ1 | 4758 | 7599572 | RHEEM SALES COMPANY, INC. | RA1424AJ1 | AC | Split System: Air-Cooled Condensing Unit, Coil with Blower | RA1424AJ1 |  | RCF2421HTAM | 13 | 15.5 | Yes | Yes | 2015-02-09 |  | 1
FALSE | RA1642AJ1 | 4918 | 7942651 | RHEEM SALES COMPANY, INC. | RA1642AJ1 | AC | Split System: Air-Cooled Condensing Unit, Coil with Blower | RA1642AJ1 |  | RCF4824STAM | 13 | 16 | Yes | Yes | 2015-02-09 |  | 2
FALSE | RA1436AD1 | 4760 | 7491655 | RHEEM SALES COMPANY, INC. | RA1436AJ1 | AC | Split System: Air-Cooled Condensing Unit, Coil with Blower | RA1436AJ1 |  | RCFL-H*3617 | 12 | 14.5 | Yes | Yes | 2015-02-09 |  | 0
FALSE | RA1330AJ1 | 4823 | 7508104 | RHEEM SALES COMPANY, INC. | RA1330AJ1 | AC | Split System: Air-Cooled Condensing Unit, Coil with Blower | RA1330AJ1 |  | RCFN-H*3624 | 12.5 | 15.1 | Yes | Yes | 2015-02-09 |  | 1
FALSE | RA1630AJ1 | 4916 | 7940904 | RHEEM SALES COMPANY, INC. | RA1630AJ1 | AC | Split System: Air-Cooled Condensing Unit, Coil with Blower | RA1630AJ1 |  | RCF3617STAM | 13 | 16 | Yes | Yes | 2015-02-09 |  | 2
FALSE | RA1618AJ1 | 4914 | 7940304 | RHEEM SALES COMPANY, INC. | RA1618AJ1 | AC | Split System: Air-Cooled Condensing Unit, Coil with Blower | RA1618AJ1 |  | RCF2417HTAM | 13 | 16 | Yes | Yes | 2015-02-09 |  | 2
FALSE | RA1636AJ1 | 4917 | 7941778 | RHEEM SALES COMPANY, INC. | RA1636AC1 | AC | Split System: Air-Cooled Condensing Unit, Coil with Blower | RA1636AC1 |  | RHAL-FR36P | 12.5 | 15 | Yes | Yes | 2015-02-09 |  | 1
FALSE | RA1448AD1 | 4762 | 7945143 | RHEEM SALES COMPANY, INC. | RA1448AC1 | AC | Split System: Air-Cooled Condensing Unit, Coil with Blower | RA1448AC1 |  | RCF4824HTAM | 12.5 | 15.1 | Yes | Yes | 2015-02-09 |  | 1
FALSE | RA1342AD1 | 4827 | 7982575 | RHEEM SALES COMPANY, INC. | RA1342AC1 | AC | Split System: Air-Cooled Condensing Unit, Coil with Blower | RA1342AC1 |  | RCFN-H*4824 | 12 | 14.5 | Yes | Yes | 2015-02-09 |  | 0
FALSE | RA1436AD1 | 4760 | 7491559 | RHEEM SALES COMPANY, INC. | RA1436AJ1 | AC | Split System: Air-Cooled Condensing Unit, Coil with Blower | RA1436AJ1 |  | RCF3621MTAM | 13 | 15.5 | Yes | Yes | 2015-02-09 |  | 1
FALSE | RA1324AJ1 | 4822 | 7507792 | RHEEM SALES COMPANY, INC. | RA1324AJ1 | AC | Split System: Air-Cooled Condensing Unit, Coil with Blower | RA1324AJ1 |  | RCFN-H*2417 | 12 | 14.5 | Yes | Yes | 2015-02-09 |  | 0
FALSE | RA1636AJ1 | 4917 | 7941399 | RHEEM SALES COMPANY, INC. | RA1636AC1 | AC | Split System: Air-Cooled Condensing Unit, Coil with Blower | RA1636AC1 |  | RCF3621MTAM | 13 | 16 | Yes | Yes | 2015-02-09 |  | 2
FALSE | RA1436AD1 | 4760 | 7600136 | RHEEM SALES COMPANY, INC. | RA1436AD1 | AC | Split System: Air-Cooled Condensing Unit, Coil with Blower | RA1436AD1 |  | RCQD-3624 | 13 | 16 | Yes | Yes | 2015-02-09 |  | 2
FALSE | RA1436AD1 | 4760 | 7945072 | RHEEM SALES COMPANY, INC. | RA1436AJ1 | AC | Split System: Air-Cooled Condensing Unit, Coil with Blower | RA1436AJ1 |  | RCF3624MTAM | 13 | 16 | Yes | Yes | 2015-02-09 |  | 2
FALSE | RA1436AD1 | 4760 | 7600197 | RHEEM SALES COMPANY, INC. | RA1436AJ1 | AC | Split System: Air-Cooled Condensing Unit, Coil with Blower | RA1436AJ1 |  | RCF3624MTAM | 13 | 15.5 | Yes | Yes | 2015-02-09 |  | 1
FALSE | RA1660AC1 | 4920 | 7943914 | RHEEM SALES COMPANY, INC. | RA1660AC1 | AC | Split System: Air-Cooled Condensing Unit, Coil with Blower | RA1660AC1 |  | RCQD-6024 | 12 | 14.5 | Yes | Yes | 2015-02-09 |  | 0
FALSE | RA1648AJ1 | 4919 | 7943530 | RHEEM SALES COMPANY, INC. | RA1648AJ1 | AC | Split System: Air-Cooled Condensing Unit, Coil with Blower | RA1648AJ1 |  | RCQD-4824 | 13 | 16 | Yes | Yes | 2015-02-09 |  | 2
FALSE | RA1648AJ1 | 4919 | 7943041 | RHEEM SALES COMPANY, INC. | RA1648AC1 | AC | Split System: Air-Cooled Condensing Unit, Coil with Blower | RA1648AC1 |  | RCFL-H*4821 | 12.5 | 15.1 | Yes | Yes | 2015-02-09 |  | 1
FALSE | RA1436AD1 | 4760 | 7491283 | RHEEM SALES COMPANY, INC. | RA1436AC1 | AC | Split System: Air-Cooled Condensing Unit, Coil with Blower | RA1436AC1 |  | RCF3621STAM | 12 | 14.5 | Yes | Yes | 2015-02-09 |  | 0
FALSE | RA1330AJ1 | 4823 | 7982359 | RHEEM SALES COMPANY, INC. | RA1330AJ1 | AC | Split System: Air-Cooled Condensing Unit, Coil with Blower | RA1330AJ1 |  | RCFN-H*3624 | 13 | 15.5 | Yes | Yes | 2015-02-09 |  | 1
FALSE | RA1418AJ1 | 4757 | 7599539 | RHEEM SALES COMPANY, INC. | RA1418AJ1 | AC | Split System: Air-Cooled Condensing Unit, Coil with Blower | RA1418AJ1 |  | RCFL-H*2621 | 13 | 16 | Yes | Yes | 2015-02-09 |  | 2
FALSE | RA1642AJ1 | 4918 | 7942630 | RHEEM SALES COMPANY, INC. | RA1642AJ1 | AC | Split System: Air-Cooled Condensing Unit, Coil with Blower | RA1642AJ1 |  | RCF4824HTAM | 13 | 16 | Yes | Yes | 2015-02-09 |  | 2
FALSE | RA1448AD1 | 4762 | 7600725 | RHEEM SALES COMPANY, INC. | RA1448AD1 | AC | Split System: Air-Cooled Condensing Unit, Coil with Blower | RA1448AD1 |  | RCFL-H*4824 | 12 | 14.5 | Yes | Yes | 2015-02-09 |  | 0
FALSE | RA1418AJ1 | 4757 | 7601309 | RHEEM SALES COMPANY, INC. | RA1418AJ1 | AC | Split System: Air-Cooled Condensing Unit, Coil with Blower | RA1418AJ1 |  | RCF2417HTAM | 13 | 16 | Yes | Yes | 2015-02-09 |  | 2
FALSE | RA1642AJ1 | 4918 | 7942368 | RHEEM SALES COMPANY, INC. | RA1642AC1 | AC | Split System: Air-Cooled Condensing Unit, Coil with Blower | RA1642AC1 |  | RCFL-H*4821 | 12.2 | 14.5 | Yes | Yes | 2015-02-09 |  | 0
FALSE | RA1424AJ1 | 4758 | 7490932 | RHEEM SALES COMPANY, INC. | RA1424AJ1 | AC | Split System: Air-Cooled Condensing Unit, Coil with Blower | RA1424AJ1 |  | RCFN-H*2421 | 13 | 15.5 | Yes | Yes | 2015-02-09 |  | 1
FALSE | RA1336AD1 | 4824 | 7982446 | RHEEM SALES COMPANY, INC. | RA1336AJ1 | AC | Split System: Air-Cooled Condensing Unit, Coil with Blower | RA1336AJ1 |  | RCF3624HTAM | 12.5 | 15 | Yes | Yes | 2015-02-09 |  | 1
FALSE | RA1442AD1 | 4761 | 7600399 | RHEEM SALES COMPANY, INC. | RA1442AD1 | AC | Split System: Air-Cooled Condensing Unit, Coil with Blower | RA1442AD1 |  | RCFL-H*4821 | 12 | 14.5 | Yes | Yes | 2015-02-09 |  | 0
FALSE | RA1442AD1 | 4761 | 7601500 | RHEEM SALES COMPANY, INC. | RA1442AC1 | AC | Split System: Air-Cooled Condensing Unit, Coil with Blower | RA1442AC1 |  | RCFL-H*4824 | 12 | 14.5 | Yes | Yes | 2015-02-09 |  | 0
FALSE | RA1336AD1 | 4824 | 7508645 | RHEEM SALES COMPANY, INC. | RA1336AJ1 | AC | Split System: Air-Cooled Condensing Unit, Coil with Blower | RA1336AJ1 |  | RCF3624HTAM | 12 | 14.5 | Yes | Yes | 2015-02-09 |  | 0
FALSE | RA1648AJ1 | 4919 | 7943379 | RHEEM SALES COMPANY, INC. | RA1648AJ1 | AC | Split System: Air-Cooled Condensing Unit, Coil with Blower | RA1648AJ1 |  | RCFL-H*4821 | 13 | 15.5 | Yes | Yes | 2015-02-09 |  | 1
FALSE | RA1324AJ1 | 4822 | 7507752 | RHEEM SALES COMPANY, INC. | RA1324AJ1 | AC | Split System: Air-Cooled Condensing Unit, Coil with Blower | RA1324AJ1 |  | RCFL-H*2617 | 12 | 14.5 | Yes | Yes | 2015-02-09 |  | 0
FALSE | RA1448AD1 | 4762 | 7945160 | RHEEM SALES COMPANY, INC. | RA1448AD1 | AC | Split System: Air-Cooled Condensing Unit, Coil with Blower | RA1448AD1 |  | RCF4824STAM | 12 | 14.5 | Yes | Yes | 2015-02-09 |  | 0
FALSE | RA1636AJ1 | 4917 | 7941580 | RHEEM SALES COMPANY, INC. | RA1636AC1 | AC | Split System: Air-Cooled Condensing Unit, Coil with Blower | RA1636AC1 |  | RCFL-H*3621 | 12.5 | 15.1 | Yes | Yes | 2015-02-09 |  | 1
FALSE | RA1448AD1 | 4762 | 7493697 | RHEEM SALES COMPANY, INC. | RA1448AC1 | AC | Split System: Air-Cooled Condensing Unit, Coil with Blower | RA1448AC1 |  | RHLL-HM4821 | 12 | 14.5 | Yes | Yes | 2015-02-09 |  | 0
FALSE | RA1436AD1 | 4760 | 7599804 | RHEEM SALES COMPANY, INC. | RA1436AD1 | AC | Split System: Air-Cooled Condensing Unit, Coil with Blower | RA1436AD1 |  | RCF3621STAM | 12 | 14.5 | Yes | Yes | 2015-02-09 |  | 0
FALSE | RA1424AJ1 | 4758 | 7490934 | RHEEM SALES COMPANY, INC. | RA1424AJ1 | AC | Split System: Air-Cooled Condensing Unit, Coil with Blower | RA1424AJ1 |  | RCFN-H*2421 | 13 | 15.5 | Yes | Yes | 2015-02-09 |  | 1
FALSE | RA1648AJ1 | 4919 | 7942975 | RHEEM SALES COMPANY, INC. | RA1648AC1 | AC | Split System: Air-Cooled Condensing Unit, Coil with Blower | RA1648AC1 |  | RCF4824STAM | 13 | 15.5 | Yes | Yes | 2015-02-09 |  | 1
FALSE | RA1342AD1 | 4827 | 7511842 | RHEEM SALES COMPANY, INC. | RA1342AJ1 | AC | Split System: Air-Cooled Condensing Unit, Coil with Blower | RA1342AJ1 |  | RCF4824HTAM | 12 | 14.5 | Yes | Yes | 2015-02-09 |  | 0
FALSE | RA1448AD1 | 4762 | 7501193 | RHEEM SALES COMPANY, INC. | RA1448AJ1 | AC | Split System: Air-Cooled Condensing Unit, Coil with Blower | RA1448AJ1 |  | RCF4821STAM | 12 | 14.5 | Yes | Yes | 2015-02-09 |  | 0
FALSE | RA1618AJ1 | 4914 | 7940457 | RHEEM SALES COMPANY, INC. | RA1618AJ1 | AC | Split System: Air-Cooled Condensing Unit, Coil with Blower | RA1618AJ1 |  | RCFL-H*2617 | 13 | 16 | Yes | Yes | 2015-02-09 |  | 2
FALSE | RA1318AJ1 | 4821 | 7507559 | RHEEM SALES COMPANY, INC. | RA1318AJ1 | AC | Split System: Air-Cooled Condensing Unit, Coil with Blower | RA1318AJ1 |  | RCFN-H*2417 | 12.5 | 15 | Yes | Yes | 2015-02-09 |  | 1
FALSE | RA1648AJ1 | 4919 | 7943283 | RHEEM SALES COMPANY, INC. | RA1648AJ1 | AC | Split System: Air-Cooled Condensing Unit, Coil with Blower | RA1648AJ1 |  | RCF4824HTAM | 13 | 16 | Yes | Yes | 2015-02-09 |  | 2
FALSE | RA1318AJ1 | 4821 | 7507451 | RHEEM SALES COMPANY, INC. | RA1318AJ1 | AC | Split System: Air-Cooled Condensing Unit, Coil with Blower | RA1318AJ1 |  | RCF2417STAM | 12 | 14.5 | Yes | Yes | 2015-02-09 |  | 0
FALSE | RA1324AJ1 | 4822 | 7507626 | RHEEM SALES COMPANY, INC. | RA1324AJ1 | AC | Split System: Air-Cooled Condensing Unit, Coil with Blower | RA1324AJ1 |  | RCF2417HTAM | 12 | 14.5 | Yes | Yes | 2015-02-09 |  | 0
FALSE | RA1648AJ1 | 4919 | 7943414 | RHEEM SALES COMPANY, INC. | RA1648AJ1 | AC | Split System: Air-Cooled Condensing Unit, Coil with Blower | RA1648AJ1 |  | RCFL-H*4824 | 13 | 15.5 | Yes | Yes | 2015-02-09 |  | 1
FALSE | RA1430AJ1 | 4759 | 7491200 | RHEEM SALES COMPANY, INC. | RA1430AJ1 | AC | Split System: Air-Cooled Condensing Unit, Coil with Blower | RA1430AJ1 |  | RCFN-H*3624 | 13 | 16 | Yes | Yes | 2015-02-09 |  | 2
FALSE | RA1318AJ1 | 4821 | 7507441 | RHEEM SALES COMPANY, INC. | RA1318AJ1 | AC | Split System: Air-Cooled Condensing Unit, Coil with Blower | RA1318AJ1 |  | RCF2417STAM | 12 | 14.5 | Yes | Yes | 2015-02-09 |  | 0
FALSE | RA1642AJ1 | 4918 | 7942412 | RHEEM SALES COMPANY, INC. | RA1642AC1 | AC | Split System: Air-Cooled Condensing Unit, Coil with Blower | RA1642AC1 |  | RCFL-H*4824 | 13 | 15.5 | Yes | Yes | 2015-02-09 |  | 1
FALSE | RA1442AD1 | 4761 | 7491978 | RHEEM SALES COMPANY, INC. | RA1442AC1 | AC | Split System: Air-Cooled Condensing Unit, Coil with Blower | RA1442AC1 |  | RCFN-H*4824 | 13 | 15.5 | Yes | Yes | 2015-02-09 |  | 1
FALSE | RA1442AD1 | 4761 | 7491947 | RHEEM SALES COMPANY, INC. | RA1442AC1 | AC | Split System: Air-Cooled Condensing Unit, Coil with Blower | RA1442AC1 |  | RCFL-H*4824 | 12 | 14.5 | Yes | Yes | 2015-02-09 |  | 0
FALSE | RA1618AJ1 | 4914 | 7940424 | RHEEM SALES COMPANY, INC. | RA1618AJ1 | AC | Split System: Air-Cooled Condensing Unit, Coil with Blower | RA1618AJ1 |  | RCFL-H*2417 | 13 | 16 | Yes | Yes | 2015-02-09 |  | 2
FALSE | RA1624AJ1 | 4915 | 7940801 | RHEEM SALES COMPANY, INC. | RA1624AJ1 | AC | Split System: Air-Cooled Condensing Unit, Coil with Blower | RA1624AJ1 |  | RCFL-H*2621 | 13 | 16 | Yes | Yes | 2015-02-09 |  | 2
FALSE | RA1436AD1 | 4760 | 7491350 | RHEEM SALES COMPANY, INC. | RA1436AC1 | AC | Split System: Air-Cooled Condensing Unit, Coil with Blower | RA1436AC1 |  | RCF3624MTAM | 13 | 16 | Yes | Yes | 2015-02-09 |  | 2
FALSE | RA1436AD1 | 4760 | 7600011 | RHEEM SALES COMPANY, INC. | RA1436AD1 | AC | Split System: Air-Cooled Condensing Unit, Coil with Blower | RA1436AD1 |  | RCFL-H*3821 | 12.5 | 15.1 | Yes | Yes | 2015-02-09 |  | 1
FALSE | RA1430AJ1 | 4759 | 7599663 | RHEEM SALES COMPANY, INC. | RA1430AJ1 | AC | Split System: Air-Cooled Condensing Unit, Coil with Blower | RA1430AJ1 |  | RCFL-H*3824 | 13 | 16 | Yes | Yes | 2015-02-09 |  | 2
FALSE | RA1630AJ1 | 4916 | 7941047 | RHEEM SALES COMPANY, INC. | RA1630AJ1 | AC | Split System: Air-Cooled Condensing Unit, Coil with Blower | RA1630AJ1 |  | RCF3624HTAM | 13 | 16 | Yes | Yes | 2015-02-09 |  | 2
FALSE | RA1636AJ1 | 4917 | 7941719 | RHEEM SALES COMPANY, INC. | RA1636AC1 | AC | Split System: Air-Cooled Condensing Unit, Coil with Blower | RA1636AC1 |  | RCQD-3621 | 13 | 16 | Yes | Yes | 2015-02-09 |  | 2
FALSE | RA1436AD1 | 4760 | 7601412 | RHEEM SALES COMPANY, INC. | RA1436AC1 | AC | Split System: Air-Cooled Condensing Unit, Coil with Blower | RA1436AC1 |  | RCFL-H*3621 | 12.5 | 15 | Yes | Yes | 2015-02-09 |  | 1
FALSE | RA1460AD1 | 4763 | 7501226 | RHEEM SALES COMPANY, INC. | RA1460AC1 | AC | Split System: Air-Cooled Condensing Unit, Coil with Blower | RA1460AC1 |  | RCF6024HTAM | 12 | 14.5 | Yes | Yes | 2015-02-09 |  | 0
FALSE | RA1636AJ1 | 4917 | 7941576 | RHEEM SALES COMPANY, INC. | RA1636AC1 | AC | Split System: Air-Cooled Condensing Unit, Coil with Blower | RA1636AC1 |  | RCFL-H*3621 | 12.5 | 15.1 | Yes | Yes | 2015-02-09 |  | 1
FALSE | RA1636AJ1 | 4917 | 7941869 | RHEEM SALES COMPANY, INC. | RA1636AJ1 | AC | Split System: Air-Cooled Condensing Unit, Coil with Blower | RA1636AJ1 |  | RCF3621STAM | 13 | 15.5 | Yes | Yes | 2015-02-09 |  | 1
FALSE | RA1636AJ1 | 4917 | 7941972 | RHEEM SALES COMPANY, INC. | RA1636AJ1 | AC | Split System: Air-Cooled Condensing Unit, Coil with Blower | RA1636AJ1 |  | RCFL-H*3617 | 13 | 15.5 | Yes | Yes | 2015-02-09 |  | 1
FALSE | RA1330AJ1 | 4823 | 7508137 | RHEEM SALES COMPANY, INC. | RA1330AJ1 | AC | Split System: Air-Cooled Condensing Unit, Coil with Blower | RA1330AJ1 |  | RCQD-3621 | 12.5 | 15.1 | Yes | Yes | 2015-02-09 |  | 1
FALSE | RA1430AJ1 | 4759 | 7491019 | RHEEM SALES COMPANY, INC. | RA1430AJ1 | AC | Split System: Air-Cooled Condensing Unit, Coil with Blower | RA1430AJ1 |  | RCF3621STAM | 13 | 15.5 | Yes | Yes | 2015-02-09 |  | 1
FALSE | RA1436AD1 | 4760 | 7491766 | RHEEM SALES COMPANY, INC. | RA1436AJ1 | AC | Split System: Air-Cooled Condensing Unit, Coil with Blower | RA1436AJ1 |  | RCQD-3621 | 13 | 16 | Yes | Yes | 2015-02-09 |  | 2
FALSE | RA1330AJ1 | 4823 | 7508146 | RHEEM SALES COMPANY, INC. | RA1330AJ1 | AC | Split System: Air-Cooled Condensing Unit, Coil with Blower | RA1330AJ1 |  | RCQD-3621 | 12 | 14.5 | Yes | Yes | 2015-02-09 |  | 0
FALSE | RA1624AJ1 | 4915 | 7940771 | RHEEM SALES COMPANY, INC. | RA1624AJ1 | AC | Split System: Air-Cooled Condensing Unit, Coil with Blower | RA1624AJ1 |  | RCFL-H*2621 | 13 | 16 | Yes | Yes | 2015-02-09 |  | 2
FALSE | RA1648AJ1 | 4919 | 7943249 | RHEEM SALES COMPANY, INC. | RA1648AJ1 | AC | Split System: Air-Cooled Condensing Unit, Coil with Blower | RA1648AJ1 |  | RCF4821STAM | 13 | 16 | Yes | Yes | 2015-02-09 |  | 2
FALSE | RA1630AJ1 | 4916 | 7940962 | RHEEM SALES COMPANY, INC. | RA1630AJ1 | AC | Split System: Air-Cooled Condensing Unit, Coil with Blower | RA1630AJ1 |  | RCF3621MTAM | 13 | 16 | Yes | Yes | 2015-02-09 |  | 2
FALSE | RA1430AJ1 | 4759 | 7491046 | RHEEM SALES COMPANY, INC. | RA1430AJ1 | AC | Split System: Air-Cooled Condensing Unit, Coil with Blower | RA1430AJ1 |  | RCF3624HTAM | 13 | 16 | Yes | Yes | 2015-02-09 |  | 2
FALSE | RA1648AJ1 | 4919 | 7943198 | RHEEM SALES COMPANY, INC. | RA1648AC1 | AC | Split System: Air-Cooled Condensing Unit, Coil with Blower | RA1648AC1 |  | RCQD-4824 | 13 | 16 | Yes | Yes | 2015-02-09 |  | 2
FALSE | RA1436AD1 | 4760 | 7491543 | RHEEM SALES COMPANY, INC. | RA1436AJ1 | AC | Split System: Air-Cooled Condensing Unit, Coil with Blower | RA1436AJ1 |  | RCF3617STAM | 12.5 | 15 | Yes | Yes | 2015-02-09 |  | 1
FALSE | RA1642AJ1 | 4918 | 7942627 | RHEEM SALES COMPANY, INC. | RA1642AJ1 | AC | Split System: Air-Cooled Condensing Unit, Coil with Blower | RA1642AJ1 |  | RCF4824HTAM | 13 | 16 | Yes | Yes | 2015-02-09 |  | 2
FALSE | RA1642AJ1 | 4918 | 7942546 | RHEEM SALES COMPANY, INC. | RA1642AC1 | AC | Split System: Air-Cooled Condensing Unit, Coil with Blower | RA1642AC1 |  | RCQD-4824 | 13 | 15.5 | Yes | Yes | 2015-02-09 |  | 1
FALSE | RA1460AD1 | 4763 | 7493715 | RHEEM SALES COMPANY, INC. | RA1460AC1 | AC | Split System: Air-Cooled Condensing Unit, Coil with Blower | RA1460AC1 |  | RHLL-HM6024 | 12 | 14.5 | Yes | Yes | 2015-02-09 |  | 0
FALSE | RA1630AJ1 | 4916 | 7940934 | RHEEM SALES COMPANY, INC. | RA1630AJ1 | AC | Split System: Air-Cooled Condensing Unit, Coil with Blower | RA1630AJ1 |  | RCF3621MTAM | 13 | 16 | Yes | Yes | 2015-02-09 |  | 2
FALSE | RA1436AD1 | 4760 | 7491797 | RHEEM SALES COMPANY, INC. | RA1436AJ1 | AC | Split System: Air-Cooled Condensing Unit, Coil with Blower | RA1436AJ1 |  | RCQD-3624 | 13 | 16 | Yes | Yes | 2015-02-09 |  | 2
FALSE | RA1442AD1 | 4761 | 7600497 | RHEEM SALES COMPANY, INC. | RA1442AD1 | AC | Split System: Air-Cooled Condensing Unit, Coil with Blower | RA1442AD1 |  | RCFN-H*4824 | 13 | 15.5 | Yes | Yes | 2015-02-09 |  | 1
FALSE | RA1636AJ1 | 4917 | 7941486 | RHEEM SALES COMPANY, INC. | RA1636AC1 | AC | Split System: Air-Cooled Condensing Unit, Coil with Blower | RA1636AC1 |  | RCF3624HTAM | 13 | 16 | Yes | Yes | 2015-02-09 |  | 2
FALSE | RA1336AD1 | 4824 | 7982416 | RHEEM SALES COMPANY, INC. | RA1336AC1 | AC | Split System: Air-Cooled Condensing Unit, Coil with Blower | RA1336AC1 |  | RCFL-H*3824 | 12 | 14.5 | Yes | Yes | 2015-02-09 |  | 0
FALSE | RA1436AD1 | 4760 | 7599719 | RHEEM SALES COMPANY, INC. | RA1436AC1 | AC | Split System: Air-Cooled Condensing Unit, Coil with Blower | RA1436AC1 |  | RCFL-H*3821 | 12.5 | 15.1 | Yes | Yes | 2015-02-09 |  | 1
FALSE | RA1448AD1 | 4762 | 7601530 | RHEEM SALES COMPANY, INC. | RA1448AC1 | AC | Split System: Air-Cooled Condensing Unit, Coil with Blower | RA1448AC1 |  | RCF4824HTAM | 12.5 | 15 | Yes | Yes | 2015-02-09 |  | 1
FALSE | RA1624AJ1 | 4915 | 7940886 | RHEEM SALES COMPANY, INC. | RA1624AJ1 | AC | Split System: Air-Cooled Condensing Unit, Coil with Blower | RA1624AJ1 |  | RCQD-2417 | 13 | 16 | Yes | Yes | 2015-02-09 |  | 2
FALSE | RA1430AJ1 | 4759 | 7490994 | RHEEM SALES COMPANY, INC. | RA1430AJ1 | AC | Split System: Air-Cooled Condensing Unit, Coil with Blower | RA1430AJ1 |  | RCF3621MTAM | 13 | 16 | Yes | Yes | 2015-02-09 |  | 2
FALSE | RA1430AJ1 | 4759 | 7491045 | RHEEM SALES COMPANY, INC. | RA1430AJ1 | AC | Split System: Air-Cooled Condensing Unit, Coil with Blower | RA1430AJ1 |  | RCF3624HTAM | 13 | 16 | Yes | Yes | 2015-02-09 |  | 2
FALSE | RA1424AJ1 | 4758 | 7490774 | RHEEM SALES COMPANY, INC. | RA1424AJ1 | AC | Split System: Air-Cooled Condensing Unit, Coil with Blower | RA1424AJ1 |  | RCF2417STAM | 12.5 | 15.1 | Yes | Yes | 2015-02-09 |  | 1
FALSE | RA1618AJ1 | 4914 | 7943963 | RHEEM SALES COMPANY, INC. | RA1618AJ1 | AC | Split System: Air-Cooled Condensing Unit, Coil with Blower | RA1618AJ1 |  | RCF2417STAM | 13 | 16 | Yes | Yes | 2015-02-09 |  | 2
FALSE | RA1418AJ1 | 4757 | 7490697 | RHEEM SALES COMPANY, INC. | RA1418AJ1 | AC | Split System: Air-Cooled Condensing Unit, Coil with Blower | RA1418AJ1 |  | RCFN-H*2421 | 13 | 16 | Yes | Yes | 2015-02-09 |  | 2
FALSE | RA1630AJ1 | 4916 | 7940991 | RHEEM SALES COMPANY, INC. | RA1630AJ1 | AC | Split System: Air-Cooled Condensing Unit, Coil with Blower | RA1630AJ1 |  | RCF3621STAM | 13 | 16 | Yes | Yes | 2015-02-09 |  | 2
FALSE | RA1424AJ1 | 4758 | 7490847 | RHEEM SALES COMPANY, INC. | RA1424AJ1 | AC | Split System: Air-Cooled Condensing Unit, Coil with Blower | RA1424AJ1 |  | RCFL-H*2417 | 12.5 | 15.1 | Yes | Yes | 2015-02-09 |  | 1
FALSE | RA1648AJ1 | 4919 | 7943008 | RHEEM SALES COMPANY, INC. | RA1648AC1 | AC | Split System: Air-Cooled Condensing Unit, Coil with Blower | RA1648AC1 |  | RCFL-H*4821 | 13 | 15.5 | Yes | Yes | 2015-02-09 |  | 1
FALSE | RA1624AJ1 | 4915 | 7940580 | RHEEM SALES COMPANY, INC. | RA1624AJ1 | AC | Split System: Air-Cooled Condensing Unit, Coil with Blower | RA1624AJ1 |  | RCF2417HTAM | 13 | 16 | Yes | Yes | 2015-02-09 |  | 2
FALSE | RA1630AJ1 | 4916 | 7944030 | RHEEM SALES COMPANY, INC. | RA1630AJ1 | AC | Split System: Air-Cooled Condensing Unit, Coil with Blower | RA1630AJ1 |  | RCF3621MTAM | 13 | 16 | Yes | Yes | 2015-02-09 |  | 2
FALSE | RA1636AJ1 | 4917 | 7941914 | RHEEM SALES COMPANY, INC. | RA1636AJ1 | AC | Split System: Air-Cooled Condensing Unit, Coil with Blower | RA1636AJ1 |  | RCF3624HTAM | 13 | 16 | Yes | Yes | 2015-02-09 |  | 2
FALSE | RA1460AD1 | 4763 | 7492617 | RHEEM SALES COMPANY, INC. | RA1460AC1 | AC | Split System: Air-Cooled Condensing Unit, Coil with Blower | RA1460AC1 |  | RH1T6024STAN | 12 | 14.5 | Yes | Yes | 2015-02-09 |  | 0
FALSE | RA1424AJ1 | 4758 | 7490781 | RHEEM SALES COMPANY, INC. | RA1424AJ1 | AC | Split System: Air-Cooled Condensing Unit, Coil with Blower | RA1424AJ1 |  | RCF2421HTAM | 12 | 14.5 | Yes | Yes | 2015-02-09 |  | 0
FALSE | RA1448AD1 | 4762 | 7600899 | RHEEM SALES COMPANY, INC. | RA1448AJ1 | AC | Split System: Air-Cooled Condensing Unit, Coil with Blower | RA1448AJ1 |  | RCFN-H*4824 | 13 | 15.5 | Yes | Yes | 2015-02-09 |  | 1
FALSE | RA1636AJ1 | 4917 | 7941509 | RHEEM SALES COMPANY, INC. | RA1636AC1 | AC | Split System: Air-Cooled Condensing Unit, Coil with Blower | RA1636AC1 |  | RCF3624MTAM | 13 | 16 | Yes | Yes | 2015-02-09 |  | 2
FALSE | RA1436AD1 | 4760 | 7599817 | RHEEM SALES COMPANY, INC. | RA1436AD1 | AC | Split System: Air-Cooled Condensing Unit, Coil with Blower | RA1436AD1 |  | RCF3621STAM | 12 | 14.5 | Yes | Yes | 2015-02-09 |  | 0
FALSE | RA1624AJ1 | 4915 | 7940762 | RHEEM SALES COMPANY, INC. | RA1624AJ1 | AC | Split System: Air-Cooled Condensing Unit, Coil with Blower | RA1624AJ1 |  | RCFL-H*2617 | 13 | 16 | Yes | Yes | 2015-02-09 |  | 2
FALSE | RA1636AJ1 | 4917 | 7944111 | RHEEM SALES COMPANY, INC. | RA1636AC1 | AC | Split System: Air-Cooled Condensing Unit, Coil with Blower | RA1636AC1 |  | RCF3621STAM | 12.5 | 15.1 | Yes | Yes | 2015-02-09 |  | 1
FALSE | RA1430AJ1 | 4759 | 7490981 | RHEEM SALES COMPANY, INC. | RA1430AJ1 | AC | Split System: Air-Cooled Condensing Unit, Coil with Blower | RA1430AJ1 |  | RCF3617STAM | 12.5 | 15.1 | Yes | Yes | 2015-02-09 |  | 1
FALSE | RA1436AD1 | 4760 | 7600147 | RHEEM SALES COMPANY, INC. | RA1436AD1 | AC | Split System: Air-Cooled Condensing Unit, Coil with Blower | RA1436AD1 |  | RCQD-3624 | 13 | 16 | Yes | Yes | 2015-02-09 |  | 2
FALSE | RA1336AD1 | 4824 | 7508883 | RHEEM SALES COMPANY, INC. | RA1336AJ1 | AC | Split System: Air-Cooled Condensing Unit, Coil with Blower | RA1336AJ1 |  | RCQD-3624 | 12.5 | 15.1 | Yes | Yes | 2015-02-09 |  | 1
FALSE | RA1430AJ1 | 4759 | 7491195 | RHEEM SALES COMPANY, INC. | RA1430AJ1 | AC | Split System: Air-Cooled Condensing Unit, Coil with Blower | RA1430AJ1 |  | RCFL-H*3824 | 13 | 16 | Yes | Yes | 2015-02-09 |  | 2
FALSE | RA1642AJ1 | 4918 | 7942338 | RHEEM SALES COMPANY, INC. | RA1642AC1 | AC | Split System: Air-Cooled Condensing Unit, Coil with Blower | RA1642AC1 |  | RCF4824STAM | 12.5 | 15.1 | Yes | Yes | 2015-02-09 |  | 1
FALSE | RA1318AJ1 | 4821 | 7507593 | RHEEM SALES COMPANY, INC. | RA1318AJ1 | AC | Split System: Air-Cooled Condensing Unit, Coil with Blower | RA1318AJ1 |  | RCQD-2417 | 12.5 | 15 | Yes | Yes | 2015-02-09 |  | 1
FALSE | RA1648AJ1 | 4919 | 7942986 | RHEEM SALES COMPANY, INC. | RA1648AC1 | AC | Split System: Air-Cooled Condensing Unit, Coil with Blower | RA1648AC1 |  | RCF4824STAM | 13 | 15.5 | Yes | Yes | 2015-02-09 |  | 1
FALSE | RA1630AJ1 | 4916 | 7940974 | RHEEM SALES COMPANY, INC. | RA1630AJ1 | AC | Split System: Air-Cooled Condensing Unit, Coil Alone | RA1630AJ1 |  | RCF3621MTAM+RXMD-C04 | 12.5 | 15.1 | Yes | Yes | 2015-02-09 |  | 1
FALSE | RA1418AJ1 | 4757 | 7490541 | RHEEM SALES COMPANY, INC. | RA1418AJ1 | AC | Split System: Air-Cooled Condensing Unit, Coil with Blower | RA1418AJ1 |  | RCF2417MTAM | 13 | 16 | Yes | Yes | 2015-02-09 |  | 2
FALSE | RA1624AJ1 | 4915 | 7940675 | RHEEM SALES COMPANY, INC. | RA1624AJ1 | AC | Split System: Air-Cooled Condensing Unit, Coil with Blower | RA1624AJ1 |  | RCF2421HTAM | 13 | 16 | Yes | Yes | 2015-02-09 |  | 2
FALSE | RA1448AD1 | 4762 | 7492559 | RHEEM SALES COMPANY, INC. | RA1448AJ1 | AC | Split System: Air-Cooled Condensing Unit, Coil with Blower | RA1448AJ1 |  | RH1T4824STAN | 12.5 | 15 | Yes | Yes | 2015-02-09 |  | 1
FALSE | RA1660AC1 | 4920 | 7943859 | RHEEM SALES COMPANY, INC. | RA1660AC1 | AC | Split System: Air-Cooled Condensing Unit, Coil with Blower | RA1660AC1 |  | RCFL-H*6024 | 13 | 15.5 | Yes | Yes | 2015-02-09 |  | 1
FALSE | RA1418AJ1 | 4757 | 7606943 | RHEEM SALES COMPANY, INC. | RA1418AJ1 | AC | Split System: Air-Cooled Condensing Unit, Coil with Blower | RA1418AJ1 |  | RCF2417STAM | 13 | 15.5 | Yes | Yes | 2015-02-09 |  | 1
FALSE | RA1624AJ1 | 4915 | 7940902 | RHEEM SALES COMPANY, INC. | RA1624AJ1 | AC | Split System: Air-Cooled Condensing Unit, Coil with Blower | RA1624AJ1 |  | RHSL-HM2417 | 12.2 | 14.5 | Yes | Yes | 2015-02-09 |  | 0
FALSE | RA1436AD1 | 4760 | 7599716 | RHEEM SALES COMPANY, INC. | RA1436AC1 | AC | Split System: Air-Cooled Condensing Unit, Coil with Blower | RA1436AC1 |  | RCFL-H*3821 | 13 | 15.5 | Yes | Yes | 2015-02-09 |  | 1
FALSE | RA1636AJ1 | 4917 | 7941386 | RHEEM SALES COMPANY, INC. | RA1636AC1 | AC | Split System: Air-Cooled Condensing Unit, Coil with Blower | RA1636AC1 |  | RCF3621MTAM | 13 | 16 | Yes | Yes | 2015-02-09 |  | 2
FALSE | RA1318AJ1 | 4821 | 7507500 | RHEEM SALES COMPANY, INC. | RA1318AJ1 | AC | Split System: Air-Cooled Condensing Unit, Coil with Blower | RA1318AJ1 |  | RCFL-H*2417 | 12 | 14.5 | Yes | Yes | 2015-02-09 |  | 0
FALSE | RA1636AJ1 | 4917 | 7941971 | RHEEM SALES COMPANY, INC. | RA1636AJ1 | AC | Split System: Air-Cooled Condensing Unit, Coil with Blower | RA1636AJ1 |  | RCFL-H*3617 | 13 | 15.5 | Yes | Yes | 2015-02-09 |  | 1
FALSE | RA1642AJ1 | 4918 | 7942770 | RHEEM SALES COMPANY, INC. | RA1642AJ1 | AC | Split System: Air-Cooled Condensing Unit, Coil with Blower | RA1642AJ1 |  | RCFL-H*4824 | 13 | 15.5 | Yes | Yes | 2015-02-09 |  | 1
FALSE | RA1436AD1 | 4760 | 7600216 | RHEEM SALES COMPANY, INC. | RA1436AJ1 | AC | Split System: Air-Cooled Condensing Unit, Coil with Blower | RA1436AJ1 |  | RCFL-H*3821 | 12.5 | 15.1 | Yes | Yes | 2015-02-09 |  | 1
FALSE | RA1424AJ1 | 4758 | 7500954 | RHEEM SALES COMPANY, INC. | RA1424AJ1 | AC | Split System: Air-Cooled Condensing Unit, Coil with Blower | RA1424AJ1 |  | RCF2417MTAM | 13 | 15.5 | Yes | Yes | 2015-02-09 |  | 1
FALSE | RA1448AD1 | 4762 | 7492541 | RHEEM SALES COMPANY, INC. | RA1448AJ1 | AC | Split System: Air-Cooled Condensing Unit, Coil with Blower | RA1448AJ1 |  | RCQD-4824 | 12 | 14.5 | Yes | Yes | 2015-02-10 |  | 0
FALSE | RA1636AJ1 | 4917 | 7941917 | RHEEM SALES COMPANY, INC. | RA1636AJ1 | AC | Split System: Air-Cooled Condensing Unit, Coil with Blower | RA1636AJ1 |  | RCF3624HTAM | 13 | 16 | Yes | Yes | 2015-02-10 |  | 2
FALSE | RA1630AJ1 | 4916 | 7941255 | RHEEM SALES COMPANY, INC. | RA1630AJ1 | AC | Split System: Air-Cooled Condensing Unit, Coil with Blower | RA1630AJ1 |  | RCFN-H*3624 | 13 | 16 | Yes | Yes | 2015-02-10 |  | 2
FALSE | RA1418AJ1 | 4757 | 7601311 | RHEEM SALES COMPANY, INC. | RA1418AJ1 | AC | Split System: Air-Cooled Condensing Unit, Coil with Blower | RA1418AJ1 |  | RCF2417MTAM | 13 | 16 | Yes | Yes | 2015-02-10 |  | 2
FALSE | RA1436AD1 | 4760 | 7601408 | RHEEM SALES COMPANY, INC. | RA1436AC1 | AC | Split System: Air-Cooled Condensing Unit, Coil with Blower | RA1436AC1 |  | RCF3624MTAM | 13 | 15.5 | Yes | Yes | 2015-02-10 |  | 1
FALSE | RA1648AJ1 | 4919 | 7943244 | RHEEM SALES COMPANY, INC. | RA1648AJ1 | AC | Split System: Air-Cooled Condensing Unit, Coil with Blower | RA1648AJ1 |  | RCF4821STAM | 13 | 16 | Yes | Yes | 2015-02-10 |  | 2
FALSE | RA1448AD1 | 4762 | 7492419 | RHEEM SALES COMPANY, INC. | RA1448AJ1 | AC | Split System: Air-Cooled Condensing Unit, Coil with Blower | RA1448AJ1 |  | RCF4824STAM | 12 | 14.5 | Yes | Yes | 2015-02-10 |  | 0
FALSE | RA1436AD1 | 4760 | 7491381 | RHEEM SALES COMPANY, INC. | RA1436AC1 | AC | Split System: Air-Cooled Condensing Unit, Coil with Blower | RA1436AC1 |  | RCFL-H*3621 | 12.5 | 15.1 | Yes | Yes | 2015-02-10 |  | 1
FALSE | RA1318AJ1 | 4821 | 7507434 | RHEEM SALES COMPANY, INC. | RA1318AJ1 | AC | Split System: Air-Cooled Condensing Unit, Coil with Blower | RA1318AJ1 |  | RCF2417MTAM | 12 | 14.5 | Yes | Yes | 2015-02-10 |  | 0
FALSE | RA1624AJ1 | 4915 | 7943985 | RHEEM SALES COMPANY, INC. | RA1624AJ1 | AC | Split System: Air-Cooled Condensing Unit, Coil with Blower | RA1624AJ1 |  | RCF2417MTAM | 13 | 16 | Yes | Yes | 2015-02-10 |  | 2
FALSE | RA1624AJ1 | 4915 | 7940811 | RHEEM SALES COMPANY, INC. | RA1624AJ1 | AC | Split System: Air-Cooled Condensing Unit, Coil with Blower | RA1624AJ1 |  | RCFN-H*2417 | 13 | 16 | Yes | Yes | 2015-02-10 |  | 2
FALSE | RA1642AJ1 | 4918 | 7942629 | RHEEM SALES COMPANY, INC. | RA1642AJ1 | AC | Split System: Air-Cooled Condensing Unit, Coil with Blower | RA1642AJ1 |  | RCF4824HTAM | 13 | 16 | Yes | Yes | 2015-02-10 |  | 2
FALSE | RA1448AD1 | 4762 | 7600636 | RHEEM SALES COMPANY, INC. | RA1448AD1 | AC | Split System: Air-Cooled Condensing Unit, Coil with Blower | RA1448AD1 |  | RCF4824HTAM | 13 | 15.5 | Yes | Yes | 2015-02-10 |  | 1
FALSE | RA1460AD1 | 4763 | 7945193 | RHEEM SALES COMPANY, INC. | RA1460AC1 | AC | Split System: Air-Cooled Condensing Unit, Coil with Blower | RA1460AC1 |  | RCF6024STAM | 12 | 14.5 | Yes | Yes | 2015-02-10 |  | 0
FALSE | RA1624AJ1 | 4915 | 7940881 | RHEEM SALES COMPANY, INC. | RA1624AJ1 | AC | Split System: Air-Cooled Condensing Unit, Coil with Blower | RA1624AJ1 |  | RCQD-2417 | 13 | 16 | Yes | Yes | 2015-02-10 |  | 2
FALSE | RA1436AD1 | 4760 | 7491345 | RHEEM SALES COMPANY, INC. | RA1436AC1 | AC | Split System: Air-Cooled Condensing Unit, Coil with Blower | RA1436AC1 |  | RCF3624MTAM | 13 | 15.5 | Yes | Yes | 2015-02-10 |  | 1
FALSE | RA1436AD1 | 4760 | 7491504 | RHEEM SALES COMPANY, INC. | RA1436AC1 | AC | Split System: Air-Cooled Condensing Unit, Coil with Blower | RA1436AC1 |  | RCQD-3624 | 13 | 16 | Yes | Yes | 2015-02-10 |  | 2
FALSE | RA1660AC1 | 4920 | 7943654 | RHEEM SALES COMPANY, INC. | RA1660AJ1 | AC | Split System: Air-Cooled Condensing Unit, Coil with Blower | RA1660AJ1 |  | RCFN-H*6024 | 13 | 15.5 | Yes | Yes | 2015-02-10 |  | 1
FALSE | RA1318AJ1 | 4821 | 7886604 | RHEEM SALES COMPANY, INC. | RA1318AJ1 | AC | Split System: Air-Cooled Condensing Unit, Coil with Blower | RA1318AJ1 |  | RF1T2421MTAN | 12 | 14.5 | Yes | Yes | 2015-02-10 |  | 0
FALSE | RA1642AJ1 | 4918 | 7942566 | RHEEM SALES COMPANY, INC. | RA1642AJ1 | AC | Split System: Air-Cooled Condensing Unit, Coil with Blower | RA1642AJ1 |  | RCF4821STAM | 13 | 16 | Yes | Yes | 2015-02-10 |  | 2
FALSE | RA1648AJ1 | 4919 | 7943159 | RHEEM SALES COMPANY, INC. | RA1648AC1 | AC | Split System: Air-Cooled Condensing Unit, Coil with Blower | RA1648AC1 |  | RCQD-4821 | 13 | 15.5 | Yes | Yes | 2015-02-10 |  | 1
FALSE | RA1630AJ1 | 4916 | 7941014 | RHEEM SALES COMPANY, INC. | RA1630AJ1 | AC | Split System: Air-Cooled Condensing Unit, Coil with Blower | RA1630AJ1 |  | RCF3621STAM | 13 | 16 | Yes | Yes | 2015-02-10 |  | 2
FALSE | RA1636AJ1 | 4917 | 7942129 | RHEEM SALES COMPANY, INC. | RA1636AJ1 | AC | Split System: Air-Cooled Condensing Unit, Coil with Blower | RA1636AJ1 |  | RCFL-H*3824 | 13 | 16 | Yes | Yes | 2015-02-10 |  | 2
FALSE | RA1436AD1 | 4760 | 7599875 | RHEEM SALES COMPANY, INC. | RA1436AD1 | AC | Split System: Air-Cooled Condensing Unit, Coil with Blower | RA1436AD1 |  | RCF3624MTAM | 13 | 16 | Yes | Yes | 2015-02-10 |  | 2
FALSE | RA1436AD1 | 4760 | 7491466 | RHEEM SALES COMPANY, INC. | RA1436AC1 | AC | Split System: Air-Cooled Condensing Unit, Coil with Blower | RA1436AC1 |  | RCFL-H*3824 | 13 | 15.5 | Yes | Yes | 2015-02-10 |  | 1
FALSE | RA1624AJ1 | 4915 | 7943990 | RHEEM SALES COMPANY, INC. | RA1624AJ1 | AC | Split System: Air-Cooled Condensing Unit, Coil with Blower | RA1624AJ1 |  | RCF2417STAM | 13 | 16 | Yes | Yes | 2015-02-10 |  | 2
FALSE | RA1436AD1 | 4760 | 7491465 | RHEEM SALES COMPANY, INC. | RA1436AC1 | AC | Split System: Air-Cooled Condensing Unit, Coil with Blower | RA1436AC1 |  | RCFL-H*3824 | 13 | 15.5 | Yes | Yes | 2015-02-10 |  | 1
FALSE | RA1636AJ1 | 4917 | 7942192 | RHEEM SALES COMPANY, INC. | RA1636AJ1 | AC | Split System: Air-Cooled Condensing Unit, Coil with Blower | RA1636AJ1 |  | RCQD-3624 | 13 | 16 | Yes | Yes | 2015-02-10 |  | 2
FALSE | RA1648AJ1 | 4919 | 7943219 | RHEEM SALES COMPANY, INC. | RA1648AC1 | AC | Split System: Air-Cooled Condensing Unit, Coil with Blower | RA1648AC1 |  | RHSL-HM4824 | 12 | 14.5 | Yes | Yes | 2015-02-10 |  | 0
FALSE | RA1430AJ1 | 4759 | 7491030 | RHEEM SALES COMPANY, INC. | RA1430AJ1 | AC | Split System: Air-Cooled Condensing Unit, Coil with Blower | RA1430AJ1 |  | RCF3621STAM | 12.5 | 15.1 | Yes | Yes | 2015-02-10 |  | 1
FALSE | RA1636AJ1 | 4917 | 7942020 | RHEEM SALES COMPANY, INC. | RA1636AJ1 | AC | Split System: Air-Cooled Condensing Unit, Coil with Blower | RA1636AJ1 |  | RCFL-H*3621 | 12.5 | 15 | Yes | Yes | 2015-02-10 |  | 1
FALSE | RA1660AC1 | 4920 | 7943875 | RHEEM SALES COMPANY, INC. | RA1660AC1 | AC | Split System: Air-Cooled Condensing Unit, Coil with Blower | RA1660AC1 |  | RCFN-H*6024 | 13 | 15.5 | Yes | Yes | 2015-02-10 |  | 1
FALSE | RA1448AD1 | 4762 | 7493698 | RHEEM SALES COMPANY, INC. | RA1448AC1 | AC | Split System: Air-Cooled Condensing Unit, Coil with Blower | RA1448AC1 |  | RHLL-HM4824 | 12 | 14.5 | Yes | Yes | 2015-02-10 |  | 0
FALSE | RA1642AJ1 | 4918 | 7942326 | RHEEM SALES COMPANY, INC. | RA1642AC1 | AC | Split System: Air-Cooled Condensing Unit, Coil with Blower | RA1642AC1 |  | RCF4824STAM | 13 | 15.5 | Yes | Yes | 2015-02-10 |  | 1
FALSE | RA1618AJ1 | 4914 | 7940312 | RHEEM SALES COMPANY, INC. | RA1618AJ1 | AC | Split System: Air-Cooled Condensing Unit, Coil with Blower | RA1618AJ1 |  | RCF2417HTAM | 13 | 16 | Yes | Yes | 2015-02-10 |  | 2
FALSE | RA1618AJ1 | 4914 | 7940530 | RHEEM SALES COMPANY, INC. | RA1618AJ1 | AC | Split System: Air-Cooled Condensing Unit, Coil with Blower | RA1618AJ1 |  | RCFN-H*2421 | 13 | 16 | Yes | Yes | 2015-02-10 |  | 2
FALSE | RA1636AJ1 | 4917 | 7941461 | RHEEM SALES COMPANY, INC. | RA1636AC1 | AC | Split System: Air-Cooled Condensing Unit, Coil with Blower | RA1636AC1 |  | RCF3621STAM | 12.5 | 15.1 | Yes | Yes | 2015-02-10 |  | 1
FALSE | RA1648AJ1 | 4919 | 7943529 | RHEEM SALES COMPANY, INC. | RA1648AJ1 | AC | Split System: Air-Cooled Condensing Unit, Coil with Blower | RA1648AJ1 |  | RCQD-4824 | 13 | 15.5 | Yes | Yes | 2015-02-10 |  | 1
FALSE | RA1648AJ1 | 4919 | 7943210 | RHEEM SALES COMPANY, INC. | RA1648AC1 | AC | Split System: Air-Cooled Condensing Unit, Coil with Blower | RA1648AC1 |  | RH1T4824STAN | 13 | 16 | Yes | Yes | 2015-02-10 |  | 2
FALSE | RA1442AD1 | 4761 | 7491918 | RHEEM SALES COMPANY, INC. | RA1442AC1 | AC | Split System: Air-Cooled Condensing Unit, Coil with Blower | RA1442AC1 |  | RCFL-H*4821 | 12 | 14.5 | Yes | Yes | 2015-02-10 |  | 0
FALSE | RA1418AJ1 | 4757 | 7490560 | RHEEM SALES COMPANY, INC. | RA1418AJ1 | AC | Split System: Air-Cooled Condensing Unit, Coil with Blower | RA1418AJ1 |  | RCF2417STAM | 13 | 15.5 | Yes | Yes | 2015-02-10 |  | 1
FALSE | RA1430AJ1 | 4759 | 7491106 | RHEEM SALES COMPANY, INC. | RA1430AJ1 | AC | Split System: Air-Cooled Condensing Unit, Coil with Blower | RA1430AJ1 |  | RCFL-H*3621 | 12.5 | 15.1 | Yes | Yes | 2015-02-10 |  | 1
FALSE | RA1436AD1 | 4760 | 7599985 | RHEEM SALES COMPANY, INC. | RA1436AD1 | AC | Split System: Air-Cooled Condensing Unit, Coil with Blower | RA1436AD1 |  | RCFL-H*3621 | 12.5 | 15.1 | Yes | Yes | 2015-02-10 |  | 1
FALSE | RA1630AJ1 | 4916 | 7940951 | RHEEM SALES COMPANY, INC. | RA1630AJ1 | AC | Split System: Air-Cooled Condensing Unit, Coil with Blower | RA1630AJ1 |  | RCF3621MTAM | 13 | 16 | Yes | Yes | 2015-02-10 |  | 2
FALSE | RA1660AC1 | 4920 | 7943838 | RHEEM SALES COMPANY, INC. | RA1660AC1 | AC | Split System: Air-Cooled Condensing Unit, Coil with Blower | RA1660AC1 |  | RCFL-H*6024 | 12.5 | 15.1 | Yes | Yes | 2015-02-10 |  | 1
FALSE | RA1442AD1 | 4761 | 7601522 | RHEEM SALES COMPANY, INC. | RA1442AJ1 | AC | Split System: Air-Cooled Condensing Unit, Coil with Blower | RA1442AJ1 |  | RCFL-H*4821 | 12 | 14.5 | Yes | Yes | 2015-02-10 |  | 0
FALSE | RA1430AJ1 | 4759 | 7944985 | RHEEM SALES COMPANY, INC. | RA1430AJ1 | AC | Split System: Air-Cooled Condensing Unit, Coil with Blower | RA1430AJ1 |  | RCF3624MTAM | 13 | 16 | Yes | Yes | 2015-02-10 |  | 2
FALSE | RA1460AD1 | 4763 | 7493718 | RHEEM SALES COMPANY, INC. | RA1460AC1 | AC | Split System: Air-Cooled Condensing Unit, Coil with Blower | RA1460AC1 |  | RHPN-HM6024 | 12 | 14.5 | Yes | Yes | 2015-02-10 |  | 0
FALSE | RA1436AD1 | 4760 | 7491574 | RHEEM SALES COMPANY, INC. | RA1436AJ1 | AC | Split System: Air-Cooled Condensing Unit, Coil with Blower | RA1436AJ1 |  | RCF3621STAM | 12 | 14.5 | Yes | Yes | 2015-02-10 |  | 0
FALSE | RA1436AD1 | 4760 | 7491692 | RHEEM SALES COMPANY, INC. | RA1436AJ1 | AC | Split System: Air-Cooled Condensing Unit, Coil with Blower | RA1436AJ1 |  | RCFL-H*3621 | 12 | 14.5 | Yes | Yes | 2015-02-10 |  | 0
FALSE | RA1624AJ1 | 4915 | 7940772 | RHEEM SALES COMPANY, INC. | RA1624AJ1 | AC | Split System: Air-Cooled Condensing Unit, Coil with Blower | RA1624AJ1 |  | RCFL-H*2621 | 13 | 16 | Yes | Yes | 2015-02-10 |  | 2
FALSE | RA1636AJ1 | 4917 | 7941620 | RHEEM SALES COMPANY, INC. | RA1636AC1 | AC | Split System: Air-Cooled Condensing Unit, Coil with Blower | RA1636AC1 |  | RCFL-H*3821 | 13 | 15.5 | Yes | Yes | 2015-02-10 |  | 1
FALSE | RA1642AJ1 | 4918 | 7942228 | RHEEM SALES COMPANY, INC. | RA1642AC1 | AC | Split System: Air-Cooled Condensing Unit, Coil with Blower | RA1642AC1 |  | RCF4821STAM | 13 | 15.5 | Yes | Yes | 2015-02-10 |  | 1
FALSE | RA1642AJ1 | 4918 | 7942299 | RHEEM SALES COMPANY, INC. | RA1642AC1 | AC | Split System: Air-Cooled Condensing Unit, Coil with Blower | RA1642AC1 |  | RCF4824HTAM | 13 | 16 | Yes | Yes | 2015-02-10 |  | 2
FALSE | RA1442AD1 | 4761 | 7600241 | RHEEM SALES COMPANY, INC. | RA1442AC1 | AC | Split System: Air-Cooled Condensing Unit, Coil with Blower | RA1442AC1 |  | RCF4824HTAM | 13 | 15.5 | Yes | Yes | 2015-02-10 |  | 1
FALSE | RA1642AJ1 | 4918 | 7942698 | RHEEM SALES COMPANY, INC. | RA1642AJ1 | AC | Split System: Air-Cooled Condensing Unit, Coil with Blower | RA1642AJ1 |  | RCFL-H*4821 | 13 | 15.5 | Yes | Yes | 2015-02-10 |  | 1
FALSE | RA1430AJ1 | 4759 | 7500996 | RHEEM SALES COMPANY, INC. | RA1430AJ1 | AC | Split System: Air-Cooled Condensing Unit, Coil with Blower | RA1430AJ1 |  | RCFL-H*3621 | 13 | 15.5 | Yes | Yes | 2015-02-10 |  | 1
FALSE | RA1424AJ1 | 4758 | 7599566 | RHEEM SALES COMPANY, INC. | RA1424AJ1 | AC | Split System: Air-Cooled Condensing Unit, Coil with Blower | RA1424AJ1 |  | RCF2417STAM | 13 | 15.5 | Yes | Yes | 2015-02-10 |  | 1
FALSE | RA1318AJ1 | 4821 | 7507492 | RHEEM SALES COMPANY, INC. | RA1318AJ1 | AC | Split System: Air-Cooled Condensing Unit, Coil with Blower | RA1318AJ1 |  | RCFL-H*2417 | 12 | 14.5 | Yes | Yes | 2015-02-10 |  | 0
FALSE | RA1636AJ1 | 4917 | 7941811 | RHEEM SALES COMPANY, INC. | RA1636AJ1 | AC | Split System: Air-Cooled Condensing Unit, Coil with Blower | RA1636AJ1 |  | RCF3617STAM | 13 | 15.5 | Yes | Yes | 2015-02-10 |  | 1
FALSE | RA1436AD1 | 4760 | 7491330 | RHEEM SALES COMPANY, INC. | RA1436AC1 | AC | Split System: Air-Cooled Condensing Unit, Coil with Blower | RA1436AC1 |  | RCF3624HTAM | 13 | 16 | Yes | Yes | 2015-02-10 |  | 2
FALSE | RA1336AD1 | 4824 | 7508600 | RHEEM SALES COMPANY, INC. | RA1336AJ1 | AC | Split System: Air-Cooled Condensing Unit, Coil with Blower | RA1336AJ1 |  | RCF3621MTAM | 12 | 14.5 | Yes | Yes | 2015-02-10 |  | 0
FALSE | RA1442AD1 | 4761 | 7600411 | RHEEM SALES COMPANY, INC. | RA1442AD1 | AC | Split System: Air-Cooled Condensing Unit, Coil with Blower | RA1442AD1 |  | RCFL-H*4821 | 12 | 14.5 | Yes | Yes | 2015-02-10 |  | 0
FALSE | RA1418AJ1 | 4757 | 7599531 | RHEEM SALES COMPANY, INC. | RA1418AJ1 | AC | Split System: Air-Cooled Condensing Unit, Coil with Blower | RA1418AJ1 |  | RCFL-H*2417 | 13 | 15.5 | Yes | Yes | 2015-02-10 |  | 1
FALSE | RA1630AJ1 | 4916 | 7941258 | RHEEM SALES COMPANY, INC. | RA1630AJ1 | AC | Split System: Air-Cooled Condensing Unit, Coil with Blower | RA1630AJ1 |  | RCFN-H*3624 | 13 | 16 | Yes | Yes | 2015-02-10 |  | 2
FALSE | RA1636AJ1 | 4917 | 7942045 | RHEEM SALES COMPANY, INC. | RA1636AJ1 | AC | Split System: Air-Cooled Condensing Unit, Coil with Blower | RA1636AJ1 |  | RCFL-H*3621 | 12.5 | 15.1 | Yes | Yes | 2015-02-10 |  | 1
FALSE | RA1624AJ1 | 4915 | 7940779 | RHEEM SALES COMPANY, INC. | RA1624AJ1 | AC | Split System: Air-Cooled Condensing Unit, Coil with Blower | RA1624AJ1 |  | RCFL-H*2621 | 13 | 16 | Yes | Yes | 2015-02-10 |  | 2
FALSE | RA1636AJ1 | 4917 | 7944149 | RHEEM SALES COMPANY, INC. | RA1636AJ1 | AC | Split System: Air-Cooled Condensing Unit, Coil with Blower | RA1636AJ1 |  | RCF3621STAM | 12.5 | 15 | Yes | Yes | 2015-02-10 |  | 1
FALSE | RA1336AD1 | 4824 | 7508412 | RHEEM SALES COMPANY, INC. | RA1336AC1 | AC | Split System: Air-Cooled Condensing Unit, Coil with Blower | RA1336AC1 |  | RCFL-H*3821 | 12 | 14.5 | Yes | Yes | 2015-02-10 |  | 0
FALSE | RA1436AD1 | 4760 | 7491404 | RHEEM SALES COMPANY, INC. | RA1436AC1 | AC | Split System: Air-Cooled Condensing Unit, Coil with Blower | RA1436AC1 |  | RCFL-H*3621 | 12.5 | 15.1 | Yes | Yes | 2015-02-10 |  | 1
FALSE | RA1618AJ1 | 4914 | 7940571 | RHEEM SALES COMPANY, INC. | RA1618AJ1 | AC | Split System: Air-Cooled Condensing Unit, Coil with Blower | RA1618AJ1 |  | RHSL-HM1817 | 12.5 | 15 | Yes | Yes | 2015-02-10 |  | 1
FALSE | RA1630AJ1 | 4916 | 7941240 | RHEEM SALES COMPANY, INC. | RA1630AJ1 | AC | Split System: Air-Cooled Condensing Unit, Coil with Blower | RA1630AJ1 |  | RCFL-H*3824 | 13 | 16 | Yes | Yes | 2015-02-10 |  | 2
FALSE | RA1442AD1 | 4761 | 7945080 | RHEEM SALES COMPANY, INC. | RA1442AC1 | AC | Split System: Air-Cooled Condensing Unit, Coil with Blower | RA1442AC1 |  | RCF4821STAM | 12 | 14.5 | Yes | Yes | 2015-02-10 |  | 0
FALSE | RA1430AJ1 | 4759 | 7490991 | RHEEM SALES COMPANY, INC. | RA1430AJ1 | AC | Split System: Air-Cooled Condensing Unit, Coil with Blower | RA1430AJ1 |  | RCF3621MTAM | 13 | 16 | Yes | Yes | 2015-02-10 |  | 2
FALSE | RA1330AJ1 | 4823 | 7507951 | RHEEM SALES COMPANY, INC. | RA1330AJ1 | AC | Split System: Air-Cooled Condensing Unit, Coil with Blower | RA1330AJ1 |  | RCF3624MTAM | 12.5 | 15 | Yes | Yes | 2015-02-10 |  | 1
FALSE | RA1436AD1 | 4760 | 7491374 | RHEEM SALES COMPANY, INC. | RA1436AC1 | AC | Split System: Air-Cooled Condensing Unit, Coil with Blower | RA1436AC1 |  | RCFL-H*3621 | 12.5 | 15 | Yes | Yes | 2015-02-10 |  | 1
FALSE | RA1642AJ1 | 4918 | 7942561 | RHEEM SALES COMPANY, INC. | RA1642AJ1 | AC | Split System: Air-Cooled Condensing Unit, Coil with Blower | RA1642AJ1 |  | RCF4821STAM | 13 | 15.5 | Yes | Yes | 2015-02-10 |  | 1
FALSE | RA1318AJ1 | 4821 | 7507589 | RHEEM SALES COMPANY, INC. | RA1318AJ1 | AC | Split System: Air-Cooled Condensing Unit, Coil with Blower | RA1318AJ1 |  | RCQD-2417 | 12.5 | 15 | Yes | Yes | 2015-02-10 |  | 1
FALSE | RA1636AJ1 | 4917 | 7941908 | RHEEM SALES COMPANY, INC. | RA1636AJ1 | AC | Split System: Air-Cooled Condensing Unit, Coil with Blower | RA1636AJ1 |  | RCF3624HTAM | 13 | 16 | Yes | Yes | 2015-02-10 |  | 2
FALSE | RA1318AJ1 | 4821 | 7507437 | RHEEM SALES COMPANY, INC. | RA1318AJ1 | AC | Split System: Air-Cooled Condensing Unit, Coil with Blower | RA1318AJ1 |  | RCF2417MTAM | 12 | 14.5 | Yes | Yes | 2015-02-10 |  | 0
FALSE | RA1442AD1 | 4761 | 7501146 | RHEEM SALES COMPANY, INC. | RA1442AJ1 | AC | Split System: Air-Cooled Condensing Unit, Coil with Blower | RA1442AJ1 |  | RCFL-H*4821 | 12 | 14.5 | Yes | Yes | 2015-02-10 |  | 0
FALSE | RA1318AJ1 | 4821 | 7507488 | RHEEM SALES COMPANY, INC. | RA1318AJ1 | AC | Split System: Air-Cooled Condensing Unit, Coil with Blower | RA1318AJ1 |  | RCF2421MTAM | 12.5 | 15 | Yes | Yes | 2015-02-10 |  | 1
FALSE | RA1336AD1 | 4824 | 7508657 | RHEEM SALES COMPANY, INC. | RA1336AJ1 | AC | Split System: Air-Cooled Condensing Unit, Coil with Blower | RA1336AJ1 |  | RCF3624HTAM | 12.5 | 15.1 | Yes | Yes | 2015-02-10 |  | 1
FALSE | RA1630AJ1 | 4916 | 7941033 | RHEEM SALES COMPANY, INC. | RA1630AJ1 | AC | Split System: Air-Cooled Condensing Unit, Coil with Blower | RA1630AJ1 |  | RCF3624HTAM | 13 | 16 | Yes | Yes | 2015-02-10 |  | 2
FALSE | RA1430AJ1 | 4759 | 7490980 | RHEEM SALES COMPANY, INC. | RA1430AJ1 | AC | Split System: Air-Cooled Condensing Unit, Coil with Blower | RA1430AJ1 |  | RCF3617STAM | 12.5 | 15.1 | Yes | Yes | 2015-02-10 |  | 1
FALSE | RA1424AJ1 | 4758 | 7490914 | RHEEM SALES COMPANY, INC. | RA1424AJ1 | AC | Split System: Air-Cooled Condensing Unit, Coil with Blower | RA1424AJ1 |  | RCFN-H*2417 | 13 | 15.5 | Yes | Yes | 2015-02-10 |  | 1
FALSE | RA1430AJ1 | 4759 | 7944966 | RHEEM SALES COMPANY, INC. | RA1430AJ1 | AC | Split System: Air-Cooled Condensing Unit, Coil with Blower | RA1430AJ1 |  | RCF3621MTAM | 13 | 16 | Yes | Yes | 2015-02-10 |  | 2
FALSE | RA1436AD1 | 4760 | 7491505 | RHEEM SALES COMPANY, INC. | RA1436AC1 | AC | Split System: Air-Cooled Condensing Unit, Coil with Blower | RA1436AC1 |  | RCQD-3624 | 13 | 16 | Yes | Yes | 2015-02-10 |  | 2
FALSE | RA1436AD1 | 4760 | 7491596 | RHEEM SALES COMPANY, INC. | RA1436AJ1 | AC | Split System: Air-Cooled Condensing Unit, Coil with Blower | RA1436AJ1 |  | RCF3621STAM | 12.5 | 15 | Yes | Yes | 2015-02-10 |  | 1
FALSE | RA1660AC1 | 4920 | 7943621 | RHEEM SALES COMPANY, INC. | RA1660AJ1 | AC | Split System: Air-Cooled Condensing Unit, Coil with Blower | RA1660AJ1 |  | RCFL-H*6024 | 12.5 | 15.1 | Yes | Yes | 2015-02-10 |  | 1
FALSE | RA1460AD1 | 4763 | 7601061 | RHEEM SALES COMPANY, INC. | RA1460AJ1 | AC | Split System: Air-Cooled Condensing Unit, Coil with Blower | RA1460AJ1 |  | RCFN-H*6024 | 12 | 14.5 | Yes | Yes | 2015-02-10 |  | 0
FALSE | RA1330AJ1 | 4823 | 7508162 | RHEEM SALES COMPANY, INC. | RA1330AJ1 | AC | Split System: Air-Cooled Condensing Unit, Coil with Blower | RA1330AJ1 |  | RCQD-3624 | 12.5 | 15.1 | Yes | Yes | 2015-02-10 |  | 1
FALSE | RA1448AD1 | 4762 | 7600768 | RHEEM SALES COMPANY, INC. | RA1448AD1 | AC | Split System: Air-Cooled Condensing Unit, Coil with Blower | RA1448AD1 |  | RCFN-H*4824 | 12.5 | 15.1 | Yes | Yes | 2015-02-10 |  | 1
FALSE | RA1336AD1 | 4824 | 7508870 | RHEEM SALES COMPANY, INC. | RA1336AJ1 | AC | Split System: Air-Cooled Condensing Unit, Coil with Blower | RA1336AJ1 |  | RCQD-3621 | 12 | 14.5 | Yes | Yes | 2015-02-10 |  | 0
FALSE | RA1436AD1 | 4760 | 7601447 | RHEEM SALES COMPANY, INC. | RA1436AD1 | AC | Split System: Air-Cooled Condensing Unit, Coil with Blower | RA1436AD1 |  | RCFL-H*3821 | 12.5 | 15.1 | Yes | Yes | 2015-02-10 |  | 1
FALSE | RA1642AJ1 | 4918 | 7942264 | RHEEM SALES COMPANY, INC. | RA1642AC1 | AC | Split System: Air-Cooled Condensing Unit, Coil with Blower | RA1642AC1 |  | RCF4821STAM | 13 | 15.5 | Yes | Yes | 2015-02-10 |  | 1
FALSE | RA1630AJ1 | 4916 | 7941328 | RHEEM SALES COMPANY, INC. | RA1630AJ1 | AC | Split System: Air-Cooled Condensing Unit, Coil with Blower | RA1630AJ1 |  | RCQD-3624 | 13 | 16 | Yes | Yes | 2015-02-10 |  | 2
FALSE | RA1436AD1 | 4760 | 7491301 | RHEEM SALES COMPANY, INC. | RA1436AC1 | AC | Split System: Air-Cooled Condensing Unit, Coil with Blower | RA1436AC1 |  | RCF3621STAM | 12 | 14.5 | Yes | Yes | 2015-02-10 |  | 0
FALSE | RA1324AJ1 | 4822 | 7507776 | RHEEM SALES COMPANY, INC. | RA1324AJ1 | AC | Split System: Air-Cooled Condensing Unit, Coil with Blower | RA1324AJ1 |  | RCFL-H*2621 | 12 | 14.5 | Yes | Yes | 2015-02-10 |  | 0
FALSE | RA1336AD1 | 4824 | 7982509 | RHEEM SALES COMPANY, INC. | RA1336AJ1 | AC | Split System: Air-Cooled Condensing Unit, Coil with Blower | RA1336AJ1 |  | RCQD-3624 | 12.5 | 15.1 | Yes | Yes | 2015-02-10 |  | 1
FALSE | RA1430AJ1 | 4759 | 7491157 | RHEEM SALES COMPANY, INC. | RA1430AJ1 | AC | Split System: Air-Cooled Condensing Unit, Coil with Blower | RA1430AJ1 |  | RCFL-H*3821 | 13 | 16 | Yes | Yes | 2015-02-10 |  | 2
FALSE | RA1642AJ1 | 4918 | 7942881 | RHEEM SALES COMPANY, INC. | RA1642AJ1 | AC | Split System: Air-Cooled Condensing Unit, Coil with Blower | RA1642AJ1 |  | RCQD-4824 | 13 | 15.5 | Yes | Yes | 2015-02-10 |  | 1
FALSE | RA1648AJ1 | 4919 | 7943054 | RHEEM SALES COMPANY, INC. | RA1648AC1 | AC | Split System: Air-Cooled Condensing Unit, Coil with Blower | RA1648AC1 |  | RCFL-H*4821 | 13 | 15.5 | Yes | Yes | 2015-02-10 |  | 1
FALSE | RA1430AJ1 | 4759 | 7491054 | RHEEM SALES COMPANY, INC. | RA1430AJ1 | AC | Split System: Air-Cooled Condensing Unit, Coil with Blower | RA1430AJ1 |  | RCF3624HTAM | 13 | 16 | Yes | Yes | 2015-02-10 |  | 2
FALSE | RA1318AJ1 | 4821 | 7507553 | RHEEM SALES COMPANY, INC. | RA1318AJ1 | AC | Split System: Air-Cooled Condensing Unit, Coil with Blower | RA1318AJ1 |  | RCFN-H*2417 | 12 | 14.5 | Yes | Yes | 2015-02-10 |  | 0
FALSE | RA1436AD1 | 4760 | 7945022 | RHEEM SALES COMPANY, INC. | RA1436AD1 | AC | Split System: Air-Cooled Condensing Unit, Coil with Blower | RA1436AD1 |  | RCF3621MTAM | 13 | 15.5 | Yes | Yes | 2015-02-10 |  | 1
FALSE | RA1436AD1 | 4760 | 7491672 | RHEEM SALES COMPANY, INC. | RA1436AJ1 | AC | Split System: Air-Cooled Condensing Unit, Coil with Blower | RA1436AJ1 |  | RCFL-H*3621 | 12.5 | 15.1 | Yes | Yes | 2015-02-10 |  | 1
FALSE | RA1430AJ1 | 4759 | 7500997 | RHEEM SALES COMPANY, INC. | RA1430AJ1 | AC | Split System: Air-Cooled Condensing Unit, Coil with Blower | RA1430AJ1 |  | RCFL-H*3621 | 13 | 15.5 | Yes | Yes | 2015-02-10 |  | 1
FALSE | RA1624AJ1 | 4915 | 7940721 | RHEEM SALES COMPANY, INC. | RA1624AJ1 | AC | Split System: Air-Cooled Condensing Unit, Coil with Blower | RA1624AJ1 |  | RCFL-H*2417 | 12.5 | 15.1 | Yes | Yes | 2015-02-10 |  | 1
FALSE | RA1630AJ1 | 4916 | 7941156 | RHEEM SALES COMPANY, INC. | RA1630AJ1 | AC | Split System: Air-Cooled Condensing Unit, Coil with Blower | RA1630AJ1 |  | RCFL-H*3621 | 13 | 16 | Yes | Yes | 2015-02-10 |  | 2
TRUE | RA1630AJ1 | 4916 | 7940930 | RHEEM SALES COMPANY, INC. | RA1630AJ1 | AC | Split System: Air-Cooled Condensing Unit, Coil Alone | RA1630AJ1 |  | RCF3617STAM+RXMD-C04 | 12.2 | 14.5 | Yes | Yes | 2015-02-10 |  | 0
FALSE | RA1436AD1 | 4760 | 7599879 | RHEEM SALES COMPANY, INC. | RA1436AD1 | AC | Split System: Air-Cooled Condensing Unit, Coil with Blower | RA1436AD1 |  | RCF3624MTAM | 13 | 16 | Yes | Yes | 2015-02-10 |  | 2
FALSE | RA1618AJ1 | 4914 | 7940487 | RHEEM SALES COMPANY, INC. | RA1618AJ1 | AC | Split System: Air-Cooled Condensing Unit, Coil with Blower | RA1618AJ1 |  | RCFL-H*2621 | 13 | 16 | Yes | Yes | 2015-02-10 |  | 2
FALSE | RA1436AD1 | 4760 | 7600161 | RHEEM SALES COMPANY, INC. | RA1436AD1 | AC | Split System: Air-Cooled Condensing Unit, Coil with Blower | RA1436AD1 |  | RHAL-FR36T | 12 | 14.5 | Yes | Yes | 2015-02-10 |  | 0
FALSE | RA1418AJ1 | 4757 | 7490533 | RHEEM SALES COMPANY, INC. | RA1418AJ1 | AC | Split System: Air-Cooled Condensing Unit, Coil with Blower | RA1418AJ1 |  | RCF2417MTAM | 13 | 15.5 | Yes | Yes | 2015-02-10 |  | 1
FALSE | RA1448AD1 | 4762 | 7492494 | RHEEM SALES COMPANY, INC. | RA1448AJ1 | AC | Split System: Air-Cooled Condensing Unit, Coil with Blower | RA1448AJ1 |  | RCFN-H*4824 | 12.5 | 15 | Yes | Yes | 2015-02-10 |  | 1
FALSE | RA1442AD1 | 4761 | 7600340 | RHEEM SALES COMPANY, INC. | RA1442AD1 | AC | Split System: Air-Cooled Condensing Unit, Coil with Blower | RA1442AD1 |  | RCF4824HTAM | 13 | 15.5 | Yes | Yes | 2015-02-10 |  | 1
FALSE | RA1660AC1 | 4920 | 7943845 | RHEEM SALES COMPANY, INC. | RA1660AC1 | AC | Split System: Air-Cooled Condensing Unit, Coil with Blower | RA1660AC1 |  | RCFL-H*6024 | 12.5 | 15.1 | Yes | Yes | 2015-02-10 |  | 1
FALSE | RA1436AD1 | 4760 | 7599696 | RHEEM SALES COMPANY, INC. | RA1436AC1 | AC | Split System: Air-Cooled Condensing Unit, Coil with Blower | RA1436AC1 |  | RCF3624MTAM | 13 | 15.5 | Yes | Yes | 2015-02-10 |  | 1
FALSE | RA1630AJ1 | 4916 | 7941211 | RHEEM SALES COMPANY, INC. | RA1630AJ1 | AC | Split System: Air-Cooled Condensing Unit, Coil with Blower | RA1630AJ1 |  | RCFL-H*3824 | 13 | 15.5 | Yes | Yes | 2015-02-10 |  | 1
FALSE | RA1636AJ1 | 4917 | 7941891 | RHEEM SALES COMPANY, INC. | RA1636AJ1 | AC | Split System: Air-Cooled Condensing Unit, Coil with Blower | RA1636AJ1 |  | RCF3621STAM | 13 | 15.5 | Yes | Yes | 2015-02-10 |  | 1
FALSE | RA1630AJ1 | 4916 | 7941164 | RHEEM SALES COMPANY, INC. | RA1630AJ1 | AC | Split System: Air-Cooled Condensing Unit, Coil with Blower | RA1630AJ1 |  | RCFL-H*3821 | 13 | 15.5 | Yes | Yes | 2015-02-10 |  | 1
FALSE | RA1648AJ1 | 4919 | 7943523 | RHEEM SALES COMPANY, INC. | RA1648AJ1 | AC | Split System: Air-Cooled Condensing Unit, Coil with Blower | RA1648AJ1 |  | RCQD-4824 | 13 | 16 | Yes | Yes | 2015-02-10 |  | 2
FALSE | RA1636AJ1 | 4917 | 7942037 | RHEEM SALES COMPANY, INC. | RA1636AJ1 | AC | Split System: Air-Cooled Condensing Unit, Coil with Blower | RA1636AJ1 |  | RCFL-H*3621 | 12.5 | 15 | Yes | Yes | 2015-02-10 |  | 1
FALSE | RA1642AJ1 | 4918 | 7942307 | RHEEM SALES COMPANY, INC. | RA1642AC1 | AC | Split System: Air-Cooled Condensing Unit, Coil with Blower | RA1642AC1 |  | RCF4824STAM | 13 | 16 | Yes | Yes | 2015-02-10 |  | 2
FALSE | RA1418AJ1 | 4757 | 7490554 | RHEEM SALES COMPANY, INC. | RA1418AJ1 | AC | Split System: Air-Cooled Condensing Unit, Coil with Blower | RA1418AJ1 |  | RCF2417STAM | 13 | 16 | Yes | Yes | 2015-02-10 |  | 2
FALSE | RA1330AJ1 | 4823 | 7508109 | RHEEM SALES COMPANY, INC. | RA1330AJ1 | AC | Split System: Air-Cooled Condensing Unit, Coil with Blower | RA1330AJ1 |  | RCFN-H*3624 | 12.5 | 15.1 | Yes | Yes | 2015-02-10 |  | 1
FALSE | RA1430AJ1 | 4759 | 7601394 | RHEEM SALES COMPANY, INC. | RA1430AJ1 | AC | Split System: Air-Cooled Condensing Unit, Coil with Blower | RA1430AJ1 |  | RCFN-H*3624 | 13 | 16 | Yes | Yes | 2015-02-10 |  | 2
FALSE | RA1418AJ1 | 4757 | 7490600 | RHEEM SALES COMPANY, INC. | RA1418AJ1 | AC | Split System: Air-Cooled Condensing Unit, Coil with Blower | RA1418AJ1 |  | RCF2421MTAM | 13 | 16 | Yes | Yes | 2015-02-10 |  | 2
FALSE | RA1630AJ1 | 4916 | 7941263 | RHEEM SALES COMPANY, INC. | RA1630AJ1 | AC | Split System: Air-Cooled Condensing Unit, Coil with Blower | RA1630AJ1 |  | RCFN-H*3624 | 13 | 16 | Yes | Yes | 2015-02-10 |  | 2
FALSE | RA1330AJ1 | 4823 | 7507872 | RHEEM SALES COMPANY, INC. | RA1330AJ1 | AC | Split System: Air-Cooled Condensing Unit, Coil with Blower | RA1330AJ1 |  | RCF3621MTAM | 12 | 14.5 | Yes | Yes | 2015-02-10 |  | 0
FALSE | RA1336AD1 | 4824 | 7508888 | RHEEM SALES COMPANY, INC. | RA1336AJ1 | AC | Split System: Air-Cooled Condensing Unit, Coil with Blower | RA1336AJ1 |  | RCQD-3624 | 12 | 14.5 | Yes | Yes | 2015-02-10 |  | 0
FALSE | RA1618AJ1 | 4914 | 7940364 | RHEEM SALES COMPANY, INC. | RA1618AJ1 | AC | Split System: Air-Cooled Condensing Unit, Coil with Blower | RA1618AJ1 |  | RCF2421HTAM | 13 | 16 | Yes | Yes | 2015-02-10 |  | 2
FALSE | RA1630AJ1 | 4916 | 7941153 | RHEEM SALES COMPANY, INC. | RA1630AJ1 | AC | Split System: Air-Cooled Condensing Unit, Coil with Blower | RA1630AJ1 |  | RCFL-H*3621 | 13 | 16 | Yes | Yes | 2015-02-10 |  | 2
FALSE | RA1330AJ1 | 4823 | 7508100 | RHEEM SALES COMPANY, INC. | RA1330AJ1 | AC | Split System: Air-Cooled Condensing Unit, Coil with Blower | RA1330AJ1 |  | RCFN-H*3624 | 13 | 15.5 | Yes | Yes | 2015-02-10 |  | 1
FALSE | RA1436AD1 | 4760 | 7491298 | RHEEM SALES COMPANY, INC. | RA1436AC1 | AC | Split System: Air-Cooled Condensing Unit, Coil with Blower | RA1436AC1 |  | RCF3621STAM | 12.5 | 15.1 | Yes | Yes | 2015-02-10 |  | 1
FALSE | RA1436AD1 | 4760 | 7501097 | RHEEM SALES COMPANY, INC. | RA1436AJ1 | AC | Split System: Air-Cooled Condensing Unit, Coil with Blower | RA1436AJ1 |  | RCQD-3621 | 13 | 16 | Yes | Yes | 2015-02-10 |  | 2
FALSE | RA1436AD1 | 4760 | 7491314 | RHEEM SALES COMPANY, INC. | RA1436AC1 | AC | Split System: Air-Cooled Condensing Unit, Coil with Blower | RA1436AC1 |  | RCF3624HTAM | 13 | 16 | Yes | Yes | 2015-02-10 |  | 2
FALSE | RA1336AD1 | 4824 | 7508323 | RHEEM SALES COMPANY, INC. | RA1336AC1 | AC | Split System: Air-Cooled Condensing Unit, Coil with Blower | RA1336AC1 |  | RCF3624MTAM | 12 | 14.5 | Yes | Yes | 2015-02-10 |  | 0
FALSE | RA1630AJ1 | 4916 | 7941003 | RHEEM SALES COMPANY, INC. | RA1630AJ1 | AC | Split System: Air-Cooled Condensing Unit, Coil with Blower | RA1630AJ1 |  | RCF3621STAM | 13 | 16 | Yes | Yes | 2015-02-10 |  | 2
FALSE | RA1430AJ1 | 4759 | 7601383 | RHEEM SALES COMPANY, INC. | RA1430AJ1 | AC | Split System: Air-Cooled Condensing Unit, Coil with Blower | RA1430AJ1 |  | RCFL-H*3621 | 12.5 | 15.1 | Yes | Yes | 2015-02-10 |  | 1
FALSE | RA1636AJ1 | 4917 | 7941793 | RHEEM SALES COMPANY, INC. | RA1636AJ1 | AC | Split System: Air-Cooled Condensing Unit, Coil with Blower | RA1636AJ1 |  | RCF3617STAM | 12.2 | 14.5 | Yes | Yes | 2015-02-10 |  | 0
FALSE | RA1436AD1 | 4760 | 7491693 | RHEEM SALES COMPANY, INC. | RA1436AJ1 | AC | Split System: Air-Cooled Condensing Unit, Coil with Blower | RA1436AJ1 |  | RCFL-H*3621 | 12.5 | 15.1 | Yes | Yes | 2015-02-10 |  | 1
FALSE | RA1630AJ1 | 4916 | 7941042 | RHEEM SALES COMPANY, INC. | RA1630AJ1 | AC | Split System: Air-Cooled Condensing Unit, Coil with Blower | RA1630AJ1 |  | RCF3624HTAM | 13 | 16 | Yes | Yes | 2015-02-10 |  | 2
FALSE | RA1436AD1 | 4760 | 7600196 | RHEEM SALES COMPANY, INC. | RA1436AJ1 | AC | Split System: Air-Cooled Condensing Unit, Coil with Blower | RA1436AJ1 |  | RCF3624HTAM | 13 | 16 | Yes | Yes | 2015-02-10 |  | 2
FALSE | RA1630AJ1 | 4916 | 7941343 | RHEEM SALES COMPANY, INC. | RA1630AJ1 | AC | Split System: Air-Cooled Condensing Unit, Coil with Blower | RA1630AJ1 |  | RH1T3617STAN | 13 | 16 | Yes | Yes | 2015-02-10 |  | 2
FALSE | RA1418AJ1 | 4757 | 7490627 | RHEEM SALES COMPANY, INC. | RA1418AJ1 | AC | Split System: Air-Cooled Condensing Unit, Coil with Blower | RA1418AJ1 |  | RCFL-H*2417 | 13 | 15.5 | Yes | Yes | 2015-02-10 |  | 1
FALSE | RA1648AJ1 | 4919 | 7943161 | RHEEM SALES COMPANY, INC. | RA1648AC1 | AC | Split System: Air-Cooled Condensing Unit, Coil with Blower | RA1648AC1 |  | RCQD-4821 | 13 | 15.5 | Yes | Yes | 2015-02-10 |  | 1
FALSE | RA1660AC1 | 4920 | 7943835 | RHEEM SALES COMPANY, INC. | RA1660AC1 | AC | Split System: Air-Cooled Condensing Unit, Coil with Blower | RA1660AC1 |  | RCFL-H*6024 | 13 | 15.5 | Yes | Yes | 2015-02-10 |  | 1
FALSE | RA1442AD1 | 4761 | 7492151 | RHEEM SALES COMPANY, INC. | RA1442AJ1 | AC | Split System: Air-Cooled Condensing Unit, Coil with Blower | RA1442AJ1 |  | RCFN-H*4824 | 13 | 15.5 | Yes | Yes | 2015-02-10 |  | 1
FALSE | RA1618AJ1 | 4914 | 7940568 | RHEEM SALES COMPANY, INC. | RA1618AJ1 | AC | Split System: Air-Cooled Condensing Unit, Coil with Blower | RA1618AJ1 |  | RHBL-FR24T | 13 | 16 | Yes | Yes | 2015-02-10 |  | 2
FALSE | RA1436AD1 | 4760 | 7491714 | RHEEM SALES COMPANY, INC. | RA1436AJ1 | AC | Split System: Air-Cooled Condensing Unit, Coil with Blower | RA1436AJ1 |  | RCFL-H*3821 | 13 | 15.5 | Yes | Yes | 2015-02-10 |  | 1
FALSE | RA1636AJ1 | 4917 | 7941650 | RHEEM SALES COMPANY, INC. | RA1636AC1 | AC | Split System: Air-Cooled Condensing Unit, Coil with Blower | RA1636AC1 |  | RCFL-H*3821 | 13 | 16 | Yes | Yes | 2015-02-10 |  | 2
FALSE | RA1636AJ1 | 4917 | 7942190 | RHEEM SALES COMPANY, INC. | RA1636AJ1 | AC | Split System: Air-Cooled Condensing Unit, Coil with Blower | RA1636AJ1 |  | RCQD-3624 | 13 | 16 | Yes | Yes | 2015-02-10 |  | 2
FALSE | RA1618AJ1 | 4914 | 7940506 | RHEEM SALES COMPANY, INC. | RA1618AJ1 | AC | Split System: Air-Cooled Condensing Unit, Coil with Blower | RA1618AJ1 |  | RCFN-H*2417 | 13 | 16 | Yes | Yes | 2015-02-10 |  | 2
FALSE | RA1648AJ1 | 4919 | 7943057 | RHEEM SALES COMPANY, INC. | RA1648AC1 | AC | Split System: Air-Cooled Condensing Unit, Coil with Blower | RA1648AC1 |  | RCFL-H*4824 | 13 | 15.5 | Yes | Yes | 2015-02-10 |  | 1
FALSE | RA1636AJ1 | 4917 | 7941607 | RHEEM SALES COMPANY, INC. | RA1636AC1 | AC | Split System: Air-Cooled Condensing Unit, Coil with Blower | RA1636AC1 |  | RCFL-H*3621 | 13 | 15.5 | Yes | Yes | 2015-02-10 |  | 1
FALSE | RA1630AJ1 | 4916 | 7940940 | RHEEM SALES COMPANY, INC. | RA1630AJ1 | AC | Split System: Air-Cooled Condensing Unit, Coil with Blower | RA1630AJ1 |  | RCF3621MTAM | 13 | 16 | Yes | Yes | 2015-02-10 |  | 2
FALSE | RA1442AD1 | 4761 | 7601504 | RHEEM SALES COMPANY, INC. | RA1442AD1 | AC | Split System: Air-Cooled Condensing Unit, Coil with Blower | RA1442AD1 |  | RCF4821STAM | 12 | 14.5 | Yes | Yes | 2015-02-10 |  | 0
FALSE | RA1436AD1 | 4760 | 7491718 | RHEEM SALES COMPANY, INC. | RA1436AJ1 | AC | Split System: Air-Cooled Condensing Unit, Coil with Blower | RA1436AJ1 |  | RCFL-H*3821 | 12.5 | 15.1 | Yes | Yes | 2015-02-10 |  | 1
FALSE | RA1660AC1 | 4920 | 7943817 | RHEEM SALES COMPANY, INC. | RA1660AC1 | AC | Split System: Air-Cooled Condensing Unit, Coil with Blower | RA1660AC1 |  | RCF6024STAM | 12.5 | 15.1 | Yes | Yes | 2015-02-10 |  | 1
FALSE | RA1642AJ1 | 4918 | 7942704 | RHEEM SALES COMPANY, INC. | RA1642AJ1 | AC | Split System: Air-Cooled Condensing Unit, Coil with Blower | RA1642AJ1 |  | RCFL-H*4821 | 12.2 | 14.5 | Yes | Yes | 2015-02-10 |  | 0
FALSE | RA1424AJ1 | 4758 | 7490829 | RHEEM SALES COMPANY, INC. | RA1424AJ1 | AC | Split System: Air-Cooled Condensing Unit, Coil with Blower | RA1424AJ1 |  | RCF2421MTAM | 13 | 15.5 | Yes | Yes | 2015-02-10 |  | 1
FALSE | RA1642AJ1 | 4918 | 7942613 | RHEEM SALES COMPANY, INC. | RA1642AJ1 | AC | Split System: Air-Cooled Condensing Unit, Coil with Blower | RA1642AJ1 |  | RCF4824HTAM | 13 | 16 | Yes | Yes | 2015-02-10 |  | 2
FALSE | RA1336AD1 | 4824 | 7982453 | RHEEM SALES COMPANY, INC. | RA1336AJ1 | AC | Split System: Air-Cooled Condensing Unit, Coil with Blower | RA1336AJ1 |  | RCF3624MTAM | 12 | 14.5 | Yes | Yes | 2015-02-10 |  | 0
FALSE | RA1624AJ1 | 4915 | 7940783 | RHEEM SALES COMPANY, INC. | RA1624AJ1 | AC | Split System: Air-Cooled Condensing Unit, Coil with Blower | RA1624AJ1 |  | RCFL-H*2621 | 13 | 16 | Yes | Yes | 2015-02-10 |  | 2
FALSE | RA1442AD1 | 4761 | 7493691 | RHEEM SALES COMPANY, INC. | RA1442AJ1 | AC | Split System: Air-Cooled Condensing Unit, Coil with Blower | RA1442AJ1 |  | RHLL-HM4821 | 12 | 14.5 | Yes | Yes | 2015-02-10 |  | 0
FALSE | RA1424AJ1 | 4758 | 7490835 | RHEEM SALES COMPANY, INC. | RA1424AJ1 | AC | Split System: Air-Cooled Condensing Unit, Coil with Blower | RA1424AJ1 |  | RCFL-H*2417 | 12.5 | 15.1 | Yes | Yes | 2015-02-10 |  | 1
FALSE | RA1624AJ1 | 4915 | 7940589 | RHEEM SALES COMPANY, INC. | RA1624AJ1 | AC | Split System: Air-Cooled Condensing Unit, Coil with Blower | RA1624AJ1 |  | RCF2417HTAM | 13 | 16 | Yes | Yes | 2015-02-10 |  | 2
FALSE | RA1436AD1 | 4760 | 7491499 | RHEEM SALES COMPANY, INC. | RA1436AC1 | AC | Split System: Air-Cooled Condensing Unit, Coil with Blower | RA1436AC1 |  | RCQD-3624 | 13 | 16 | Yes | Yes | 2015-02-10 |  | 2
FALSE | RA1430AJ1 | 4759 | 7491022 | RHEEM SALES COMPANY, INC. | RA1430AJ1 | AC | Split System: Air-Cooled Condensing Unit, Coil with Blower | RA1430AJ1 |  | RCF3621STAM | 12.5 | 15.1 | Yes | Yes | 2015-02-10 |  | 1
FALSE | RA1636AJ1 | 4917 | 7941757 | RHEEM SALES COMPANY, INC. | RA1636AC1 | AC | Split System: Air-Cooled Condensing Unit, Coil with Blower | RA1636AC1 |  | RCQD-3624 | 13 | 16 | Yes | Yes | 2015-02-10 |  | 2
FALSE | RA1430AJ1 | 4759 | 7944958 | RHEEM SALES COMPANY, INC. | RA1430AJ1 | AC | Split System: Air-Cooled Condensing Unit, Coil with Blower | RA1430AJ1 |  | RCF3617STAM | 12.5 | 15.1 | Yes | Yes | 2015-02-10 |  | 1
FALSE | RA1642AJ1 | 4918 | 7942329 | RHEEM SALES COMPANY, INC. | RA1642AC1 | AC | Split System: Air-Cooled Condensing Unit, Coil with Blower | RA1642AC1 |  | RCF4824STAM | 13 | 16 | Yes | Yes | 2015-02-10 |  | 2
FALSE | RA1624AJ1 | 4915 | 7940607 | RHEEM SALES COMPANY, INC. | RA1624AJ1 | AC | Split System: Air-Cooled Condensing Unit, Coil with Blower | RA1624AJ1 |  | RCF2417MTAM | 13 | 16 | Yes | Yes | 2015-02-10 |  | 2
FALSE | RA1448AD1 | 4762 | 7501162 | RHEEM SALES COMPANY, INC. | RA1448AC1 | AC | Split System: Air-Cooled Condensing Unit, Coil with Blower | RA1448AC1 |  | RCF4821STAM | 12.5 | 15 | Yes | Yes | 2015-02-10 |  | 1
FALSE | RA1436AD1 | 4760 | 7491356 | RHEEM SALES COMPANY, INC. | RA1436AC1 | AC | Split System: Air-Cooled Condensing Unit, Coil with Blower | RA1436AC1 |  | RCFL-H*3617 | 12 | 14.5 | Yes | Yes | 2015-02-10 |  | 0
FALSE | RA1436AD1 | 4760 | 7599816 | RHEEM SALES COMPANY, INC. | RA1436AD1 | AC | Split System: Air-Cooled Condensing Unit, Coil with Blower | RA1436AD1 |  | RCF3621STAM | 12.5 | 15 | Yes | Yes | 2015-02-10 |  | 1
FALSE | RA1324AJ1 | 4822 | 7507767 | RHEEM SALES COMPANY, INC. | RA1324AJ1 | AC | Split System: Air-Cooled Condensing Unit, Coil with Blower | RA1324AJ1 |  | RCFL-H*2621 | 12 | 14.5 | Yes | Yes | 2015-02-10 |  | 0
FALSE | RA1418AJ1 | 4757 | 7601313 | RHEEM SALES COMPANY, INC. | RA1418AJ1 | AC | Split System: Air-Cooled Condensing Unit, Coil with Blower | RA1418AJ1 |  | RCF2417STAM | 13 | 15.5 | Yes | Yes | 2015-02-10 |  | 1
FALSE | RA1648AJ1 | 4919 | 7943483 | RHEEM SALES COMPANY, INC. | RA1648AJ1 | AC | Split System: Air-Cooled Condensing Unit, Coil with Blower | RA1648AJ1 |  | RCQD-4821 | 12.5 | 15.1 | Yes | Yes | 2015-02-10 |  | 1
FALSE | RA1442AD1 | 4761 | 7600247 | RHEEM SALES COMPANY, INC. | RA1442AC1 | AC | Split System: Air-Cooled Condensing Unit, Coil with Blower | RA1442AC1 |  | RCF4824STAM | 12 | 14.5 | Yes | Yes | 2015-02-10 |  | 0
FALSE | RA1330AJ1 | 4823 | 7982329 | RHEEM SALES COMPANY, INC. | RA1330AJ1 | AC | Split System: Air-Cooled Condensing Unit, Coil with Blower | RA1330AJ1 |  | RCF3624HTAM | 13 | 15.5 | Yes | Yes | 2015-02-10 |  | 1
FALSE | RA1642AJ1 | 4918 | 7942263 | RHEEM SALES COMPANY, INC. | RA1642AC1 | AC | Split System: Air-Cooled Condensing Unit, Coil with Blower | RA1642AC1 |  | RCF4821STAM | 13 | 15.5 | Yes | Yes | 2015-02-10 |  | 1
FALSE | RA1430AJ1 | 4759 | 7601380 | RHEEM SALES COMPANY, INC. | RA1430AJ1 | AC | Split System: Air-Cooled Condensing Unit, Coil with Blower | RA1430AJ1 |  | RCF3624MTAM | 13 | 16 | Yes | Yes | 2015-02-10 |  | 2
FALSE | RA1330AJ1 | 4823 | 7983306 | RHEEM SALES COMPANY, INC. | RA1330AJ1 | AC | Split System: Air-Cooled Condensing Unit, Coil with Blower | RA1330AJ1 |  | RCF3624MTAM | 12.5 | 15.1 | Yes | Yes | 2015-02-10 |  | 1
FALSE | RA1436AD1 | 4760 | 7491363 | RHEEM SALES COMPANY, INC. | RA1436AC1 | AC | Split System: Air-Cooled Condensing Unit, Coil with Blower | RA1436AC1 |  | RCFL-H*3617 | 12 | 14.5 | Yes | Yes | 2015-02-10 |  | 0
FALSE | RA1630AJ1 | 4916 | 7941186 | RHEEM SALES COMPANY, INC. | RA1630AJ1 | AC | Split System: Air-Cooled Condensing Unit, Coil with Blower | RA1630AJ1 |  | RCFL-H*3821 | 13 | 16 | Yes | Yes | 2015-02-10 |  | 2
FALSE | RA1642AJ1 | 4918 | 7942800 | RHEEM SALES COMPANY, INC. | RA1642AJ1 | AC | Split System: Air-Cooled Condensing Unit, Coil with Blower | RA1642AJ1 |  | RCFN-H*4824 | 13 | 16 | Yes | Yes | 2015-02-10 |  | 2
FALSE | RA1436AD1 | 4760 | 7600051 | RHEEM SALES COMPANY, INC. | RA1436AD1 | AC | Split System: Air-Cooled Condensing Unit, Coil with Blower | RA1436AD1 |  | RCFL-H*3821 | 13 | 15.5 | Yes | Yes | 2015-02-10 |  | 1
FALSE | RA1436AD1 | 4760 | 7600005 | RHEEM SALES COMPANY, INC. | RA1436AD1 | AC | Split System: Air-Cooled Condensing Unit, Coil with Blower | RA1436AD1 |  | RCFL-H*3821 | 13 | 15.5 | Yes | Yes | 2015-02-10 |  | 1
FALSE | RA1642AJ1 | 4918 | 7942477 | RHEEM SALES COMPANY, INC. | RA1642AC1 | AC | Split System: Air-Cooled Condensing Unit, Coil with Blower | RA1642AC1 |  | RCFN-H*4824 | 13 | 16 | Yes | Yes | 2015-02-10 |  | 2
FALSE | RA1448AD1 | 4762 | 7493711 | RHEEM SALES COMPANY, INC. | RA1448AJ1 | AC | Split System: Air-Cooled Condensing Unit, Coil with Blower | RA1448AJ1 |  | RHPL-HM4824 | 12 | 14.5 | Yes | Yes | 2015-02-10 |  | 0
FALSE | RA1448AD1 | 4762 | 7600872 | RHEEM SALES COMPANY, INC. | RA1448AJ1 | AC | Split System: Air-Cooled Condensing Unit, Coil with Blower | RA1448AJ1 |  | RCF4821STAM | 12 | 14.5 | Yes | Yes | 2015-02-10 |  | 0
FALSE | RA1442AD1 | 4761 | 7491857 | RHEEM SALES COMPANY, INC. | RA1442AC1 | AC | Split System: Air-Cooled Condensing Unit, Coil with Blower | RA1442AC1 |  | RCF4824HTAM | 12.5 | 15.1 | Yes | Yes | 2015-02-10 |  | 1
FALSE | RA1436AD1 | 4760 | 7599819 | RHEEM SALES COMPANY, INC. | RA1436AD1 | AC | Split System: Air-Cooled Condensing Unit, Coil with Blower | RA1436AD1 |  | RCF3621STAM | 12 | 14.5 | Yes | Yes | 2015-02-10 |  | 0
FALSE | RA1648AJ1 | 4919 | 7943258 | RHEEM SALES COMPANY, INC. | RA1648AJ1 | AC | Split System: Air-Cooled Condensing Unit, Coil Alone | RA1648AJ1 |  | RCF4821STAM+RXMD-C04 | 12.5 | 15.1 | Yes | Yes | 2015-02-10 |  | 1
FALSE | RA1448AD1 | 4762 | 7501163 | RHEEM SALES COMPANY, INC. | RA1448AC1 | AC | Split System: Air-Cooled Condensing Unit, Coil with Blower | RA1448AC1 |  | RCF4821STAM | 12 | 14.5 | Yes | Yes | 2015-02-10 |  | 0
FALSE | RA1448AD1 | 4762 | 7492298 | RHEEM SALES COMPANY, INC. | RA1448AC1 | AC | Split System: Air-Cooled Condensing Unit, Coil with Blower | RA1448AC1 |  | RCFN-H*4824 | 12.5 | 15.1 | Yes | Yes | 2015-02-10 |  | 1
FALSE | RA1442AD1 | 4761 | 7601509 | RHEEM SALES COMPANY, INC. | RA1442AD1 | AC | Split System: Air-Cooled Condensing Unit, Coil with Blower | RA1442AD1 |  | RCFL-H*4821 | 12 | 14.5 | Yes | Yes | 2015-02-10 |  | 0
FALSE | RA1660AC1 | 4920 | 7943923 | RHEEM SALES COMPANY, INC. | RA1660AC1 | AC | Split System: Air-Cooled Condensing Unit, Coil with Blower | RA1660AC1 |  | RCQD-6024 | 12 | 14.5 | Yes | Yes | 2015-02-10 |  | 0
FALSE | RA1336AD1 | 4824 | 7508299 | RHEEM SALES COMPANY, INC. | RA1336AC1 | AC | Split System: Air-Cooled Condensing Unit, Coil with Blower | RA1336AC1 |  | RCF3624MTAM | 12 | 14.5 | Yes | Yes | 2015-02-10 |  | 0
FALSE | RA1330AJ1 | 4823 | 7983290 | RHEEM SALES COMPANY, INC. | RA1330AJ1 | AC | Split System: Air-Cooled Condensing Unit, Coil with Blower | RA1330AJ1 |  | RCF3624HTAM | 13 | 15.5 | Yes | Yes | 2015-02-10 |  | 1
FALSE | RA1324AJ1 | 4822 | 7507840 | RHEEM SALES COMPANY, INC. | RA1324AJ1 | AC | Split System: Air-Cooled Condensing Unit, Coil with Blower | RA1324AJ1 |  | RHLL-HM2417 | 12 | 14.5 | Yes | Yes | 2015-02-10 |  | 0
FALSE | RA1648AJ1 | 4919 | 7943074 | RHEEM SALES COMPANY, INC. | RA1648AC1 | AC | Split System: Air-Cooled Condensing Unit, Coil with Blower | RA1648AC1 |  | RCFL-H*4824 | 12.5 | 15.1 | Yes | Yes | 2015-02-10 |  | 1
FALSE | RA1630AJ1 | 4916 | 7941248 | RHEEM SALES COMPANY, INC. | RA1630AJ1 | AC | Split System: Air-Cooled Condensing Unit, Coil with Blower | RA1630AJ1 |  | RCFN-H*3624 | 13 | 16 | Yes | Yes | 2015-02-10 |  | 2
FALSE | RA1642AJ1 | 4918 | 7942500 | RHEEM SALES COMPANY, INC. | RA1642AC1 | AC | Split System: Air-Cooled Condensing Unit, Coil with Blower | RA1642AC1 |  | RCQD-4821 | 12.5 | 15.1 | Yes | Yes | 2015-02-10 |  | 1
FALSE | RA1448AD1 | 4762 | 7492345 | RHEEM SALES COMPANY, INC. | RA1448AC1 | AC | Split System: Air-Cooled Condensing Unit, Coil with Blower | RA1448AC1 |  | RCQD-4824 | 12 | 14.5 | Yes | Yes | 2015-02-10 |  | 0
FALSE | RA1436AD1 | 4760 | 7600191 | RHEEM SALES COMPANY, INC. | RA1436AJ1 | AC | Split System: Air-Cooled Condensing Unit, Coil with Blower | RA1436AJ1 |  | RCF3624HTAM | 13 | 16 | Yes | Yes | 2015-02-10 |  | 2
FALSE | RA1448AD1 | 4762 | 7492427 | RHEEM SALES COMPANY, INC. | RA1448AJ1 | AC | Split System: Air-Cooled Condensing Unit, Coil with Blower | RA1448AJ1 |  | RCF4824STAM | 12 | 14.5 | Yes | Yes | 2015-02-10 |  | 0
FALSE | RA1448AD1 | 4762 | 7601571 | RHEEM SALES COMPANY, INC. | RA1448AJ1 | AC | Split System: Air-Cooled Condensing Unit, Coil with Blower | RA1448AJ1 |  | RCQD-4821 | 12 | 14.5 | Yes | Yes | 2015-02-10 |  | 0
FALSE | RA1336AD1 | 4824 | 7508462 | RHEEM SALES COMPANY, INC. | RA1336AC1 | AC | Split System: Air-Cooled Condensing Unit, Coil with Blower | RA1336AC1 |  | RCFN-H*3624 | 12 | 14.5 | Yes | Yes | 2015-02-10 |  | 0
FALSE | RA1448AD1 | 4762 | 7600879 | RHEEM SALES COMPANY, INC. | RA1448AJ1 | AC | Split System: Air-Cooled Condensing Unit, Coil with Blower | RA1448AJ1 |  | RCF4824STAM | 12 | 14.5 | Yes | Yes | 2015-02-10 |  | 0
FALSE | RA1648AJ1 | 4919 | 7942946 | RHEEM SALES COMPANY, INC. | RA1648AC1 | AC | Split System: Air-Cooled Condensing Unit, Coil with Blower | RA1648AC1 |  | RCF4824HTAM | 13 | 16 | Yes | Yes | 2015-02-10 |  | 2
FALSE | RA1636AJ1 | 4917 | 7941966 | RHEEM SALES COMPANY, INC. | RA1636AJ1 | AC | Split System: Air-Cooled Condensing Unit, Coil with Blower | RA1636AJ1 |  | RCF3624MTAM | 13 | 16 | Yes | Yes | 2015-02-10 |  | 2
FALSE | RA1642AJ1 | 4918 | 7942832 | RHEEM SALES COMPANY, INC. | RA1642AJ1 | AC | Split System: Air-Cooled Condensing Unit, Coil with Blower | RA1642AJ1 |  | RCQD-4821 | 13 | 16 | Yes | Yes | 2015-02-10 |  | 2
FALSE | RA1636AJ1 | 4917 | 7942186 | RHEEM SALES COMPANY, INC. | RA1636AJ1 | AC | Split System: Air-Cooled Condensing Unit, Coil with Blower | RA1636AJ1 |  | RCQD-3624 | 13 | 16 | Yes | Yes | 2015-02-10 |  | 2
FALSE | RA1442AD1 | 4761 | 7600372 | RHEEM SALES COMPANY, INC. | RA1442AD1 | AC | Split System: Air-Cooled Condensing Unit, Coil with Blower | RA1442AD1 |  | RCF4824STAM | 12.5 | 15.1 | Yes | Yes | 2015-02-10 |  | 1
FALSE | RA1442AD1 | 4761 | 7492023 | RHEEM SALES COMPANY, INC. | RA1442AJ1 | AC | Split System: Air-Cooled Condensing Unit, Coil with Blower | RA1442AJ1 |  | RCF4824HTAM | 12.5 | 15 | Yes | Yes | 2015-02-10 |  | 1
FALSE | RA1660AC1 | 4920 | 7943618 | RHEEM SALES COMPANY, INC. | RA1660AJ1 | AC | Split System: Air-Cooled Condensing Unit, Coil with Blower | RA1660AJ1 |  | RCFL-H*6024 | 12.5 | 15.1 | Yes | Yes | 2015-02-10 |  | 1
FALSE | RA1442AD1 | 4761 | 7600304 | RHEEM SALES COMPANY, INC. | RA1442AD1 | AC | Split System: Air-Cooled Condensing Unit, Coil with Blower | RA1442AD1 |  | RCF4821STAM | 12.5 | 15 | Yes | Yes | 2015-02-10 |  | 1
FALSE | RA1442AD1 | 4761 | 7600309 | RHEEM SALES COMPANY, INC. | RA1442AD1 | AC | Split System: Air-Cooled Condensing Unit, Coil with Blower | RA1442AD1 |  | RCF4821STAM | 12 | 14.5 | Yes | Yes | 2015-02-10 |  | 0
FALSE | RA1636AJ1 | 4917 | 7941847 | RHEEM SALES COMPANY, INC. | RA1636AJ1 | AC | Split System: Air-Cooled Condensing Unit, Coil with Blower | RA1636AJ1 |  | RCF3621MTAM | 13 | 16 | Yes | Yes | 2015-02-10 |  | 2
FALSE | RA1436AD1 | 4760 | 7599802 | RHEEM SALES COMPANY, INC. | RA1436AD1 | AC | Split System: Air-Cooled Condensing Unit, Coil with Blower | RA1436AD1 |  | RCF3621STAM | 12.5 | 15.1 | Yes | Yes | 2015-02-10 |  | 1
FALSE | RA1336AD1 | 4824 | 7508274 | RHEEM SALES COMPANY, INC. | RA1336AC1 | AC | Split System: Air-Cooled Condensing Unit, Coil with Blower | RA1336AC1 |  | RCF3624HTAM | 12.5 | 15.1 | Yes | Yes | 2015-02-10 |  | 1
FALSE | RA1642AJ1 | 4918 | 7942656 | RHEEM SALES COMPANY, INC. | RA1642AJ1 | AC | Split System: Air-Cooled Condensing Unit, Coil with Blower | RA1642AJ1 |  | RCF4824STAM | 13 | 15.5 | Yes | Yes | 2015-02-10 |  | 1
FALSE | RA1318AJ1 | 4821 | 7982184 | RHEEM SALES COMPANY, INC. | RA1318AJ1 | AC | Split System: Air-Cooled Condensing Unit, Coil with Blower | RA1318AJ1 |  | RCF2421MTAM | 12 | 14.5 | Yes | Yes | 2015-02-10 |  | 0
FALSE | RA1642AJ1 | 4918 | 7944225 | RHEEM SALES COMPANY, INC. | RA1642AJ1 | AC | Split System: Air-Cooled Condensing Unit, Coil with Blower | RA1642AJ1 |  | RCF4824STAM | 13 | 16 | Yes | Yes | 2015-02-10 |  | 2
FALSE | RA1618AJ1 | 4914 | 7940387 | RHEEM SALES COMPANY, INC. | RA1618AJ1 | AC | Split System: Air-Cooled Condensing Unit, Coil with Blower | RA1618AJ1 |  | RCF2421MTAM | 13 | 16 | Yes | Yes | 2015-02-10 |  | 2
FALSE | RA1648AJ1 | 4919 | 7943296 | RHEEM SALES COMPANY, INC. | RA1648AJ1 | AC | Split System: Air-Cooled Condensing Unit, Coil with Blower | RA1648AJ1 |  | RCF4824STAM | 13 | 15.5 | Yes | Yes | 2015-02-10 |  | 1
FALSE | RA1418AJ1 | 4757 | 7606939 | RHEEM SALES COMPANY, INC. | RA1418AJ1 | AC | Split System: Air-Cooled Condensing Unit, Coil with Blower | RA1418AJ1 |  | RCF2417HTAM | 13 | 16 | Yes | Yes | 2015-02-10 |  | 2
FALSE | RA1424AJ1 | 4758 | 7490863 | RHEEM SALES COMPANY, INC. | RA1424AJ1 | AC | Split System: Air-Cooled Condensing Unit, Coil with Blower | RA1424AJ1 |  | RCFL-H*2617 | 12.5 | 15.1 | Yes | Yes | 2015-02-10 |  | 1
FALSE | RA1660AC1 | 4920 | 7943604 | RHEEM SALES COMPANY, INC. | RA1660AJ1 | AC | Split System: Air-Cooled Condensing Unit, Coil Alone | RA1660AJ1 |  | RCF6024STAM+RXMD-C04 | 12.5 | 15.1 | Yes | Yes | 2015-02-10 |  | 1
FALSE | RA1436AD1 | 4760 | 7491246 | RHEEM SALES COMPANY, INC. | RA1436AC1 | AC | Split System: Air-Cooled Condensing Unit, Coil with Blower | RA1436AC1 |  | RCF3617STAM | 12 | 14.5 | Yes | Yes | 2015-02-10 |  | 0
FALSE | RA1448AD1 | 4762 | 7492237 | RHEEM SALES COMPANY, INC. | RA1448AC1 | AC | Split System: Air-Cooled Condensing Unit, Coil with Blower | RA1448AC1 |  | RCF4824STAM | 12 | 14.5 | Yes | Yes | 2015-02-10 |  | 0
FALSE | RA1418AJ1 | 4757 | 7599522 | RHEEM SALES COMPANY, INC. | RA1418AJ1 | AC | Split System: Air-Cooled Condensing Unit, Coil with Blower | RA1418AJ1 |  | RCF2421HTAM | 13 | 16 | Yes | Yes | 2015-02-10 |  | 2
FALSE | RA1336AD1 | 4824 | 7982412 | RHEEM SALES COMPANY, INC. | RA1336AC1 | AC | Split System: Air-Cooled Condensing Unit, Coil with Blower | RA1336AC1 |  | RCFL-H*3821 | 12 | 14.5 | Yes | Yes | 2015-02-10 |  | 0
FALSE | RA1630AJ1 | 4916 | 7941175 | RHEEM SALES COMPANY, INC. | RA1630AJ1 | AC | Split System: Air-Cooled Condensing Unit, Coil with Blower | RA1630AJ1 |  | RCFL-H*3821 | 13 | 16 | Yes | Yes | 2015-02-10 |  | 2
FALSE | RA1442AD1 | 4761 | 7945095 | RHEEM SALES COMPANY, INC. | RA1442AC1 | AC | Split System: Air-Cooled Condensing Unit, Coil with Blower | RA1442AC1 |  | RCF4824STAM | 12.5 | 15.1 | Yes | Yes | 2015-02-10 |  | 1
FALSE | RA1624AJ1 | 4915 | 7940685 | RHEEM SALES COMPANY, INC. | RA1624AJ1 | AC | Split System: Air-Cooled Condensing Unit, Coil with Blower | RA1624AJ1 |  | RCF2421MTAM | 13 | 15.5 | Yes | Yes | 2015-02-10 |  | 1
FALSE | RA1624AJ1 | 4915 | 7940825 | RHEEM SALES COMPANY, INC. | RA1624AJ1 | AC | Split System: Air-Cooled Condensing Unit, Coil with Blower | RA1624AJ1 |  | RCFN-H*2417 | 13 | 16 | Yes | Yes | 2015-02-10 |  | 2
FALSE | RA1648AJ1 | 4919 | 7943410 | RHEEM SALES COMPANY, INC. | RA1648AJ1 | AC | Split System: Air-Cooled Condensing Unit, Coil with Blower | RA1648AJ1 |  | RCFL-H*4824 | 13 | 15.5 | Yes | Yes | 2015-02-10 |  | 1
FALSE | RA1636AJ1 | 4917 | 7941879 | RHEEM SALES COMPANY, INC. | RA1636AJ1 | AC | Split System: Air-Cooled Condensing Unit, Coil with Blower | RA1636AJ1 |  | RCF3621STAM | 13 | 15.5 | Yes | Yes | 2015-02-10 |  | 1
FALSE | RA1660AC1 | 4920 | 7943677 | RHEEM SALES COMPANY, INC. | RA1660AJ1 | AC | Split System: Air-Cooled Condensing Unit, Coil with Blower | RA1660AJ1 |  | RCFN-H*6024 | 13 | 15.5 | Yes | Yes | 2015-02-10 |  | 1
FALSE | RA1624AJ1 | 4915 | 7940833 | RHEEM SALES COMPANY, INC. | RA1624AJ1 | AC | Split System: Air-Cooled Condensing Unit, Coil with Blower | RA1624AJ1 |  | RCFN-H*2421 | 13 | 16 | Yes | Yes | 2015-02-10 |  | 2
FALSE | RA1660AC1 | 4920 | 7943789 | RHEEM SALES COMPANY, INC. | RA1660AC1 | AC | Split System: Air-Cooled Condensing Unit, Coil with Blower | RA1660AC1 |  | RCF6024HTAM | 12.5 | 15.1 | Yes | Yes | 2015-02-10 |  | 1
FALSE | RA1442AD1 | 4761 | 7491970 | RHEEM SALES COMPANY, INC. | RA1442AC1 | AC | Split System: Air-Cooled Condensing Unit, Coil with Blower | RA1442AC1 |  | RCFN-H*4824 | 13 | 15.5 | Yes | Yes | 2015-02-10 |  | 1
FALSE | RA1436AD1 | 4760 | 7491464 | RHEEM SALES COMPANY, INC. | RA1436AC1 | AC | Split System: Air-Cooled Condensing Unit, Coil with Blower | RA1436AC1 |  | RCFL-H*3824 | 13 | 15.5 | Yes | Yes | 2015-02-10 |  | 1
FALSE | RA1436AD1 | 4760 | 7491732 | RHEEM SALES COMPANY, INC. | RA1436AJ1 | AC | Split System: Air-Cooled Condensing Unit, Coil with Blower | RA1436AJ1 |  | RCFL-H*3824 | 13 | 15.5 | Yes | Yes | 2015-02-10 |  | 1
FALSE | RA1648AJ1 | 4919 | 7943000 | RHEEM SALES COMPANY, INC. | RA1648AC1 | AC | Split System: Air-Cooled Condensing Unit, Coil with Blower | RA1648AC1 |  | RCF4824STAM | 12.5 | 15.1 | Yes | Yes | 2015-02-10 |  | 1
FALSE | RA1630AJ1 | 4916 | 7944025 | RHEEM SALES COMPANY, INC. | RA1630AJ1 | AC | Split System: Air-Cooled Condensing Unit, Coil with Blower | RA1630AJ1 |  | RCF3621MTAM | 13 | 16 | Yes | Yes | 2015-02-10 |  | 2
FALSE | RA1648AJ1 | 4919 | 7943100 | RHEEM SALES COMPANY, INC. | RA1648AC1 | AC | Split System: Air-Cooled Condensing Unit, Coil Alone | RA1648AC1 |  | RCFL-H*4824+RXMD-C04 | 12 | 14.5 | Yes | Yes | 2015-02-10 |  | 0
FALSE | RA1336AD1 | 4824 | 7982395 | RHEEM SALES COMPANY, INC. | RA1336AC1 | AC | Split System: Air-Cooled Condensing Unit, Coil with Blower | RA1336AC1 |  | RCF3624MTAM | 12.5 | 15 | Yes | Yes | 2015-02-10 |  | 1
FALSE | RA1618AJ1 | 4914 | 7940490 | RHEEM SALES COMPANY, INC. | RA1618AJ1 | AC | Split System: Air-Cooled Condensing Unit, Coil with Blower | RA1618AJ1 |  | RCFN-H*2417 | 13 | 16 | Yes | Yes | 2015-02-10 |  | 2
FALSE | RA1442AD1 | 4761 | 7492037 | RHEEM SALES COMPANY, INC. | RA1442AJ1 | AC | Split System: Air-Cooled Condensing Unit, Coil with Blower | RA1442AJ1 |  | RCF4824HTAM | 13 | 15.5 | Yes | Yes | 2015-02-10 |  | 1
FALSE | RA1624AJ1 | 4915 | 7940887 | RHEEM SALES COMPANY, INC. | RA1624AJ1 | AC | Split System: Air-Cooled Condensing Unit, Coil with Blower | RA1624AJ1 |  | RCQD-2417 | 13 | 16 | Yes | Yes | 2015-02-10 |  | 2
FALSE | RA1436AD1 | 4760 | 7491273 | RHEEM SALES COMPANY, INC. | RA1436AC1 | AC | Split System: Air-Cooled Condensing Unit, Coil with Blower | RA1436AC1 |  | RCF3621MTAM | 13 | 15.5 | Yes | Yes | 2015-02-10 |  | 1
FALSE | RA1436AD1 | 4760 | 7599683 | RHEEM SALES COMPANY, INC. | RA1436AC1 | AC | Split System: Air-Cooled Condensing Unit, Coil with Blower | RA1436AC1 |  | RCF3621STAM | 12 | 14.5 | Yes | Yes | 2015-02-10 |  | 0
FALSE | RA1430AJ1 | 4759 | 7491226 | RHEEM SALES COMPANY, INC. | RA1430AJ1 | AC | Split System: Air-Cooled Condensing Unit, Coil with Blower | RA1430AJ1 |  | RH1T3617STAN | 13 | 15.5 | Yes | Yes | 2015-02-10 |  | 1
FALSE | RA1636AJ1 | 4917 | 7941946 | RHEEM SALES COMPANY, INC. | RA1636AJ1 | AC | Split System: Air-Cooled Condensing Unit, Coil with Blower | RA1636AJ1 |  | RCF3624MTAM | 13 | 16 | Yes | Yes | 2015-02-10 |  | 2
FALSE | RA1436AD1 | 4760 | 7599797 | RHEEM SALES COMPANY, INC. | RA1436AD1 | AC | Split System: Air-Cooled Condensing Unit, Coil with Blower | RA1436AD1 |  | RCF3621MTAM | 13 | 15.5 | Yes | Yes | 2015-02-10 |  | 1
FALSE | RA1642AJ1 | 4918 | 7942678 | RHEEM SALES COMPANY, INC. | RA1642AJ1 | AC | Split System: Air-Cooled Condensing Unit, Coil Alone | RA1642AJ1 |  | RCF4824STAM+RXMD-C04 | 12.2 | 14.5 | Yes | Yes | 2015-02-10 |  | 0
FALSE | RA1424AJ1 | 4758 | 7490955 | RHEEM SALES COMPANY, INC. | RA1424AJ1 | AC | Split System: Air-Cooled Condensing Unit, Coil with Blower | RA1424AJ1 |  | RCQD-2417 | 13 | 16 | Yes | Yes | 2015-02-10 |  | 2
FALSE | RA1418AJ1 | 4757 | 7490715 | RHEEM SALES COMPANY, INC. | RA1418AJ1 | AC | Split System: Air-Cooled Condensing Unit, Coil with Blower | RA1418AJ1 |  | RCQD-2417 | 13 | 16 | Yes | Yes | 2015-02-10 |  | 2
FALSE | RA1330AJ1 | 4823 | 7507934 | RHEEM SALES COMPANY, INC. | RA1330AJ1 | AC | Split System: Air-Cooled Condensing Unit, Coil with Blower | RA1330AJ1 |  | RCF3624HTAM | 13 | 15.5 | Yes | Yes | 2015-02-10 |  | 1
FALSE | RA1636AJ1 | 4917 | 7941519 | RHEEM SALES COMPANY, INC. | RA1636AC1 | AC | Split System: Air-Cooled Condensing Unit, Coil with Blower | RA1636AC1 |  | RCF3624MTAM | 13 | 16 | Yes | Yes | 2015-02-10 |  | 2
FALSE | RA1430AJ1 | 4759 | 7490990 | RHEEM SALES COMPANY, INC. | RA1430AJ1 | AC | Split System: Air-Cooled Condensing Unit, Coil with Blower | RA1430AJ1 |  | RCF3621MTAM | 13 | 16 | Yes | Yes | 2015-02-10 |  | 2
FALSE | RA1630AJ1 | 4916 | 7940954 | RHEEM SALES COMPANY, INC. | RA1630AJ1 | AC | Split System: Air-Cooled Condensing Unit, Coil with Blower | RA1630AJ1 |  | RCF3621MTAM | 13 | 16 | Yes | Yes | 2015-02-10 |  | 2
FALSE | RA1430AJ1 | 4759 | 7944978 | RHEEM SALES COMPANY, INC. | RA1430AJ1 | AC | Split System: Air-Cooled Condensing Unit, Coil with Blower | RA1430AJ1 |  | RCF3624HTAM | 13 | 16 | Yes | Yes | 2015-02-10 |  | 2
FALSE | RA1436AD1 | 4760 | 7599795 | RHEEM SALES COMPANY, INC. | RA1436AD1 | AC | Split System: Air-Cooled Condensing Unit, Coil with Blower | RA1436AD1 |  | RCF3621MTAM | 13 | 15.5 | Yes | Yes | 2015-02-10 |  | 1
FALSE | RA1318AJ1 | 4821 | 7507475 | RHEEM SALES COMPANY, INC. | RA1318AJ1 | AC | Split System: Air-Cooled Condensing Unit, Coil with Blower | RA1318AJ1 |  | RCF2421MTAM | 12 | 14.5 | Yes | Yes | 2015-02-10 |  | 0
FALSE | RA1436AD1 | 4760 | 7491807 | RHEEM SALES COMPANY, INC. | RA1436AJ1 | AC | Split System: Air-Cooled Condensing Unit, Coil with Blower | RA1436AJ1 |  | RH1T3617STAN | 12.5 | 15 | Yes | Yes | 2015-02-10 |  | 1
FALSE | RA1336AD1 | 4824 | 7508535 | RHEEM SALES COMPANY, INC. | RA1336AC1 | AC | Split System: Air-Cooled Condensing Unit, Coil with Blower | RA1336AC1 |  | RCQD-3624 | 12 | 14.5 | Yes | Yes | 2015-02-10 |  | 0
FALSE | RA1642AJ1 | 4918 | 7942735 | RHEEM SALES COMPANY, INC. | RA1642AJ1 | AC | Split System: Air-Cooled Condensing Unit, Coil with Blower | RA1642AJ1 |  | RCFL-H*4824 | 13 | 15.5 | Yes | Yes | 2015-02-10 |  | 1
FALSE | RA1448AD1 | 4762 | 7501160 | RHEEM SALES COMPANY, INC. | RA1448AC1 | AC | Split System: Air-Cooled Condensing Unit, Coil with Blower | RA1448AC1 |  | RCF4821STAM | 12 | 14.5 | Yes | Yes | 2015-02-10 |  | 0
FALSE | RA1424AJ1 | 4758 | 7490958 | RHEEM SALES COMPANY, INC. | RA1424AJ1 | AC | Split System: Air-Cooled Condensing Unit, Coil with Blower | RA1424AJ1 |  | RCQD-2417 | 13 | 16 | Yes | Yes | 2015-02-10 |  | 2
FALSE | RA1648AJ1 | 4919 | 7942968 | RHEEM SALES COMPANY, INC. | RA1648AC1 | AC | Split System: Air-Cooled Condensing Unit, Coil with Blower | RA1648AC1 |  | RCF4824STAM | 13 | 15.5 | Yes | Yes | 2015-02-10 |  | 1
FALSE | RA1448AD1 | 4762 | 7492500 | RHEEM SALES COMPANY, INC. | RA1448AJ1 | AC | Split System: Air-Cooled Condensing Unit, Coil with Blower | RA1448AJ1 |  | RCFN-H*4824 | 12.5 | 15.1 | Yes | Yes | 2015-02-10 |  | 1
FALSE | RA1642AJ1 | 4918 | 7942341 | RHEEM SALES COMPANY, INC. | RA1642AC1 | AC | Split System: Air-Cooled Condensing Unit, Coil with Blower | RA1642AC1 |  | RCF4824STAM | 13 | 16 | Yes | Yes | 2015-02-10 |  | 2
FALSE | RA1448AD1 | 4762 | 7501177 | RHEEM SALES COMPANY, INC. | RA1448AC1 | AC | Split System: Air-Cooled Condensing Unit, Coil with Blower | RA1448AC1 |  | RCFL-H*4821 | 12 | 14.5 | Yes | Yes | 2015-02-10 |  | 0
FALSE | RA1648AJ1 | 4919 | 7943259 | RHEEM SALES COMPANY, INC. | RA1648AJ1 | AC | Split System: Air-Cooled Condensing Unit, Coil with Blower | RA1648AJ1 |  | RCF4824HTAM | 13 | 16 | Yes | Yes | 2015-02-10 |  | 2
FALSE | RA1624AJ1 | 4915 | 7940586 | RHEEM SALES COMPANY, INC. | RA1624AJ1 | AC | Split System: Air-Cooled Condensing Unit, Coil with Blower | RA1624AJ1 |  | RCF2417HTAM | 13 | 16 | Yes | Yes | 2015-02-10 |  | 2
FALSE | RA1636AJ1 | 4917 | 7941406 | RHEEM SALES COMPANY, INC. | RA1636AC1 | AC | Split System: Air-Cooled Condensing Unit, Coil with Blower | RA1636AC1 |  | RCF3621MTAM | 13 | 16 | Yes | Yes | 2015-02-10 |  | 2
FALSE | RA1636AJ1 | 4917 | 7941728 | RHEEM SALES COMPANY, INC. | RA1636AC1 | AC | Split System: Air-Cooled Condensing Unit, Coil with Blower | RA1636AC1 |  | RCQD-3621 | 13 | 16 | Yes | Yes | 2015-02-10 |  | 2
TRUE | RA1642AJ1 | 4918 | 7942605 | RHEEM SALES COMPANY, INC. | RA1642AJ1 | AC | Split System: Air-Cooled Condensing Unit, Coil Alone | RA1642AJ1 |  | RCF4821STAM+RXMD-C04 | 12.2 | 14.5 | Yes | Yes | 2015-02-10 |  | 0
FALSE | RA1424AJ1 | 4758 | 7500968 | RHEEM SALES COMPANY, INC. | RA1424AJ1 | AC | Split System: Air-Cooled Condensing Unit, Coil with Blower | RA1424AJ1 |  | RCQD-2417 | 13 | 16 | Yes | Yes | 2015-02-10 |  | 2
FALSE | RA1460AD1 | 4763 | 7493721 | RHEEM SALES COMPANY, INC. | RA1460AJ1 | AC | Split System: Air-Cooled Condensing Unit, Coil with Blower | RA1460AJ1 |  | RHML-HM6024 | 12 | 14.5 | Yes | Yes | 2015-02-10 |  | 0
FALSE | RA1624AJ1 | 4915 | 7940652 | RHEEM SALES COMPANY, INC. | RA1624AJ1 | AC | Split System: Air-Cooled Condensing Unit, Coil with Blower | RA1624AJ1 |  | RCF2421HTAM | 13 | 15.5 | Yes | Yes | 2015-02-10 |  | 1
FALSE | RA1336AD1 | 4824 | 7982393 | RHEEM SALES COMPANY, INC. | RA1336AC1 | AC | Split System: Air-Cooled Condensing Unit, Coil with Blower | RA1336AC1 |  | RCF3624MTAM | 12 | 14.5 | Yes | Yes | 2015-02-10 |  | 0
FALSE | RA1642AJ1 | 4918 | 7942405 | RHEEM SALES COMPANY, INC. | RA1642AC1 | AC | Split System: Air-Cooled Condensing Unit, Coil with Blower | RA1642AC1 |  | RCFL-H*4824 | 12.2 | 14.5 | Yes | Yes | 2015-02-10 |  | 0
FALSE | RA1448AD1 | 4762 | 7600682 | RHEEM SALES COMPANY, INC. | RA1448AD1 | AC | Split System: Air-Cooled Condensing Unit, Coil with Blower | RA1448AD1 |  | RCF4824STAM | 12 | 14.5 | Yes | Yes | 2015-02-10 |  | 0
FALSE | RA1636AJ1 | 4917 | 7941958 | RHEEM SALES COMPANY, INC. | RA1636AJ1 | AC | Split System: Air-Cooled Condensing Unit, Coil with Blower | RA1636AJ1 |  | RCF3624MTAM | 13 | 16 | Yes | Yes | 2015-02-10 |  | 2
FALSE | RA1436AD1 | 4760 | 7600185 | RHEEM SALES COMPANY, INC. | RA1436AJ1 | AC | Split System: Air-Cooled Condensing Unit, Coil with Blower | RA1436AJ1 |  | RCF3621STAM | 12.5 | 15.1 | Yes | Yes | 2015-02-10 |  | 1
FALSE | RA1636AJ1 | 4917 | 7942180 | RHEEM SALES COMPANY, INC. | RA1636AJ1 | AC | Split System: Air-Cooled Condensing Unit, Coil with Blower | RA1636AJ1 |  | RCQD-3624 | 13 | 16 | Yes | Yes | 2015-02-10 |  | 2
FALSE | RA1648AJ1 | 4919 | 7943489 | RHEEM SALES COMPANY, INC. | RA1648AJ1 | AC | Split System: Air-Cooled Condensing Unit, Coil with Blower | RA1648AJ1 |  | RCQD-4821 | 13 | 16 | Yes | Yes | 2015-02-10 |  | 2
FALSE | RA1648AJ1 | 4919 | 7942894 | RHEEM SALES COMPANY, INC. | RA1648AC1 | AC | Split System: Air-Cooled Condensing Unit, Coil with Blower | RA1648AC1 |  | RBHP-24 | 13 | 16 | Yes | Yes | 2015-02-10 |  | 2
FALSE | RA1336AD1 | 4824 | 7508647 | RHEEM SALES COMPANY, INC. | RA1336AJ1 | AC | Split System: Air-Cooled Condensing Unit, Coil with Blower | RA1336AJ1 |  | RCF3624HTAM | 12.5 | 15 | Yes | Yes | 2015-02-10 |  | 1
FALSE | RA1648AJ1 | 4919 | 7943262 | RHEEM SALES COMPANY, INC. | RA1648AJ1 | AC | Split System: Air-Cooled Condensing Unit, Coil with Blower | RA1648AJ1 |  | RCF4824HTAM | 13 | 16 | Yes | Yes | 2015-02-10 |  | 2
FALSE | RA1336AD1 | 4824 | 7508405 | RHEEM SALES COMPANY, INC. | RA1336AC1 | AC | Split System: Air-Cooled Condensing Unit, Coil with Blower | RA1336AC1 |  | RCFL-H*3821 | 12 | 14.5 | Yes | Yes | 2015-02-10 |  | 0
FALSE | RA1442AD1 | 4761 | 7600475 | RHEEM SALES COMPANY, INC. | RA1442AD1 | AC | Split System: Air-Cooled Condensing Unit, Coil with Blower | RA1442AD1 |  | RCFN-H*4824 | 13 | 16 | Yes | Yes | 2015-02-10 |  | 2
FALSE | RA1636AJ1 | 4917 | 7942094 | RHEEM SALES COMPANY, INC. | RA1636AJ1 | AC | Split System: Air-Cooled Condensing Unit, Coil with Blower | RA1636AJ1 |  | RCFL-H*3821 | 13 | 16 | Yes | Yes | 2015-02-10 |  | 2
FALSE | RA1636AJ1 | 4917 | 7942211 | RHEEM SALES COMPANY, INC. | RA1636AJ1 | AC | Split System: Air-Cooled Condensing Unit, Coil with Blower | RA1636AJ1 |  | RH2V3624HTAC | 13 | 16 | Yes | Yes | 2015-02-10 |  | 2
FALSE | RA1436AD1 | 4760 | 7491424 | RHEEM SALES COMPANY, INC. | RA1436AC1 | AC | Split System: Air-Cooled Condensing Unit, Coil with Blower | RA1436AC1 |  | RCFL-H*3821 | 13 | 15.5 | Yes | Yes | 2015-02-10 |  | 1
FALSE | RA1436AD1 | 4760 | 7501083 | RHEEM SALES COMPANY, INC. | RA1436AJ1 | AC | Split System: Air-Cooled Condensing Unit, Coil with Blower | RA1436AJ1 |  | RCFL-H*3621 | 12.5 | 15.1 | Yes | Yes | 2015-02-10 |  | 1
FALSE | RA1630AJ1 | 4916 | 7941238 | RHEEM SALES COMPANY, INC. | RA1630AJ1 | AC | Split System: Air-Cooled Condensing Unit, Coil with Blower | RA1630AJ1 |  | RCFL-H*3824 | 13 | 16 | Yes | Yes | 2015-02-10 |  | 2
FALSE | RA1318AJ1 | 4821 | 7507555 | RHEEM SALES COMPANY, INC. | RA1318AJ1 | AC | Split System: Air-Cooled Condensing Unit, Coil with Blower | RA1318AJ1 |  | RCFN-H*2417 | 12.5 | 15 | Yes | Yes | 2015-02-10 |  | 1
FALSE | RA1636AJ1 | 4917 | 7941595 | RHEEM SALES COMPANY, INC. | RA1636AC1 | AC | Split System: Air-Cooled Condensing Unit, Coil with Blower | RA1636AC1 |  | RCFL-H*3621 | 13 | 15.5 | Yes | Yes | 2015-02-10 |  | 1
FALSE | RA1436AD1 | 4760 | 7493676 | RHEEM SALES COMPANY, INC. | RA1436AC1 | AC | Split System: Air-Cooled Condensing Unit, Coil with Blower | RA1436AC1 |  | RHPL-HM3621 | 12.5 | 15 | Yes | Yes | 2015-02-10 |  | 1
FALSE | RA1442AD1 | 4761 | 7600324 | RHEEM SALES COMPANY, INC. | RA1442AD1 | AC | Split System: Air-Cooled Condensing Unit, Coil with Blower | RA1442AD1 |  | RCF4824HTAM | 12.5 | 15 | Yes | Yes | 2015-02-10 |  | 1
FALSE | RA1324AJ1 | 4822 | 7507748 | RHEEM SALES COMPANY, INC. | RA1324AJ1 | AC | Split System: Air-Cooled Condensing Unit, Coil with Blower | RA1324AJ1 |  | RCFL-H*2617 | 12 | 14.5 | Yes | Yes | 2015-02-10 |  | 0
FALSE | RA1448AD1 | 4762 | 7492529 | RHEEM SALES COMPANY, INC. | RA1448AJ1 | AC | Split System: Air-Cooled Condensing Unit, Coil with Blower | RA1448AJ1 |  | RCQD-4821 | 12.5 | 15 | Yes | Yes | 2015-02-10 |  | 1
FALSE | RA1648AJ1 | 4919 | 7943243 | RHEEM SALES COMPANY, INC. | RA1648AJ1 | AC | Split System: Air-Cooled Condensing Unit, Coil with Blower | RA1648AJ1 |  | RCF4821STAM | 12.5 | 15.1 | Yes | Yes | 2015-02-10 |  | 1
FALSE | RA1642AJ1 | 4918 | 7942859 | RHEEM SALES COMPANY, INC. | RA1642AJ1 | AC | Split System: Air-Cooled Condensing Unit, Coil with Blower | RA1642AJ1 |  | RCQD-4824 | 13 | 16 | Yes | Yes | 2015-02-10 |  | 2
FALSE | RA1636AJ1 | 4917 | 7941858 | RHEEM SALES COMPANY, INC. | RA1636AJ1 | AC | Split System: Air-Cooled Condensing Unit, Coil with Blower | RA1636AJ1 |  | RCF3621MTAM | 13 | 16 | Yes | Yes | 2015-02-10 |  | 2
FALSE | RA1642AJ1 | 4918 | 7942333 | RHEEM SALES COMPANY, INC. | RA1642AC1 | AC | Split System: Air-Cooled Condensing Unit, Coil with Blower | RA1642AC1 |  | RCF4824STAM | 13 | 15.5 | Yes | Yes | 2015-02-10 |  | 1
FALSE | RA1636AJ1 | 4917 | 7944112 | RHEEM SALES COMPANY, INC. | RA1636AC1 | AC | Split System: Air-Cooled Condensing Unit, Coil with Blower | RA1636AC1 |  | RCF3621STAM | 12.5 | 15.1 | Yes | Yes | 2015-02-10 |  | 1
FALSE | RA1442AD1 | 4761 | 7600300 | RHEEM SALES COMPANY, INC. | RA1442AD1 | AC | Split System: Air-Cooled Condensing Unit, Coil with Blower | RA1442AD1 |  | RCF4821STAM | 12.5 | 15 | Yes | Yes | 2015-02-10 |  | 1
FALSE | RA1636AJ1 | 4917 | 7942101 | RHEEM SALES COMPANY, INC. | RA1636AJ1 | AC | Split System: Air-Cooled Condensing Unit, Coil with Blower | RA1636AJ1 |  | RCFL-H*3824 | 13 | 16 | Yes | Yes | 2015-02-10 |  | 2
FALSE | RA1336AD1 | 4824 | 7508898 | RHEEM SALES COMPANY, INC. | RA1336AJ1 | AC | Split System: Air-Cooled Condensing Unit, Coil with Blower | RA1336AJ1 |  | RCQD-3624 | 12 | 14.5 | Yes | Yes | 2015-02-10 |  | 0
FALSE | RA1436AD1 | 4760 | 7599991 | RHEEM SALES COMPANY, INC. | RA1436AD1 | AC | Split System: Air-Cooled Condensing Unit, Coil with Blower | RA1436AD1 |  | RCFL-H*3621 | 12 | 14.5 | Yes | Yes | 2015-02-10 |  | 0
FALSE | RA1636AJ1 | 4917 | 7942176 | RHEEM SALES COMPANY, INC. | RA1636AJ1 | AC | Split System: Air-Cooled Condensing Unit, Coil Alone | RA1636AJ1 |  | RCQD-3621+RXMD-C04 | 12.5 | 15.1 | Yes | Yes | 2015-02-10 |  | 1
FALSE | RA1442AD1 | 4761 | 7491898 | RHEEM SALES COMPANY, INC. | RA1442AC1 | AC | Split System: Air-Cooled Condensing Unit, Coil with Blower | RA1442AC1 |  | RCFL-H*4821 | 12 | 14.5 | Yes | Yes | 2015-02-10 |  | 0
FALSE | RA1636AJ1 | 4917 | 7941925 | RHEEM SALES COMPANY, INC. | RA1636AJ1 | AC | Split System: Air-Cooled Condensing Unit, Coil with Blower | RA1636AJ1 |  | RCF3624HTAM | 13 | 16 | Yes | Yes | 2015-02-10 |  | 2
FALSE | RA1442AD1 | 4761 | 7600251 | RHEEM SALES COMPANY, INC. | RA1442AC1 | AC | Split System: Air-Cooled Condensing Unit, Coil with Blower | RA1442AC1 |  | RCF4824STAM | 12.5 | 15.1 | Yes | Yes | 2015-02-10 |  | 1
FALSE | RA1648AJ1 | 4919 | 7943446 | RHEEM SALES COMPANY, INC. | RA1648AJ1 | AC | Split System: Air-Cooled Condensing Unit, Coil with Blower | RA1648AJ1 |  | RCFN-H*4824 | 13 | 16 | Yes | Yes | 2015-02-10 |  | 2
FALSE | RA1324AJ1 | 4822 | 7507714 | RHEEM SALES COMPANY, INC. | RA1324AJ1 | AC | Split System: Air-Cooled Condensing Unit, Coil with Blower | RA1324AJ1 |  | RCF2421MTAM | 12 | 14.5 | Yes | Yes | 2015-02-10 |  | 0
FALSE | RA1436AD1 | 4760 | 7491491 | RHEEM SALES COMPANY, INC. | RA1436AC1 | AC | Split System: Air-Cooled Condensing Unit, Coil with Blower | RA1436AC1 |  | RCQD-3621 | 13 | 15.5 | Yes | Yes | 2015-02-10 |  | 1
FALSE | RA1330AJ1 | 4823 | 7507866 | RHEEM SALES COMPANY, INC. | RA1330AJ1 | AC | Split System: Air-Cooled Condensing Unit, Coil with Blower | RA1330AJ1 |  | RCF3621MTAM | 12 | 14.5 | Yes | Yes | 2015-02-10 |  | 0
FALSE | RA1642AJ1 | 4918 | 7942797 | RHEEM SALES COMPANY, INC. | RA1642AJ1 | AC | Split System: Air-Cooled Condensing Unit, Coil with Blower | RA1642AJ1 |  | RCFN-H*4824 | 13 | 16 | Yes | Yes | 2015-02-10 |  | 2
FALSE | RA1436AD1 | 4760 | 7601476 | RHEEM SALES COMPANY, INC. | RA1436AJ1 | AC | Split System: Air-Cooled Condensing Unit, Coil with Blower | RA1436AJ1 |  | RCFL-H*3621 | 12.5 | 15 | Yes | Yes | 2015-02-10 |  | 1
FALSE | RA1648AJ1 | 4919 | 7943293 | RHEEM SALES COMPANY, INC. | RA1648AJ1 | AC | Split System: Air-Cooled Condensing Unit, Coil Alone | RA1648AJ1 |  | RCF4824HTAM+RXMD-C04 | 13 | 15.5 | Yes | Yes | 2015-02-10 |  | 1
FALSE | RA1636AJ1 | 4917 | 7942207 | RHEEM SALES COMPANY, INC. | RA1636AJ1 | AC | Split System: Air-Cooled Condensing Unit, Coil with Blower | RA1636AJ1 |  | RH1T3617STAN | 13 | 16 | Yes | Yes | 2015-02-10 |  | 2
FALSE | RA1442AD1 | 4761 | 7491934 | RHEEM SALES COMPANY, INC. | RA1442AC1 | AC | Split System: Air-Cooled Condensing Unit, Coil with Blower | RA1442AC1 |  | RCFL-H*4824 | 12 | 14.5 | Yes | Yes | 2015-02-10 |  | 0
FALSE | RA1442AD1 | 4761 | 7491848 | RHEEM SALES COMPANY, INC. | RA1442AC1 | AC | Split System: Air-Cooled Condensing Unit, Coil with Blower | RA1442AC1 |  | RCF4824HTAM | 12.5 | 15 | Yes | Yes | 2015-02-10 |  | 1
FALSE | RA1448AD1 | 4762 | 7493706 | RHEEM SALES COMPANY, INC. | RA1448AJ1 | AC | Split System: Air-Cooled Condensing Unit, Coil with Blower | RA1448AJ1 |  | RHKL-HM6024 | 13 | 15.5 | Yes | Yes | 2015-02-10 |  | 1
FALSE | RA1436AD1 | 4760 | 7491691 | RHEEM SALES COMPANY, INC. | RA1436AJ1 | AC | Split System: Air-Cooled Condensing Unit, Coil with Blower | RA1436AJ1 |  | RCFL-H*3621 | 12.5 | 15.1 | Yes | Yes | 2015-02-10 |  | 1
FALSE | RA1636AJ1 | 4917 | 7942137 | RHEEM SALES COMPANY, INC. | RA1636AJ1 | AC | Split System: Air-Cooled Condensing Unit, Coil with Blower | RA1636AJ1 |  | RCFL-H*3824 | 13 | 16 | Yes | Yes | 2015-02-10 |  | 2
FALSE | RA1660AC1 | 4920 | 7943611 | RHEEM SALES COMPANY, INC. | RA1660AJ1 | AC | Split System: Air-Cooled Condensing Unit, Coil with Blower | RA1660AJ1 |  | RCFL-H*6024 | 13 | 16 | Yes | Yes | 2015-02-10 |  | 2
FALSE | RA1642AJ1 | 4918 | 7942721 | RHEEM SALES COMPANY, INC. | RA1642AJ1 | AC | Split System: Air-Cooled Condensing Unit, Coil with Blower | RA1642AJ1 |  | RCFL-H*4821 | 13 | 15.5 | Yes | Yes | 2015-02-10 |  | 1
FALSE | RA1418AJ1 | 4757 | 7490595 | RHEEM SALES COMPANY, INC. | RA1418AJ1 | AC | Split System: Air-Cooled Condensing Unit, Coil with Blower | RA1418AJ1 |  | RCF2421MTAM | 13 | 16 | Yes | Yes | 2015-02-10 |  | 2
FALSE | RA1648AJ1 | 4919 | 7943045 | RHEEM SALES COMPANY, INC. | RA1648AC1 | AC | Split System: Air-Cooled Condensing Unit, Coil with Blower | RA1648AC1 |  | RCFL-H*4821 | 12.5 | 15.1 | Yes | Yes | 2015-02-10 |  | 1
FALSE | RA1436AD1 | 4760 | 7600015 | RHEEM SALES COMPANY, INC. | RA1436AD1 | AC | Split System: Air-Cooled Condensing Unit, Coil with Blower | RA1436AD1 |  | RCFL-H*3821 | 13 | 16 | Yes | Yes | 2015-02-10 |  | 2
FALSE | RA1330AJ1 | 4823 | 7507949 | RHEEM SALES COMPANY, INC. | RA1330AJ1 | AC | Split System: Air-Cooled Condensing Unit, Coil with Blower | RA1330AJ1 |  | RCF3624HTAM | 13 | 15.5 | Yes | Yes | 2015-02-10 |  | 1
FALSE | RA1648AJ1 | 4919 | 7943545 | RHEEM SALES COMPANY, INC. | RA1648AJ1 | AC | Split System: Air-Cooled Condensing Unit, Coil with Blower | RA1648AJ1 |  | RHSL-HM4824 | 12 | 14.5 | Yes | Yes | 2015-02-10 |  | 0
FALSE | RA1636AJ1 | 4917 | 7942095 | RHEEM SALES COMPANY, INC. | RA1636AJ1 | AC | Split System: Air-Cooled Condensing Unit, Coil with Blower | RA1636AJ1 |  | RCFL-H*3821 | 13 | 15.5 | Yes | Yes | 2015-02-10 |  | 1
FALSE | RA1336AD1 | 4824 | 7508920 | RHEEM SALES COMPANY, INC. | RA1336AJ1 | AC | Split System: Air-Cooled Condensing Unit, Coil with Blower | RA1336AJ1 |  | RHPN-HM3624 | 12.5 | 15 | Yes | Yes | 2015-02-10 |  | 1
FALSE | RA1448AD1 | 4762 | 7492292 | RHEEM SALES COMPANY, INC. | RA1448AC1 | AC | Split System: Air-Cooled Condensing Unit, Coil with Blower | RA1448AC1 |  | RCFN-H*4824 | 12.5 | 15.1 | Yes | Yes | 2015-02-10 |  | 1
FALSE | RA1418AJ1 | 4757 | 7490724 | RHEEM SALES COMPANY, INC. | RA1418AJ1 | AC | Split System: Air-Cooled Condensing Unit, Coil with Blower | RA1418AJ1 |  | RCQD-2417 | 13 | 16 | Yes | Yes | 2015-02-10 |  | 2
FALSE | RA1636AJ1 | 4917 | 7941668 | RHEEM SALES COMPANY, INC. | RA1636AC1 | AC | Split System: Air-Cooled Condensing Unit, Coil with Blower | RA1636AC1 |  | RCFL-H*3824 | 13 | 16 | Yes | Yes | 2015-02-10 |  | 2
FALSE | RA1636AJ1 | 4917 | 7941837 | RHEEM SALES COMPANY, INC. | RA1636AJ1 | AC | Split System: Air-Cooled Condensing Unit, Coil with Blower | RA1636AJ1 |  | RCF3621MTAM | 13 | 15.5 | Yes | Yes | 2015-02-10 |  | 1
FALSE | RA1648AJ1 | 4919 | 7942984 | RHEEM SALES COMPANY, INC. | RA1648AC1 | AC | Split System: Air-Cooled Condensing Unit, Coil with Blower | RA1648AC1 |  | RCF4824STAM | 13 | 15.5 | Yes | Yes | 2015-02-10 |  | 1
FALSE | RA1336AD1 | 4824 | 7508849 | RHEEM SALES COMPANY, INC. | RA1336AJ1 | AC | Split System: Air-Cooled Condensing Unit, Coil with Blower | RA1336AJ1 |  | RCFN-H*3624 | 12 | 14.5 | Yes | Yes | 2015-02-10 |  | 0
FALSE | RA1460AD1 | 4763 | 7601046 | RHEEM SALES COMPANY, INC. | RA1460AJ1 | AC | Split System: Air-Cooled Condensing Unit, Coil with Blower | RA1460AJ1 |  | RCF6024STAM | 12 | 14.5 | Yes | Yes | 2015-02-10 |  | 0
FALSE | RA1336AD1 | 4824 | 7508669 | RHEEM SALES COMPANY, INC. | RA1336AJ1 | AC | Split System: Air-Cooled Condensing Unit, Coil with Blower | RA1336AJ1 |  | RCF3624MTAM | 12 | 14.5 | Yes | Yes | 2015-02-10 |  | 0
FALSE | RA1436AD1 | 4760 | 7491708 | RHEEM SALES COMPANY, INC. | RA1436AJ1 | AC | Split System: Air-Cooled Condensing Unit, Coil with Blower | RA1436AJ1 |  | RCFL-H*3821 | 12.5 | 15.1 | Yes | Yes | 2015-02-10 |  | 1
FALSE | RA1436AD1 | 4760 | 7599787 | RHEEM SALES COMPANY, INC. | RA1436AD1 | AC | Split System: Air-Cooled Condensing Unit, Coil with Blower | RA1436AD1 |  | RCF3621MTAM | 13 | 16 | Yes | Yes | 2015-02-10 |  | 2
FALSE | RA1336AD1 | 4824 | 7508287 | RHEEM SALES COMPANY, INC. | RA1336AC1 | AC | Split System: Air-Cooled Condensing Unit, Coil with Blower | RA1336AC1 |  | RCF3624HTAM | 12.5 | 15.1 | Yes | Yes | 2015-02-10 |  | 1
FALSE | RA1436AD1 | 4760 | 7491293 | RHEEM SALES COMPANY, INC. | RA1436AC1 | AC | Split System: Air-Cooled Condensing Unit, Coil with Blower | RA1436AC1 |  | RCF3621STAM | 12 | 14.5 | Yes | Yes | 2015-02-10 |  | 0
FALSE | RA1436AD1 | 4760 | 7491497 | RHEEM SALES COMPANY, INC. | RA1436AC1 | AC | Split System: Air-Cooled Condensing Unit, Coil with Blower | RA1436AC1 |  | RCQD-3624 | 13 | 16 | Yes | Yes | 2015-02-10 |  | 2
FALSE | RA1448AD1 | 4762 | 7600844 | RHEEM SALES COMPANY, INC. | RA1448AD1 | AC | Split System: Air-Cooled Condensing Unit, Coil with Blower | RA1448AD1 |  | RCQD-4824 | 12 | 14.5 | Yes | Yes | 2015-02-10 |  | 0
FALSE | RA1636AJ1 | 4917 | 7941911 | RHEEM SALES COMPANY, INC. | RA1636AJ1 | AC | Split System: Air-Cooled Condensing Unit, Coil with Blower | RA1636AJ1 |  | RCF3624HTAM | 13 | 16 | Yes | Yes | 2015-02-10 |  | 2
FALSE | RA1648AJ1 | 4919 | 7943004 | RHEEM SALES COMPANY, INC. | RA1648AC1 | AC | Split System: Air-Cooled Condensing Unit, Coil Alone | RA1648AC1 |  | RCF4824STAM+RXMD-C04 | 12.5 | 15.1 | Yes | Yes | 2015-02-10 |  | 1
FALSE | RA1436AD1 | 4760 | 7491553 | RHEEM SALES COMPANY, INC. | RA1436AJ1 | AC | Split System: Air-Cooled Condensing Unit, Coil with Blower | RA1436AJ1 |  | RCF3621MTAM | 13 | 15.5 | Yes | Yes | 2015-02-10 |  | 1
FALSE | RA1648AJ1 | 4919 | 7943429 | RHEEM SALES COMPANY, INC. | RA1648AJ1 | AC | Split System: Air-Cooled Condensing Unit, Coil with Blower | RA1648AJ1 |  | RCFN-H*4824 | 13 | 16 | Yes | Yes | 2015-02-10 |  | 2
FALSE | RA1336AD1 | 4824 | 7508877 | RHEEM SALES COMPANY, INC. | RA1336AJ1 | AC | Split System: Air-Cooled Condensing Unit, Coil with Blower | RA1336AJ1 |  | RCQD-3621 | 12 | 14.5 | Yes | Yes | 2015-02-10 |  | 0
FALSE | RA1430AJ1 | 4759 | 7491173 | RHEEM SALES COMPANY, INC. | RA1430AJ1 | AC | Split System: Air-Cooled Condensing Unit, Coil with Blower | RA1430AJ1 |  | RCFL-H*3824 | 13 | 15.5 | Yes | Yes | 2015-02-10 |  | 1
FALSE | RA1448AD1 | 4762 | 7492505 | RHEEM SALES COMPANY, INC. | RA1448AJ1 | AC | Split System: Air-Cooled Condensing Unit, Coil with Blower | RA1448AJ1 |  | RCFN-H*4824 | 12.5 | 15.1 | Yes | Yes | 2015-02-10 |  | 1
FALSE | RA1442AD1 | 4761 | 7491858 | RHEEM SALES COMPANY, INC. | RA1442AC1 | AC | Split System: Air-Cooled Condensing Unit, Coil with Blower | RA1442AC1 |  | RCF4824HTAM | 12.5 | 15.1 | Yes | Yes | 2015-02-10 |  | 1
FALSE | RA1430AJ1 | 4759 | 7501004 | RHEEM SALES COMPANY, INC. | RA1430AJ1 | AC | Split System: Air-Cooled Condensing Unit, Coil with Blower | RA1430AJ1 |  | RCFL-H*3824 | 13 | 16 | Yes | Yes | 2015-02-10 |  | 2
FALSE | RA1630AJ1 | 4916 | 7940916 | RHEEM SALES COMPANY, INC. | RA1630AJ1 | AC | Split System: Air-Cooled Condensing Unit, Coil with Blower | RA1630AJ1 |  | RCF3617STAM | 13 | 16 | Yes | Yes | 2015-02-10 |  | 2
FALSE | RA1630AJ1 | 4916 | 7941275 | RHEEM SALES COMPANY, INC. | RA1630AJ1 | AC | Split System: Air-Cooled Condensing Unit, Coil with Blower | RA1630AJ1 |  | RCFN-H*3624 | 13 | 16 | Yes | Yes | 2015-02-10 |  | 2
FALSE | RA1648AJ1 | 4919 | 7942997 | RHEEM SALES COMPANY, INC. | RA1648AC1 | AC | Split System: Air-Cooled Condensing Unit, Coil with Blower | RA1648AC1 |  | RCF4824STAM | 13 | 16 | Yes | Yes | 2015-02-10 |  | 2
FALSE | RA1336AD1 | 4824 | 7508513 | RHEEM SALES COMPANY, INC. | RA1336AC1 | AC | Split System: Air-Cooled Condensing Unit, Coil with Blower | RA1336AC1 |  | RCQD-3621 | 12 | 14.5 | Yes | Yes | 2015-02-10 |  | 0
FALSE | RA1636AJ1 | 4917 | 7942125 | RHEEM SALES COMPANY, INC. | RA1636AJ1 | AC | Split System: Air-Cooled Condensing Unit, Coil with Blower | RA1636AJ1 |  | RCFL-H*3824 | 13 | 16 | Yes | Yes | 2015-02-10 |  | 2
FALSE | RA1424AJ1 | 4758 | 7490906 | RHEEM SALES COMPANY, INC. | RA1424AJ1 | AC | Split System: Air-Cooled Condensing Unit, Coil with Blower | RA1424AJ1 |  | RCFN-H*2417 | 13 | 15.5 | Yes | Yes | 2015-02-10 |  | 1
FALSE | RA1630AJ1 | 4916 | 7941117 | RHEEM SALES COMPANY, INC. | RA1630AJ1 | AC | Split System: Air-Cooled Condensing Unit, Coil with Blower | RA1630AJ1 |  | RCFL-H*3621 | 13 | 15.5 | Yes | Yes | 2015-02-10 |  | 1
FALSE | RA1436AD1 | 4760 | 7491365 | RHEEM SALES COMPANY, INC. | RA1436AC1 | AC | Split System: Air-Cooled Condensing Unit, Coil with Blower | RA1436AC1 |  | RCFL-H*3617 | 12 | 14.5 | Yes | Yes | 2015-02-10 |  | 0
FALSE | RA1436AD1 | 4760 | 7945031 | RHEEM SALES COMPANY, INC. | RA1436AD1 | AC | Split System: Air-Cooled Condensing Unit, Coil with Blower | RA1436AD1 |  | RCF3621STAM | 12.5 | 15 | Yes | Yes | 2015-02-10 |  | 1
FALSE | RA1330AJ1 | 4823 | 7508062 | RHEEM SALES COMPANY, INC. | RA1330AJ1 | AC | Split System: Air-Cooled Condensing Unit, Coil with Blower | RA1330AJ1 |  | RCFL-H*3821 | 12 | 14.5 | Yes | Yes | 2015-02-10 |  | 0
FALSE | RA1636AJ1 | 4917 | 7941644 | RHEEM SALES COMPANY, INC. | RA1636AC1 | AC | Split System: Air-Cooled Condensing Unit, Coil with Blower | RA1636AC1 |  | RCFL-H*3821 | 13 | 16 | Yes | Yes | 2015-02-10 |  | 2
FALSE | RA1648AJ1 | 4919 | 7943211 | RHEEM SALES COMPANY, INC. | RA1648AC1 | AC | Split System: Air-Cooled Condensing Unit, Coil with Blower | RA1648AC1 |  | RH1V4821STAN | 13 | 16 | Yes | Yes | 2015-02-10 |  | 2
FALSE | RA1442AD1 | 4761 | 7491985 | RHEEM SALES COMPANY, INC. | RA1442AC1 | AC | Split System: Air-Cooled Condensing Unit, Coil with Blower | RA1442AC1 |  | RCFN-H*4824 | 13 | 15.5 | Yes | Yes | 2015-02-10 |  | 1
FALSE | RA1642AJ1 | 4918 | 7942891 | RHEEM SALES COMPANY, INC. | RA1642AJ1 | AC | Split System: Air-Cooled Condensing Unit, Coil with Blower | RA1642AJ1 |  | RHLL-HM4821 | 13 | 15.5 | Yes | Yes | 2015-02-10 |  | 1
FALSE | RA1436AD1 | 4760 | 7491745 | RHEEM SALES COMPANY, INC. | RA1436AJ1 | AC | Split System: Air-Cooled Condensing Unit, Coil with Blower | RA1436AJ1 |  | RCFL-H*3824 | 13 | 15.5 | Yes | Yes | 2015-02-10 |  | 1
FALSE | RA1618AJ1 | 4914 | 7940479 | RHEEM SALES COMPANY, INC. | RA1618AJ1 | AC | Split System: Air-Cooled Condensing Unit, Coil with Blower | RA1618AJ1 |  | RCFL-H*2621 | 13 | 16 | Yes | Yes | 2015-02-10 |  | 2
FALSE | RA1630AJ1 | 4916 | 7941027 | RHEEM SALES COMPANY, INC. | RA1630AJ1 | AC | Split System: Air-Cooled Condensing Unit, Coil with Blower | RA1630AJ1 |  | RCF3624HTAM | 13 | 16 | Yes | Yes | 2015-02-10 |  | 2
FALSE | RA1660AC1 | 4920 | 7943852 | RHEEM SALES COMPANY, INC. | RA1660AC1 | AC | Split System: Air-Cooled Condensing Unit, Coil with Blower | RA1660AC1 |  | RCFL-H*6024 | 13 | 15.5 | Yes | Yes | 2015-02-10 |  | 1
FALSE | RA1424AJ1 | 4758 | 7490925 | RHEEM SALES COMPANY, INC. | RA1424AJ1 | AC | Split System: Air-Cooled Condensing Unit, Coil with Blower | RA1424AJ1 |  | RCFN-H*2421 | 13 | 15.5 | Yes | Yes | 2015-02-10 |  | 1
FALSE | RA1418AJ1 | 4757 | 7500951 | RHEEM SALES COMPANY, INC. | RA1418AJ1 | AC | Split System: Air-Cooled Condensing Unit, Coil with Blower | RA1418AJ1 |  | RCQD-2417 | 13 | 16 | Yes | Yes | 2015-02-10 |  | 2
FALSE | RA1436AD1 | 4760 | 7491626 | RHEEM SALES COMPANY, INC. | RA1436AJ1 | AC | Split System: Air-Cooled Condensing Unit, Coil with Blower | RA1436AJ1 |  | RCF3624MTAM | 13 | 15.5 | Yes | Yes | 2015-02-10 |  | 1
FALSE | RA1660AC1 | 4920 | 7943905 | RHEEM SALES COMPANY, INC. | RA1660AC1 | AC | Split System: Air-Cooled Condensing Unit, Coil Alone | RA1660AC1 |  | RCFN-H*6024+RXMD-C04 | 12.5 | 15.1 | Yes | Yes | 2015-02-10 |  | 1
FALSE | RA1318AJ1 | 4821 | 7507547 | RHEEM SALES COMPANY, INC. | RA1318AJ1 | AC | Split System: Air-Cooled Condensing Unit, Coil with Blower | RA1318AJ1 |  | RCFL-H*2621 | 12 | 14.5 | Yes | Yes | 2015-02-10 |  | 0
FALSE | RA1630AJ1 | 4916 | 7941256 | RHEEM SALES COMPANY, INC. | RA1630AJ1 | AC | Split System: Air-Cooled Condensing Unit, Coil with Blower | RA1630AJ1 |  | RCFN-H*3624 | 13 | 16 | Yes | Yes | 2015-02-10 |  | 2
FALSE | RA1336AD1 | 4824 | 7508543 | RHEEM SALES COMPANY, INC. | RA1336AC1 | AC | Split System: Air-Cooled Condensing Unit, Coil with Blower | RA1336AC1 |  | RH1T3621MTAN | 12 | 14.5 | Yes | Yes | 2015-02-10 |  | 0
FALSE | RA1660AC1 | 4920 | 7943585 | RHEEM SALES COMPANY, INC. | RA1660AJ1 | AC | Split System: Air-Cooled Condensing Unit, Coil with Blower | RA1660AJ1 |  | RCF6024STAM | 13 | 15.5 | Yes | Yes | 2015-02-10 |  | 1
FALSE | RA1624AJ1 | 4915 | 7940660 | RHEEM SALES COMPANY, INC. | RA1624AJ1 | AC | Split System: Air-Cooled Condensing Unit, Coil with Blower | RA1624AJ1 |  | RCF2421HTAM | 13 | 16 | Yes | Yes | 2015-02-10 |  | 2
FALSE | RA1448AD1 | 4762 | 7492219 | RHEEM SALES COMPANY, INC. | RA1448AC1 | AC | Split System: Air-Cooled Condensing Unit, Coil with Blower | RA1448AC1 |  | RCF4824STAM | 12 | 14.5 | Yes | Yes | 2015-02-10 |  | 0
FALSE | RA1336AD1 | 4824 | 7508532 | RHEEM SALES COMPANY, INC. | RA1336AC1 | AC | Split System: Air-Cooled Condensing Unit, Coil with Blower | RA1336AC1 |  | RCQD-3624 | 12 | 14.5 | Yes | Yes | 2015-02-10 |  | 0
FALSE | RA1436AD1 | 4760 | 7501088 | RHEEM SALES COMPANY, INC. | RA1436AJ1 | AC | Split System: Air-Cooled Condensing Unit, Coil with Blower | RA1436AJ1 |  | RCFL-H*3821 | 13 | 15.5 | Yes | Yes | 2015-02-10 |  | 1
FALSE | RA1630AJ1 | 4916 | 7941249 | RHEEM SALES COMPANY, INC. | RA1630AJ1 | AC | Split System: Air-Cooled Condensing Unit, Coil with Blower | RA1630AJ1 |  | RCFN-H*3624 | 13 | 16 | Yes | Yes | 2015-02-10 |  | 2
FALSE | RA1436AD1 | 4760 | 7945035 | RHEEM SALES COMPANY, INC. | RA1436AD1 | AC | Split System: Air-Cooled Condensing Unit, Coil with Blower | RA1436AD1 |  | RCF3624HTAM | 13 | 16 | Yes | Yes | 2015-02-10 |  | 2
FALSE | RA1648AJ1 | 4919 | 7943092 | RHEEM SALES COMPANY, INC. | RA1648AC1 | AC | Split System: Air-Cooled Condensing Unit, Coil with Blower | RA1648AC1 |  | RCFL-H*4824 | 13 | 15.5 | Yes | Yes | 2015-02-10 |  | 1
FALSE | RA1660AC1 | 4920 | 7943718 | RHEEM SALES COMPANY, INC. | RA1660AJ1 | AC | Split System: Air-Cooled Condensing Unit, Coil with Blower | RA1660AJ1 |  | RHKL-HM6024 | 13 | 16 | Yes | Yes | 2015-02-10 |  | 2
FALSE | RA1436AD1 | 4760 | 7600053 | RHEEM SALES COMPANY, INC. | RA1436AD1 | AC | Split System: Air-Cooled Condensing Unit, Coil with Blower | RA1436AD1 |  | RCFL-H*3824 | 13 | 15.5 | Yes | Yes | 2015-02-10 |  | 1
FALSE | RA1636AJ1 | 4917 | 7941356 | RHEEM SALES COMPANY, INC. | RA1636AC1 | AC | Split System: Air-Cooled Condensing Unit, Coil with Blower | RA1636AC1 |  | RCF3617STAM | 12.5 | 15.1 | Yes | Yes | 2015-02-10 |  | 1
FALSE | RA1636AJ1 | 4917 | 7942004 | RHEEM SALES COMPANY, INC. | RA1636AJ1 | AC | Split System: Air-Cooled Condensing Unit, Coil with Blower | RA1636AJ1 |  | RCFL-H*3621 | 13 | 15.5 | Yes | Yes | 2015-02-10 |  | 1
FALSE | RA1424AJ1 | 4758 | 7490926 | RHEEM SALES COMPANY, INC. | RA1424AJ1 | AC | Split System: Air-Cooled Condensing Unit, Coil with Blower | RA1424AJ1 |  | RCFN-H*2421 | 13 | 15.5 | Yes | Yes | 2015-02-10 |  | 1
FALSE | RA1430AJ1 | 4759 | 7500985 | RHEEM SALES COMPANY, INC. | RA1430AJ1 | AC | Split System: Air-Cooled Condensing Unit, Coil with Blower | RA1430AJ1 |  | RCF3624HTAM | 13 | 16 | Yes | Yes | 2015-02-10 |  | 2
FALSE | RA1642AJ1 | 4918 | 7942443 | RHEEM SALES COMPANY, INC. | RA1642AC1 | AC | Split System: Air-Cooled Condensing Unit, Coil with Blower | RA1642AC1 |  | RCFN-H*4824 | 13 | 16 | Yes | Yes | 2015-02-10 |  | 2
FALSE | RA1436AD1 | 4760 | 7600219 | RHEEM SALES COMPANY, INC. | RA1436AJ1 | AC | Split System: Air-Cooled Condensing Unit, Coil with Blower | RA1436AJ1 |  | RCFL-H*3821 | 13 | 15.5 | Yes | Yes | 2015-02-10 |  | 1
FALSE | RA1636AJ1 | 4917 | 7942099 | RHEEM SALES COMPANY, INC. | RA1636AJ1 | AC | Split System: Air-Cooled Condensing Unit, Coil Alone | RA1636AJ1 |  | RCFL-H*3821+RXMD-C04 | 12.2 | 14.5 | Yes | Yes | 2015-02-10 |  | 0
FALSE | RA1442AD1 | 4761 | 7600391 | RHEEM SALES COMPANY, INC. | RA1442AD1 | AC | Split System: Air-Cooled Condensing Unit, Coil with Blower | RA1442AD1 |  | RCFL-H*4821 | 12.5 | 15.1 | Yes | Yes | 2015-02-10 |  | 1
FALSE | RA1630AJ1 | 4916 | 7940922 | RHEEM SALES COMPANY, INC. | RA1630AJ1 | AC | Split System: Air-Cooled Condensing Unit, Coil with Blower | RA1630AJ1 |  | RCF3617STAM | 13 | 16 | Yes | Yes | 2015-02-10 |  | 2
FALSE | RA1636AJ1 | 4917 | 7941471 | RHEEM SALES COMPANY, INC. | RA1636AC1 | AC | Split System: Air-Cooled Condensing Unit, Coil with Blower | RA1636AC1 |  | RCF3624HTAM | 13 | 16 | Yes | Yes | 2015-02-10 |  | 2
FALSE | RA1648AJ1 | 4919 | 7942992 | RHEEM SALES COMPANY, INC. | RA1648AC1 | AC | Split System: Air-Cooled Condensing Unit, Coil with Blower | RA1648AC1 |  | RCF4824STAM | 13 | 16 | Yes | Yes | 2015-02-10 |  | 2
FALSE | RA1424AJ1 | 4758 | 7490901 | RHEEM SALES COMPANY, INC. | RA1424AJ1 | AC | Split System: Air-Cooled Condensing Unit, Coil with Blower | RA1424AJ1 |  | RCFN-H*2417 | 13 | 15.5 | Yes | Yes | 2015-02-10 |  | 1
FALSE | RA1430AJ1 | 4759 | 7490978 | RHEEM SALES COMPANY, INC. | RA1430AJ1 | AC | Split System: Air-Cooled Condensing Unit, Coil with Blower | RA1430AJ1 |  | RCF3617STAM | 12.5 | 15.1 | Yes | Yes | 2015-02-10 |  | 1
FALSE | RA1636AJ1 | 4917 | 7941623 | RHEEM SALES COMPANY, INC. | RA1636AC1 | AC | Split System: Air-Cooled Condensing Unit, Coil with Blower | RA1636AC1 |  | RCFL-H*3821 | 13 | 16 | Yes | Yes | 2015-02-10 |  | 2
FALSE | RA1424AJ1 | 4758 | 7601353 | RHEEM SALES COMPANY, INC. | RA1424AJ1 | AC | Split System: Air-Cooled Condensing Unit, Coil with Blower | RA1424AJ1 |  | RCFL-H*2617 | 12.5 | 15.1 | Yes | Yes | 2015-02-10 |  | 1
FALSE | RA1436AD1 | 4760 | 7491343 | RHEEM SALES COMPANY, INC. | RA1436AC1 | AC | Split System: Air-Cooled Condensing Unit, Coil with Blower | RA1436AC1 |  | RCF3624MTAM | 13 | 16 | Yes | Yes | 2015-02-10 |  | 2
FALSE | RA1636AJ1 | 4917 | 7941892 | RHEEM SALES COMPANY, INC. | RA1636AJ1 | AC | Split System: Air-Cooled Condensing Unit, Coil with Blower | RA1636AJ1 |  | RCF3621STAM | 12.2 | 14.5 | Yes | Yes | 2015-02-10 |  | 0
FALSE | RA1436AD1 | 4760 | 7491516 | RHEEM SALES COMPANY, INC. | RA1436AC1 | AC | Split System: Air-Cooled Condensing Unit, Coil with Blower | RA1436AC1 |  | RH1T3617STAN | 12.5 | 15 | Yes | Yes | 2015-02-10 |  | 1
FALSE | RA1448AD1 | 4762 | 7493661 | RHEEM SALES COMPANY, INC. | RA1448AJ1 | AC | Split System: Air-Cooled Condensing Unit, Coil with Blower | RA1448AJ1 |  | RBHP-24 | 12.5 | 15 | Yes | Yes | 2015-02-10 |  | 1
FALSE | RA1436AD1 | 4760 | 7491444 | RHEEM SALES COMPANY, INC. | RA1436AC1 | AC | Split System: Air-Cooled Condensing Unit, Coil with Blower | RA1436AC1 |  | RCFL-H*3824 | 13 | 15.5 | Yes | Yes | 2015-02-10 |  | 1
FALSE | RA1436AD1 | 4760 | 7491325 | RHEEM SALES COMPANY, INC. | RA1436AC1 | AC | Split System: Air-Cooled Condensing Unit, Coil with Blower | RA1436AC1 |  | RCF3624HTAM | 13 | 16 | Yes | Yes | 2015-02-10 |  | 2
FALSE | RA1624AJ1 | 4915 | 7943988 | RHEEM SALES COMPANY, INC. | RA1624AJ1 | AC | Split System: Air-Cooled Condensing Unit, Coil with Blower | RA1624AJ1 |  | RCF2417MTAM | 13 | 15.5 | Yes | Yes | 2015-02-10 |  | 1
FALSE | RA1442AD1 | 4761 | 7600252 | RHEEM SALES COMPANY, INC. | RA1442AC1 | AC | Split System: Air-Cooled Condensing Unit, Coil with Blower | RA1442AC1 |  | RCF4824STAM | 12.5 | 15.1 | Yes | Yes | 2015-02-10 |  | 1
FALSE | RA1636AJ1 | 4917 | 7941625 | RHEEM SALES COMPANY, INC. | RA1636AC1 | AC | Split System: Air-Cooled Condensing Unit, Coil with Blower | RA1636AC1 |  | RCFL-H*3821 | 13 | 16 | Yes | Yes | 2015-02-10 |  | 2
FALSE | RA1630AJ1 | 4916 | 7941119 | RHEEM SALES COMPANY, INC. | RA1630AJ1 | AC | Split System: Air-Cooled Condensing Unit, Coil with Blower | RA1630AJ1 |  | RCFL-H*3621 | 13 | 15.5 | Yes | Yes | 2015-02-11 |  | 1
FALSE | RA1636AJ1 | 4917 | 7941694 | RHEEM SALES COMPANY, INC. | RA1636AC1 | AC | Split System: Air-Cooled Condensing Unit, Coil with Blower | RA1636AC1 |  | RCFL-H*3824 | 13 | 16 | Yes | Yes | 2015-02-11 |  | 2
FALSE | RA1636AJ1 | 4917 | 7942100 | RHEEM SALES COMPANY, INC. | RA1636AJ1 | AC | Split System: Air-Cooled Condensing Unit, Coil with Blower | RA1636AJ1 |  | RCFL-H*3824 | 13 | 16 | Yes | Yes | 2015-02-11 |  | 2
FALSE | RA1324AJ1 | 4822 | 7507754 | RHEEM SALES COMPANY, INC. | RA1324AJ1 | AC | Split System: Air-Cooled Condensing Unit, Coil with Blower | RA1324AJ1 |  | RCFL-H*2617 | 12 | 14.5 | Yes | Yes | 2015-02-11 |  | 0
FALSE | RA1624AJ1 | 4915 | 7940588 | RHEEM SALES COMPANY, INC. | RA1624AJ1 | AC | Split System: Air-Cooled Condensing Unit, Coil with Blower | RA1624AJ1 |  | RCF2417HTAM | 13 | 16 | Yes | Yes | 2015-02-11 |  | 2
FALSE | RA1442AD1 | 4761 | 7491979 | RHEEM SALES COMPANY, INC. | RA1442AC1 | AC | Split System: Air-Cooled Condensing Unit, Coil with Blower | RA1442AC1 |  | RCFN-H*4824 | 13 | 15.5 | Yes | Yes | 2015-02-11 |  | 1
FALSE | RA1630AJ1 | 4916 | 7941148 | RHEEM SALES COMPANY, INC. | RA1630AJ1 | AC | Split System: Air-Cooled Condensing Unit, Coil with Blower | RA1630AJ1 |  | RCFL-H*3621 | 13 | 16 | Yes | Yes | 2015-02-11 |  | 2
FALSE | RA1642AJ1 | 4918 | 7942437 | RHEEM SALES COMPANY, INC. | RA1642AC1 | AC | Split System: Air-Cooled Condensing Unit, Coil Alone | RA1642AC1 |  | RCFL-H*4824+RXMD-C04 | 12.2 | 14.5 | Yes | Yes | 2015-02-11 |  | 0
FALSE | RA1418AJ1 | 4757 | 7490678 | RHEEM SALES COMPANY, INC. | RA1418AJ1 | AC | Split System: Air-Cooled Condensing Unit, Coil with Blower | RA1418AJ1 |  | RCFN-H*2417 | 13 | 16 | Yes | Yes | 2015-02-11 |  | 2
FALSE | RA1636AJ1 | 4917 | 7942181 | RHEEM SALES COMPANY, INC. | RA1636AJ1 | AC | Split System: Air-Cooled Condensing Unit, Coil with Blower | RA1636AJ1 |  | RCQD-3624 | 13 | 16 | Yes | Yes | 2015-02-11 |  | 2
FALSE | RA1436AD1 | 4760 | 7599883 | RHEEM SALES COMPANY, INC. | RA1436AD1 | AC | Split System: Air-Cooled Condensing Unit, Coil with Blower | RA1436AD1 |  | RCF3624MTAM | 13 | 15.5 | Yes | Yes | 2015-02-11 |  | 1
FALSE | RA1442AD1 | 4761 | 7945127 | RHEEM SALES COMPANY, INC. | RA1442AJ1 | AC | Split System: Air-Cooled Condensing Unit, Coil with Blower | RA1442AJ1 |  | RCF4824HTAM | 13 | 15.5 | Yes | Yes | 2015-02-11 |  | 1
FALSE | RA1660AC1 | 4920 | 7943809 | RHEEM SALES COMPANY, INC. | RA1660AC1 | AC | Split System: Air-Cooled Condensing Unit, Coil with Blower | RA1660AC1 |  | RCF6024STAM | 12.5 | 15.1 | Yes | Yes | 2015-02-11 |  | 1
FALSE | RA1442AD1 | 4761 | 7945114 | RHEEM SALES COMPANY, INC. | RA1442AD1 | AC | Split System: Air-Cooled Condensing Unit, Coil with Blower | RA1442AD1 |  | RCF4824STAM | 12.5 | 15.1 | Yes | Yes | 2015-02-11 |  | 1
FALSE | RA1460AD1 | 4763 | 7501241 | RHEEM SALES COMPANY, INC. | RA1460AC1 | AC | Split System: Air-Cooled Condensing Unit, Coil with Blower | RA1460AC1 |  | RCFN-H*6024 | 12 | 14.5 | Yes | Yes | 2015-02-11 |  | 0
FALSE | RA1448AD1 | 4762 | 7501170 | RHEEM SALES COMPANY, INC. | RA1448AC1 | AC | Split System: Air-Cooled Condensing Unit, Coil with Blower | RA1448AC1 |  | RCF4824STAM | 12.5 | 15 | Yes | Yes | 2015-02-11 |  | 1
FALSE | RA1424AJ1 | 4758 | 7599595 | RHEEM SALES COMPANY, INC. | RA1424AJ1 | AC | Split System: Air-Cooled Condensing Unit, Coil with Blower | RA1424AJ1 |  | RCFL-H*2621 | 13 | 15.5 | Yes | Yes | 2015-02-11 |  | 1
FALSE | RA1636AJ1 | 4917 | 7942193 | RHEEM SALES COMPANY, INC. | RA1636AJ1 | AC | Split System: Air-Cooled Condensing Unit, Coil with Blower | RA1636AJ1 |  | RCQD-3624 | 13 | 16 | Yes | Yes | 2015-02-11 |  | 2
FALSE | RA1630AJ1 | 4916 | 7940978 | RHEEM SALES COMPANY, INC. | RA1630AJ1 | AC | Split System: Air-Cooled Condensing Unit, Coil with Blower | RA1630AJ1 |  | RCF3621STAM | 13 | 16 | Yes | Yes | 2015-02-11 |  | 2
FALSE | RA1624AJ1 | 4915 | 7940676 | RHEEM SALES COMPANY, INC. | RA1624AJ1 | AC | Split System: Air-Cooled Condensing Unit, Coil with Blower | RA1624AJ1 |  | RCF2421HTAM | 13 | 16 | Yes | Yes | 2015-02-11 |  | 2
FALSE | RA1636AJ1 | 4917 | 7942160 | RHEEM SALES COMPANY, INC. | RA1636AJ1 | AC | Split System: Air-Cooled Condensing Unit, Coil with Blower | RA1636AJ1 |  | RCQD-3621 | 13 | 16 | Yes | Yes | 2015-02-11 |  | 2
FALSE | RA1442AD1 | 4761 | 7491968 | RHEEM SALES COMPANY, INC. | RA1442AC1 | AC | Split System: Air-Cooled Condensing Unit, Coil with Blower | RA1442AC1 |  | RCFN-H*4824 | 12.5 | 15.1 | Yes | Yes | 2015-02-11 |  | 1
FALSE | RA1618AJ1 | 4914 | 7940451 | RHEEM SALES COMPANY, INC. | RA1618AJ1 | AC | Split System: Air-Cooled Condensing Unit, Coil with Blower | RA1618AJ1 |  | RCFL-H*2617 | 13 | 16 | Yes | Yes | 2015-02-11 |  | 2
FALSE | RA1642AJ1 | 4918 | 7942616 | RHEEM SALES COMPANY, INC. | RA1642AJ1 | AC | Split System: Air-Cooled Condensing Unit, Coil with Blower | RA1642AJ1 |  | RCF4824HTAM | 13 | 16 | Yes | Yes | 2015-02-11 |  | 2
FALSE | RA1442AD1 | 4761 | 7492165 | RHEEM SALES COMPANY, INC. | RA1442AJ1 | AC | Split System: Air-Cooled Condensing Unit, Coil with Blower | RA1442AJ1 |  | RH2V4824HTAC | 13 | 15.5 | Yes | Yes | 2015-02-11 |  | 1
FALSE | RA1424AJ1 | 4758 | 7490796 | RHEEM SALES COMPANY, INC. | RA1424AJ1 | AC | Split System: Air-Cooled Condensing Unit, Coil with Blower | RA1424AJ1 |  | RCF2421HTAM | 13 | 15.5 | Yes | Yes | 2015-02-11 |  | 1
FALSE | RA1336AD1 | 4824 | 7982492 | RHEEM SALES COMPANY, INC. | RA1336AJ1 | AC | Split System: Air-Cooled Condensing Unit, Coil with Blower | RA1336AJ1 |  | RCFL-H*3824 | 12 | 14.5 | Yes | Yes | 2015-02-11 |  | 0
FALSE | RA1642AJ1 | 4918 | 7942390 | RHEEM SALES COMPANY, INC. | RA1642AC1 | AC | Split System: Air-Cooled Condensing Unit, Coil with Blower | RA1642AC1 |  | RCFL-H*4821 | 13 | 15.5 | Yes | Yes | 2015-02-11 |  | 1
FALSE | RA1330AJ1 | 4823 | 7508060 | RHEEM SALES COMPANY, INC. | RA1330AJ1 | AC | Split System: Air-Cooled Condensing Unit, Coil with Blower | RA1330AJ1 |  | RCFL-H*3821 | 12 | 14.5 | Yes | Yes | 2015-02-11 |  | 0
FALSE | RA1648AJ1 | 4919 | 7942971 | RHEEM SALES COMPANY, INC. | RA1648AC1 | AC | Split System: Air-Cooled Condensing Unit, Coil with Blower | RA1648AC1 |  | RCF4824STAM | 13 | 16 | Yes | Yes | 2015-02-11 |  | 2
FALSE | RA1448AD1 | 4762 | 7600659 | RHEEM SALES COMPANY, INC. | RA1448AD1 | AC | Split System: Air-Cooled Condensing Unit, Coil with Blower | RA1448AD1 |  | RCF4824HTAM | 12.5 | 15 | Yes | Yes | 2015-02-11 |  | 1
FALSE | RA1636AJ1 | 4917 | 7941741 | RHEEM SALES COMPANY, INC. | RA1636AC1 | AC | Split System: Air-Cooled Condensing Unit, Coil with Blower | RA1636AC1 |  | RCQD-3621 | 13 | 16 | Yes | Yes | 2015-02-11 |  | 2
FALSE | RA1630AJ1 | 4916 | 7941122 | RHEEM SALES COMPANY, INC. | RA1630AJ1 | AC | Split System: Air-Cooled Condensing Unit, Coil with Blower | RA1630AJ1 |  | RCFL-H*3621 | 13 | 15.5 | Yes | Yes | 2015-02-11 |  | 1
FALSE | RA1442AD1 | 4761 | 7491881 | RHEEM SALES COMPANY, INC. | RA1442AC1 | AC | Split System: Air-Cooled Condensing Unit, Coil with Blower | RA1442AC1 |  | RCF4824STAM | 12.5 | 15 | Yes | Yes | 2015-02-11 |  | 1
FALSE | RA1636AJ1 | 4917 | 7941722 | RHEEM SALES COMPANY, INC. | RA1636AC1 | AC | Split System: Air-Cooled Condensing Unit, Coil with Blower | RA1636AC1 |  | RCQD-3621 | 13 | 16 | Yes | Yes | 2015-02-11 |  | 2
FALSE | RA1624AJ1 | 4915 | 7940789 | RHEEM SALES COMPANY, INC. | RA1624AJ1 | AC | Split System: Air-Cooled Condensing Unit, Coil with Blower | RA1624AJ1 |  | RCFL-H*2621 | 13 | 16 | Yes | Yes | 2015-02-11 |  | 2
FALSE | RA1648AJ1 | 4919 | 7943172 | RHEEM SALES COMPANY, INC. | RA1648AC1 | AC | Split System: Air-Cooled Condensing Unit, Coil with Blower | RA1648AC1 |  | RCQD-4821 | 13 | 15.5 | Yes | Yes | 2015-02-11 |  | 1
FALSE | RA1630AJ1 | 4916 | 7941200 | RHEEM SALES COMPANY, INC. | RA1630AJ1 | AC | Split System: Air-Cooled Condensing Unit, Coil with Blower | RA1630AJ1 |  | RCFL-H*3821 | 13 | 16 | Yes | Yes | 2015-02-11 |  | 2
FALSE | RA1318AJ1 | 4821 | 7507498 | RHEEM SALES COMPANY, INC. | RA1318AJ1 | AC | Split System: Air-Cooled Condensing Unit, Coil with Blower | RA1318AJ1 |  | RCFL-H*2417 | 12 | 14.5 | Yes | Yes | 2015-02-11 |  | 0
FALSE | RA1436AD1 | 4760 | 7599930 | RHEEM SALES COMPANY, INC. | RA1436AD1 | AC | Split System: Air-Cooled Condensing Unit, Coil with Blower | RA1436AD1 |  | RCFL-H*3617 | 12.5 | 15 | Yes | Yes | 2015-02-11 |  | 1
FALSE | RA1436AD1 | 4760 | 7501071 | RHEEM SALES COMPANY, INC. | RA1436AJ1 | AC | Split System: Air-Cooled Condensing Unit, Coil with Blower | RA1436AJ1 |  | RCF3624HTAM | 13 | 16 | Yes | Yes | 2015-02-11 |  | 2
FALSE | RA1648AJ1 | 4919 | 7943261 | RHEEM SALES COMPANY, INC. | RA1648AJ1 | AC | Split System: Air-Cooled Condensing Unit, Coil with Blower | RA1648AJ1 |  | RCF4824HTAM | 13 | 16 | Yes | Yes | 2015-02-11 |  | 2
FALSE | RA1336AD1 | 4824 | 7508899 | RHEEM SALES COMPANY, INC. | RA1336AJ1 | AC | Split System: Air-Cooled Condensing Unit, Coil with Blower | RA1336AJ1 |  | RCQD-3624 | 12 | 14.5 | Yes | Yes | 2015-02-11 |  | 0
FALSE | RA1424AJ1 | 4758 | 7601351 | RHEEM SALES COMPANY, INC. | RA1424AJ1 | AC | Split System: Air-Cooled Condensing Unit, Coil with Blower | RA1424AJ1 |  | RCFL-H*2417 | 12.5 | 15 | Yes | Yes | 2015-02-11 |  | 1
FALSE | RA1442AD1 | 4761 | 7492033 | RHEEM SALES COMPANY, INC. | RA1442AJ1 | AC | Split System: Air-Cooled Condensing Unit, Coil with Blower | RA1442AJ1 |  | RCF4824HTAM | 12.5 | 15.1 | Yes | Yes | 2015-02-11 |  | 1
FALSE | RA1436AD1 | 4760 | 7491479 | RHEEM SALES COMPANY, INC. | RA1436AC1 | AC | Split System: Air-Cooled Condensing Unit, Coil with Blower | RA1436AC1 |  | RCQD-3621 | 13 | 16 | Yes | Yes | 2015-02-11 |  | 2
FALSE | RA1430AJ1 | 4759 | 7491097 | RHEEM SALES COMPANY, INC. | RA1430AJ1 | AC | Split System: Air-Cooled Condensing Unit, Coil with Blower | RA1430AJ1 |  | RCFL-H*3617 | 13 | 15.5 | Yes | Yes | 2015-02-11 |  | 1
FALSE | RA1436AD1 | 4760 | 7599785 | RHEEM SALES COMPANY, INC. | RA1436AD1 | AC | Split System: Air-Cooled Condensing Unit, Coil with Blower | RA1436AD1 |  | RCF3621MTAM | 13 | 15.5 | Yes | Yes | 2015-02-11 |  | 1
FALSE | RA1642AJ1 | 4918 | 7942650 | RHEEM SALES COMPANY, INC. | RA1642AJ1 | AC | Split System: Air-Cooled Condensing Unit, Coil with Blower | RA1642AJ1 |  | RCF4824STAM | 13 | 16 | Yes | Yes | 2015-02-11 |  | 2
FALSE | RA1442AD1 | 4761 | 7491838 | RHEEM SALES COMPANY, INC. | RA1442AC1 | AC | Split System: Air-Cooled Condensing Unit, Coil with Blower | RA1442AC1 |  | RCF4821STAM | 12.5 | 15 | Yes | Yes | 2015-02-11 |  | 1
FALSE | RA1442AD1 | 4761 | 7491885 | RHEEM SALES COMPANY, INC. | RA1442AC1 | AC | Split System: Air-Cooled Condensing Unit, Coil with Blower | RA1442AC1 |  | RCF4824STAM | 12.5 | 15 | Yes | Yes | 2015-02-11 |  | 1
FALSE | RA1436AD1 | 4760 | 7501036 | RHEEM SALES COMPANY, INC. | RA1436AC1 | AC | Split System: Air-Cooled Condensing Unit, Coil with Blower | RA1436AC1 |  | RCFL-H*3617 | 12.5 | 15.1 | Yes | Yes | 2015-02-11 |  | 1
FALSE | RA1630AJ1 | 4916 | 7941332 | RHEEM SALES COMPANY, INC. | RA1630AJ1 | AC | Split System: Air-Cooled Condensing Unit, Coil with Blower | RA1630AJ1 |  | RCQD-3624 | 13 | 16 | Yes | Yes | 2015-02-11 |  | 2
FALSE | RA1630AJ1 | 4916 | 7944041 | RHEEM SALES COMPANY, INC. | RA1630AJ1 | AC | Split System: Air-Cooled Condensing Unit, Coil with Blower | RA1630AJ1 |  | RCF3621STAM | 13 | 16 | Yes | Yes | 2015-02-11 |  | 2
FALSE | RA1436AD1 | 4760 | 7599793 | RHEEM SALES COMPANY, INC. | RA1436AD1 | AC | Split System: Air-Cooled Condensing Unit, Coil with Blower | RA1436AD1 |  | RCF3621MTAM | 13 | 15.5 | Yes | Yes | 2015-02-11 |  | 1
FALSE | RA1418AJ1 | 4757 | 7490570 | RHEEM SALES COMPANY, INC. | RA1418AJ1 | AC | Split System: Air-Cooled Condensing Unit, Coil with Blower | RA1418AJ1 |  | RCF2421HTAM | 13 | 16 | Yes | Yes | 2015-02-11 |  | 2
FALSE | RA1642AJ1 | 4918 | 7942512 | RHEEM SALES COMPANY, INC. | RA1642AC1 | AC | Split System: Air-Cooled Condensing Unit, Coil with Blower | RA1642AC1 |  | RCQD-4821 | 13 | 15.5 | Yes | Yes | 2015-02-11 |  | 1
FALSE | RA1636AJ1 | 4917 | 7941424 | RHEEM SALES COMPANY, INC. | RA1636AC1 | AC | Split System: Air-Cooled Condensing Unit, Coil with Blower | RA1636AC1 |  | RCF3621MTAM | 13 | 16 | Yes | Yes | 2015-02-11 |  | 2
FALSE | RA1624AJ1 | 4915 | 7940632 | RHEEM SALES COMPANY, INC. | RA1624AJ1 | AC | Split System: Air-Cooled Condensing Unit, Coil with Blower | RA1624AJ1 |  | RCF2417STAM | 13 | 15.5 | Yes | Yes | 2015-02-11 |  | 1
FALSE | RA1448AD1 | 4762 | 7493709 | RHEEM SALES COMPANY, INC. | RA1448AJ1 | AC | Split System: Air-Cooled Condensing Unit, Coil with Blower | RA1448AJ1 |  | RHLL-HM6024 | 13 | 15.5 | Yes | Yes | 2015-02-11 |  | 1
FALSE | RA1624AJ1 | 4915 | 7940828 | RHEEM SALES COMPANY, INC. | RA1624AJ1 | AC | Split System: Air-Cooled Condensing Unit, Coil with Blower | RA1624AJ1 |  | RCFN-H*2417 | 13 | 16 | Yes | Yes | 2015-02-11 |  | 2
FALSE | RA1442AD1 | 4761 | 7491874 | RHEEM SALES COMPANY, INC. | RA1442AC1 | AC | Split System: Air-Cooled Condensing Unit, Coil with Blower | RA1442AC1 |  | RCF4824STAM | 12 | 14.5 | Yes | Yes | 2015-02-11 |  | 0
FALSE | RA1424AJ1 | 4758 | 7490786 | RHEEM SALES COMPANY, INC. | RA1424AJ1 | AC | Split System: Air-Cooled Condensing Unit, Coil with Blower | RA1424AJ1 |  | RCF2421HTAM | 12.5 | 15.1 | Yes | Yes | 2015-02-11 |  | 1
FALSE | RA1642AJ1 | 4918 | 7942255 | RHEEM SALES COMPANY, INC. | RA1642AC1 | AC | Split System: Air-Cooled Condensing Unit, Coil with Blower | RA1642AC1 |  | RCF4821STAM | 13 | 16 | Yes | Yes | 2015-02-11 |  | 2
FALSE | RA1448AD1 | 4762 | 7600644 | RHEEM SALES COMPANY, INC. | RA1448AD1 | AC | Split System: Air-Cooled Condensing Unit, Coil with Blower | RA1448AD1 |  | RCF4824HTAM | 12 | 14.5 | Yes | Yes | 2015-02-11 |  | 0
FALSE | RA1630AJ1 | 4916 | 7940958 | RHEEM SALES COMPANY, INC. | RA1630AJ1 | AC | Split System: Air-Cooled Condensing Unit, Coil with Blower | RA1630AJ1 |  | RCF3621MTAM | 13 | 16 | Yes | Yes | 2015-02-11 |  | 2
FALSE | RA1642AJ1 | 4918 | 7942705 | RHEEM SALES COMPANY, INC. | RA1642AJ1 | AC | Split System: Air-Cooled Condensing Unit, Coil with Blower | RA1642AJ1 |  | RCFL-H*4821 | 13 | 15.5 | Yes | Yes | 2015-02-11 |  | 1
FALSE | RA1430AJ1 | 4759 | 7491172 | RHEEM SALES COMPANY, INC. | RA1430AJ1 | AC | Split System: Air-Cooled Condensing Unit, Coil with Blower | RA1430AJ1 |  | RCFL-H*3824 | 13 | 15.5 | Yes | Yes | 2015-02-11 |  | 1
FALSE | RA1430AJ1 | 4759 | 7493636 | RHEEM SALES COMPANY, INC. | RA1430AJ1 | AC | Split System: Air-Cooled Condensing Unit, Coil Alone | RA1430AJ1 |  | RCF3624MTAM+RXMD-C04 | 12 | 14.5 | Yes | Yes | 2015-02-11 |  | 0
FALSE | RA1430AJ1 | 4759 | 7599615 | RHEEM SALES COMPANY, INC. | RA1430AJ1 | AC | Split System: Air-Cooled Condensing Unit, Coil with Blower | RA1430AJ1 |  | RCF3617STAM | 12.5 | 15.1 | Yes | Yes | 2015-02-11 |  | 1
FALSE | RA1618AJ1 | 4914 | 7940303 | RHEEM SALES COMPANY, INC. | RA1618AJ1 | AC | Split System: Air-Cooled Condensing Unit, Coil with Blower | RA1618AJ1 |  | RCF2417HTAM | 13 | 16 | Yes | Yes | 2015-02-11 |  | 2
FALSE | RA1630AJ1 | 4916 | 7940917 | RHEEM SALES COMPANY, INC. | RA1630AJ1 | AC | Split System: Air-Cooled Condensing Unit, Coil with Blower | RA1630AJ1 |  | RCF3617STAM | 13 | 16 | Yes | Yes | 2015-02-11 |  | 2
FALSE | RA1624AJ1 | 4915 | 7940709 | RHEEM SALES COMPANY, INC. | RA1624AJ1 | AC | Split System: Air-Cooled Condensing Unit, Coil with Blower | RA1624AJ1 |  | RCF2421MTAM | 13 | 16 | Yes | Yes | 2015-02-11 |  | 2
FALSE | RA1436AD1 | 4760 | 7491689 | RHEEM SALES COMPANY, INC. | RA1436AJ1 | AC | Split System: Air-Cooled Condensing Unit, Coil with Blower | RA1436AJ1 |  | RCFL-H*3621 | 13 | 15.5 | Yes | Yes | 2015-02-11 |  | 1
FALSE | RA1636AJ1 | 4917 | 7941881 | RHEEM SALES COMPANY, INC. | RA1636AJ1 | AC | Split System: Air-Cooled Condensing Unit, Coil with Blower | RA1636AJ1 |  | RCF3621STAM | 12.2 | 14.5 | Yes | Yes | 2015-02-11 |  | 0
FALSE | RA1642AJ1 | 4918 | 7942617 | RHEEM SALES COMPANY, INC. | RA1642AJ1 | AC | Split System: Air-Cooled Condensing Unit, Coil with Blower | RA1642AJ1 |  | RCF4824HTAM | 13 | 15.5 | Yes | Yes | 2015-02-11 |  | 1
FALSE | RA1630AJ1 | 4916 | 7944022 | RHEEM SALES COMPANY, INC. | RA1630AJ1 | AC | Split System: Air-Cooled Condensing Unit, Coil with Blower | RA1630AJ1 |  | RCF3621MTAM | 13 | 16 | Yes | Yes | 2015-02-11 |  | 2
FALSE | RA1648AJ1 | 4919 | 7943165 | RHEEM SALES COMPANY, INC. | RA1648AC1 | AC | Split System: Air-Cooled Condensing Unit, Coil with Blower | RA1648AC1 |  | RCQD-4821 | 13 | 15.5 | Yes | Yes | 2015-02-11 |  | 1
FALSE | RA1336AD1 | 4824 | 7508221 | RHEEM SALES COMPANY, INC. | RA1336AC1 | AC | Split System: Air-Cooled Condensing Unit, Coil with Blower | RA1336AC1 |  | RCF3621MTAM | 12 | 14.5 | Yes | Yes | 2015-02-11 |  | 0
FALSE | RA1636AJ1 | 4917 | 7941734 | RHEEM SALES COMPANY, INC. | RA1636AC1 | AC | Split System: Air-Cooled Condensing Unit, Coil with Blower | RA1636AC1 |  | RCQD-3621 | 13 | 16 | Yes | Yes | 2015-02-11 |  | 2
FALSE | RA1430AJ1 | 4759 | 7523713 | RHEEM SALES COMPANY, INC. | RA1430AJ1 | AC | Split System: Air-Cooled Condensing Unit, Coil with Blower | RA1430AJ1 |  | RHAL-FR30P | 12 | 14.5 | Yes | Yes | 2015-02-11 |  | 0
FALSE | RA1448AD1 | 4762 | 7501168 | RHEEM SALES COMPANY, INC. | RA1448AC1 | AC | Split System: Air-Cooled Condensing Unit, Coil with Blower | RA1448AC1 |  | RCF4824HTAM | 12.5 | 15.1 | Yes | Yes | 2015-02-11 |  | 1
FALSE | RA1660AC1 | 4920 | 7943820 | RHEEM SALES COMPANY, INC. | RA1660AC1 | AC | Split System: Air-Cooled Condensing Unit, Coil with Blower | RA1660AC1 |  | RCF6024STAM | 13 | 15.5 | Yes | Yes | 2015-02-11 |  | 1
FALSE | RA1648AJ1 | 4919 | 7943091 | RHEEM SALES COMPANY, INC. | RA1648AC1 | AC | Split System: Air-Cooled Condensing Unit, Coil with Blower | RA1648AC1 |  | RCFL-H*4824 | 13 | 15.5 | Yes | Yes | 2015-02-11 |  | 1
FALSE | RA1630AJ1 | 4916 | 7941233 | RHEEM SALES COMPANY, INC. | RA1630AJ1 | AC | Split System: Air-Cooled Condensing Unit, Coil with Blower | RA1630AJ1 |  | RCFL-H*3824 | 13 | 16 | Yes | Yes | 2015-02-11 |  | 2
FALSE | RA1436AD1 | 4760 | 7491623 | RHEEM SALES COMPANY, INC. | RA1436AJ1 | AC | Split System: Air-Cooled Condensing Unit, Coil with Blower | RA1436AJ1 |  | RCF3624MTAM | 13 | 15.5 | Yes | Yes | 2015-02-11 |  | 1
FALSE | RA1642AJ1 | 4918 | 7942407 | RHEEM SALES COMPANY, INC. | RA1642AC1 | AC | Split System: Air-Cooled Condensing Unit, Coil with Blower | RA1642AC1 |  | RCFL-H*4824 | 13 | 15.5 | Yes | Yes | 2015-02-11 |  | 1
FALSE | RA1436AD1 | 4760 | 7601406 | RHEEM SALES COMPANY, INC. | RA1436AC1 | AC | Split System: Air-Cooled Condensing Unit, Coil with Blower | RA1436AC1 |  | RCF3624HTAM | 13 | 16 | Yes | Yes | 2015-02-11 |  | 2
FALSE | RA1624AJ1 | 4915 | 7940838 | RHEEM SALES COMPANY, INC. | RA1624AJ1 | AC | Split System: Air-Cooled Condensing Unit, Coil with Blower | RA1624AJ1 |  | RCFN-H*2421 | 13 | 16 | Yes | Yes | 2015-02-11 |  | 2
FALSE | RA1618AJ1 | 4914 | 7940565 | RHEEM SALES COMPANY, INC. | RA1618AJ1 | AC | Split System: Air-Cooled Condensing Unit, Coil with Blower | RA1618AJ1 |  | RH1T2417STAN | 13 | 16 | Yes | Yes | 2015-02-11 |  | 2
FALSE | RA1336AD1 | 4824 | 7508279 | RHEEM SALES COMPANY, INC. | RA1336AC1 | AC | Split System: Air-Cooled Condensing Unit, Coil with Blower | RA1336AC1 |  | RCF3624HTAM | 12 | 14.5 | Yes | Yes | 2015-02-11 |  | 0
FALSE | RA1648AJ1 | 4919 | 7943197 | RHEEM SALES COMPANY, INC. | RA1648AC1 | AC | Split System: Air-Cooled Condensing Unit, Coil with Blower | RA1648AC1 |  | RCQD-4824 | 13 | 16 | Yes | Yes | 2015-02-11 |  | 2
FALSE | RA1648AJ1 | 4919 | 7943496 | RHEEM SALES COMPANY, INC. | RA1648AJ1 | AC | Split System: Air-Cooled Condensing Unit, Coil with Blower | RA1648AJ1 |  | RCQD-4821 | 13 | 15.5 | Yes | Yes | 2015-02-11 |  | 1
FALSE | RA1618AJ1 | 4914 | 7943961 | RHEEM SALES COMPANY, INC. | RA1618AJ1 | AC | Split System: Air-Cooled Condensing Unit, Coil with Blower | RA1618AJ1 |  | RCF2417STAM | 13 | 16 | Yes | Yes | 2015-02-11 |  | 2
FALSE | RA1648AJ1 | 4919 | 7943518 | RHEEM SALES COMPANY, INC. | RA1648AJ1 | AC | Split System: Air-Cooled Condensing Unit, Coil with Blower | RA1648AJ1 |  | RCQD-4824 | 13 | 16 | Yes | Yes | 2015-02-11 |  | 2
FALSE | RA1448AD1 | 4762 | 7492356 | RHEEM SALES COMPANY, INC. | RA1448AC1 | AC | Split System: Air-Cooled Condensing Unit, Coil with Blower | RA1448AC1 |  | RCQD-4824 | 12 | 14.5 | Yes | Yes | 2015-02-11 |  | 0
FALSE | RA1642AJ1 | 4918 | 7942655 | RHEEM SALES COMPANY, INC. | RA1642AJ1 | AC | Split System: Air-Cooled Condensing Unit, Coil with Blower | RA1642AJ1 |  | RCF4824STAM | 13 | 15.5 | Yes | Yes | 2015-02-11 |  | 1
FALSE | RA1436AD1 | 4760 | 7600105 | RHEEM SALES COMPANY, INC. | RA1436AD1 | AC | Split System: Air-Cooled Condensing Unit, Coil with Blower | RA1436AD1 |  | RCQD-3621 | 12.5 | 15.1 | Yes | Yes | 2015-02-11 |  | 1
FALSE | RA1436AD1 | 4760 | 7599990 | RHEEM SALES COMPANY, INC. | RA1436AD1 | AC | Split System: Air-Cooled Condensing Unit, Coil with Blower | RA1436AD1 |  | RCFL-H*3621 | 12.5 | 15.1 | Yes | Yes | 2015-02-11 |  | 1
FALSE | RA1648AJ1 | 4919 | 7943372 | RHEEM SALES COMPANY, INC. | RA1648AJ1 | AC | Split System: Air-Cooled Condensing Unit, Coil with Blower | RA1648AJ1 |  | RCFL-H*4821 | 13 | 15.5 | Yes | Yes | 2015-02-11 |  | 1
FALSE | RA1648AJ1 | 4919 | 7943456 | RHEEM SALES COMPANY, INC. | RA1648AJ1 | AC | Split System: Air-Cooled Condensing Unit, Coil with Blower | RA1648AJ1 |  | RCFN-H*4824 | 13 | 16 | Yes | Yes | 2015-02-11 |  | 2
FALSE | RA1648AJ1 | 4919 | 7942955 | RHEEM SALES COMPANY, INC. | RA1648AC1 | AC | Split System: Air-Cooled Condensing Unit, Coil with Blower | RA1648AC1 |  | RCF4824HTAM | 13 | 16 | Yes | Yes | 2015-02-11 |  | 2
FALSE | RA1460AD1 | 4763 | 7601052 | RHEEM SALES COMPANY, INC. | RA1460AJ1 | AC | Split System: Air-Cooled Condensing Unit, Coil with Blower | RA1460AJ1 |  | RCFL-H*6024 | 12 | 14.5 | Yes | Yes | 2015-02-11 |  | 0
FALSE | RA1624AJ1 | 4915 | 7940587 | RHEEM SALES COMPANY, INC. | RA1624AJ1 | AC | Split System: Air-Cooled Condensing Unit, Coil with Blower | RA1624AJ1 |  | RCF2417HTAM | 13 | 16 | Yes | Yes | 2015-02-11 |  | 2
FALSE | RA1648AJ1 | 4919 | 7944271 | RHEEM SALES COMPANY, INC. | RA1648AJ1 | AC | Split System: Air-Cooled Condensing Unit, Coil with Blower | RA1648AJ1 |  | RCF4824STAM | 13 | 16 | Yes | Yes | 2015-02-11 |  | 2
FALSE | RA1460AD1 | 4763 | 7492595 | RHEEM SALES COMPANY, INC. | RA1460AC1 | AC | Split System: Air-Cooled Condensing Unit, Coil with Blower | RA1460AC1 |  | RCFL-H*6024 | 12 | 14.5 | Yes | Yes | 2015-02-11 |  | 0
FALSE | RA1636AJ1 | 4917 | 7942175 | RHEEM SALES COMPANY, INC. | RA1636AJ1 | AC | Split System: Air-Cooled Condensing Unit, Coil with Blower | RA1636AJ1 |  | RCQD-3621 | 13 | 16 | Yes | Yes | 2015-02-11 |  | 2
FALSE | RA1636AJ1 | 4917 | 7941899 | RHEEM SALES COMPANY, INC. | RA1636AJ1 | AC | Split System: Air-Cooled Condensing Unit, Coil with Blower | RA1636AJ1 |  | RCF3621STAM | 13 | 15.5 | Yes | Yes | 2015-02-11 |  | 1
FALSE | RA1642AJ1 | 4918 | 7942359 | RHEEM SALES COMPANY, INC. | RA1642AC1 | AC | Split System: Air-Cooled Condensing Unit, Coil with Blower | RA1642AC1 |  | RCFL-H*4821 | 12.5 | 15.1 | Yes | Yes | 2015-02-11 |  | 1
FALSE | RA1636AJ1 | 4917 | 7941798 | RHEEM SALES COMPANY, INC. | RA1636AJ1 | AC | Split System: Air-Cooled Condensing Unit, Coil with Blower | RA1636AJ1 |  | RCF3617STAM | 12.2 | 14.5 | Yes | Yes | 2015-02-11 |  | 0
FALSE | RA1436AD1 | 4760 | 7945052 | RHEEM SALES COMPANY, INC. | RA1436AJ1 | AC | Split System: Air-Cooled Condensing Unit, Coil with Blower | RA1436AJ1 |  | RCF3621MTAM | 13 | 15.5 | Yes | Yes | 2015-02-11 |  | 1
FALSE | RA1630AJ1 | 4916 | 7940927 | RHEEM SALES COMPANY, INC. | RA1630AJ1 | AC | Split System: Air-Cooled Condensing Unit, Coil with Blower | RA1630AJ1 |  | RCF3617STAM | 13 | 16 | Yes | Yes | 2015-02-11 |  | 2
FALSE | RA1442AD1 | 4761 | 7492160 | RHEEM SALES COMPANY, INC. | RA1442AJ1 | AC | Split System: Air-Cooled Condensing Unit, Coil with Blower | RA1442AJ1 |  | RCFN-H*4824 | 13 | 15.5 | Yes | Yes | 2015-02-11 |  | 1
FALSE | RA1448AD1 | 4762 | 7492291 | RHEEM SALES COMPANY, INC. | RA1448AC1 | AC | Split System: Air-Cooled Condensing Unit, Coil with Blower | RA1448AC1 |  | RCFN-H*4824 | 12.5 | 15.1 | Yes | Yes | 2015-02-11 |  | 1
FALSE | RA1648AJ1 | 4919 | 7942899 | RHEEM SALES COMPANY, INC. | RA1648AC1 | AC | Split System: Air-Cooled Condensing Unit, Coil with Blower | RA1648AC1 |  | RCF4821STAM | 13 | 15.5 | Yes | Yes | 2015-02-11 |  | 1
FALSE | RA1436AD1 | 4760 | 7491545 | RHEEM SALES COMPANY, INC. | RA1436AJ1 | AC | Split System: Air-Cooled Condensing Unit, Coil with Blower | RA1436AJ1 |  | RCF3621MTAM | 12.5 | 15.1 | Yes | Yes | 2015-02-11 |  | 1
FALSE | RA1624AJ1 | 4915 | 7940880 | RHEEM SALES COMPANY, INC. | RA1624AJ1 | AC | Split System: Air-Cooled Condensing Unit, Coil with Blower | RA1624AJ1 |  | RCQD-2417 | 13 | 16 | Yes | Yes | 2015-02-11 |  | 2
FALSE | RA1630AJ1 | 4916 | 7941123 | RHEEM SALES COMPANY, INC. | RA1630AJ1 | AC | Split System: Air-Cooled Condensing Unit, Coil with Blower | RA1630AJ1 |  | RCFL-H*3621 | 13 | 16 | Yes | Yes | 2015-02-11 |  | 2
FALSE | RA1624AJ1 | 4915 | 7940796 | RHEEM SALES COMPANY, INC. | RA1624AJ1 | AC | Split System: Air-Cooled Condensing Unit, Coil with Blower | RA1624AJ1 |  | RCFL-H*2621 | 13 | 16 | Yes | Yes | 2015-02-11 |  | 2
FALSE | RA1618AJ1 | 4914 | 7943952 | RHEEM SALES COMPANY, INC. | RA1618AJ1 | AC | Split System: Air-Cooled Condensing Unit, Coil with Blower | RA1618AJ1 |  | RCF2417MTAM | 13 | 16 | Yes | Yes | 2015-02-11 |  | 2
FALSE | RA1442AD1 | 4761 | 7600269 | RHEEM SALES COMPANY, INC. | RA1442AC1 | AC | Split System: Air-Cooled Condensing Unit, Coil with Blower | RA1442AC1 |  | RCFN-H*4824 | 13 | 16 | Yes | Yes | 2015-02-11 |  | 2
FALSE | RA1636AJ1 | 4917 | 7941724 | RHEEM SALES COMPANY, INC. | RA1636AC1 | AC | Split System: Air-Cooled Condensing Unit, Coil with Blower | RA1636AC1 |  | RCQD-3621 | 13 | 16 | Yes | Yes | 2015-02-11 |  | 2
FALSE | RA1648AJ1 | 4919 | 7943484 | RHEEM SALES COMPANY, INC. | RA1648AJ1 | AC | Split System: Air-Cooled Condensing Unit, Coil with Blower | RA1648AJ1 |  | RCQD-4821 | 13 | 16 | Yes | Yes | 2015-02-11 |  | 2
FALSE | RA1660AC1 | 4920 | 7943601 | RHEEM SALES COMPANY, INC. | RA1660AJ1 | AC | Split System: Air-Cooled Condensing Unit, Coil with Blower | RA1660AJ1 |  | RCF6024STAM | 13 | 15.5 | Yes | Yes | 2015-02-11 |  | 1
FALSE | RA1448AD1 | 4762 | 7600874 | RHEEM SALES COMPANY, INC. | RA1448AJ1 | AC | Split System: Air-Cooled Condensing Unit, Coil with Blower | RA1448AJ1 |  | RCF4824HTAM | 13 | 15.5 | Yes | Yes | 2015-02-11 |  | 1
FALSE | RA1442AD1 | 4761 | 7492123 | RHEEM SALES COMPANY, INC. | RA1442AJ1 | AC | Split System: Air-Cooled Condensing Unit, Coil with Blower | RA1442AJ1 |  | RCFL-H*4824 | 12 | 14.5 | Yes | Yes | 2015-02-11 |  | 0
FALSE | RA1624AJ1 | 4915 | 7940642 | RHEEM SALES COMPANY, INC. | RA1624AJ1 | AC | Split System: Air-Cooled Condensing Unit, Coil with Blower | RA1624AJ1 |  | RCF2417STAM | 13 | 16 | Yes | Yes | 2015-02-11 |  | 2
FALSE | RA1448AD1 | 4762 | 7945181 | RHEEM SALES COMPANY, INC. | RA1448AJ1 | AC | Split System: Air-Cooled Condensing Unit, Coil with Blower | RA1448AJ1 |  | RCF4824STAM | 12.5 | 15 | Yes | Yes | 2015-02-11 |  | 1
FALSE | RA1648AJ1 | 4919 | 7944266 | RHEEM SALES COMPANY, INC. | RA1648AJ1 | AC | Split System: Air-Cooled Condensing Unit, Coil with Blower | RA1648AJ1 |  | RCF4824HTAM | 13 | 16 | Yes | Yes | 2015-02-11 |  | 2
FALSE | RA1636AJ1 | 4917 | 7941687 | RHEEM SALES COMPANY, INC. | RA1636AC1 | AC | Split System: Air-Cooled Condensing Unit, Coil with Blower | RA1636AC1 |  | RCFL-H*3824 | 13 | 16 | Yes | Yes | 2015-02-11 |  | 2
FALSE | RA1424AJ1 | 4758 | 7601362 | RHEEM SALES COMPANY, INC. | RA1424AJ1 | AC | Split System: Air-Cooled Condensing Unit, Coil with Blower | RA1424AJ1 |  | RCFN-H*2421 | 13 | 15.5 | Yes | Yes | 2015-02-11 |  | 1
FALSE | RA1418AJ1 | 4757 | 7490667 | RHEEM SALES COMPANY, INC. | RA1418AJ1 | AC | Split System: Air-Cooled Condensing Unit, Coil with Blower | RA1418AJ1 |  | RCFL-H*2621 | 13 | 16 | Yes | Yes | 2015-02-11 |  | 2
FALSE | RA1442AD1 | 4761 | 7492132 | RHEEM SALES COMPANY, INC. | RA1442AJ1 | AC | Split System: Air-Cooled Condensing Unit, Coil with Blower | RA1442AJ1 |  | RCFN-H*4824 | 12.5 | 15.1 | Yes | Yes | 2015-02-11 |  | 1
FALSE | RA1636AJ1 | 4917 | 7941448 | RHEEM SALES COMPANY, INC. | RA1636AC1 | AC | Split System: Air-Cooled Condensing Unit, Coil with Blower | RA1636AC1 |  | RCF3621STAM | 12.5 | 15.1 | Yes | Yes | 2015-02-11 |  | 1
FALSE | RA1642AJ1 | 4918 | 7944216 | RHEEM SALES COMPANY, INC. | RA1642AJ1 | AC | Split System: Air-Cooled Condensing Unit, Coil with Blower | RA1642AJ1 |  | RCF4824HTAM | 13 | 16 | Yes | Yes | 2015-02-11 |  | 2
FALSE | RA1430AJ1 | 4759 | 7599661 | RHEEM SALES COMPANY, INC. | RA1430AJ1 | AC | Split System: Air-Cooled Condensing Unit, Coil with Blower | RA1430AJ1 |  | RCFL-H*3824 | 13 | 16 | Yes | Yes | 2015-02-11 |  | 2
FALSE | RA1618AJ1 | 4914 | 7940327 | RHEEM SALES COMPANY, INC. | RA1618AJ1 | AC | Split System: Air-Cooled Condensing Unit, Coil with Blower | RA1618AJ1 |  | RCF2417MTAM | 13 | 16 | Yes | Yes | 2015-02-11 |  | 2
FALSE | RA1630AJ1 | 4916 | 7941187 | RHEEM SALES COMPANY, INC. | RA1630AJ1 | AC | Split System: Air-Cooled Condensing Unit, Coil with Blower | RA1630AJ1 |  | RCFL-H*3821 | 13 | 16 | Yes | Yes | 2015-02-11 |  | 2
FALSE | RA1430AJ1 | 4759 | 7601385 | RHEEM SALES COMPANY, INC. | RA1430AJ1 | AC | Split System: Air-Cooled Condensing Unit, Coil with Blower | RA1430AJ1 |  | RCFL-H*3621 | 13 | 15.5 | Yes | Yes | 2015-02-11 |  | 1
FALSE | RA1660AC1 | 4920 | 7943896 | RHEEM SALES COMPANY, INC. | RA1660AC1 | AC | Split System: Air-Cooled Condensing Unit, Coil with Blower | RA1660AC1 |  | RCFN-H*6024 | 13 | 15.5 | Yes | Yes | 2015-02-11 |  | 1
FALSE | RA1618AJ1 | 4914 | 7940454 | RHEEM SALES COMPANY, INC. | RA1618AJ1 | AC | Split System: Air-Cooled Condensing Unit, Coil with Blower | RA1618AJ1 |  | RCFL-H*2617 | 13 | 16 | Yes | Yes | 2015-02-11 |  | 2
FALSE | RA1330AJ1 | 4823 | 7982327 | RHEEM SALES COMPANY, INC. | RA1330AJ1 | AC | Split System: Air-Cooled Condensing Unit, Coil with Blower | RA1330AJ1 |  | RCF3624HTAM | 13 | 15.5 | Yes | Yes | 2015-02-11 |  | 1
FALSE | RA1430AJ1 | 4759 | 7491066 | RHEEM SALES COMPANY, INC. | RA1430AJ1 | AC | Split System: Air-Cooled Condensing Unit, Coil with Blower | RA1430AJ1 |  | RCF3624MTAM | 13 | 16 | Yes | Yes | 2015-02-11 |  | 2
FALSE | RA1436AD1 | 4760 | 7501075 | RHEEM SALES COMPANY, INC. | RA1436AJ1 | AC | Split System: Air-Cooled Condensing Unit, Coil with Blower | RA1436AJ1 |  | RCF3624MTAM | 13 | 16 | Yes | Yes | 2015-02-11 |  | 2
FALSE | RA1636AJ1 | 4917 | 7941731 | RHEEM SALES COMPANY, INC. | RA1636AC1 | AC | Split System: Air-Cooled Condensing Unit, Coil with Blower | RA1636AC1 |  | RCQD-3621 | 13 | 16 | Yes | Yes | 2015-02-11 |  | 2
FALSE | RA1448AD1 | 4762 | 7600627 | RHEEM SALES COMPANY, INC. | RA1448AD1 | AC | Split System: Air-Cooled Condensing Unit, Coil with Blower | RA1448AD1 |  | RCF4821STAM | 12 | 14.5 | Yes | Yes | 2015-02-11 |  | 0
FALSE | RA1424AJ1 | 4758 | 7490879 | RHEEM SALES COMPANY, INC. | RA1424AJ1 | AC | Split System: Air-Cooled Condensing Unit, Coil with Blower | RA1424AJ1 |  | RCFL-H*2621 | 13 | 15.5 | Yes | Yes | 2015-02-11 |  | 1
FALSE | RA1324AJ1 | 4822 | 7982300 | RHEEM SALES COMPANY, INC. | RA1324AJ1 | AC | Split System: Air-Cooled Condensing Unit, Coil with Blower | RA1324AJ1 |  | RCFN-H*2417 | 12 | 14.5 | Yes | Yes | 2015-02-11 |  | 0
FALSE | RA1442AD1 | 4761 | 7491931 | RHEEM SALES COMPANY, INC. | RA1442AC1 | AC | Split System: Air-Cooled Condensing Unit, Coil with Blower | RA1442AC1 |  | RCFL-H*4824 | 12 | 14.5 | Yes | Yes | 2015-02-11 |  | 0
FALSE | RA1324AJ1 | 4822 | 7507824 | RHEEM SALES COMPANY, INC. | RA1324AJ1 | AC | Split System: Air-Cooled Condensing Unit, Coil with Blower | RA1324AJ1 |  | RCFN-H*2421 | 12 | 14.5 | Yes | Yes | 2015-02-11 |  | 0
FALSE | RA1442AD1 | 4761 | 7600526 | RHEEM SALES COMPANY, INC. | RA1442AJ1 | AC | Split System: Air-Cooled Condensing Unit, Coil with Blower | RA1442AJ1 |  | RCF4824HTAM | 13 | 15.5 | Yes | Yes | 2015-02-11 |  | 1
FALSE | RA1448AD1 | 4762 | 7600858 | RHEEM SALES COMPANY, INC. | RA1448AD1 | AC | Split System: Air-Cooled Condensing Unit, Coil with Blower | RA1448AD1 |  | RH2V4824HTAC | 13 | 15.5 | Yes | Yes | 2015-02-11 |  | 1
FALSE | RA1636AJ1 | 4917 | 7941425 | RHEEM SALES COMPANY, INC. | RA1636AC1 | AC | Split System: Air-Cooled Condensing Unit, Coil Alone | RA1636AC1 |  | RCF3621MTAM+RXMD-C04 | 12.5 | 15.1 | Yes | Yes | 2015-02-11 |  | 1
FALSE | RA1436AD1 | 4760 | 7945068 | RHEEM SALES COMPANY, INC. | RA1436AJ1 | AC | Split System: Air-Cooled Condensing Unit, Coil with Blower | RA1436AJ1 |  | RCF3624HTAM | 13 | 16 | Yes | Yes | 2015-02-11 |  | 2
FALSE | RA1636AJ1 | 4917 | 7942132 | RHEEM SALES COMPANY, INC. | RA1636AJ1 | AC | Split System: Air-Cooled Condensing Unit, Coil with Blower | RA1636AJ1 |  | RCFL-H*3824 | 13 | 16 | Yes | Yes | 2015-02-11 |  | 2
FALSE | RA1642AJ1 | 4918 | 7942396 | RHEEM SALES COMPANY, INC. | RA1642AC1 | AC | Split System: Air-Cooled Condensing Unit, Coil with Blower | RA1642AC1 |  | RCFL-H*4824 | 13 | 15.5 | Yes | Yes | 2015-02-11 |  | 1
FALSE | RA1636AJ1 | 4917 | 7941774 | RHEEM SALES COMPANY, INC. | RA1636AC1 | AC | Split System: Air-Cooled Condensing Unit, Coil with Blower | RA1636AC1 |  | RH1T3621MTAN | 13 | 16 | Yes | Yes | 2015-02-11 |  | 2
FALSE | RA1648AJ1 | 4919 | 7942939 | RHEEM SALES COMPANY, INC. | RA1648AC1 | AC | Split System: Air-Cooled Condensing Unit, Coil with Blower | RA1648AC1 |  | RCF4824HTAM | 13 | 16 | Yes | Yes | 2015-02-11 |  | 2
FALSE | RA1418AJ1 | 4757 | 7490653 | RHEEM SALES COMPANY, INC. | RA1418AJ1 | AC | Split System: Air-Cooled Condensing Unit, Coil with Blower | RA1418AJ1 |  | RCFL-H*2621 | 13 | 16 | Yes | Yes | 2015-02-11 |  | 2
FALSE | RA1648AJ1 | 4919 | 7943306 | RHEEM SALES COMPANY, INC. | RA1648AJ1 | AC | Split System: Air-Cooled Condensing Unit, Coil with Blower | RA1648AJ1 |  | RCF4824STAM | 13 | 15.5 | Yes | Yes | 2015-02-11 |  | 1
FALSE | RA1430AJ1 | 4759 | 7599630 | RHEEM SALES COMPANY, INC. | RA1430AJ1 | AC | Split System: Air-Cooled Condensing Unit, Coil with Blower | RA1430AJ1 |  | RCF3624HTAM | 13 | 16 | Yes | Yes | 2015-02-11 |  | 2
FALSE | RA1436AD1 | 4760 | 7491749 | RHEEM SALES COMPANY, INC. | RA1436AJ1 | AC | Split System: Air-Cooled Condensing Unit, Coil with Blower | RA1436AJ1 |  | RCFL-H*3824 | 13 | 16 | Yes | Yes | 2015-02-11 |  | 2
FALSE | RA1436AD1 | 4760 | 7599852 | RHEEM SALES COMPANY, INC. | RA1436AD1 | AC | Split System: Air-Cooled Condensing Unit, Coil with Blower | RA1436AD1 |  | RCF3624HTAM | 13 | 16 | Yes | Yes | 2015-02-11 |  | 2
FALSE | RA1442AD1 | 4761 | 7501135 | RHEEM SALES COMPANY, INC. | RA1442AJ1 | AC | Split System: Air-Cooled Condensing Unit, Coil with Blower | RA1442AJ1 |  | RCF4824HTAM | 13 | 15.5 | Yes | Yes | 2015-02-11 |  | 1
FALSE | RA1436AD1 | 4760 | 7599917 | RHEEM SALES COMPANY, INC. | RA1436AD1 | AC | Split System: Air-Cooled Condensing Unit, Coil with Blower | RA1436AD1 |  | RCFL-H*3617 | 12.5 | 15.1 | Yes | Yes | 2015-02-11 |  | 1
FALSE | RA1330AJ1 | 4823 | 7982350 | RHEEM SALES COMPANY, INC. | RA1330AJ1 | AC | Split System: Air-Cooled Condensing Unit, Coil with Blower | RA1330AJ1 |  | RCFL-H*3821 | 12.5 | 15 | Yes | Yes | 2015-02-11 |  | 1
FALSE | RA1442AD1 | 4761 | 7492042 | RHEEM SALES COMPANY, INC. | RA1442AJ1 | AC | Split System: Air-Cooled Condensing Unit, Coil with Blower | RA1442AJ1 |  | RCF4824HTAM | 12.5 | 15.1 | Yes | Yes | 2015-02-11 |  | 1
FALSE | RA1448AD1 | 4762 | 7945172 | RHEEM SALES COMPANY, INC. | RA1448AJ1 | AC | Split System: Air-Cooled Condensing Unit, Coil with Blower | RA1448AJ1 |  | RCF4824HTAM | 12.5 | 15.1 | Yes | Yes | 2015-02-11 |  | 1
FALSE | RA1642AJ1 | 4918 | 7942864 | RHEEM SALES COMPANY, INC. | RA1642AJ1 | AC | Split System: Air-Cooled Condensing Unit, Coil with Blower | RA1642AJ1 |  | RCQD-4824 | 13 | 16 | Yes | Yes | 2015-02-11 |  | 2
FALSE | RA1436AD1 | 4760 | 7600142 | RHEEM SALES COMPANY, INC. | RA1436AD1 | AC | Split System: Air-Cooled Condensing Unit, Coil with Blower | RA1436AD1 |  | RCQD-3624 | 13 | 16 | Yes | Yes | 2015-02-11 |  | 2
FALSE | RA1636AJ1 | 4917 | 7944175 | RHEEM SALES COMPANY, INC. | RA1636AJ1 | AC | Split System: Air-Cooled Condensing Unit, Coil with Blower | RA1636AJ1 |  | RCF3624MTAM | 13 | 16 | Yes | Yes | 2015-02-11 |  | 2
FALSE | RA1430AJ1 | 4759 | 7500971 | RHEEM SALES COMPANY, INC. | RA1430AJ1 | AC | Split System: Air-Cooled Condensing Unit, Coil with Blower | RA1430AJ1 |  | RCF3617STAM | 12.5 | 15.1 | Yes | Yes | 2015-02-11 |  | 1
FALSE | RA1648AJ1 | 4919 | 7943493 | RHEEM SALES COMPANY, INC. | RA1648AJ1 | AC | Split System: Air-Cooled Condensing Unit, Coil with Blower | RA1648AJ1 |  | RCQD-4821 | 13 | 16 | Yes | Yes | 2015-02-11 |  | 2
FALSE | RA1436AD1 | 4760 | 7599994 | RHEEM SALES COMPANY, INC. | RA1436AD1 | AC | Split System: Air-Cooled Condensing Unit, Coil with Blower | RA1436AD1 |  | RCFL-H*3621 | 13 | 15.5 | Yes | Yes | 2015-02-11 |  | 1
FALSE | RA1448AD1 | 4762 | 7501210 | RHEEM SALES COMPANY, INC. | RA1448AJ1 | AC | Split System: Air-Cooled Condensing Unit, Coil with Blower | RA1448AJ1 |  | RCFL-H*4821 | 12 | 14.5 | Yes | Yes | 2015-02-11 |  | 0
FALSE | RA1430AJ1 | 4759 | 7491048 | RHEEM SALES COMPANY, INC. | RA1430AJ1 | AC | Split System: Air-Cooled Condensing Unit, Coil with Blower | RA1430AJ1 |  | RCF3624HTAM | 13 | 16 | Yes | Yes | 2015-02-11 |  | 2
FALSE | RA1636AJ1 | 4917 | 7941418 | RHEEM SALES COMPANY, INC. | RA1636AC1 | AC | Split System: Air-Cooled Condensing Unit, Coil with Blower | RA1636AC1 |  | RCF3621MTAM | 13 | 16 | Yes | Yes | 2015-02-11 |  | 2
FALSE | RA1436AD1 | 4760 | 7491703 | RHEEM SALES COMPANY, INC. | RA1436AJ1 | AC | Split System: Air-Cooled Condensing Unit, Coil with Blower | RA1436AJ1 |  | RCFL-H*3821 | 12.5 | 15 | Yes | Yes | 2015-02-11 |  | 1
FALSE | RA1436AD1 | 4760 | 7491810 | RHEEM SALES COMPANY, INC. | RA1436AJ1 | AC | Split System: Air-Cooled Condensing Unit, Coil with Blower | RA1436AJ1 |  | RH1V3621MTAN | 13 | 16 | Yes | Yes | 2015-02-11 |  | 2
FALSE | RA1436AD1 | 4760 | 7600131 | RHEEM SALES COMPANY, INC. | RA1436AD1 | AC | Split System: Air-Cooled Condensing Unit, Coil with Blower | RA1436AD1 |  | RCQD-3624 | 13 | 16 | Yes | Yes | 2015-02-11 |  | 2
FALSE | RA1436AD1 | 4760 | 7600165 | RHEEM SALES COMPANY, INC. | RA1436AD1 | AC | Split System: Air-Cooled Condensing Unit, Coil with Blower | RA1436AD1 |  | RHLL-HM3617 | 12.5 | 15 | Yes | Yes | 2015-02-11 |  | 1
FALSE | RA1430AJ1 | 4759 | 7599655 | RHEEM SALES COMPANY, INC. | RA1430AJ1 | AC | Split System: Air-Cooled Condensing Unit, Coil with Blower | RA1430AJ1 |  | RCFL-H*3821 | 13 | 15.5 | Yes | Yes | 2015-02-11 |  | 1
FALSE | RA1436AD1 | 4760 | 7491546 | RHEEM SALES COMPANY, INC. | RA1436AJ1 | AC | Split System: Air-Cooled Condensing Unit, Coil with Blower | RA1436AJ1 |  | RCF3621MTAM | 12.5 | 15.1 | Yes | Yes | 2015-02-11 |  | 1
FALSE | RA1436AD1 | 4760 | 7501074 | RHEEM SALES COMPANY, INC. | RA1436AJ1 | AC | Split System: Air-Cooled Condensing Unit, Coil with Blower | RA1436AJ1 |  | RCF3624MTAM | 13 | 16 | Yes | Yes | 2015-02-11 |  | 2
FALSE | RA1424AJ1 | 4758 | 7490965 | RHEEM SALES COMPANY, INC. | RA1424AJ1 | AC | Split System: Air-Cooled Condensing Unit, Coil with Blower | RA1424AJ1 |  | RH1V2417STAN | 13 | 15.5 | Yes | Yes | 2015-02-11 |  | 1
FALSE | RA1330AJ1 | 4823 | 7507918 | RHEEM SALES COMPANY, INC. | RA1330AJ1 | AC | Split System: Air-Cooled Condensing Unit, Coil with Blower | RA1330AJ1 |  | RCF3621STAM | 12 | 14.5 | Yes | Yes | 2015-02-11 |  | 0
FALSE | RA1648AJ1 | 4919 | 7942964 | RHEEM SALES COMPANY, INC. | RA1648AC1 | AC | Split System: Air-Cooled Condensing Unit, Coil with Blower | RA1648AC1 |  | RCF4824HTAM | 13 | 16 | Yes | Yes | 2015-02-11 |  | 2
FALSE | RA1436AD1 | 4760 | 7601417 | RHEEM SALES COMPANY, INC. | RA1436AC1 | AC | Split System: Air-Cooled Condensing Unit, Coil with Blower | RA1436AC1 |  | RCFL-H*3821 | 13 | 15.5 | Yes | Yes | 2015-02-11 |  | 1
FALSE | RA1436AD1 | 4760 | 7491622 | RHEEM SALES COMPANY, INC. | RA1436AJ1 | AC | Split System: Air-Cooled Condensing Unit, Coil with Blower | RA1436AJ1 |  | RCF3624HTAM | 13 | 16 | Yes | Yes | 2015-02-11 |  | 2
FALSE | RA1436AD1 | 4760 | 7491675 | RHEEM SALES COMPANY, INC. | RA1436AJ1 | AC | Split System: Air-Cooled Condensing Unit, Coil with Blower | RA1436AJ1 |  | RCFL-H*3621 | 12.5 | 15.1 | Yes | Yes | 2015-02-11 |  | 1
FALSE | RA1648AJ1 | 4919 | 7943398 | RHEEM SALES COMPANY, INC. | RA1648AJ1 | AC | Split System: Air-Cooled Condensing Unit, Coil with Blower | RA1648AJ1 |  | RCFL-H*4824 | 13 | 16 | Yes | Yes | 2015-02-11 |  | 2
FALSE | RA1630AJ1 | 4916 | 7941167 | RHEEM SALES COMPANY, INC. | RA1630AJ1 | AC | Split System: Air-Cooled Condensing Unit, Coil with Blower | RA1630AJ1 |  | RCFL-H*3821 | 13 | 15.5 | Yes | Yes | 2015-02-11 |  | 1
FALSE | RA1636AJ1 | 4917 | 7941785 | RHEEM SALES COMPANY, INC. | RA1636AC1 | AC | Split System: Air-Cooled Condensing Unit, Coil with Blower | RA1636AC1 |  | RHPL-HM3621 | 13 | 15.5 | Yes | Yes | 2015-02-11 |  | 1
FALSE | RA1660AC1 | 4920 | 7943918 | RHEEM SALES COMPANY, INC. | RA1660AC1 | AC | Split System: Air-Cooled Condensing Unit, Coil with Blower | RA1660AC1 |  | RCQD-6024 | 12 | 14.5 | Yes | Yes | 2015-02-11 |  | 0
FALSE | RA1630AJ1 | 4916 | 7944026 | RHEEM SALES COMPANY, INC. | RA1630AJ1 | AC | Split System: Air-Cooled Condensing Unit, Coil with Blower | RA1630AJ1 |  | RCF3621MTAM | 13 | 16 | Yes | Yes | 2015-02-11 |  | 2
FALSE | RA1336AD1 | 4824 | 7983330 | RHEEM SALES COMPANY, INC. | RA1336AC1 | AC | Split System: Air-Cooled Condensing Unit, Coil with Blower | RA1336AC1 |  | RCF3621MTAM | 12 | 14.5 | Yes | Yes | 2015-02-11 |  | 0
FALSE | RA1642AJ1 | 4918 | 7942786 | RHEEM SALES COMPANY, INC. | RA1642AJ1 | AC | Split System: Air-Cooled Condensing Unit, Coil with Blower | RA1642AJ1 |  | RCFN-H*4824 | 13 | 16 | Yes | Yes | 2015-02-11 |  | 2
FALSE | RA1418AJ1 | 4757 | 7490589 | RHEEM SALES COMPANY, INC. | RA1418AJ1 | AC | Split System: Air-Cooled Condensing Unit, Coil with Blower | RA1418AJ1 |  | RCF2421MTAM | 13 | 16 | Yes | Yes | 2015-02-11 |  | 2
FALSE | RA1442AD1 | 4761 | 7491956 | RHEEM SALES COMPANY, INC. | RA1442AC1 | AC | Split System: Air-Cooled Condensing Unit, Coil with Blower | RA1442AC1 |  | RCFN-H*4824 | 12.5 | 15.1 | Yes | Yes | 2015-02-11 |  | 1
FALSE | RA1436AD1 | 4760 | 7600021 | RHEEM SALES COMPANY, INC. | RA1436AD1 | AC | Split System: Air-Cooled Condensing Unit, Coil with Blower | RA1436AD1 |  | RCFL-H*3821 | 12.5 | 15.1 | Yes | Yes | 2015-02-11 |  | 1
FALSE | RA1618AJ1 | 4914 | 7943951 | RHEEM SALES COMPANY, INC. | RA1618AJ1 | AC | Split System: Air-Cooled Condensing Unit, Coil with Blower | RA1618AJ1 |  | RCF2417HTAM | 13 | 16 | Yes | Yes | 2015-02-11 |  | 2
FALSE | RA1636AJ1 | 4917 | 7942053 | RHEEM SALES COMPANY, INC. | RA1636AJ1 | AC | Split System: Air-Cooled Condensing Unit, Coil with Blower | RA1636AJ1 |  | RCFL-H*3821 | 13 | 16 | Yes | Yes | 2015-02-11 |  | 2
FALSE | RA1624AJ1 | 4915 | 7944013 | RHEEM SALES COMPANY, INC. | RA1624AJ1 | AC | Split System: Air-Cooled Condensing Unit, Coil with Blower | RA1624AJ1 |  | RCF2421MTAM | 13 | 16 | Yes | Yes | 2015-02-11 |  | 2
FALSE | RA1618AJ1 | 4914 | 7940508 | RHEEM SALES COMPANY, INC. | RA1618AJ1 | AC | Split System: Air-Cooled Condensing Unit, Coil with Blower | RA1618AJ1 |  | RCFN-H*2417 | 13 | 16 | Yes | Yes | 2015-02-11 |  | 2
FALSE | RA1436AD1 | 4760 | 7945038 | RHEEM SALES COMPANY, INC. | RA1436AD1 | AC | Split System: Air-Cooled Condensing Unit, Coil with Blower | RA1436AD1 |  | RCF3624HTAM | 13 | 16 | Yes | Yes | 2015-02-11 |  | 2
FALSE | RA1636AJ1 | 4917 | 7944148 | RHEEM SALES COMPANY, INC. | RA1636AJ1 | AC | Split System: Air-Cooled Condensing Unit, Coil with Blower | RA1636AJ1 |  | RCF3621MTAM | 13 | 16 | Yes | Yes | 2015-02-11 |  | 2
FALSE | RA1424AJ1 | 4758 | 7490936 | RHEEM SALES COMPANY, INC. | RA1424AJ1 | AC | Split System: Air-Cooled Condensing Unit, Coil with Blower | RA1424AJ1 |  | RCFN-H*2421 | 13 | 15.5 | Yes | Yes | 2015-02-11 |  | 1
FALSE | RA1630AJ1 | 4916 | 7941309 | RHEEM SALES COMPANY, INC. | RA1630AJ1 | AC | Split System: Air-Cooled Condensing Unit, Coil with Blower | RA1630AJ1 |  | RCQD-3621 | 13 | 16 | Yes | Yes | 2015-02-11 |  | 2
FALSE | RA1436AD1 | 4760 | 7491681 | RHEEM SALES COMPANY, INC. | RA1436AJ1 | AC | Split System: Air-Cooled Condensing Unit, Coil with Blower | RA1436AJ1 |  | RCFL-H*3621 | 13 | 15.5 | Yes | Yes | 2015-02-11 |  | 1
FALSE | RA1442AD1 | 4761 | 7945083 | RHEEM SALES COMPANY, INC. | RA1442AC1 | AC | Split System: Air-Cooled Condensing Unit, Coil with Blower | RA1442AC1 |  | RCF4821STAM | 12 | 14.5 | Yes | Yes | 2015-02-11 |  | 0
FALSE | RA1318AJ1 | 4821 | 7507442 | RHEEM SALES COMPANY, INC. | RA1318AJ1 | AC | Split System: Air-Cooled Condensing Unit, Coil with Blower | RA1318AJ1 |  | RCF2417STAM | 12 | 14.5 | Yes | Yes | 2015-02-11 |  | 0
FALSE | RA1448AD1 | 4762 | 7600643 | RHEEM SALES COMPANY, INC. | RA1448AD1 | AC | Split System: Air-Cooled Condensing Unit, Coil with Blower | RA1448AD1 |  | RCF4824HTAM | 12.5 | 15.1 | Yes | Yes | 2015-02-11 |  | 1
FALSE | RA1430AJ1 | 4759 | 7491083 | RHEEM SALES COMPANY, INC. | RA1430AJ1 | AC | Split System: Air-Cooled Condensing Unit, Coil with Blower | RA1430AJ1 |  | RCFL-H*3617 | 12.5 | 15.1 | Yes | Yes | 2015-02-11 |  | 1
FALSE | RA1330AJ1 | 4823 | 7983302 | RHEEM SALES COMPANY, INC. | RA1330AJ1 | AC | Split System: Air-Cooled Condensing Unit, Coil with Blower | RA1330AJ1 |  | RCF3624MTAM | 12.5 | 15.1 | Yes | Yes | 2015-02-11 |  | 1
FALSE | RA1424AJ1 | 4758 | 7490886 | RHEEM SALES COMPANY, INC. | RA1424AJ1 | AC | Split System: Air-Cooled Condensing Unit, Coil with Blower | RA1424AJ1 |  | RCFL-H*2621 | 13 | 15.5 | Yes | Yes | 2015-02-11 |  | 1
FALSE | RA1330AJ1 | 4823 | 7508026 | RHEEM SALES COMPANY, INC. | RA1330AJ1 | AC | Split System: Air-Cooled Condensing Unit, Coil with Blower | RA1330AJ1 |  | RCFL-H*3621 | 12 | 14.5 | Yes | Yes | 2015-02-11 |  | 0
FALSE | RA1618AJ1 | 4914 | 7940324 | RHEEM SALES COMPANY, INC. | RA1618AJ1 | AC | Split System: Air-Cooled Condensing Unit, Coil with Blower | RA1618AJ1 |  | RCF2417MTAM | 13 | 16 | Yes | Yes | 2015-02-11 |  | 2
FALSE | RA1442AD1 | 4761 | 7600316 | RHEEM SALES COMPANY, INC. | RA1442AD1 | AC | Split System: Air-Cooled Condensing Unit, Coil with Blower | RA1442AD1 |  | RCF4824HTAM | 13 | 15.5 | Yes | Yes | 2015-02-11 |  | 1
FALSE | RA1418AJ1 | 4757 | 7490542 | RHEEM SALES COMPANY, INC. | RA1418AJ1 | AC | Split System: Air-Cooled Condensing Unit, Coil with Blower | RA1418AJ1 |  | RCF2417MTAM | 13 | 16 | Yes | Yes | 2015-02-11 |  | 2
FALSE | RA1418AJ1 | 4757 | 7490568 | RHEEM SALES COMPANY, INC. | RA1418AJ1 | AC | Split System: Air-Cooled Condensing Unit, Coil with Blower | RA1418AJ1 |  | RCF2421HTAM | 13 | 16 | Yes | Yes | 2015-02-11 |  | 2
FALSE | RA1330AJ1 | 4823 | 7508169 | RHEEM SALES COMPANY, INC. | RA1330AJ1 | AC | Split System: Air-Cooled Condensing Unit, Coil with Blower | RA1330AJ1 |  | RCQD-3624 | 12.5 | 15.1 | Yes | Yes | 2015-02-11 |  | 1
FALSE | RA1324AJ1 | 4822 | 7507620 | RHEEM SALES COMPANY, INC. | RA1324AJ1 | AC | Split System: Air-Cooled Condensing Unit, Coil with Blower | RA1324AJ1 |  | RCF2417HTAM | 12 | 14.5 | Yes | Yes | 2015-02-11 |  | 0
FALSE | RA1436AD1 | 4760 | 7491390 | RHEEM SALES COMPANY, INC. | RA1436AC1 | AC | Split System: Air-Cooled Condensing Unit, Coil with Blower | RA1436AC1 |  | RCFL-H*3621 | 13 | 15.5 | Yes | Yes | 2015-02-11 |  | 1
FALSE | RA1318AJ1 | 4821 | 7507454 | RHEEM SALES COMPANY, INC. | RA1318AJ1 | AC | Split System: Air-Cooled Condensing Unit, Coil with Blower | RA1318AJ1 |  | RCF2421HTAM | 12 | 14.5 | Yes | Yes | 2015-02-11 |  | 0
FALSE | RA1630AJ1 | 4916 | 7941339 | RHEEM SALES COMPANY, INC. | RA1630AJ1 | AC | Split System: Air-Cooled Condensing Unit, Coil with Blower | RA1630AJ1 |  | RCQD-3624 | 13 | 16 | Yes | Yes | 2015-02-11 |  | 2
FALSE | RA1660AC1 | 4920 | 7943915 | RHEEM SALES COMPANY, INC. | RA1660AC1 | AC | Split System: Air-Cooled Condensing Unit, Coil with Blower | RA1660AC1 |  | RCQD-6024 | 12.5 | 15.1 | Yes | Yes | 2015-02-11 |  | 1
FALSE | RA1442AD1 | 4761 | 7945130 | RHEEM SALES COMPANY, INC. | RA1442AJ1 | AC | Split System: Air-Cooled Condensing Unit, Coil with Blower | RA1442AJ1 |  | RCF4824STAM | 12.5 | 15 | Yes | Yes | 2015-02-11 |  | 1
FALSE | RA1436AD1 | 4760 | 7491577 | RHEEM SALES COMPANY, INC. | RA1436AJ1 | AC | Split System: Air-Cooled Condensing Unit, Coil with Blower | RA1436AJ1 |  | RCF3621STAM | 12.5 | 15 | Yes | Yes | 2015-02-11 |  | 1
FALSE | RA1424AJ1 | 4758 | 7944935 | RHEEM SALES COMPANY, INC. | RA1424AJ1 | AC | Split System: Air-Cooled Condensing Unit, Coil with Blower | RA1424AJ1 |  | RCF2417MTAM | 12.5 | 15.1 | Yes | Yes | 2015-02-11 |  | 1
FALSE | RA1424AJ1 | 4758 | 7944945 | RHEEM SALES COMPANY, INC. | RA1424AJ1 | AC | Split System: Air-Cooled Condensing Unit, Coil with Blower | RA1424AJ1 |  | RCF2421HTAM | 12.5 | 15.1 | Yes | Yes | 2015-02-11 |  | 1
FALSE | RA1636AJ1 | 4917 | 7941463 | RHEEM SALES COMPANY, INC. | RA1636AC1 | AC | Split System: Air-Cooled Condensing Unit, Coil with Blower | RA1636AC1 |  | RCF3621STAM | 13 | 15.5 | Yes | Yes | 2015-02-11 |  | 1
FALSE | RA1424AJ1 | 4758 | 7599579 | RHEEM SALES COMPANY, INC. | RA1424AJ1 | AC | Split System: Air-Cooled Condensing Unit, Coil with Blower | RA1424AJ1 |  | RCF2421MTAM | 13 | 15.5 | Yes | Yes | 2015-02-11 |  | 1
FALSE | RA1636AJ1 | 4917 | 7941572 | RHEEM SALES COMPANY, INC. | RA1636AC1 | AC | Split System: Air-Cooled Condensing Unit, Coil with Blower | RA1636AC1 |  | RCFL-H*3621 | 13 | 15.5 | Yes | Yes | 2015-02-11 |  | 1
FALSE | RA1436AD1 | 4760 | 7491535 | RHEEM SALES COMPANY, INC. | RA1436AJ1 | AC | Split System: Air-Cooled Condensing Unit, Coil with Blower | RA1436AJ1 |  | RCF3617STAM | 12 | 14.5 | Yes | Yes | 2015-02-11 |  | 0
FALSE | RA1436AD1 | 4760 | 7599890 | RHEEM SALES COMPANY, INC. | RA1436AD1 | AC | Split System: Air-Cooled Condensing Unit, Coil with Blower | RA1436AD1 |  | RCF3624MTAM | 13 | 15.5 | Yes | Yes | 2015-02-11 |  | 1
FALSE | RA1336AD1 | 4824 | 7508857 | RHEEM SALES COMPANY, INC. | RA1336AJ1 | AC | Split System: Air-Cooled Condensing Unit, Coil with Blower | RA1336AJ1 |  | RCQD-3621 | 12 | 14.5 | Yes | Yes | 2015-02-11 |  | 0
FALSE | RA1660AC1 | 4920 | 7943572 | RHEEM SALES COMPANY, INC. | RA1660AJ1 | AC | Split System: Air-Cooled Condensing Unit, Coil with Blower | RA1660AJ1 |  | RCF6024HTAM | 12.5 | 15.1 | Yes | Yes | 2015-02-11 |  | 1
FALSE | RA1636AJ1 | 4917 | 7941411 | RHEEM SALES COMPANY, INC. | RA1636AC1 | AC | Split System: Air-Cooled Condensing Unit, Coil with Blower | RA1636AC1 |  | RCF3621MTAM | 13 | 16 | Yes | Yes | 2015-02-11 |  | 2
FALSE | RA1636AJ1 | 4917 | 7944134 | RHEEM SALES COMPANY, INC. | RA1636AJ1 | AC | Split System: Air-Cooled Condensing Unit, Coil with Blower | RA1636AJ1 |  | RCF3617STAM | 12.5 | 15.1 | Yes | Yes | 2015-02-11 |  | 1
FALSE | RA1624AJ1 | 4915 | 7940572 | RHEEM SALES COMPANY, INC. | RA1624AJ1 | AC | Split System: Air-Cooled Condensing Unit, Coil with Blower | RA1624AJ1 |  | RBHP-17 | 12.5 | 15 | Yes | Yes | 2015-02-11 |  | 1
FALSE | RA1418AJ1 | 4757 | 7490661 | RHEEM SALES COMPANY, INC. | RA1418AJ1 | AC | Split System: Air-Cooled Condensing Unit, Coil with Blower | RA1418AJ1 |  | RCFL-H*2621 | 13 | 16 | Yes | Yes | 2015-02-11 |  | 2
FALSE | RA1324AJ1 | 4822 | 7507807 | RHEEM SALES COMPANY, INC. | RA1324AJ1 | AC | Split System: Air-Cooled Condensing Unit, Coil with Blower | RA1324AJ1 |  | RCFN-H*2421 | 12 | 14.5 | Yes | Yes | 2015-02-11 |  | 0
FALSE | RA1318AJ1 | 4821 | 7982202 | RHEEM SALES COMPANY, INC. | RA1318AJ1 | AC | Split System: Air-Cooled Condensing Unit, Coil with Blower | RA1318AJ1 |  | RCFL-H*2617 | 12.5 | 15 | Yes | Yes | 2015-02-11 |  | 1
FALSE | RA1642AJ1 | 4918 | 7942822 | RHEEM SALES COMPANY, INC. | RA1642AJ1 | AC | Split System: Air-Cooled Condensing Unit, Coil with Blower | RA1642AJ1 |  | RCQD-4821 | 13 | 16 | Yes | Yes | 2015-02-11 |  | 2
FALSE | RA1418AJ1 | 4757 | 7490606 | RHEEM SALES COMPANY, INC. | RA1418AJ1 | AC | Split System: Air-Cooled Condensing Unit, Coil with Blower | RA1418AJ1 |  | RCFL-A*2417 | 13 | 15.5 | Yes | Yes | 2015-02-11 |  | 1
FALSE | RA1418AJ1 | 4757 | 7599514 | RHEEM SALES COMPANY, INC. | RA1418AJ1 | AC | Split System: Air-Cooled Condensing Unit, Coil with Blower | RA1418AJ1 |  | RCF2417MTAM | 13 | 16 | Yes | Yes | 2015-02-11 |  | 2
FALSE | RA1636AJ1 | 4917 | 7941365 | RHEEM SALES COMPANY, INC. | RA1636AC1 | AC | Split System: Air-Cooled Condensing Unit, Coil with Blower | RA1636AC1 |  | RCF3617STAM | 12.5 | 15 | Yes | Yes | 2015-02-11 |  | 1
FALSE | RA1442AD1 | 4761 | 7600303 | RHEEM SALES COMPANY, INC. | RA1442AD1 | AC | Split System: Air-Cooled Condensing Unit, Coil with Blower | RA1442AD1 |  | RCF4821STAM | 12 | 14.5 | Yes | Yes | 2015-02-11 |  | 0
FALSE | RA1436AD1 | 4760 | 7599881 | RHEEM SALES COMPANY, INC. | RA1436AD1 | AC | Split System: Air-Cooled Condensing Unit, Coil with Blower | RA1436AD1 |  | RCF3624MTAM | 13 | 16 | Yes | Yes | 2015-02-11 |  | 2
FALSE | RA1636AJ1 | 4917 | 7941721 | RHEEM SALES COMPANY, INC. | RA1636AC1 | AC | Split System: Air-Cooled Condensing Unit, Coil with Blower | RA1636AC1 |  | RCQD-3621 | 13 | 16 | Yes | Yes | 2015-02-11 |  | 2
FALSE | RA1436AD1 | 4760 | 7491473 | RHEEM SALES COMPANY, INC. | RA1436AC1 | AC | Split System: Air-Cooled Condensing Unit, Coil with Blower | RA1436AC1 |  | RCQD-3621 | 13 | 15.5 | Yes | Yes | 2015-02-11 |  | 1
FALSE | RA1330AJ1 | 4823 | 7508023 | RHEEM SALES COMPANY, INC. | RA1330AJ1 | AC | Split System: Air-Cooled Condensing Unit, Coil with Blower | RA1330AJ1 |  | RCFL-H*3621 | 12 | 14.5 | Yes | Yes | 2015-02-11 |  | 0
FALSE | RA1448AD1 | 4762 | 7492413 | RHEEM SALES COMPANY, INC. | RA1448AJ1 | AC | Split System: Air-Cooled Condensing Unit, Coil with Blower | RA1448AJ1 |  | RCF4824HTAM | 12.5 | 15 | Yes | Yes | 2015-02-11 |  | 1
FALSE | RA1642AJ1 | 4918 | 7942537 | RHEEM SALES COMPANY, INC. | RA1642AC1 | AC | Split System: Air-Cooled Condensing Unit, Coil with Blower | RA1642AC1 |  | RCQD-4824 | 13 | 16 | Yes | Yes | 2015-02-11 |  | 2
FALSE | RA1642AJ1 | 4918 | 7942328 | RHEEM SALES COMPANY, INC. | RA1642AC1 | AC | Split System: Air-Cooled Condensing Unit, Coil with Blower | RA1642AC1 |  | RCF4824STAM | 13 | 16 | Yes | Yes | 2015-02-11 |  | 2
FALSE | RA1448AD1 | 4762 | 7492528 | RHEEM SALES COMPANY, INC. | RA1448AJ1 | AC | Split System: Air-Cooled Condensing Unit, Coil with Blower | RA1448AJ1 |  | RCQD-4821 | 12.5 | 15 | Yes | Yes | 2015-02-11 |  | 1
FALSE | RA1448AD1 | 4762 | 7501215 | RHEEM SALES COMPANY, INC. | RA1448AJ1 | AC | Split System: Air-Cooled Condensing Unit, Coil with Blower | RA1448AJ1 |  | RCFL-H*4824 | 12 | 14.5 | Yes | Yes | 2015-02-11 |  | 0
FALSE | RA1330AJ1 | 4823 | 7507875 | RHEEM SALES COMPANY, INC. | RA1330AJ1 | AC | Split System: Air-Cooled Condensing Unit, Coil with Blower | RA1330AJ1 |  | RCF3621MTAM | 12 | 14.5 | Yes | Yes | 2015-02-11 |  | 0
FALSE | RA1330AJ1 | 4823 | 7508082 | RHEEM SALES COMPANY, INC. | RA1330AJ1 | AC | Split System: Air-Cooled Condensing Unit, Coil with Blower | RA1330AJ1 |  | RCFL-H*3824 | 12.5 | 15 | Yes | Yes | 2015-02-11 |  | 1
FALSE | RA1336AD1 | 4824 | 7508548 | RHEEM SALES COMPANY, INC. | RA1336AC1 | AC | Split System: Air-Cooled Condensing Unit, Coil with Blower | RA1336AC1 |  | RHKL-HM3821 | 12 | 14.5 | Yes | Yes | 2015-02-11 |  | 0
FALSE | RA1424AJ1 | 4758 | 7490777 | RHEEM SALES COMPANY, INC. | RA1424AJ1 | AC | Split System: Air-Cooled Condensing Unit, Coil with Blower | RA1424AJ1 |  | RCF2417STAM | 13 | 15.5 | Yes | Yes | 2015-02-11 |  | 1
FALSE | RA1636AJ1 | 4917 | 7944122 | RHEEM SALES COMPANY, INC. | RA1636AC1 | AC | Split System: Air-Cooled Condensing Unit, Coil with Blower | RA1636AC1 |  | RCF3624HTAM | 13 | 16 | Yes | Yes | 2015-02-11 |  | 2
FALSE | RA1642AJ1 | 4918 | 7942763 | RHEEM SALES COMPANY, INC. | RA1642AJ1 | AC | Split System: Air-Cooled Condensing Unit, Coil with Blower | RA1642AJ1 |  | RCFL-H*4824 | 13 | 15.5 | Yes | Yes | 2015-02-11 |  | 1
FALSE | RA1330AJ1 | 4823 | 7508147 | RHEEM SALES COMPANY, INC. | RA1330AJ1 | AC | Split System: Air-Cooled Condensing Unit, Coil with Blower | RA1330AJ1 |  | RCQD-3621 | 12.5 | 15.1 | Yes | Yes | 2015-02-11 |  | 1
FALSE | RA1642AJ1 | 4918 | 7942813 | RHEEM SALES COMPANY, INC. | RA1642AJ1 | AC | Split System: Air-Cooled Condensing Unit, Coil with Blower | RA1642AJ1 |  | RCFN-H*4824 | 13 | 16 | Yes | Yes | 2015-02-11 |  | 2
FALSE | RA1648AJ1 | 4919 | 7942956 | RHEEM SALES COMPANY, INC. | RA1648AC1 | AC | Split System: Air-Cooled Condensing Unit, Coil with Blower | RA1648AC1 |  | RCF4824HTAM | 13 | 16 | Yes | Yes | 2015-02-11 |  | 2
FALSE | RA1418AJ1 | 4757 | 7490658 | RHEEM SALES COMPANY, INC. | RA1418AJ1 | AC | Split System: Air-Cooled Condensing Unit, Coil with Blower | RA1418AJ1 |  | RCFL-H*2621 | 13 | 16 | Yes | Yes | 2015-02-11 |  | 2
FALSE | RA1436AD1 | 4760 | 7601434 | RHEEM SALES COMPANY, INC. | RA1436AD1 | AC | Split System: Air-Cooled Condensing Unit, Coil with Blower | RA1436AD1 |  | RCF3621STAM | 12 | 14.5 | Yes | Yes | 2015-02-11 |  | 0
FALSE | RA1318AJ1 | 4821 | 7507606 | RHEEM SALES COMPANY, INC. | RA1318AJ1 | AC | Split System: Air-Cooled Condensing Unit, Coil with Blower | RA1318AJ1 |  | RHKL-HM2417 | 12 | 14.5 | Yes | Yes | 2015-02-11 |  | 0
FALSE | RA1424AJ1 | 4758 | 7944956 | RHEEM SALES COMPANY, INC. | RA1424AJ1 | AC | Split System: Air-Cooled Condensing Unit, Coil with Blower | RA1424AJ1 |  | RCF2421MTAM | 12.5 | 15.1 | Yes | Yes | 2015-02-11 |  | 1
FALSE | RA1448AD1 | 4762 | 7492204 | RHEEM SALES COMPANY, INC. | RA1448AC1 | AC | Split System: Air-Cooled Condensing Unit, Coil with Blower | RA1448AC1 |  | RCF4824HTAM | 12.5 | 15.1 | Yes | Yes | 2015-02-11 |  | 1
FALSE | RA1424AJ1 | 4758 | 7490867 | RHEEM SALES COMPANY, INC. | RA1424AJ1 | AC | Split System: Air-Cooled Condensing Unit, Coil with Blower | RA1424AJ1 |  | RCFL-H*2617 | 13 | 15.5 | Yes | Yes | 2015-02-11 |  | 1
FALSE | RA1424AJ1 | 4758 | 7500965 | RHEEM SALES COMPANY, INC. | RA1424AJ1 | AC | Split System: Air-Cooled Condensing Unit, Coil with Blower | RA1424AJ1 |  | RCFN-H*2417 | 13 | 15.5 | Yes | Yes | 2015-02-11 |  | 1
FALSE | RA1436AD1 | 4760 | 7600231 | RHEEM SALES COMPANY, INC. | RA1436AJ1 | AC | Split System: Air-Cooled Condensing Unit, Coil with Blower | RA1436AJ1 |  | RCQD-3624 | 13 | 16 | Yes | Yes | 2015-02-11 |  | 2
FALSE | RA1436AD1 | 4760 | 7600054 | RHEEM SALES COMPANY, INC. | RA1436AD1 | AC | Split System: Air-Cooled Condensing Unit, Coil with Blower | RA1436AD1 |  | RCFL-H*3824 | 13 | 15.5 | Yes | Yes | 2015-02-11 |  | 1
FALSE | RA1442AD1 | 4761 | 7945085 | RHEEM SALES COMPANY, INC. | RA1442AC1 | AC | Split System: Air-Cooled Condensing Unit, Coil with Blower | RA1442AC1 |  | RCF4824HTAM | 13 | 15.5 | Yes | Yes | 2015-02-11 |  | 1
FALSE | RA1648AJ1 | 4919 | 7943512 | RHEEM SALES COMPANY, INC. | RA1648AJ1 | AC | Split System: Air-Cooled Condensing Unit, Coil with Blower | RA1648AJ1 |  | RCQD-4824 | 13 | 16 | Yes | Yes | 2015-02-11 |  | 2
FALSE | RA1318AJ1 | 4821 | 7982207 | RHEEM SALES COMPANY, INC. | RA1318AJ1 | AC | Split System: Air-Cooled Condensing Unit, Coil with Blower | RA1318AJ1 |  | RCFL-H*2621 | 12 | 14.5 | Yes | Yes | 2015-02-11 |  | 0
FALSE | RA1330AJ1 | 4823 | 7982314 | RHEEM SALES COMPANY, INC. | RA1330AJ1 | AC | Split System: Air-Cooled Condensing Unit, Coil with Blower | RA1330AJ1 |  | RCF3621MTAM | 12 | 14.5 | Yes | Yes | 2015-02-11 |  | 0
FALSE | RA1642AJ1 | 4918 | 7942633 | RHEEM SALES COMPANY, INC. | RA1642AJ1 | AC | Split System: Air-Cooled Condensing Unit, Coil with Blower | RA1642AJ1 |  | RCF4824HTAM | 13 | 16 | Yes | Yes | 2015-02-11 |  | 2
FALSE | RA1324AJ1 | 4822 | 7507812 | RHEEM SALES COMPANY, INC. | RA1324AJ1 | AC | Split System: Air-Cooled Condensing Unit, Coil with Blower | RA1324AJ1 |  | RCFN-H*2421 | 12 | 14.5 | Yes | Yes | 2015-02-11 |  | 0
FALSE | RA1442AD1 | 4761 | 7491844 | RHEEM SALES COMPANY, INC. | RA1442AC1 | AC | Split System: Air-Cooled Condensing Unit, Coil with Blower | RA1442AC1 |  | RCF4821STAM | 12 | 14.5 | Yes | Yes | 2015-02-11 |  | 0
FALSE | RA1642AJ1 | 4918 | 7944215 | RHEEM SALES COMPANY, INC. | RA1642AJ1 | AC | Split System: Air-Cooled Condensing Unit, Coil with Blower | RA1642AJ1 |  | RCF4824HTAM | 13 | 16 | Yes | Yes | 2015-02-11 |  | 2
FALSE | RA1430AJ1 | 4759 | 7491233 | RHEEM SALES COMPANY, INC. | RA1430AJ1 | AC | Split System: Air-Cooled Condensing Unit, Coil with Blower | RA1430AJ1 |  | RHML-HM3621 | 13 | 16 | Yes | Yes | 2015-02-11 |  | 2
FALSE | RA1448AD1 | 4762 | 7600633 | RHEEM SALES COMPANY, INC. | RA1448AD1 | AC | Split System: Air-Cooled Condensing Unit, Coil with Blower | RA1448AD1 |  | RCF4824HTAM | 12.5 | 15 | Yes | Yes | 2015-02-11 |  | 1
FALSE | RA1636AJ1 | 4917 | 7942103 | RHEEM SALES COMPANY, INC. | RA1636AJ1 | AC | Split System: Air-Cooled Condensing Unit, Coil with Blower | RA1636AJ1 |  | RCFL-H*3824 | 13 | 16 | Yes | Yes | 2015-02-11 |  | 2
FALSE | RA1636AJ1 | 4917 | 7942182 | RHEEM SALES COMPANY, INC. | RA1636AJ1 | AC | Split System: Air-Cooled Condensing Unit, Coil with Blower | RA1636AJ1 |  | RCQD-3624 | 13 | 16 | Yes | Yes | 2015-02-11 |  | 2
FALSE | RA1442AD1 | 4761 | 7600335 | RHEEM SALES COMPANY, INC. | RA1442AD1 | AC | Split System: Air-Cooled Condensing Unit, Coil with Blower | RA1442AD1 |  | RCF4824HTAM | 12.5 | 15.1 | Yes | Yes | 2015-02-11 |  | 1
FALSE | RA1336AD1 | 4824 | 7508914 | RHEEM SALES COMPANY, INC. | RA1336AJ1 | AC | Split System: Air-Cooled Condensing Unit, Coil with Blower | RA1336AJ1 |  | RHKL-HM3821 | 12 | 14.5 | Yes | Yes | 2015-02-11 |  | 0
FALSE | RA1636AJ1 | 4917 | 7941924 | RHEEM SALES COMPANY, INC. | RA1636AJ1 | AC | Split System: Air-Cooled Condensing Unit, Coil with Blower | RA1636AJ1 |  | RCF3624HTAM | 13 | 16 | Yes | Yes | 2015-02-11 |  | 2
FALSE | RA1630AJ1 | 4916 | 7941184 | RHEEM SALES COMPANY, INC. | RA1630AJ1 | AC | Split System: Air-Cooled Condensing Unit, Coil with Blower | RA1630AJ1 |  | RCFL-H*3821 | 13 | 16 | Yes | Yes | 2015-02-11 |  | 2
FALSE | RA1318AJ1 | 4821 | 7507595 | RHEEM SALES COMPANY, INC. | RA1318AJ1 | AC | Split System: Air-Cooled Condensing Unit, Coil with Blower | RA1318AJ1 |  | RCQD-2417 | 12.5 | 15 | Yes | Yes | 2015-02-11 |  | 1
FALSE | RA1418AJ1 | 4757 | 7606960 | RHEEM SALES COMPANY, INC. | RA1418AJ1 | AC | Split System: Air-Cooled Condensing Unit, Coil with Blower | RA1418AJ1 |  | RCQD-2417 | 13 | 16 | Yes | Yes | 2015-02-11 |  | 2
FALSE | RA1618AJ1 | 4914 | 7943975 | RHEEM SALES COMPANY, INC. | RA1618AJ1 | AC | Split System: Air-Cooled Condensing Unit, Coil with Blower | RA1618AJ1 |  | RCF2421MTAM | 13 | 16 | Yes | Yes | 2015-02-11 |  | 2
FALSE | RA1642AJ1 | 4918 | 7942586 | RHEEM SALES COMPANY, INC. | RA1642AJ1 | AC | Split System: Air-Cooled Condensing Unit, Coil with Blower | RA1642AJ1 |  | RCF4821STAM | 12.5 | 15 | Yes | Yes | 2015-02-11 |  | 1
FALSE | RA1636AJ1 | 4917 | 7942140 | RHEEM SALES COMPANY, INC. | RA1636AJ1 | AC | Split System: Air-Cooled Condensing Unit, Coil with Blower | RA1636AJ1 |  | RCQD-3621 | 13 | 16 | Yes | Yes | 2015-02-11 |  | 2
FALSE | RA1636AJ1 | 4917 | 7944152 | RHEEM SALES COMPANY, INC. | RA1636AJ1 | AC | Split System: Air-Cooled Condensing Unit, Coil with Blower | RA1636AJ1 |  | RCF3621STAM | 13 | 15.5 | Yes | Yes | 2015-02-11 |  | 1
FALSE | RA1318AJ1 | 4821 | 7507579 | RHEEM SALES COMPANY, INC. | RA1318AJ1 | AC | Split System: Air-Cooled Condensing Unit, Coil with Blower | RA1318AJ1 |  | RCFN-H*2421 | 12.5 | 15.1 | Yes | Yes | 2015-02-11 |  | 1
FALSE | RA1630AJ1 | 4916 | 7940952 | RHEEM SALES COMPANY, INC. | RA1630AJ1 | AC | Split System: Air-Cooled Condensing Unit, Coil with Blower | RA1630AJ1 |  | RCF3621MTAM | 13 | 16 | Yes | Yes | 2015-02-11 |  | 2
FALSE | RA1448AD1 | 4762 | 7492373 | RHEEM SALES COMPANY, INC. | RA1448AJ1 | AC | Split System: Air-Cooled Condensing Unit, Coil with Blower | RA1448AJ1 |  | RCF4821STAM | 12 | 14.5 | Yes | Yes | 2015-02-11 |  | 0
FALSE | RA1642AJ1 | 4918 | 7942828 | RHEEM SALES COMPANY, INC. | RA1642AJ1 | AC | Split System: Air-Cooled Condensing Unit, Coil with Blower | RA1642AJ1 |  | RCQD-4821 | 13 | 15.5 | Yes | Yes | 2015-02-11 |  | 1
FALSE | RA1442AD1 | 4761 | 7492058 | RHEEM SALES COMPANY, INC. | RA1442AJ1 | AC | Split System: Air-Cooled Condensing Unit, Coil with Blower | RA1442AJ1 |  | RCF4824STAM | 12.5 | 15.1 | Yes | Yes | 2015-02-11 |  | 1
FALSE | RA1636AJ1 | 4917 | 7944167 | RHEEM SALES COMPANY, INC. | RA1636AJ1 | AC | Split System: Air-Cooled Condensing Unit, Coil with Blower | RA1636AJ1 |  | RCF3624HTAM | 13 | 16 | Yes | Yes | 2015-02-11 |  | 2
FALSE | RA1318AJ1 | 4821 | 7507575 | RHEEM SALES COMPANY, INC. | RA1318AJ1 | AC | Split System: Air-Cooled Condensing Unit, Coil with Blower | RA1318AJ1 |  | RCFN-H*2421 | 12.5 | 15.1 | Yes | Yes | 2015-02-11 |  | 1
FALSE | RA1436AD1 | 4760 | 7599841 | RHEEM SALES COMPANY, INC. | RA1436AD1 | AC | Split System: Air-Cooled Condensing Unit, Coil with Blower | RA1436AD1 |  | RCF3624HTAM | 13 | 16 | Yes | Yes | 2015-02-11 |  | 2
FALSE | RA1636AJ1 | 4917 | 7941359 | RHEEM SALES COMPANY, INC. | RA1636AC1 | AC | Split System: Air-Cooled Condensing Unit, Coil with Blower | RA1636AC1 |  | RCF3617STAM | 13 | 15.5 | Yes | Yes | 2015-02-11 |  | 1
FALSE | RA1418AJ1 | 4757 | 7490726 | RHEEM SALES COMPANY, INC. | RA1418AJ1 | AC | Split System: Air-Cooled Condensing Unit, Coil with Blower | RA1418AJ1 |  | RCQD-2417 | 13 | 16 | Yes | Yes | 2015-02-11 |  | 2
FALSE | RA1642AJ1 | 4918 | 7942483 | RHEEM SALES COMPANY, INC. | RA1642AC1 | AC | Split System: Air-Cooled Condensing Unit, Coil with Blower | RA1642AC1 |  | RCQD-4821 | 13 | 16 | Yes | Yes | 2015-02-11 |  | 2
FALSE | RA1648AJ1 | 4919 | 7943510 | RHEEM SALES COMPANY, INC. | RA1648AJ1 | AC | Split System: Air-Cooled Condensing Unit, Coil with Blower | RA1648AJ1 |  | RCQD-4824 | 13 | 16 | Yes | Yes | 2015-02-11 |  | 2
FALSE | RA1324AJ1 | 4822 | 7507629 | RHEEM SALES COMPANY, INC. | RA1324AJ1 | AC | Split System: Air-Cooled Condensing Unit, Coil with Blower | RA1324AJ1 |  | RCF2417HTAM | 12 | 14.5 | Yes | Yes | 2015-02-11 |  | 0
FALSE | RA1618AJ1 | 4914 | 7940489 | RHEEM SALES COMPANY, INC. | RA1618AJ1 | AC | Split System: Air-Cooled Condensing Unit, Coil Alone | RA1618AJ1 |  | RCFL-H*2621+RXMD-C04 | 12.2 | 14.5 | Yes | Yes | 2015-02-11 |  | 0
FALSE | RA1336AD1 | 4824 | 7508442 | RHEEM SALES COMPANY, INC. | RA1336AC1 | AC | Split System: Air-Cooled Condensing Unit, Coil with Blower | RA1336AC1 |  | RCFL-H*3824 | 12 | 14.5 | Yes | Yes | 2015-02-11 |  | 0
FALSE | RA1636AJ1 | 4917 | 7942068 | RHEEM SALES COMPANY, INC. | RA1636AJ1 | AC | Split System: Air-Cooled Condensing Unit, Coil with Blower | RA1636AJ1 |  | RCFL-H*3821 | 13 | 16 | Yes | Yes | 2015-02-11 |  | 2
FALSE | RA1436AD1 | 4760 | 7599807 | RHEEM SALES COMPANY, INC. | RA1436AD1 | AC | Split System: Air-Cooled Condensing Unit, Coil with Blower | RA1436AD1 |  | RCF3621STAM | 12.5 | 15 | Yes | Yes | 2015-02-11 |  | 1
FALSE | RA1648AJ1 | 4919 | 7942974 | RHEEM SALES COMPANY, INC. | RA1648AC1 | AC | Split System: Air-Cooled Condensing Unit, Coil with Blower | RA1648AC1 |  | RCF4824STAM | 13 | 16 | Yes | Yes | 2015-02-11 |  | 2
FALSE | RA1660AC1 | 4920 | 7943628 | RHEEM SALES COMPANY, INC. | RA1660AJ1 | AC | Split System: Air-Cooled Condensing Unit, Coil with Blower | RA1660AJ1 |  | RCFL-H*6024 | 12.5 | 15.1 | Yes | Yes | 2015-02-11 |  | 1
FALSE | RA1636AJ1 | 4917 | 7942041 | RHEEM SALES COMPANY, INC. | RA1636AJ1 | AC | Split System: Air-Cooled Condensing Unit, Coil with Blower | RA1636AJ1 |  | RCFL-H*3621 | 13 | 15.5 | Yes | Yes | 2015-02-11 |  | 1
FALSE | RA1636AJ1 | 4917 | 7942122 | RHEEM SALES COMPANY, INC. | RA1636AJ1 | AC | Split System: Air-Cooled Condensing Unit, Coil with Blower | RA1636AJ1 |  | RCFL-H*3824 | 13 | 16 | Yes | Yes | 2015-02-11 |  | 2
FALSE | RA1448AD1 | 4762 | 7600763 | RHEEM SALES COMPANY, INC. | RA1448AD1 | AC | Split System: Air-Cooled Condensing Unit, Coil with Blower | RA1448AD1 |  | RCFN-H*4824 | 12.5 | 15.1 | Yes | Yes | 2015-02-11 |  | 1
FALSE | RA1636AJ1 | 4917 | 7942111 | RHEEM SALES COMPANY, INC. | RA1636AJ1 | AC | Split System: Air-Cooled Condensing Unit, Coil with Blower | RA1636AJ1 |  | RCFL-H*3824 | 13 | 16 | Yes | Yes | 2015-02-11 |  | 2
FALSE | RA1430AJ1 | 4759 | 7491025 | RHEEM SALES COMPANY, INC. | RA1430AJ1 | AC | Split System: Air-Cooled Condensing Unit, Coil with Blower | RA1430AJ1 |  | RCF3621STAM | 12.5 | 15.1 | Yes | Yes | 2015-02-11 |  | 1
FALSE | RA1648AJ1 | 4919 | 7944258 | RHEEM SALES COMPANY, INC. | RA1648AJ1 | AC | Split System: Air-Cooled Condensing Unit, Coil with Blower | RA1648AJ1 |  | RCF4821STAM | 13 | 15.5 | Yes | Yes | 2015-02-11 |  | 1
FALSE | RA1424AJ1 | 4758 | 7490941 | RHEEM SALES COMPANY, INC. | RA1424AJ1 | AC | Split System: Air-Cooled Condensing Unit, Coil with Blower | RA1424AJ1 |  | RCFN-H*2421 | 13 | 15.5 | Yes | Yes | 2015-02-11 |  | 1
FALSE | RA1630AJ1 | 4916 | 7940981 | RHEEM SALES COMPANY, INC. | RA1630AJ1 | AC | Split System: Air-Cooled Condensing Unit, Coil with Blower | RA1630AJ1 |  | RCF3621STAM | 13 | 16 | Yes | Yes | 2015-02-11 |  | 2
FALSE | RA1436AD1 | 4760 | 7600150 | RHEEM SALES COMPANY, INC. | RA1436AD1 | AC | Split System: Air-Cooled Condensing Unit, Coil with Blower | RA1436AD1 |  | RCQD-3624 | 13 | 16 | Yes | Yes | 2015-02-11 |  | 2
FALSE | RA1448AD1 | 4762 | 7493696 | RHEEM SALES COMPANY, INC. | RA1448AC1 | AC | Split System: Air-Cooled Condensing Unit, Coil with Blower | RA1448AC1 |  | RHKL-HM6024 | 13 | 15.5 | Yes | Yes | 2015-02-11 |  | 1
FALSE | RA1636AJ1 | 4917 | 7941764 | RHEEM SALES COMPANY, INC. | RA1636AC1 | AC | Split System: Air-Cooled Condensing Unit, Coil with Blower | RA1636AC1 |  | RCQD-3624 | 13 | 16 | Yes | Yes | 2015-02-11 |  | 2
FALSE | RA1436AD1 | 4760 | 7599822 | RHEEM SALES COMPANY, INC. | RA1436AD1 | AC | Split System: Air-Cooled Condensing Unit, Coil with Blower | RA1436AD1 |  | RCF3621STAM | 12 | 14.5 | Yes | Yes | 2015-02-11 |  | 0
FALSE | RA1436AD1 | 4760 | 7491360 | RHEEM SALES COMPANY, INC. | RA1436AC1 | AC | Split System: Air-Cooled Condensing Unit, Coil with Blower | RA1436AC1 |  | RCFL-H*3617 | 12.5 | 15 | Yes | Yes | 2015-02-11 |  | 1
FALSE | RA1436AD1 | 4760 | 7945008 | RHEEM SALES COMPANY, INC. | RA1436AC1 | AC | Split System: Air-Cooled Condensing Unit, Coil with Blower | RA1436AC1 |  | RCF3624HTAM | 13 | 16 | Yes | Yes | 2015-02-11 |  | 2
FALSE | RA1418AJ1 | 4757 | 7500948 | RHEEM SALES COMPANY, INC. | RA1418AJ1 | AC | Split System: Air-Cooled Condensing Unit, Coil with Blower | RA1418AJ1 |  | RCFN-H*2417 | 13 | 16 | Yes | Yes | 2015-02-11 |  | 2
FALSE | RA1636AJ1 | 4917 | 7941371 | RHEEM SALES COMPANY, INC. | RA1636AC1 | AC | Split System: Air-Cooled Condensing Unit, Coil with Blower | RA1636AC1 |  | RCF3617STAM | 12.5 | 15.1 | Yes | Yes | 2015-02-11 |  | 1
FALSE | RA1436AD1 | 4760 | 7491570 | RHEEM SALES COMPANY, INC. | RA1436AJ1 | AC | Split System: Air-Cooled Condensing Unit, Coil with Blower | RA1436AJ1 |  | RCF3621MTAM | 13 | 15.5 | Yes | Yes | 2015-02-11 |  | 1
FALSE | RA1636AJ1 | 4917 | 7941565 | RHEEM SALES COMPANY, INC. | RA1636AC1 | AC | Split System: Air-Cooled Condensing Unit, Coil with Blower | RA1636AC1 |  | RCFL-H*3621 | 13 | 15.5 | Yes | Yes | 2015-02-11 |  | 1
FALSE | RA1448AD1 | 4762 | 7600558 | RHEEM SALES COMPANY, INC. | RA1448AC1 | AC | Split System: Air-Cooled Condensing Unit, Coil with Blower | RA1448AC1 |  | RCF4821STAM | 12 | 14.5 | Yes | Yes | 2015-02-11 |  | 0
FALSE | RA1436AD1 | 4760 | 7599704 | RHEEM SALES COMPANY, INC. | RA1436AC1 | AC | Split System: Air-Cooled Condensing Unit, Coil with Blower | RA1436AC1 |  | RCFL-H*3617 | 12.5 | 15 | Yes | Yes | 2015-02-11 |  | 1
FALSE | RA1336AD1 | 4824 | 7508521 | RHEEM SALES COMPANY, INC. | RA1336AC1 | AC | Split System: Air-Cooled Condensing Unit, Coil with Blower | RA1336AC1 |  | RCQD-3624 | 12 | 14.5 | Yes | Yes | 2015-02-11 |  | 0
FALSE | RA1636AJ1 | 4917 | 7941412 | RHEEM SALES COMPANY, INC. | RA1636AC1 | AC | Split System: Air-Cooled Condensing Unit, Coil with Blower | RA1636AC1 |  | RCF3621MTAM | 13 | 16 | Yes | Yes | 2015-02-11 |  | 2
FALSE | RA1636AJ1 | 4917 | 7941485 | RHEEM SALES COMPANY, INC. | RA1636AC1 | AC | Split System: Air-Cooled Condensing Unit, Coil with Blower | RA1636AC1 |  | RCF3624HTAM | 13 | 16 | Yes | Yes | 2015-02-11 |  | 2
TRUE | RA1642AC1 | 4918 | 7942269 | RHEEM SALES COMPANY, INC. | RA1642AC1 | AC | Split System: Air-Cooled Condensing Unit, Coil Alone | RA1642AC1 |  | RCF4821STAM+RXMD-C04 | 12.2 | 14.5 | Yes | Yes | 2015-02-11 |  | 0
FALSE | RA1318AJ1 | 4821 | 7507597 | RHEEM SALES COMPANY, INC. | RA1318AJ1 | AC | Split System: Air-Cooled Condensing Unit, Coil with Blower | RA1318AJ1 |  | RCQD-2417 | 12 | 14.5 | Yes | Yes | 2015-02-11 |  | 0
FALSE | RA1648AJ1 | 4919 | 7942938 | RHEEM SALES COMPANY, INC. | RA1648AC1 | AC | Split System: Air-Cooled Condensing Unit, Coil with Blower | RA1648AC1 |  | RCF4824HTAM | 13 | 16 | Yes | Yes | 2015-02-11 |  | 2
FALSE | RA1436AD1 | 4760 | 7599712 | RHEEM SALES COMPANY, INC. | RA1436AC1 | AC | Split System: Air-Cooled Condensing Unit, Coil with Blower | RA1436AC1 |  | RCFL-H*3621 | 12.5 | 15 | Yes | Yes | 2015-02-11 |  | 1
FALSE | RA1648AJ1 | 4919 | 7943151 | RHEEM SALES COMPANY, INC. | RA1648AC1 | AC | Split System: Air-Cooled Condensing Unit, Coil with Blower | RA1648AC1 |  | RCQD-4821 | 13 | 16 | Yes | Yes | 2015-02-11 |  | 2
FALSE | RA1436AD1 | 4760 | 7599775 | RHEEM SALES COMPANY, INC. | RA1436AD1 | AC | Split System: Air-Cooled Condensing Unit, Coil with Blower | RA1436AD1 |  | RCF3621MTAM | 13 | 15.5 | Yes | Yes | 2015-02-11 |  | 1
FALSE | RA1442AD1 | 4761 | 7492131 | RHEEM SALES COMPANY, INC. | RA1442AJ1 | AC | Split System: Air-Cooled Condensing Unit, Coil with Blower | RA1442AJ1 |  | RCFN-H*4824 | 12.5 | 15.1 | Yes | Yes | 2015-02-11 |  | 1
FALSE | RA1418AJ1 | 4757 | 7884959 | RHEEM SALES COMPANY, INC. | RA1418AJ1 | AC | Split System: Air-Cooled Condensing Unit, Coil with Blower | RA1418AJ1 |  | RF1T2421MTAN | 13 | 15.5 | Yes | Yes | 2015-02-11 |  | 1
FALSE | RA1436AD1 | 4760 | 7493648 | RHEEM SALES COMPANY, INC. | RA1436AJ1 | AC | Split System: Air-Cooled Condensing Unit, Coil Alone | RA1436AJ1 |  | RCF3624HTAM+RXMD-C04 | 12 | 14.5 | Yes | Yes | 2015-02-11 |  | 0
FALSE | RA1318AJ1 | 4821 | 7507485 | RHEEM SALES COMPANY, INC. | RA1318AJ1 | AC | Split System: Air-Cooled Condensing Unit, Coil with Blower | RA1318AJ1 |  | RCF2421MTAM | 12 | 14.5 | Yes | Yes | 2015-02-11 |  | 0
FALSE | RA1436AD1 | 4760 | 7600049 | RHEEM SALES COMPANY, INC. | RA1436AD1 | AC | Split System: Air-Cooled Condensing Unit, Coil with Blower | RA1436AD1 |  | RCFL-H*3821 | 13 | 15.5 | Yes | Yes | 2015-02-11 |  | 1
FALSE | RA1648AJ1 | 4919 | 7943269 | RHEEM SALES COMPANY, INC. | RA1648AJ1 | AC | Split System: Air-Cooled Condensing Unit, Coil with Blower | RA1648AJ1 |  | RCF4824HTAM | 13 | 16 | Yes | Yes | 2015-02-11 |  | 2
FALSE | RA1318AJ1 | 4821 | 7507448 | RHEEM SALES COMPANY, INC. | RA1318AJ1 | AC | Split System: Air-Cooled Condensing Unit, Coil with Blower | RA1318AJ1 |  | RCF2417STAM | 12 | 14.5 | Yes | Yes | 2015-02-11 |  | 0
FALSE | RA1642AJ1 | 4918 | 7942335 | RHEEM SALES COMPANY, INC. | RA1642AC1 | AC | Split System: Air-Cooled Condensing Unit, Coil with Blower | RA1642AC1 |  | RCF4824STAM | 13 | 16 | Yes | Yes | 2015-02-11 |  | 2
FALSE | RA1642AJ1 | 4918 | 7944221 | RHEEM SALES COMPANY, INC. | RA1642AJ1 | AC | Split System: Air-Cooled Condensing Unit, Coil with Blower | RA1642AJ1 |  | RCF4824HTAM | 13 | 16 | Yes | Yes | 2015-02-11 |  | 2
FALSE | RA1336AD1 | 4824 | 7508545 | RHEEM SALES COMPANY, INC. | RA1336AC1 | AC | Split System: Air-Cooled Condensing Unit, Coil with Blower | RA1336AC1 |  | RH1V3621MTAN | 12 | 14.5 | Yes | Yes | 2015-02-11 |  | 0
FALSE | RA1630AJ1 | 4916 | 7941079 | RHEEM SALES COMPANY, INC. | RA1630AJ1 | AC | Split System: Air-Cooled Condensing Unit, Coil with Blower | RA1630AJ1 |  | RCF3624MTAM | 13 | 16 | Yes | Yes | 2015-02-11 |  | 2
FALSE | RA1660AC1 | 4920 | 7943864 | RHEEM SALES COMPANY, INC. | RA1660AC1 | AC | Split System: Air-Cooled Condensing Unit, Coil with Blower | RA1660AC1 |  | RCFL-H*6024 | 12.5 | 15.1 | Yes | Yes | 2015-02-11 |  | 1
FALSE | RA1442AD1 | 4761 | 7600532 | RHEEM SALES COMPANY, INC. | RA1442AJ1 | AC | Split System: Air-Cooled Condensing Unit, Coil with Blower | RA1442AJ1 |  | RCF4824STAM | 12 | 14.5 | Yes | Yes | 2015-02-11 |  | 0
FALSE | RA1624AJ1 | 4915 | 7940651 | RHEEM SALES COMPANY, INC. | RA1624AJ1 | AC | Split System: Air-Cooled Condensing Unit, Coil with Blower | RA1624AJ1 |  | RCF2421HTAM | 13 | 16 | Yes | Yes | 2015-02-11 |  | 2
FALSE | RA1642AJ1 | 4918 | 7942622 | RHEEM SALES COMPANY, INC. | RA1642AJ1 | AC | Split System: Air-Cooled Condensing Unit, Coil with Blower | RA1642AJ1 |  | RCF4824HTAM | 13 | 16 | Yes | Yes | 2015-02-11 |  | 2
FALSE | RA1460AD1 | 4763 | 7600984 | RHEEM SALES COMPANY, INC. | RA1460AD1 | AC | Split System: Air-Cooled Condensing Unit, Coil with Blower | RA1460AD1 |  | RCFL-H*6024 | 12 | 14.5 | Yes | Yes | 2015-02-11 |  | 0
FALSE | RA1630AJ1 | 4916 | 7941242 | RHEEM SALES COMPANY, INC. | RA1630AJ1 | AC | Split System: Air-Cooled Condensing Unit, Coil with Blower | RA1630AJ1 |  | RCFN-H*3624 | 13 | 16 | Yes | Yes | 2015-02-11 |  | 2
FALSE | RA1424AJ1 | 4758 | 7490794 | RHEEM SALES COMPANY, INC. | RA1424AJ1 | AC | Split System: Air-Cooled Condensing Unit, Coil with Blower | RA1424AJ1 |  | RCF2421HTAM | 12.5 | 15.1 | Yes | Yes | 2015-02-11 |  | 1
FALSE | RA1448AD1 | 4762 | 7492488 | RHEEM SALES COMPANY, INC. | RA1448AJ1 | AC | Split System: Air-Cooled Condensing Unit, Coil with Blower | RA1448AJ1 |  | RCFN-H*4824 | 12.5 | 15 | Yes | Yes | 2015-02-11 |  | 1
FALSE | RA1648AJ1 | 4919 | 7943224 | RHEEM SALES COMPANY, INC. | RA1648AJ1 | AC | Split System: Air-Cooled Condensing Unit, Coil with Blower | RA1648AJ1 |  | RCF4821STAM | 13 | 16 | Yes | Yes | 2015-02-11 |  | 2
FALSE | RA1448AD1 | 4762 | 7600604 | RHEEM SALES COMPANY, INC. | RA1448AD1 | AC | Split System: Air-Cooled Condensing Unit, Coil with Blower | RA1448AD1 |  | RCF4821STAM | 12 | 14.5 | Yes | Yes | 2015-02-11 |  | 0
FALSE | RA1460AD1 | 4763 | 7945189 | RHEEM SALES COMPANY, INC. | RA1460AC1 | AC | Split System: Air-Cooled Condensing Unit, Coil with Blower | RA1460AC1 |  | RCF6024STAM | 12 | 14.5 | Yes | Yes | 2015-02-11 |  | 0
FALSE | RA1430AJ1 | 4759 | 7491193 | RHEEM SALES COMPANY, INC. | RA1430AJ1 | AC | Split System: Air-Cooled Condensing Unit, Coil with Blower | RA1430AJ1 |  | RCFL-H*3824 | 13 | 15.5 | Yes | Yes | 2015-02-11 |  | 1
FALSE | RA1424AJ1 | 4758 | 7493667 | RHEEM SALES COMPANY, INC. | RA1424AJ1 | AC | Split System: Air-Cooled Condensing Unit, Coil with Blower | RA1424AJ1 |  | RHKL-HM2417 | 12.5 | 15 | Yes | Yes | 2015-02-11 |  | 1
FALSE | RA1636AJ1 | 4917 | 7942114 | RHEEM SALES COMPANY, INC. | RA1636AJ1 | AC | Split System: Air-Cooled Condensing Unit, Coil with Blower | RA1636AJ1 |  | RCFL-H*3824 | 13 | 15.5 | Yes | Yes | 2015-02-11 |  | 1
FALSE | RA1436AD1 | 4760 | 7945061 | RHEEM SALES COMPANY, INC. | RA1436AJ1 | AC | Split System: Air-Cooled Condensing Unit, Coil with Blower | RA1436AJ1 |  | RCF3621STAM | 12.5 | 15 | Yes | Yes | 2015-02-11 |  | 1
FALSE | RA1330AJ1 | 4823 | 7507959 | RHEEM SALES COMPANY, INC. | RA1330AJ1 | AC | Split System: Air-Cooled Condensing Unit, Coil with Blower | RA1330AJ1 |  | RCF3624MTAM | 12 | 14.5 | Yes | Yes | 2015-02-11 |  | 0
FALSE | RA1442AD1 | 4761 | 7492093 | RHEEM SALES COMPANY, INC. | RA1442AJ1 | AC | Split System: Air-Cooled Condensing Unit, Coil with Blower | RA1442AJ1 |  | RCFL-H*4821 | 12 | 14.5 | Yes | Yes | 2015-02-11 |  | 0
FALSE | RA1424AJ1 | 4758 | 7601342 | RHEEM SALES COMPANY, INC. | RA1424AJ1 | AC | Split System: Air-Cooled Condensing Unit, Coil with Blower | RA1424AJ1 |  | RCF2417STAM | 12.5 | 15.1 | Yes | Yes | 2015-02-11 |  | 1
FALSE | RA1442AD1 | 4761 | 7493687 | RHEEM SALES COMPANY, INC. | RA1442AC1 | AC | Split System: Air-Cooled Condensing Unit, Coil with Blower | RA1442AC1 |  | RHLL-HM4821 | 12 | 14.5 | Yes | Yes | 2015-02-11 |  | 0
FALSE | RA1418AJ1 | 4757 | 7490640 | RHEEM SALES COMPANY, INC. | RA1418AJ1 | AC | Split System: Air-Cooled Condensing Unit, Coil with Blower | RA1418AJ1 |  | RCFL-H*2617 | 13 | 16 | Yes | Yes | 2015-02-11 |  | 2
FALSE | RA1430AJ1 | 4759 | 7599633 | RHEEM SALES COMPANY, INC. | RA1430AJ1 | AC | Split System: Air-Cooled Condensing Unit, Coil with Blower | RA1430AJ1 |  | RCF3624HTAM | 13 | 16 | Yes | Yes | 2015-02-11 |  | 2
FALSE | RA1624AJ1 | 4915 | 7940643 | RHEEM SALES COMPANY, INC. | RA1624AJ1 | AC | Split System: Air-Cooled Condensing Unit, Coil with Blower | RA1624AJ1 |  | RCF2417STAM | 13 | 16 | Yes | Yes | 2015-02-11 |  | 2
FALSE | RA1642AJ1 | 4918 | 7942677 | RHEEM SALES COMPANY, INC. | RA1642AJ1 | AC | Split System: Air-Cooled Condensing Unit, Coil with Blower | RA1642AJ1 |  | RCF4824STAM | 13 | 16 | Yes | Yes | 2015-02-11 |  | 2
FALSE | RA1648AJ1 | 4919 | 7943325 | RHEEM SALES COMPANY, INC. | RA1648AJ1 | AC | Split System: Air-Cooled Condensing Unit, Coil with Blower | RA1648AJ1 |  | RCF4824STAM | 13 | 15.5 | Yes | Yes | 2015-02-11 |  | 1
FALSE | RA1442AD1 | 4761 | 7501151 | RHEEM SALES COMPANY, INC. | RA1442AJ1 | AC | Split System: Air-Cooled Condensing Unit, Coil with Blower | RA1442AJ1 |  | RCFL-H*4824 | 12 | 14.5 | Yes | Yes | 2015-02-11 |  | 0
FALSE | RA1436AD1 | 4760 | 7491327 | RHEEM SALES COMPANY, INC. | RA1436AC1 | AC | Split System: Air-Cooled Condensing Unit, Coil with Blower | RA1436AC1 |  | RCF3624HTAM | 13 | 16 | Yes | Yes | 2015-02-11 |  | 2
FALSE | RA1648AJ1 | 4919 | 7943416 | RHEEM SALES COMPANY, INC. | RA1648AJ1 | AC | Split System: Air-Cooled Condensing Unit, Coil with Blower | RA1648AJ1 |  | RCFL-H*4824 | 13 | 15.5 | Yes | Yes | 2015-02-11 |  | 1
FALSE | RA1336AD1 | 4824 | 7508529 | RHEEM SALES COMPANY, INC. | RA1336AC1 | AC | Split System: Air-Cooled Condensing Unit, Coil with Blower | RA1336AC1 |  | RCQD-3624 | 12.5 | 15 | Yes | Yes | 2015-02-11 |  | 1
FALSE | RA1436AD1 | 4760 | 7522131 | RHEEM SALES COMPANY, INC. | RA1436AJ1 | AC | Split System: Air-Cooled Condensing Unit, Coil with Blower | RA1436AJ1 |  | RHBL-FR36T | 13 | 15.5 | Yes | Yes | 2015-02-11 |  | 1
FALSE | RA1636AJ1 | 4917 | 7941939 | RHEEM SALES COMPANY, INC. | RA1636AJ1 | AC | Split System: Air-Cooled Condensing Unit, Coil with Blower | RA1636AJ1 |  | RCF3624MTAM | 13 | 16 | Yes | Yes | 2015-02-11 |  | 2
FALSE | RA1630AJ1 | 4916 | 7941217 | RHEEM SALES COMPANY, INC. | RA1630AJ1 | AC | Split System: Air-Cooled Condensing Unit, Coil with Blower | RA1630AJ1 |  | RCFL-H*3824 | 13 | 16 | Yes | Yes | 2015-02-11 |  | 2
FALSE | RA1648AJ1 | 4919 | 7943212 | RHEEM SALES COMPANY, INC. | RA1648AC1 | AC | Split System: Air-Cooled Condensing Unit, Coil with Blower | RA1648AC1 |  | RH2T4824MTAN | 13 | 16 | Yes | Yes | 2015-02-11 |  | 2
FALSE | RA1448AD1 | 4762 | 7501196 | RHEEM SALES COMPANY, INC. | RA1448AJ1 | AC | Split System: Air-Cooled Condensing Unit, Coil with Blower | RA1448AJ1 |  | RCF4821STAM | 12 | 14.5 | Yes | Yes | 2015-02-11 |  | 0
FALSE | RA1660AC1 | 4920 | 7943862 | RHEEM SALES COMPANY, INC. | RA1660AC1 | AC | Split System: Air-Cooled Condensing Unit, Coil with Blower | RA1660AC1 |  | RCFL-H*6024 | 13 | 16 | Yes | Yes | 2015-02-11 |  | 2
FALSE | RA1436AD1 | 4760 | 7491319 | RHEEM SALES COMPANY, INC. | RA1436AC1 | AC | Split System: Air-Cooled Condensing Unit, Coil with Blower | RA1436AC1 |  | RCF3624HTAM | 13 | 16 | Yes | Yes | 2015-02-11 |  | 2
FALSE | RA1424AJ1 | 4758 | 7490817 | RHEEM SALES COMPANY, INC. | RA1424AJ1 | AC | Split System: Air-Cooled Condensing Unit, Coil with Blower | RA1424AJ1 |  | RCF2421MTAM | 12.5 | 15.1 | Yes | Yes | 2015-02-11 |  | 1
FALSE | RA1630AJ1 | 4916 | 7941227 | RHEEM SALES COMPANY, INC. | RA1630AJ1 | AC | Split System: Air-Cooled Condensing Unit, Coil with Blower | RA1630AJ1 |  | RCFL-H*3824 | 13 | 16 | Yes | Yes | 2015-02-11 |  | 2
FALSE | RA1660AC1 | 4920 | 7943710 | RHEEM SALES COMPANY, INC. | RA1660AJ1 | AC | Split System: Air-Cooled Condensing Unit, Coil with Blower | RA1660AJ1 |  | RCQD-6024 | 12 | 14.5 | Yes | Yes | 2015-02-11 |  | 0
FALSE | RA1436AD1 | 4760 | 7599824 | RHEEM SALES COMPANY, INC. | RA1436AD1 | AC | Split System: Air-Cooled Condensing Unit, Coil with Blower | RA1436AD1 |  | RCF3621STAM | 12 | 14.5 | Yes | Yes | 2015-02-11 |  | 0
FALSE | RA1642AJ1 | 4918 | 7942731 | RHEEM SALES COMPANY, INC. | RA1642AJ1 | AC | Split System: Air-Cooled Condensing Unit, Coil with Blower | RA1642AJ1 |  | RCFL-H*4824 | 13 | 16 | Yes | Yes | 2015-02-11 |  | 2
FALSE | RA1418AJ1 | 4757 | 7601328 | RHEEM SALES COMPANY, INC. | RA1418AJ1 | AC | Split System: Air-Cooled Condensing Unit, Coil with Blower | RA1418AJ1 |  | RCFL-H*2621 | 13 | 16 | Yes | Yes | 2015-02-11 |  | 2
FALSE | RA1448AD1 | 4762 | 7600860 | RHEEM SALES COMPANY, INC. | RA1448AD1 | AC | Split System: Air-Cooled Condensing Unit, Coil with Blower | RA1448AD1 |  | RHKL-HM4824 | 12 | 14.5 | Yes | Yes | 2015-02-11 |  | 0
FALSE | RA1648AJ1 | 4919 | 7942895 | RHEEM SALES COMPANY, INC. | RA1648AC1 | AC | Split System: Air-Cooled Condensing Unit, Coil with Blower | RA1648AC1 |  | RCF4821STAM | 12.5 | 15.1 | Yes | Yes | 2015-02-11 |  | 1
FALSE | RA1648AJ1 | 4919 | 7943403 | RHEEM SALES COMPANY, INC. | RA1648AJ1 | AC | Split System: Air-Cooled Condensing Unit, Coil with Blower | RA1648AJ1 |  | RCFL-H*4824 | 12.5 | 15.1 | Yes | Yes | 2015-02-11 |  | 1
FALSE | RA1624AJ1 | 4915 | 7944002 | RHEEM SALES COMPANY, INC. | RA1624AJ1 | AC | Split System: Air-Cooled Condensing Unit, Coil with Blower | RA1624AJ1 |  | RCF2421HTAM | 13 | 15.5 | Yes | Yes | 2015-02-11 |  | 1
FALSE | RA1436AD1 | 4760 | 7599828 | RHEEM SALES COMPANY, INC. | RA1436AD1 | AC | Split System: Air-Cooled Condensing Unit, Coil with Blower | RA1436AD1 |  | RCF3621STAM | 12.5 | 15.1 | Yes | Yes | 2015-02-11 |  | 1
FALSE | RA1442AD1 | 4761 | 7600379 | RHEEM SALES COMPANY, INC. | RA1442AD1 | AC | Split System: Air-Cooled Condensing Unit, Coil with Blower | RA1442AD1 |  | RCF4824STAM | 12 | 14.5 | Yes | Yes | 2015-02-11 |  | 0
FALSE | RA1642AJ1 | 4918 | 7942361 | RHEEM SALES COMPANY, INC. | RA1642AC1 | AC | Split System: Air-Cooled Condensing Unit, Coil with Blower | RA1642AC1 |  | RCFL-H*4821 | 12.5 | 15.1 | Yes | Yes | 2015-02-11 |  | 1
FALSE | RA1424AJ1 | 4758 | 7490869 | RHEEM SALES COMPANY, INC. | RA1424AJ1 | AC | Split System: Air-Cooled Condensing Unit, Coil with Blower | RA1424AJ1 |  | RCFL-H*2621 | 12.5 | 15.1 | Yes | Yes | 2015-02-11 |  | 1
FALSE | RA1418AJ1 | 4757 | 7490628 | RHEEM SALES COMPANY, INC. | RA1418AJ1 | AC | Split System: Air-Cooled Condensing Unit, Coil with Blower | RA1418AJ1 |  | RCFL-H*2417 | 13 | 15.5 | Yes | Yes | 2015-02-11 |  | 1
FALSE | RA1330AJ1 | 4823 | 7507962 | RHEEM SALES COMPANY, INC. | RA1330AJ1 | AC | Split System: Air-Cooled Condensing Unit, Coil with Blower | RA1330AJ1 |  | RCF3624MTAM | 12.5 | 15.1 | Yes | Yes | 2015-02-11 |  | 1
FALSE | RA1642AJ1 | 4918 | 7942889 | RHEEM SALES COMPANY, INC. | RA1642AJ1 | AC | Split System: Air-Cooled Condensing Unit, Coil with Blower | RA1642AJ1 |  | RH1V4821STAN | 13 | 15.5 | Yes | Yes | 2015-02-11 |  | 1
FALSE | RA1636AJ1 | 4917 | 7942136 | RHEEM SALES COMPANY, INC. | RA1636AJ1 | AC | Split System: Air-Cooled Condensing Unit, Coil with Blower | RA1636AJ1 |  | RCFL-H*3824 | 13 | 16 | Yes | Yes | 2015-02-11 |  | 2
FALSE | RA1630AJ1 | 4916 | 7941130 | RHEEM SALES COMPANY, INC. | RA1630AJ1 | AC | Split System: Air-Cooled Condensing Unit, Coil with Blower | RA1630AJ1 |  | RCFL-H*3621 | 13 | 16 | Yes | Yes | 2015-02-11 |  | 2
FALSE | RA1448AD1 | 4762 | 7600765 | RHEEM SALES COMPANY, INC. | RA1448AD1 | AC | Split System: Air-Cooled Condensing Unit, Coil with Blower | RA1448AD1 |  | RCFN-H*4824 | 12.5 | 15.1 | Yes | Yes | 2015-02-11 |  | 1
FALSE | RA1436AD1 | 4760 | 7491803 | RHEEM SALES COMPANY, INC. | RA1436AJ1 | AC | Split System: Air-Cooled Condensing Unit, Coil with Blower | RA1436AJ1 |  | RCQD-3624 | 13 | 16 | Yes | Yes | 2015-02-11 |  | 2
FALSE | RA1436AD1 | 4760 | 7491432 | RHEEM SALES COMPANY, INC. | RA1436AC1 | AC | Split System: Air-Cooled Condensing Unit, Coil with Blower | RA1436AC1 |  | RCFL-H*3821 | 13 | 16 | Yes | Yes | 2015-02-11 |  | 2
FALSE | RA1336AD1 | 4824 | 7508842 | RHEEM SALES COMPANY, INC. | RA1336AJ1 | AC | Split System: Air-Cooled Condensing Unit, Coil with Blower | RA1336AJ1 |  | RCFN-H*3624 | 12.5 | 15.1 | Yes | Yes | 2015-02-11 |  | 1
FALSE | RA1642AJ1 | 4918 | 7942391 | RHEEM SALES COMPANY, INC. | RA1642AC1 | AC | Split System: Air-Cooled Condensing Unit, Coil with Blower | RA1642AC1 |  | RCFL-H*4821 | 13 | 15.5 | Yes | Yes | 2015-02-11 |  | 1
FALSE | RA1648AJ1 | 4919 | 7944264 | RHEEM SALES COMPANY, INC. | RA1648AJ1 | AC | Split System: Air-Cooled Condensing Unit, Coil with Blower | RA1648AJ1 |  | RCF4824HTAM | 13 | 16 | Yes | Yes | 2015-02-11 |  | 2
FALSE | RA1336AD1 | 4824 | 7508319 | RHEEM SALES COMPANY, INC. | RA1336AC1 | AC | Split System: Air-Cooled Condensing Unit, Coil with Blower | RA1336AC1 |  | RCF3624MTAM | 12 | 14.5 | Yes | Yes | 2015-02-11 |  | 0
FALSE | RA1636AJ1 | 4917 | 7941751 | RHEEM SALES COMPANY, INC. | RA1636AC1 | AC | Split System: Air-Cooled Condensing Unit, Coil with Blower | RA1636AC1 |  | RCQD-3624 | 13 | 16 | Yes | Yes | 2015-02-11 |  | 2
FALSE | RA1660AC1 | 4920 | 7943547 | RHEEM SALES COMPANY, INC. | RA1660AJ1 | AC | Split System: Air-Cooled Condensing Unit, Coil with Blower | RA1660AJ1 |  | RCF6024HTAM | 13 | 15.5 | Yes | Yes | 2015-02-11 |  | 1
FALSE | RA1624AJ1 | 4915 | 7940781 | RHEEM SALES COMPANY, INC. | RA1624AJ1 | AC | Split System: Air-Cooled Condensing Unit, Coil with Blower | RA1624AJ1 |  | RCFL-H*2621 | 13 | 16 | Yes | Yes | 2015-02-11 |  | 2
FALSE | RA1624AJ1 | 4915 | 7940873 | RHEEM SALES COMPANY, INC. | RA1624AJ1 | AC | Split System: Air-Cooled Condensing Unit, Coil with Blower | RA1624AJ1 |  | RCQD-2417 | 13 | 16 | Yes | Yes | 2015-02-11 |  | 2
FALSE | RA1642AJ1 | 4918 | 7942492 | RHEEM SALES COMPANY, INC. | RA1642AC1 | AC | Split System: Air-Cooled Condensing Unit, Coil with Blower | RA1642AC1 |  | RCQD-4821 | 13 | 15.5 | Yes | Yes | 2015-02-11 |  | 1
FALSE | RA1324AJ1 | 4822 | 7507678 | RHEEM SALES COMPANY, INC. | RA1324AJ1 | AC | Split System: Air-Cooled Condensing Unit, Coil with Blower | RA1324AJ1 |  | RCF2421HTAM | 12 | 14.5 | Yes | Yes | 2015-02-11 |  | 0
FALSE | RA1324AJ1 | 4822 | 7507829 | RHEEM SALES COMPANY, INC. | RA1324AJ1 | AC | Split System: Air-Cooled Condensing Unit, Coil with Blower | RA1324AJ1 |  | RCFN-H*2421 | 12 | 14.5 | Yes | Yes | 2015-02-11 |  | 0
FALSE | RA1648AJ1 | 4919 | 7943524 | RHEEM SALES COMPANY, INC. | RA1648AJ1 | AC | Split System: Air-Cooled Condensing Unit, Coil with Blower | RA1648AJ1 |  | RCQD-4824 | 13 | 16 | Yes | Yes | 2015-02-11 |  | 2
FALSE | RA1442AD1 | 4761 | 7600254 | RHEEM SALES COMPANY, INC. | RA1442AC1 | AC | Split System: Air-Cooled Condensing Unit, Coil with Blower | RA1442AC1 |  | RCFL-H*4821 | 12 | 14.5 | Yes | Yes | 2015-02-11 |  | 0
FALSE | RA1448AD1 | 4762 | 7600618 | RHEEM SALES COMPANY, INC. | RA1448AD1 | AC | Split System: Air-Cooled Condensing Unit, Coil with Blower | RA1448AD1 |  | RCF4821STAM | 12 | 14.5 | Yes | Yes | 2015-02-11 |  | 0
FALSE | RA1642AJ1 | 4918 | 7942669 | RHEEM SALES COMPANY, INC. | RA1642AJ1 | AC | Split System: Air-Cooled Condensing Unit, Coil with Blower | RA1642AJ1 |  | RCF4824STAM | 13 | 15.5 | Yes | Yes | 2015-02-11 |  | 1
FALSE | RA1424AJ1 | 4758 | 7490891 | RHEEM SALES COMPANY, INC. | RA1424AJ1 | AC | Split System: Air-Cooled Condensing Unit, Coil with Blower | RA1424AJ1 |  | RCFL-H*2621 | 12.5 | 15.1 | Yes | Yes | 2015-02-11 |  | 1
FALSE | RA1424AJ1 | 4758 | 7493626 | RHEEM SALES COMPANY, INC. | RA1424AJ1 | AC | Split System: Air-Cooled Condensing Unit, Coil with Blower | RA1424AJ1 |  | RBHP-17 | 12.5 | 15 | Yes | Yes | 2015-02-11 |  | 1
FALSE | RA1436AD1 | 4760 | 7599882 | RHEEM SALES COMPANY, INC. | RA1436AD1 | AC | Split System: Air-Cooled Condensing Unit, Coil with Blower | RA1436AD1 |  | RCF3624MTAM | 13 | 16 | Yes | Yes | 2015-02-11 |  | 2
FALSE | RA1336AD1 | 4824 | 7508850 | RHEEM SALES COMPANY, INC. | RA1336AJ1 | AC | Split System: Air-Cooled Condensing Unit, Coil with Blower | RA1336AJ1 |  | RCFN-H*3624 | 12 | 14.5 | Yes | Yes | 2015-02-11 |  | 0
FALSE | RA1636AJ1 | 4917 | 7941525 | RHEEM SALES COMPANY, INC. | RA1636AC1 | AC | Split System: Air-Cooled Condensing Unit, Coil with Blower | RA1636AC1 |  | RCF3624MTAM | 13 | 16 | Yes | Yes | 2015-02-11 |  | 2
FALSE | RA1448AD1 | 4762 | 7492502 | RHEEM SALES COMPANY, INC. | RA1448AJ1 | AC | Split System: Air-Cooled Condensing Unit, Coil with Blower | RA1448AJ1 |  | RCFN-H*4824 | 12.5 | 15.1 | Yes | Yes | 2015-02-11 |  | 1
FALSE | RA1636AJ1 | 4917 | 7941527 | RHEEM SALES COMPANY, INC. | RA1636AC1 | AC | Split System: Air-Cooled Condensing Unit, Coil with Blower | RA1636AC1 |  | RCF3624MTAM | 13 | 16 | Yes | Yes | 2015-02-11 |  | 2
FALSE | RA1624AJ1 | 4915 | 7940725 | RHEEM SALES COMPANY, INC. | RA1624AJ1 | AC | Split System: Air-Cooled Condensing Unit, Coil with Blower | RA1624AJ1 |  | RCFL-H*2417 | 13 | 15.5 | Yes | Yes | 2015-02-11 |  | 1
FALSE | RA1648AJ1 | 4919 | 7943223 | RHEEM SALES COMPANY, INC. | RA1648AJ1 | AC | Split System: Air-Cooled Condensing Unit, Coil with Blower | RA1648AJ1 |  | RCF4821STAM | 13 | 15.5 | Yes | Yes | 2015-02-11 |  | 1
FALSE | RA1660AC1 | 4920 | 7943912 | RHEEM SALES COMPANY, INC. | RA1660AC1 | AC | Split System: Air-Cooled Condensing Unit, Coil with Blower | RA1660AC1 |  | RCQD-6024 | 12 | 14.5 | Yes | Yes | 2015-02-11 |  | 0
FALSE | RA1624AJ1 | 4915 | 7940636 | RHEEM SALES COMPANY, INC. | RA1624AJ1 | AC | Split System: Air-Cooled Condensing Unit, Coil with Blower | RA1624AJ1 |  | RCF2417STAM | 13 | 16 | Yes | Yes | 2015-02-11 |  | 2
FALSE | RA1336AD1 | 4824 | 7508683 | RHEEM SALES COMPANY, INC. | RA1336AJ1 | AC | Split System: Air-Cooled Condensing Unit, Coil with Blower | RA1336AJ1 |  | RCF3624MTAM | 12 | 14.5 | Yes | Yes | 2015-02-11 |  | 0
FALSE | RA1436AD1 | 4760 | 7491785 | RHEEM SALES COMPANY, INC. | RA1436AJ1 | AC | Split System: Air-Cooled Condensing Unit, Coil with Blower | RA1436AJ1 |  | RCQD-3621 | 13 | 16 | Yes | Yes | 2015-02-11 |  | 2
FALSE | RA1336AD1 | 4824 | 7508889 | RHEEM SALES COMPANY, INC. | RA1336AJ1 | AC | Split System: Air-Cooled Condensing Unit, Coil with Blower | RA1336AJ1 |  | RCQD-3624 | 12 | 14.5 | Yes | Yes | 2015-02-11 |  | 0
FALSE | RA1418AJ1 | 4757 | 7490639 | RHEEM SALES COMPANY, INC. | RA1418AJ1 | AC | Split System: Air-Cooled Condensing Unit, Coil with Blower | RA1418AJ1 |  | RCFL-H*2617 | 13 | 16 | Yes | Yes | 2015-02-11 |  | 2
FALSE | RA1436AD1 | 4760 | 7600020 | RHEEM SALES COMPANY, INC. | RA1436AD1 | AC | Split System: Air-Cooled Condensing Unit, Coil with Blower | RA1436AD1 |  | RCFL-H*3821 | 12.5 | 15.1 | Yes | Yes | 2015-02-11 |  | 1
FALSE | RA1636AJ1 | 4917 | 7941829 | RHEEM SALES COMPANY, INC. | RA1636AJ1 | AC | Split System: Air-Cooled Condensing Unit, Coil with Blower | RA1636AJ1 |  | RCF3621MTAM | 13 | 15.5 | Yes | Yes | 2015-02-11 |  | 1
FALSE | RA1436AD1 | 4760 | 7599791 | RHEEM SALES COMPANY, INC. | RA1436AD1 | AC | Split System: Air-Cooled Condensing Unit, Coil with Blower | RA1436AD1 |  | RCF3621MTAM | 13 | 16 | Yes | Yes | 2015-02-11 |  | 2
FALSE | RA1648AJ1 | 4919 | 7943078 | RHEEM SALES COMPANY, INC. | RA1648AC1 | AC | Split System: Air-Cooled Condensing Unit, Coil with Blower | RA1648AC1 |  | RCFL-H*4824 | 13 | 15.5 | Yes | Yes | 2015-02-11 |  | 1
FALSE | RA1424AJ1 | 4758 | 7490940 | RHEEM SALES COMPANY, INC. | RA1424AJ1 | AC | Split System: Air-Cooled Condensing Unit, Coil with Blower | RA1424AJ1 |  | RCFN-H*2421 | 13 | 15.5 | Yes | Yes | 2015-02-11 |  | 1
FALSE | RA1642AJ1 | 4918 | 7942234 | RHEEM SALES COMPANY, INC. | RA1642AC1 | AC | Split System: Air-Cooled Condensing Unit, Coil with Blower | RA1642AC1 |  | RCF4821STAM | 13 | 16 | Yes | Yes | 2015-02-11 |  | 2
FALSE | RA1636AJ1 | 4917 | 7941435 | RHEEM SALES COMPANY, INC. | RA1636AC1 | AC | Split System: Air-Cooled Condensing Unit, Coil with Blower | RA1636AC1 |  | RCF3621STAM | 13 | 15.5 | Yes | Yes | 2015-02-11 |  | 1
FALSE | RA1618AJ1 | 4914 | 7940408 | RHEEM SALES COMPANY, INC. | RA1618AJ1 | AC | Split System: Air-Cooled Condensing Unit, Coil with Blower | RA1618AJ1 |  | RCF2421MTAM | 13 | 16 | Yes | Yes | 2015-02-11 |  | 2
FALSE | RA1642AJ1 | 4918 | 7942386 | RHEEM SALES COMPANY, INC. | RA1642AC1 | AC | Split System: Air-Cooled Condensing Unit, Coil with Blower | RA1642AC1 |  | RCFL-H*4821 | 12.5 | 15.1 | Yes | Yes | 2015-02-11 |  | 1
FALSE | RA1660AC1 | 4920 | 7943622 | RHEEM SALES COMPANY, INC. | RA1660AJ1 | AC | Split System: Air-Cooled Condensing Unit, Coil with Blower | RA1660AJ1 |  | RCFL-H*6024 | 12.5 | 15.1 | Yes | Yes | 2015-02-11 |  | 1
FALSE | RA1424AJ1 | 4758 | 7944934 | RHEEM SALES COMPANY, INC. | RA1424AJ1 | AC | Split System: Air-Cooled Condensing Unit, Coil with Blower | RA1424AJ1 |  | RCF2417HTAM | 12.5 | 15.1 | Yes | Yes | 2015-02-11 |  | 1
FALSE | RA1636AJ1 | 4917 | 7941544 | RHEEM SALES COMPANY, INC. | RA1636AC1 | AC | Split System: Air-Cooled Condensing Unit, Coil with Blower | RA1636AC1 |  | RCFL-H*3617 | 12.2 | 14.5 | Yes | Yes | 2015-02-11 |  | 0
FALSE | RA1442AD1 | 4761 | 7945099 | RHEEM SALES COMPANY, INC. | RA1442AD1 | AC | Split System: Air-Cooled Condensing Unit, Coil with Blower | RA1442AD1 |  | RCF4821STAM | 12 | 14.5 | Yes | Yes | 2015-02-11 |  | 0
FALSE | RA1318AJ1 | 4821 | 7507563 | RHEEM SALES COMPANY, INC. | RA1318AJ1 | AC | Split System: Air-Cooled Condensing Unit, Coil with Blower | RA1318AJ1 |  | RCFN-H*2417 | 12.5 | 15.1 | Yes | Yes | 2015-02-11 |  | 1
FALSE | RA1318AJ1 | 4821 | 7983178 | RHEEM SALES COMPANY, INC. | RA1318AJ1 | AC | Split System: Air-Cooled Condensing Unit, Coil with Blower | RA1318AJ1 |  | RCF2417STAM | 12 | 14.5 | Yes | Yes | 2015-02-11 |  | 0
FALSE | RA1330AJ1 | 4823 | 7508035 | RHEEM SALES COMPANY, INC. | RA1330AJ1 | AC | Split System: Air-Cooled Condensing Unit, Coil with Blower | RA1330AJ1 |  | RCFL-H*3821 | 12 | 14.5 | Yes | Yes | 2015-02-11 |  | 0
FALSE | RA1436AD1 | 4760 | 7491448 | RHEEM SALES COMPANY, INC. | RA1436AC1 | AC | Split System: Air-Cooled Condensing Unit, Coil with Blower | RA1436AC1 |  | RCFL-H*3824 | 13 | 15.5 | Yes | Yes | 2015-02-11 |  | 1
FALSE | RA1630AJ1 | 4916 | 7941120 | RHEEM SALES COMPANY, INC. | RA1630AJ1 | AC | Split System: Air-Cooled Condensing Unit, Coil with Blower | RA1630AJ1 |  | RCFL-H*3621 | 13 | 16 | Yes | Yes | 2015-02-11 |  | 2
FALSE | RA1436AD1 | 4760 | 7601471 | RHEEM SALES COMPANY, INC. | RA1436AJ1 | AC | Split System: Air-Cooled Condensing Unit, Coil with Blower | RA1436AJ1 |  | RCF3624MTAM | 13 | 15.5 | Yes | Yes | 2015-02-11 |  | 1
FALSE | RA1436AD1 | 4760 | 7501014 | RHEEM SALES COMPANY, INC. | RA1436AC1 | AC | Split System: Air-Cooled Condensing Unit, Coil with Blower | RA1436AC1 |  | RCF3621MTAM | 13 | 15.5 | Yes | Yes | 2015-02-11 |  | 1
FALSE | RA1636AJ1 | 4917 | 7941868 | RHEEM SALES COMPANY, INC. | RA1636AJ1 | AC | Split System: Air-Cooled Condensing Unit, Coil with Blower | RA1636AJ1 |  | RCF3621STAM | 12.5 | 15.1 | Yes | Yes | 2015-02-11 |  | 1
FALSE | RA1636AJ1 | 4917 | 7941443 | RHEEM SALES COMPANY, INC. | RA1636AC1 | AC | Split System: Air-Cooled Condensing Unit, Coil with Blower | RA1636AC1 |  | RCF3621STAM | 12.5 | 15.1 | Yes | Yes | 2015-02-11 |  | 1
FALSE | RA1418AJ1 | 4757 | 7490540 | RHEEM SALES COMPANY, INC. | RA1418AJ1 | AC | Split System: Air-Cooled Condensing Unit, Coil with Blower | RA1418AJ1 |  | RCF2417MTAM | 13 | 16 | Yes | Yes | 2015-02-11 |  | 2
FALSE | RA1642AJ1 | 4918 | 7942235 | RHEEM SALES COMPANY, INC. | RA1642AC1 | AC | Split System: Air-Cooled Condensing Unit, Coil with Blower | RA1642AC1 |  | RCF4821STAM | 13 | 15.5 | Yes | Yes | 2015-02-11 |  | 1
FALSE | RA1642AJ1 | 4918 | 7942360 | RHEEM SALES COMPANY, INC. | RA1642AC1 | AC | Split System: Air-Cooled Condensing Unit, Coil with Blower | RA1642AC1 |  | RCFL-H*4821 | 12.5 | 15.1 | Yes | Yes | 2015-02-11 |  | 1
FALSE | RA1624AJ1 | 4915 | 7940576 | RHEEM SALES COMPANY, INC. | RA1624AJ1 | AC | Split System: Air-Cooled Condensing Unit, Coil with Blower | RA1624AJ1 |  | RCF2417HTAM | 13 | 16 | Yes | Yes | 2015-02-11 |  | 2
FALSE | RA1448AD1 | 4762 | 7600826 | RHEEM SALES COMPANY, INC. | RA1448AD1 | AC | Split System: Air-Cooled Condensing Unit, Coil with Blower | RA1448AD1 |  | RCQD-4824 | 12.5 | 15.1 | Yes | Yes | 2015-02-11 |  | 1
FALSE | RA1642AJ1 | 4918 | 7942820 | RHEEM SALES COMPANY, INC. | RA1642AJ1 | AC | Split System: Air-Cooled Condensing Unit, Coil with Blower | RA1642AJ1 |  | RCQD-4821 | 13 | 15.5 | Yes | Yes | 2015-02-11 |  | 1
FALSE | RA1448AD1 | 4762 | 7492422 | RHEEM SALES COMPANY, INC. | RA1448AJ1 | AC | Split System: Air-Cooled Condensing Unit, Coil with Blower | RA1448AJ1 |  | RCF4824STAM | 12 | 14.5 | Yes | Yes | 2015-02-11 |  | 0
FALSE | RA1618AJ1 | 4914 | 7940529 | RHEEM SALES COMPANY, INC. | RA1618AJ1 | AC | Split System: Air-Cooled Condensing Unit, Coil with Blower | RA1618AJ1 |  | RCFN-H*2421 | 13 | 16 | Yes | Yes | 2015-02-11 |  | 2
FALSE | RA1336AD1 | 4824 | 7508831 | RHEEM SALES COMPANY, INC. | RA1336AJ1 | AC | Split System: Air-Cooled Condensing Unit, Coil with Blower | RA1336AJ1 |  | RCFN-H*3624 | 12 | 14.5 | Yes | Yes | 2015-02-11 |  | 0
FALSE | RA1430AJ1 | 4759 | 7491221 | RHEEM SALES COMPANY, INC. | RA1430AJ1 | AC | Split System: Air-Cooled Condensing Unit, Coil with Blower | RA1430AJ1 |  | RCFN-H*3624 | 13 | 16 | Yes | Yes | 2015-02-11 |  | 2
FALSE | RA1648AJ1 | 4919 | 7943184 | RHEEM SALES COMPANY, INC. | RA1648AC1 | AC | Split System: Air-Cooled Condensing Unit, Coil with Blower | RA1648AC1 |  | RCQD-4824 | 13 | 16 | Yes | Yes | 2015-02-11 |  | 2
FALSE | RA1436AD1 | 4760 | 7599845 | RHEEM SALES COMPANY, INC. | RA1436AD1 | AC | Split System: Air-Cooled Condensing Unit, Coil with Blower | RA1436AD1 |  | RCF3624HTAM | 13 | 16 | Yes | Yes | 2015-02-11 |  | 2
FALSE | RA1436AD1 | 4760 | 7491492 | RHEEM SALES COMPANY, INC. | RA1436AC1 | AC | Split System: Air-Cooled Condensing Unit, Coil with Blower | RA1436AC1 |  | RCQD-3621 | 13 | 16 | Yes | Yes | 2015-02-11 |  | 2
FALSE | RA1618AJ1 | 4914 | 7940491 | RHEEM SALES COMPANY, INC. | RA1618AJ1 | AC | Split System: Air-Cooled Condensing Unit, Coil with Blower | RA1618AJ1 |  | RCFN-H*2417 | 13 | 16 | Yes | Yes | 2015-02-11 |  | 2
FALSE | RA1636AJ1 | 4917 | 7942131 | RHEEM SALES COMPANY, INC. | RA1636AJ1 | AC | Split System: Air-Cooled Condensing Unit, Coil with Blower | RA1636AJ1 |  | RCFL-H*3824 | 13 | 16 | Yes | Yes | 2015-02-11 |  | 2
FALSE | RA1648AJ1 | 4919 | 7944237 | RHEEM SALES COMPANY, INC. | RA1648AC1 | AC | Split System: Air-Cooled Condensing Unit, Coil with Blower | RA1648AC1 |  | RCF4824HTAM | 13 | 16 | Yes | Yes | 2015-02-11 |  | 2
FALSE | RA1436AD1 | 4760 | 7491494 | RHEEM SALES COMPANY, INC. | RA1436AC1 | AC | Split System: Air-Cooled Condensing Unit, Coil with Blower | RA1436AC1 |  | RCQD-3621 | 13 | 16 | Yes | Yes | 2015-02-11 |  | 2
FALSE | RA1330AJ1 | 4823 | 7507867 | RHEEM SALES COMPANY, INC. | RA1330AJ1 | AC | Split System: Air-Cooled Condensing Unit, Coil with Blower | RA1330AJ1 |  | RCF3621MTAM | 12.5 | 15 | Yes | Yes | 2015-02-11 |  | 1
FALSE | RA1630AJ1 | 4916 | 7941284 | RHEEM SALES COMPANY, INC. | RA1630AJ1 | AC | Split System: Air-Cooled Condensing Unit, Coil with Blower | RA1630AJ1 |  | RCQD-3621 | 13 | 16 | Yes | Yes | 2015-02-11 |  | 2
FALSE | RA1624AJ1 | 4915 | 7940667 | RHEEM SALES COMPANY, INC. | RA1624AJ1 | AC | Split System: Air-Cooled Condensing Unit, Coil with Blower | RA1624AJ1 |  | RCF2421HTAM | 13 | 16 | Yes | Yes | 2015-02-11 |  | 2
FALSE | RA1648AJ1 | 4919 | 7943430 | RHEEM SALES COMPANY, INC. | RA1648AJ1 | AC | Split System: Air-Cooled Condensing Unit, Coil with Blower | RA1648AJ1 |  | RCFN-H*4824 | 13 | 16 | Yes | Yes | 2015-02-11 |  | 2
FALSE | RA1442AD1 | 4761 | 7491962 | RHEEM SALES COMPANY, INC. | RA1442AC1 | AC | Split System: Air-Cooled Condensing Unit, Coil with Blower | RA1442AC1 |  | RCFN-H*4824 | 12.5 | 15.1 | Yes | Yes | 2015-02-11 |  | 1
FALSE | RA1442AD1 | 4761 | 7492089 | RHEEM SALES COMPANY, INC. | RA1442AJ1 | AC | Split System: Air-Cooled Condensing Unit, Coil with Blower | RA1442AJ1 |  | RCFL-H*4821 | 12 | 14.5 | Yes | Yes | 2015-02-11 |  | 0
FALSE | RA1448AD1 | 4762 | 7492383 | RHEEM SALES COMPANY, INC. | RA1448AJ1 | AC | Split System: Air-Cooled Condensing Unit, Coil with Blower | RA1448AJ1 |  | RCF4821STAM | 12 | 14.5 | Yes | Yes | 2015-02-11 |  | 0
FALSE | RA1618AJ1 | 4914 | 7940521 | RHEEM SALES COMPANY, INC. | RA1618AJ1 | AC | Split System: Air-Cooled Condensing Unit, Coil with Blower | RA1618AJ1 |  | RCFN-H*2421 | 13 | 16 | Yes | Yes | 2015-02-11 |  | 2
FALSE | RA1648AJ1 | 4919 | 7943048 | RHEEM SALES COMPANY, INC. | RA1648AC1 | AC | Split System: Air-Cooled Condensing Unit, Coil with Blower | RA1648AC1 |  | RCFL-H*4821 | 13 | 15.5 | Yes | Yes | 2015-02-11 |  | 1
FALSE | RA1630AJ1 | 4916 | 7944044 | RHEEM SALES COMPANY, INC. | RA1630AJ1 | AC | Split System: Air-Cooled Condensing Unit, Coil with Blower | RA1630AJ1 |  | RCF3624HTAM | 13 | 16 | Yes | Yes | 2015-02-11 |  | 2
FALSE | RA1324AJ1 | 4822 | 7507836 | RHEEM SALES COMPANY, INC. | RA1324AJ1 | AC | Split System: Air-Cooled Condensing Unit, Coil with Blower | RA1324AJ1 |  | RH1T2417STAN | 12 | 14.5 | Yes | Yes | 2015-02-11 |  | 0
FALSE | RA1636AJ1 | 4917 | 7941693 | RHEEM SALES COMPANY, INC. | RA1636AC1 | AC | Split System: Air-Cooled Condensing Unit, Coil with Blower | RA1636AC1 |  | RCFL-H*3824 | 13 | 16 | Yes | Yes | 2015-02-11 |  | 2
FALSE | RA1436AD1 | 4760 | 7600134 | RHEEM SALES COMPANY, INC. | RA1436AD1 | AC | Split System: Air-Cooled Condensing Unit, Coil with Blower | RA1436AD1 |  | RCQD-3624 | 13 | 16 | Yes | Yes | 2015-02-11 |  | 2
FALSE | RA1636AJ1 | 4917 | 7941896 | RHEEM SALES COMPANY, INC. | RA1636AJ1 | AC | Split System: Air-Cooled Condensing Unit, Coil with Blower | RA1636AJ1 |  | RCF3621STAM | 12.5 | 15.1 | Yes | Yes | 2015-02-11 |  | 1
FALSE | RA1318AJ1 | 4821 | 7507430 | RHEEM SALES COMPANY, INC. | RA1318AJ1 | AC | Split System: Air-Cooled Condensing Unit, Coil with Blower | RA1318AJ1 |  | RCF2417MTAM | 12 | 14.5 | Yes | Yes | 2015-02-11 |  | 0
FALSE | RA1330AJ1 | 4823 | 7507946 | RHEEM SALES COMPANY, INC. | RA1330AJ1 | AC | Split System: Air-Cooled Condensing Unit, Coil with Blower | RA1330AJ1 |  | RCF3624HTAM | 12.5 | 15.1 | Yes | Yes | 2015-02-11 |  | 1
FALSE | RA1418AJ1 | 4757 | 7493665 | RHEEM SALES COMPANY, INC. | RA1418AJ1 | AC | Split System: Air-Cooled Condensing Unit, Coil with Blower | RA1418AJ1 |  | RHLL-HM2417 | 13 | 15.5 | Yes | Yes | 2015-02-11 |  | 1
FALSE | RA1436AD1 | 4760 | 7491588 | RHEEM SALES COMPANY, INC. | RA1436AJ1 | AC | Split System: Air-Cooled Condensing Unit, Coil with Blower | RA1436AJ1 |  | RCF3621STAM | 12 | 14.5 | Yes | Yes | 2015-02-11 |  | 0
FALSE | RA1430AJ1 | 4759 | 7599644 | RHEEM SALES COMPANY, INC. | RA1430AJ1 | AC | Split System: Air-Cooled Condensing Unit, Coil with Blower | RA1430AJ1 |  | RCFL-H*3617 | 13 | 15.5 | Yes | Yes | 2015-02-11 |  | 1
FALSE | RA1630AJ1 | 4916 | 7941205 | RHEEM SALES COMPANY, INC. | RA1630AJ1 | AC | Split System: Air-Cooled Condensing Unit, Coil with Blower | RA1630AJ1 |  | RCFL-H*3821 | 13 | 16 | Yes | Yes | 2015-02-11 |  | 2
FALSE | RA1436AD1 | 4760 | 7491750 | RHEEM SALES COMPANY, INC. | RA1436AJ1 | AC | Split System: Air-Cooled Condensing Unit, Coil with Blower | RA1436AJ1 |  | RCFL-H*3824 | 13 | 15.5 | Yes | Yes | 2015-02-11 |  | 1
FALSE | RA1630AJ1 | 4916 | 7941026 | RHEEM SALES COMPANY, INC. | RA1630AJ1 | AC | Split System: Air-Cooled Condensing Unit, Coil with Blower | RA1630AJ1 |  | RCF3624HTAM | 13 | 16 | Yes | Yes | 2015-02-11 |  | 2
FALSE | RA1436AD1 | 4760 | 7491686 | RHEEM SALES COMPANY, INC. | RA1436AJ1 | AC | Split System: Air-Cooled Condensing Unit, Coil with Blower | RA1436AJ1 |  | RCFL-H*3621 | 12 | 14.5 | Yes | Yes | 2015-02-11 |  | 0
FALSE | RA1636AJ1 | 4917 | 7941583 | RHEEM SALES COMPANY, INC. | RA1636AC1 | AC | Split System: Air-Cooled Condensing Unit, Coil with Blower | RA1636AC1 |  | RCFL-H*3621 | 13 | 15.5 | Yes | Yes | 2015-02-11 |  | 1
FALSE | RA1642AJ1 | 4918 | 7942430 | RHEEM SALES COMPANY, INC. | RA1642AC1 | AC | Split System: Air-Cooled Condensing Unit, Coil with Blower | RA1642AC1 |  | RCFL-H*4824 | 13 | 15.5 | Yes | Yes | 2015-02-11 |  | 1
FALSE | RA1624AJ1 | 4915 | 7943979 | RHEEM SALES COMPANY, INC. | RA1624AJ1 | AC | Split System: Air-Cooled Condensing Unit, Coil with Blower | RA1624AJ1 |  | RCF2417HTAM | 13 | 16 | Yes | Yes | 2015-02-11 |  | 2
FALSE | RA1436AD1 | 4760 | 7600048 | RHEEM SALES COMPANY, INC. | RA1436AD1 | AC | Split System: Air-Cooled Condensing Unit, Coil with Blower | RA1436AD1 |  | RCFL-H*3821 | 12.5 | 15.1 | Yes | Yes | 2015-02-11 |  | 1
FALSE | RA1430AJ1 | 4759 | 7491031 | RHEEM SALES COMPANY, INC. | RA1430AJ1 | AC | Split System: Air-Cooled Condensing Unit, Coil with Blower | RA1430AJ1 |  | RCF3621STAM | 13 | 15.5 | Yes | Yes | 2015-02-11 |  | 1
FALSE | RA1436AD1 | 4760 | 7884974 | RHEEM SALES COMPANY, INC. | RA1436AC1 | AC | Split System: Air-Cooled Condensing Unit, Coil with Blower | RA1436AC1 |  | RF1T3624MTAN | 13 | 15.5 | Yes | Yes | 2015-02-11 |  | 1
FALSE | RA1424AJ1 | 4758 | 7500955 | RHEEM SALES COMPANY, INC. | RA1424AJ1 | AC | Split System: Air-Cooled Condensing Unit, Coil with Blower | RA1424AJ1 |  | RCF2417MTAM | 12.5 | 15.1 | Yes | Yes | 2015-02-11 |  | 1
FALSE | RA1636AJ1 | 4917 | 7941503 | RHEEM SALES COMPANY, INC. | RA1636AC1 | AC | Split System: Air-Cooled Condensing Unit, Coil with Blower | RA1636AC1 |  | RCF3624MTAM | 13 | 16 | Yes | Yes | 2015-02-11 |  | 2
FALSE | RA1318AJ1 | 4821 | 7507566 | RHEEM SALES COMPANY, INC. | RA1318AJ1 | AC | Split System: Air-Cooled Condensing Unit, Coil with Blower | RA1318AJ1 |  | RCFN-H*2421 | 12.5 | 15 | Yes | Yes | 2015-02-11 |  | 1
FALSE | RA1330AJ1 | 4823 | 7508124 | RHEEM SALES COMPANY, INC. | RA1330AJ1 | AC | Split System: Air-Cooled Condensing Unit, Coil with Blower | RA1330AJ1 |  | RCFN-H*3624 | 12.5 | 15.1 | Yes | Yes | 2015-02-11 |  | 1
FALSE | RA1448AD1 | 4762 | 7600892 | RHEEM SALES COMPANY, INC. | RA1448AJ1 | AC | Split System: Air-Cooled Condensing Unit, Coil with Blower | RA1448AJ1 |  | RCFL-H*4824 | 12 | 14.5 | Yes | Yes | 2015-02-11 |  | 0
FALSE | RA1460AD1 | 4763 | 7945187 | RHEEM SALES COMPANY, INC. | RA1460AC1 | AC | Split System: Air-Cooled Condensing Unit, Coil with Blower | RA1460AC1 |  | RCF6024HTAM | 12 | 14.5 | Yes | Yes | 2015-02-11 |  | 0
FALSE | RA1424AJ1 | 4758 | 7490789 | RHEEM SALES COMPANY, INC. | RA1424AJ1 | AC | Split System: Air-Cooled Condensing Unit, Coil with Blower | RA1424AJ1 |  | RCF2421HTAM | 13 | 15.5 | Yes | Yes | 2015-02-11 |  | 1
FALSE | RA1618AJ1 | 4914 | 7943959 | RHEEM SALES COMPANY, INC. | RA1618AJ1 | AC | Split System: Air-Cooled Condensing Unit, Coil with Blower | RA1618AJ1 |  | RCF2417STAM | 13 | 16 | Yes | Yes | 2015-02-11 |  | 2
FALSE | RA1424AJ1 | 4758 | 7490946 | RHEEM SALES COMPANY, INC. | RA1424AJ1 | AC | Split System: Air-Cooled Condensing Unit, Coil with Blower | RA1424AJ1 |  | RCQD-2417 | 13 | 15.5 | Yes | Yes | 2015-02-11 |  | 1
FALSE | RA1448AD1 | 4762 | 7492299 | RHEEM SALES COMPANY, INC. | RA1448AC1 | AC | Split System: Air-Cooled Condensing Unit, Coil with Blower | RA1448AC1 |  | RCFN-H*4824 | 12 | 14.5 | Yes | Yes | 2015-02-11 |  | 0
FALSE | RA1636AJ1 | 4917 | 7944135 | RHEEM SALES COMPANY, INC. | RA1636AJ1 | AC | Split System: Air-Cooled Condensing Unit, Coil with Blower | RA1636AJ1 |  | RCF3617STAM | 12.5 | 15.1 | Yes | Yes | 2015-02-11 |  | 1
FALSE | RA1442AD1 | 4761 | 7492027 | RHEEM SALES COMPANY, INC. | RA1442AJ1 | AC | Split System: Air-Cooled Condensing Unit, Coil with Blower | RA1442AJ1 |  | RCF4824HTAM | 12.5 | 15 | Yes | Yes | 2015-02-11 |  | 1
FALSE | RA1624AJ1 | 4915 | 7940679 | RHEEM SALES COMPANY, INC. | RA1624AJ1 | AC | Split System: Air-Cooled Condensing Unit, Coil with Blower | RA1624AJ1 |  | RCF2421HTAM | 13 | 16 | Yes | Yes | 2015-02-11 |  | 2
FALSE | RA1624AJ1 | 4915 | 7943993 | RHEEM SALES COMPANY, INC. | RA1624AJ1 | AC | Split System: Air-Cooled Condensing Unit, Coil with Blower | RA1624AJ1 |  | RCF2417STAM | 13 | 16 | Yes | Yes | 2015-02-11 |  | 2
FALSE | RA1442AD1 | 4761 | 7491986 | RHEEM SALES COMPANY, INC. | RA1442AC1 | AC | Split System: Air-Cooled Condensing Unit, Coil with Blower | RA1442AC1 |  | RH1T4821STAN | 12.5 | 15 | Yes | Yes | 2015-02-11 |  | 1
FALSE | RA1436AD1 | 4760 | 7599905 | RHEEM SALES COMPANY, INC. | RA1436AD1 | AC | Split System: Air-Cooled Condensing Unit, Coil with Blower | RA1436AD1 |  | RCF3624MTAM | 13 | 15.5 | Yes | Yes | 2015-02-11 |  | 1
FALSE | RA1618AJ1 | 4914 | 7940464 | RHEEM SALES COMPANY, INC. | RA1618AJ1 | AC | Split System: Air-Cooled Condensing Unit, Coil with Blower | RA1618AJ1 |  | RCFL-H*2621 | 13 | 16 | Yes | Yes | 2015-02-11 |  | 2
FALSE | RA1636AJ1 | 4917 | 7944145 | RHEEM SALES COMPANY, INC. | RA1636AJ1 | AC | Split System: Air-Cooled Condensing Unit, Coil with Blower | RA1636AJ1 |  | RCF3621MTAM | 13 | 16 | Yes | Yes | 2015-02-11 |  | 2
FALSE | RA1430AJ1 | 4759 | 7500992 | RHEEM SALES COMPANY, INC. | RA1430AJ1 | AC | Split System: Air-Cooled Condensing Unit, Coil with Blower | RA1430AJ1 |  | RCFL-H*3617 | 13 | 15.5 | Yes | Yes | 2015-02-11 |  | 1
FALSE | RA1330AJ1 | 4823 | 7508102 | RHEEM SALES COMPANY, INC. | RA1330AJ1 | AC | Split System: Air-Cooled Condensing Unit, Coil with Blower | RA1330AJ1 |  | RCFN-H*3624 | 13 | 15.5 | Yes | Yes | 2015-02-11 |  | 1
FALSE | RA1436AD1 | 4760 | 7599856 | RHEEM SALES COMPANY, INC. | RA1436AD1 | AC | Split System: Air-Cooled Condensing Unit, Coil with Blower | RA1436AD1 |  | RCF3624HTAM | 13 | 16 | Yes | Yes | 2015-02-11 |  | 2
FALSE | RA1330AJ1 | 4823 | 7982347 | RHEEM SALES COMPANY, INC. | RA1330AJ1 | AC | Split System: Air-Cooled Condensing Unit, Coil with Blower | RA1330AJ1 |  | RCFL-H*3821 | 12 | 14.5 | Yes | Yes | 2015-02-11 |  | 0
FALSE | RA1436AD1 | 4760 | 7491637 | RHEEM SALES COMPANY, INC. | RA1436AJ1 | AC | Split System: Air-Cooled Condensing Unit, Coil with Blower | RA1436AJ1 |  | RCF3624MTAM | 13 | 15.5 | Yes | Yes | 2015-02-11 |  | 1
FALSE | RA1460AD1 | 4763 | 7601058 | RHEEM SALES COMPANY, INC. | RA1460AJ1 | AC | Split System: Air-Cooled Condensing Unit, Coil with Blower | RA1460AJ1 |  | RCFN-H*6024 | 12 | 14.5 | Yes | Yes | 2015-02-11 |  | 0
FALSE | RA1442AD1 | 4761 | 7600333 | RHEEM SALES COMPANY, INC. | RA1442AD1 | AC | Split System: Air-Cooled Condensing Unit, Coil with Blower | RA1442AD1 |  | RCF4824HTAM | 13 | 15.5 | Yes | Yes | 2015-02-11 |  | 1
FALSE | RA1624AJ1 | 4915 | 7940901 | RHEEM SALES COMPANY, INC. | RA1624AJ1 | AC | Split System: Air-Cooled Condensing Unit, Coil with Blower | RA1624AJ1 |  | RHPN-HM2421 | 13 | 16 | Yes | Yes | 2015-02-11 |  | 2
FALSE | RA1342AD1 | 4827 | 7511772 | RHEEM SALES COMPANY, INC. | RA1342AC1 | AC | Split System: Air-Cooled Condensing Unit, Coil with Blower | RA1342AC1 |  | RCFN-H*4824 | 12 | 14.5 | Yes | Yes | 2015-02-11 |  | 0
FALSE | RA1436AD1 | 4760 | 7599724 | RHEEM SALES COMPANY, INC. | RA1436AC1 | AC | Split System: Air-Cooled Condensing Unit, Coil with Blower | RA1436AC1 |  | RCFL-H*3824 | 13 | 15.5 | Yes | Yes | 2015-02-11 |  | 1
FALSE | RA1442AD1 | 4761 | 7600432 | RHEEM SALES COMPANY, INC. | RA1442AD1 | AC | Split System: Air-Cooled Condensing Unit, Coil with Blower | RA1442AD1 |  | RCFL-H*4824 | 12.5 | 15.1 | Yes | Yes | 2015-02-11 |  | 1
FALSE | RA1442AD1 | 4761 | 7600517 | RHEEM SALES COMPANY, INC. | RA1442AD1 | AC | Split System: Air-Cooled Condensing Unit, Coil with Blower | RA1442AD1 |  | RHML-HM4824 | 13 | 16 | Yes | Yes | 2015-02-11 |  | 2
FALSE | RA1430AJ1 | 4759 | 7490998 | RHEEM SALES COMPANY, INC. | RA1430AJ1 | AC | Split System: Air-Cooled Condensing Unit, Coil with Blower | RA1430AJ1 |  | RCF3621MTAM | 13 | 16 | Yes | Yes | 2015-02-11 |  | 2
FALSE | RA1436AD1 | 4760 | 7599925 | RHEEM SALES COMPANY, INC. | RA1436AD1 | AC | Split System: Air-Cooled Condensing Unit, Coil with Blower | RA1436AD1 |  | RCFL-H*3617 | 12.5 | 15 | Yes | Yes | 2015-02-11 |  | 1
FALSE | RA1448AD1 | 4762 | 7600585 | RHEEM SALES COMPANY, INC. | RA1448AC1 | AC | Split System: Air-Cooled Condensing Unit, Coil with Blower | RA1448AC1 |  | RCFN-H*4824 | 12.5 | 15.1 | Yes | Yes | 2015-02-11 |  | 1
FALSE | RA1636AJ1 | 4917 | 7942042 | RHEEM SALES COMPANY, INC. | RA1636AJ1 | AC | Split System: Air-Cooled Condensing Unit, Coil with Blower | RA1636AJ1 |  | RCFL-H*3621 | 13 | 15.5 | Yes | Yes | 2015-02-11 |  | 1
FALSE | RA1642AJ1 | 4918 | 7942584 | RHEEM SALES COMPANY, INC. | RA1642AJ1 | AC | Split System: Air-Cooled Condensing Unit, Coil with Blower | RA1642AJ1 |  | RCF4821STAM | 12.5 | 15.1 | Yes | Yes | 2015-02-11 |  | 1
FALSE | RA1436AD1 | 4760 | 7599971 | RHEEM SALES COMPANY, INC. | RA1436AD1 | AC | Split System: Air-Cooled Condensing Unit, Coil with Blower | RA1436AD1 |  | RCFL-H*3621 | 12.5 | 15.1 | Yes | Yes | 2015-02-11 |  | 1
FALSE | RA1648AJ1 | 4919 | 7943154 | RHEEM SALES COMPANY, INC. | RA1648AC1 | AC | Split System: Air-Cooled Condensing Unit, Coil with Blower | RA1648AC1 |  | RCQD-4821 | 13 | 15.5 | Yes | Yes | 2015-02-11 |  | 1
FALSE | RA1624AJ1 | 4915 | 7940868 | RHEEM SALES COMPANY, INC. | RA1624AJ1 | AC | Split System: Air-Cooled Condensing Unit, Coil with Blower | RA1624AJ1 |  | RCQD-2417 | 13 | 16 | Yes | Yes | 2015-02-11 |  | 2
FALSE | RA1642AJ1 | 4918 | 7942406 | RHEEM SALES COMPANY, INC. | RA1642AC1 | AC | Split System: Air-Cooled Condensing Unit, Coil with Blower | RA1642AC1 |  | RCFL-H*4824 | 12.5 | 15 | Yes | Yes | 2015-02-11 |  | 1
FALSE | RA1448AD1 | 4762 | 7945163 | RHEEM SALES COMPANY, INC. | RA1448AD1 | AC | Split System: Air-Cooled Condensing Unit, Coil with Blower | RA1448AD1 |  | RCF4824STAM | 12.5 | 15.1 | Yes | Yes | 2015-02-11 |  | 1
FALSE | RA1448AD1 | 4762 | 7945168 | RHEEM SALES COMPANY, INC. | RA1448AJ1 | AC | Split System: Air-Cooled Condensing Unit, Coil with Blower | RA1448AJ1 |  | RCF4821STAM | 12.5 | 15.1 | Yes | Yes | 2015-02-11 |  | 1
FALSE | RA1418AJ1 | 4757 | 7490524 | RHEEM SALES COMPANY, INC. | RA1418AJ1 | AC | Split System: Air-Cooled Condensing Unit, Coil with Blower | RA1418AJ1 |  | RCF2417HTAM | 13 | 16 | Yes | Yes | 2015-02-11 |  | 2
FALSE | RA1436AD1 | 4760 | 7601421 | RHEEM SALES COMPANY, INC. | RA1436AC1 | AC | Split System: Air-Cooled Condensing Unit, Coil with Blower | RA1436AC1 |  | RCQD-3621 | 13 | 15.5 | Yes | Yes | 2015-02-11 |  | 1
FALSE | RA1436AD1 | 4760 | 7944996 | RHEEM SALES COMPANY, INC. | RA1436AC1 | AC | Split System: Air-Cooled Condensing Unit, Coil with Blower | RA1436AC1 |  | RCF3621MTAM | 13 | 15.5 | Yes | Yes | 2015-02-11 |  | 1
FALSE | RA1430AJ1 | 4759 | 7491201 | RHEEM SALES COMPANY, INC. | RA1430AJ1 | AC | Split System: Air-Cooled Condensing Unit, Coil with Blower | RA1430AJ1 |  | RCFN-H*3624 | 13 | 16 | Yes | Yes | 2015-02-11 |  | 2
FALSE | RA1336AD1 | 4824 | 7508893 | RHEEM SALES COMPANY, INC. | RA1336AJ1 | AC | Split System: Air-Cooled Condensing Unit, Coil with Blower | RA1336AJ1 |  | RCQD-3624 | 12.5 | 15 | Yes | Yes | 2015-02-11 |  | 1
FALSE | RA1624AJ1 | 4915 | 7940711 | RHEEM SALES COMPANY, INC. | RA1624AJ1 | AC | Split System: Air-Cooled Condensing Unit, Coil with Blower | RA1624AJ1 |  | RCF2421MTAM | 13 | 16 | Yes | Yes | 2015-02-11 |  | 2
FALSE | RA1648AJ1 | 4919 | 7943022 | RHEEM SALES COMPANY, INC. | RA1648AC1 | AC | Split System: Air-Cooled Condensing Unit, Coil with Blower | RA1648AC1 |  | RCFL-H*4821 | 12.5 | 15.1 | Yes | Yes | 2015-02-11 |  | 1
FALSE | RA1336AD1 | 4824 | 7982387 | RHEEM SALES COMPANY, INC. | RA1336AC1 | AC | Split System: Air-Cooled Condensing Unit, Coil with Blower | RA1336AC1 |  | RCF3624HTAM | 12.5 | 15 | Yes | Yes | 2015-02-11 |  | 1
FALSE | RA1436AD1 | 4760 | 7600013 | RHEEM SALES COMPANY, INC. | RA1436AD1 | AC | Split System: Air-Cooled Condensing Unit, Coil with Blower | RA1436AD1 |  | RCFL-H*3821 | 12.5 | 15.1 | Yes | Yes | 2015-02-11 |  | 1
FALSE | RA1660AC1 | 4920 | 7943920 | RHEEM SALES COMPANY, INC. | RA1660AC1 | AC | Split System: Air-Cooled Condensing Unit, Coil with Blower | RA1660AC1 |  | RCQD-6024 | 12 | 14.5 | Yes | Yes | 2015-02-11 |  | 0
FALSE | RA1630AJ1 | 4916 | 7941125 | RHEEM SALES COMPANY, INC. | RA1630AJ1 | AC | Split System: Air-Cooled Condensing Unit, Coil with Blower | RA1630AJ1 |  | RCFL-H*3621 | 13 | 16 | Yes | Yes | 2015-02-11 |  | 2
FALSE | RA1630AJ1 | 4916 | 7941232 | RHEEM SALES COMPANY, INC. | RA1630AJ1 | AC | Split System: Air-Cooled Condensing Unit, Coil with Blower | RA1630AJ1 |  | RCFL-H*3824 | 13 | 16 | Yes | Yes | 2015-02-11 |  | 2
FALSE | RA1636AJ1 | 4917 | 7941582 | RHEEM SALES COMPANY, INC. | RA1636AC1 | AC | Split System: Air-Cooled Condensing Unit, Coil with Blower | RA1636AC1 |  | RCFL-H*3621 | 13 | 15.5 | Yes | Yes | 2015-02-11 |  | 1
FALSE | RA1660AC1 | 4920 | 7943645 | RHEEM SALES COMPANY, INC. | RA1660AJ1 | AC | Split System: Air-Cooled Condensing Unit, Coil with Blower | RA1660AJ1 |  | RCFN-H*6024 | 13 | 15.5 | Yes | Yes | 2015-02-11 |  | 1
FALSE | RA1336AD1 | 4824 | 7508424 | RHEEM SALES COMPANY, INC. | RA1336AC1 | AC | Split System: Air-Cooled Condensing Unit, Coil with Blower | RA1336AC1 |  | RCFL-H*3824 | 12 | 14.5 | Yes | Yes | 2015-02-11 |  | 0
FALSE | RA1324AJ1 | 4822 | 7507645 | RHEEM SALES COMPANY, INC. | RA1324AJ1 | AC | Split System: Air-Cooled Condensing Unit, Coil with Blower | RA1324AJ1 |  | RCF2417MTAM | 12 | 14.5 | Yes | Yes | 2015-02-11 |  | 0
FALSE | RA1448AD1 | 4762 | 7600795 | RHEEM SALES COMPANY, INC. | RA1448AD1 | AC | Split System: Air-Cooled Condensing Unit, Coil with Blower | RA1448AD1 |  | RCFN-H*4824 | 12.5 | 15.1 | Yes | Yes | 2015-02-11 |  | 1
FALSE | RA1636AJ1 | 4917 | 7941736 | RHEEM SALES COMPANY, INC. | RA1636AC1 | AC | Split System: Air-Cooled Condensing Unit, Coil with Blower | RA1636AC1 |  | RCQD-3621 | 13 | 16 | Yes | Yes | 2015-02-11 |  | 2
FALSE | RA1336AD1 | 4824 | 7508283 | RHEEM SALES COMPANY, INC. | RA1336AC1 | AC | Split System: Air-Cooled Condensing Unit, Coil with Blower | RA1336AC1 |  | RCF3624HTAM | 12.5 | 15.1 | Yes | Yes | 2015-02-11 |  | 1
FALSE | RA1442AD1 | 4761 | 7600550 | RHEEM SALES COMPANY, INC. | RA1442AJ1 | AC | Split System: Air-Cooled Condensing Unit, Coil with Blower | RA1442AJ1 |  | RCFL-H*4824 | 12.5 | 15.1 | Yes | Yes | 2015-02-11 |  | 1
FALSE | RA1636AJ1 | 4917 | 7941903 | RHEEM SALES COMPANY, INC. | RA1636AJ1 | AC | Split System: Air-Cooled Condensing Unit, Coil with Blower | RA1636AJ1 |  | RCF3621STAM | 13 | 15.5 | Yes | Yes | 2015-02-11 |  | 1
FALSE | RA1424AJ1 | 4758 | 7490870 | RHEEM SALES COMPANY, INC. | RA1424AJ1 | AC | Split System: Air-Cooled Condensing Unit, Coil with Blower | RA1424AJ1 |  | RCFL-H*2621 | 12.5 | 15.1 | Yes | Yes | 2015-02-11 |  | 1
FALSE | RA1442AD1 | 4761 | 7601517 | RHEEM SALES COMPANY, INC. | RA1442AJ1 | AC | Split System: Air-Cooled Condensing Unit, Coil with Blower | RA1442AJ1 |  | RCF4824HTAM | 13 | 15.5 | Yes | Yes | 2015-02-11 |  | 1
FALSE | RA1330AJ1 | 4823 | 7982313 | RHEEM SALES COMPANY, INC. | RA1330AJ1 | AC | Split System: Air-Cooled Condensing Unit, Coil with Blower | RA1330AJ1 |  | RCF3621MTAM | 12 | 14.5 | Yes | Yes | 2015-02-11 |  | 0
FALSE | RA1636AJ1 | 4917 | 7942027 | RHEEM SALES COMPANY, INC. | RA1636AJ1 | AC | Split System: Air-Cooled Condensing Unit, Coil with Blower | RA1636AJ1 |  | RCFL-H*3621 | 12.5 | 15.1 | Yes | Yes | 2015-02-11 |  | 1
FALSE | RA1636AJ1 | 4917 | 7941755 | RHEEM SALES COMPANY, INC. | RA1636AC1 | AC | Split System: Air-Cooled Condensing Unit, Coil with Blower | RA1636AC1 |  | RCQD-3624 | 13 | 16 | Yes | Yes | 2015-02-11 |  | 2
FALSE | RA1624AJ1 | 4915 | 7940699 | RHEEM SALES COMPANY, INC. | RA1624AJ1 | AC | Split System: Air-Cooled Condensing Unit, Coil with Blower | RA1624AJ1 |  | RCF2421MTAM | 13 | 16 | Yes | Yes | 2015-02-11 |  | 2
FALSE | RA1448AD1 | 4762 | 7492230 | RHEEM SALES COMPANY, INC. | RA1448AC1 | AC | Split System: Air-Cooled Condensing Unit, Coil with Blower | RA1448AC1 |  | RCF4824STAM | 12 | 14.5 | Yes | Yes | 2015-02-11 |  | 0
FALSE | RA1624AJ1 | 4915 | 7940628 | RHEEM SALES COMPANY, INC. | RA1624AJ1 | AC | Split System: Air-Cooled Condensing Unit, Coil with Blower | RA1624AJ1 |  | RCF2417STAM | 13 | 16 | Yes | Yes | 2015-02-11 |  | 2
FALSE | RA1430AJ1 | 4759 | 7944986 | RHEEM SALES COMPANY, INC. | RA1430AJ1 | AC | Split System: Air-Cooled Condensing Unit, Coil with Blower | RA1430AJ1 |  | RCF3624MTAM | 13 | 16 | Yes | Yes | 2015-02-11 |  | 2
FALSE | RA1442AD1 | 4761 | 7492143 | RHEEM SALES COMPANY, INC. | RA1442AJ1 | AC | Split System: Air-Cooled Condensing Unit, Coil with Blower | RA1442AJ1 |  | RCFN-H*4824 | 12.5 | 15.1 | Yes | Yes | 2015-02-11 |  | 1
FALSE | RA1330AJ1 | 4823 | 7507971 | RHEEM SALES COMPANY, INC. | RA1330AJ1 | AC | Split System: Air-Cooled Condensing Unit, Coil with Blower | RA1330AJ1 |  | RCF3624MTAM | 12.5 | 15 | Yes | Yes | 2015-02-11 |  | 1
FALSE | RA1436AD1 | 4760 | 7600189 | RHEEM SALES COMPANY, INC. | RA1436AJ1 | AC | Split System: Air-Cooled Condensing Unit, Coil with Blower | RA1436AJ1 |  | RCF3621STAM | 12.5 | 15.1 | Yes | Yes | 2015-02-11 |  | 1
FALSE | RA1436AD1 | 4760 | 7600115 | RHEEM SALES COMPANY, INC. | RA1436AD1 | AC | Split System: Air-Cooled Condensing Unit, Coil with Blower | RA1436AD1 |  | RCQD-3621 | 13 | 16 | Yes | Yes | 2015-02-11 |  | 2
FALSE | RA1418AJ1 | 4757 | 7490672 | RHEEM SALES COMPANY, INC. | RA1418AJ1 | AC | Split System: Air-Cooled Condensing Unit, Coil with Blower | RA1418AJ1 |  | RCFN-H*2417 | 13 | 15.5 | Yes | Yes | 2015-02-11 |  | 1
FALSE | RA1424AJ1 | 4758 | 7607052 | RHEEM SALES COMPANY, INC. | RA1424AJ1 | AC | Split System: Air-Cooled Condensing Unit, Coil with Blower | RA1424AJ1 |  | RCF2417MTAM | 12.5 | 15.1 | Yes | Yes | 2015-02-11 |  | 1
FALSE | RA1642AJ1 | 4918 | 7942366 | RHEEM SALES COMPANY, INC. | RA1642AC1 | AC | Split System: Air-Cooled Condensing Unit, Coil with Blower | RA1642AC1 |  | RCFL-H*4821 | 13 | 15.5 | Yes | Yes | 2015-02-11 |  | 1
FALSE | RA1642AJ1 | 4918 | 7942635 | RHEEM SALES COMPANY, INC. | RA1642AJ1 | AC | Split System: Air-Cooled Condensing Unit, Coil with Blower | RA1642AJ1 |  | RCF4824HTAM | 13 | 16 | Yes | Yes | 2015-02-11 |  | 2
FALSE | RA1418AJ1 | 4757 | 7490567 | RHEEM SALES COMPANY, INC. | RA1418AJ1 | AC | Split System: Air-Cooled Condensing Unit, Coil with Blower | RA1418AJ1 |  | RCF2421HTAM | 13 | 16 | Yes | Yes | 2015-02-11 |  | 2
FALSE | RA1430AJ1 | 4759 | 7599620 | RHEEM SALES COMPANY, INC. | RA1430AJ1 | AC | Split System: Air-Cooled Condensing Unit, Coil with Blower | RA1430AJ1 |  | RCF3621MTAM | 13 | 16 | Yes | Yes | 2015-02-11 |  | 2
FALSE | RA1630AJ1 | 4916 | 7941279 | RHEEM SALES COMPANY, INC. | RA1630AJ1 | AC | Split System: Air-Cooled Condensing Unit, Coil with Blower | RA1630AJ1 |  | RCQD-3621 | 13 | 16 | Yes | Yes | 2015-02-11 |  | 2
FALSE | RA1330AJ1 | 4823 | 7507968 | RHEEM SALES COMPANY, INC. | RA1330AJ1 | AC | Split System: Air-Cooled Condensing Unit, Coil with Blower | RA1330AJ1 |  | RCF3624MTAM | 12 | 14.5 | Yes | Yes | 2015-02-11 |  | 0
FALSE | RA1618AJ1 | 4914 | 7940298 | RHEEM SALES COMPANY, INC. | RA1618AJ1 | AC | Split System: Air-Cooled Condensing Unit, Coil with Blower | RA1618AJ1 |  | RCF2417HTAM | 13 | 16 | Yes | Yes | 2015-02-11 |  | 2
FALSE | RA1618AJ1 | 4914 | 7940395 | RHEEM SALES COMPANY, INC. | RA1618AJ1 | AC | Split System: Air-Cooled Condensing Unit, Coil with Blower | RA1618AJ1 |  | RCF2421MTAM | 13 | 16 | Yes | Yes | 2015-02-11 |  | 2
FALSE | RA1318AJ1 | 4821 | 7507436 | RHEEM SALES COMPANY, INC. | RA1318AJ1 | AC | Split System: Air-Cooled Condensing Unit, Coil with Blower | RA1318AJ1 |  | RCF2417MTAM | 12.5 | 15 | Yes | Yes | 2015-02-11 |  | 1
FALSE | RA1636AJ1 | 4917 | 7941602 | RHEEM SALES COMPANY, INC. | RA1636AC1 | AC | Split System: Air-Cooled Condensing Unit, Coil with Blower | RA1636AC1 |  | RCFL-H*3621 | 12.5 | 15 | Yes | Yes | 2015-02-11 |  | 1
FALSE | RA1636AJ1 | 4917 | 7941382 | RHEEM SALES COMPANY, INC. | RA1636AC1 | AC | Split System: Air-Cooled Condensing Unit, Coil with Blower | RA1636AC1 |  | RCF3621MTAM | 13 | 16 | Yes | Yes | 2015-02-11 |  | 2
FALSE | RA1318AJ1 | 4821 | 7507440 | RHEEM SALES COMPANY, INC. | RA1318AJ1 | AC | Split System: Air-Cooled Condensing Unit, Coil with Blower | RA1318AJ1 |  | RCF2417STAM | 12 | 14.5 | Yes | Yes | 2015-02-11 |  | 0
FALSE | RA1636AJ1 | 4917 | 7941853 | RHEEM SALES COMPANY, INC. | RA1636AJ1 | AC | Split System: Air-Cooled Condensing Unit, Coil with Blower | RA1636AJ1 |  | RCF3621MTAM | 13 | 16 | Yes | Yes | 2015-02-11 |  | 2
FALSE | RA1648AJ1 | 4919 | 7943029 | RHEEM SALES COMPANY, INC. | RA1648AC1 | AC | Split System: Air-Cooled Condensing Unit, Coil with Blower | RA1648AC1 |  | RCFL-H*4821 | 12.5 | 15.1 | Yes | Yes | 2015-02-11 |  | 1
FALSE | RA1436AD1 | 4760 | 7599850 | RHEEM SALES COMPANY, INC. | RA1436AD1 | AC | Split System: Air-Cooled Condensing Unit, Coil with Blower | RA1436AD1 |  | RCF3624HTAM | 13 | 16 | Yes | Yes | 2015-02-11 |  | 2
FALSE | RA1436AD1 | 4760 | 7945056 | RHEEM SALES COMPANY, INC. | RA1436AJ1 | AC | Split System: Air-Cooled Condensing Unit, Coil with Blower | RA1436AJ1 |  | RCF3621MTAM | 13 | 15.5 | Yes | Yes | 2015-02-11 |  | 1
FALSE | RA1636AJ1 | 4917 | 7944126 | RHEEM SALES COMPANY, INC. | RA1636AC1 | AC | Split System: Air-Cooled Condensing Unit, Coil with Blower | RA1636AC1 |  | RCF3624MTAM | 13 | 16 | Yes | Yes | 2015-02-11 |  | 2
TRUE | RA1618AJ1 | 4914 | 7940358 | RHEEM SALES COMPANY, INC. | RA1618AJ1 | AC | Split System: Air-Cooled Condensing Unit, Coil Alone | RA1618AJ1 |  | RCF2417STAM+RXMD-C04 | 12.2 | 14.5 | Yes | Yes | 2015-02-11 |  | 0
FALSE | RA1442AD1 | 4761 | 7492053 | RHEEM SALES COMPANY, INC. | RA1442AJ1 | AC | Split System: Air-Cooled Condensing Unit, Coil with Blower | RA1442AJ1 |  | RCF4824STAM | 12 | 14.5 | Yes | Yes | 2015-02-11 |  | 0
FALSE | RA1448AD1 | 4762 | 7945158 | RHEEM SALES COMPANY, INC. | RA1448AD1 | AC | Split System: Air-Cooled Condensing Unit, Coil with Blower | RA1448AD1 |  | RCF4824HTAM | 12.5 | 15.1 | Yes | Yes | 2015-02-11 |  | 1
FALSE | RA1648AJ1 | 4919 | 7943242 | RHEEM SALES COMPANY, INC. | RA1648AJ1 | AC | Split System: Air-Cooled Condensing Unit, Coil with Blower | RA1648AJ1 |  | RCF4821STAM | 12.5 | 15.1 | Yes | Yes | 2015-02-11 |  | 1
FALSE | RA1330AJ1 | 4823 | 7507955 | RHEEM SALES COMPANY, INC. | RA1330AJ1 | AC | Split System: Air-Cooled Condensing Unit, Coil with Blower | RA1330AJ1 |  | RCF3624MTAM | 12 | 14.5 | Yes | Yes | 2015-02-11 |  | 0
FALSE | RA1636AJ1 | 4917 | 7941844 | RHEEM SALES COMPANY, INC. | RA1636AJ1 | AC | Split System: Air-Cooled Condensing Unit, Coil with Blower | RA1636AJ1 |  | RCF3621MTAM | 13 | 16 | Yes | Yes | 2015-02-11 |  | 2
FALSE | RA1636AJ1 | 4917 | 7941948 | RHEEM SALES COMPANY, INC. | RA1636AJ1 | AC | Split System: Air-Cooled Condensing Unit, Coil with Blower | RA1636AJ1 |  | RCF3624MTAM | 13 | 15.5 | Yes | Yes | 2015-02-11 |  | 1
FALSE | RA1418AJ1 | 4757 | 7490536 | RHEEM SALES COMPANY, INC. | RA1418AJ1 | AC | Split System: Air-Cooled Condensing Unit, Coil with Blower | RA1418AJ1 |  | RCF2417MTAM | 13 | 16 | Yes | Yes | 2015-02-11 |  | 2
FALSE | RA1636AJ1 | 4917 | 7941720 | RHEEM SALES COMPANY, INC. | RA1636AC1 | AC | Split System: Air-Cooled Condensing Unit, Coil with Blower | RA1636AC1 |  | RCQD-3621 | 13 | 16 | Yes | Yes | 2015-02-11 |  | 2
FALSE | RA1418AJ1 | 4757 | 7490632 | RHEEM SALES COMPANY, INC. | RA1418AJ1 | AC | Split System: Air-Cooled Condensing Unit, Coil with Blower | RA1418AJ1 |  | RCFL-H*2617 | 13 | 15.5 | Yes | Yes | 2015-02-11 |  | 1
FALSE | RA1424AJ1 | 4758 | 7490842 | RHEEM SALES COMPANY, INC. | RA1424AJ1 | AC | Split System: Air-Cooled Condensing Unit, Coil with Blower | RA1424AJ1 |  | RCFL-H*2417 | 12.5 | 15.1 | Yes | Yes | 2015-02-11 |  | 1
FALSE | RA1436AD1 | 4760 | 7491572 | RHEEM SALES COMPANY, INC. | RA1436AJ1 | AC | Split System: Air-Cooled Condensing Unit, Coil with Blower | RA1436AJ1 |  | RCF3621MTAM | 13 | 15.5 | Yes | Yes | 2015-02-11 |  | 1
FALSE | RA1418AJ1 | 4757 | 7599517 | RHEEM SALES COMPANY, INC. | RA1418AJ1 | AC | Split System: Air-Cooled Condensing Unit, Coil with Blower | RA1418AJ1 |  | RCF2417STAM | 13 | 16 | Yes | Yes | 2015-02-11 |  | 2
FALSE | RA1330AJ1 | 4823 | 7507893 | RHEEM SALES COMPANY, INC. | RA1330AJ1 | AC | Split System: Air-Cooled Condensing Unit, Coil with Blower | RA1330AJ1 |  | RCF3621MTAM | 12.5 | 15 | Yes | Yes | 2015-02-11 |  | 1
FALSE | RA1336AD1 | 4824 | 7508289 | RHEEM SALES COMPANY, INC. | RA1336AC1 | AC | Split System: Air-Cooled Condensing Unit, Coil with Blower | RA1336AC1 |  | RCF3624HTAM | 12.5 | 15.1 | Yes | Yes | 2015-02-11 |  | 1
FALSE | RA1436AD1 | 4760 | 7501059 | RHEEM SALES COMPANY, INC. | RA1436AJ1 | AC | Split System: Air-Cooled Condensing Unit, Coil with Blower | RA1436AJ1 |  | RCF3621MTAM | 13 | 15.5 | Yes | Yes | 2015-02-11 |  | 1
FALSE | RA1430AJ1 | 4759 | 7491115 | RHEEM SALES COMPANY, INC. | RA1430AJ1 | AC | Split System: Air-Cooled Condensing Unit, Coil with Blower | RA1430AJ1 |  | RCFL-H*3621 | 13 | 15.5 | Yes | Yes | 2015-02-11 |  | 1
FALSE | RA1436AD1 | 4760 | 7491674 | RHEEM SALES COMPANY, INC. | RA1436AJ1 | AC | Split System: Air-Cooled Condensing Unit, Coil with Blower | RA1436AJ1 |  | RCFL-H*3621 | 12.5 | 15.1 | Yes | Yes | 2015-02-11 |  | 1
FALSE | RA1324AJ1 | 4822 | 7507702 | RHEEM SALES COMPANY, INC. | RA1324AJ1 | AC | Split System: Air-Cooled Condensing Unit, Coil with Blower | RA1324AJ1 |  | RCF2421MTAM | 12 | 14.5 | Yes | Yes | 2015-02-11 |  | 0
FALSE | RA1630AJ1 | 4916 | 7941022 | RHEEM SALES COMPANY, INC. | RA1630AJ1 | AC | Split System: Air-Cooled Condensing Unit, Coil with Blower | RA1630AJ1 |  | RCF3624HTAM | 13 | 16 | Yes | Yes | 2015-02-11 |  | 2
FALSE | RA1660AC1 | 4920 | 7943568 | RHEEM SALES COMPANY, INC. | RA1660AJ1 | AC | Split System: Air-Cooled Condensing Unit, Coil with Blower | RA1660AJ1 |  | RCF6024HTAM | 12.5 | 15.1 | Yes | Yes | 2015-02-11 |  | 1
FALSE | RA1630AJ1 | 4916 | 7941136 | RHEEM SALES COMPANY, INC. | RA1630AJ1 | AC | Split System: Air-Cooled Condensing Unit, Coil with Blower | RA1630AJ1 |  | RCFL-H*3621 | 13 | 16 | Yes | Yes | 2015-02-11 |  | 2
FALSE | RA1648AJ1 | 4919 | 7943352 | RHEEM SALES COMPANY, INC. | RA1648AJ1 | AC | Split System: Air-Cooled Condensing Unit, Coil with Blower | RA1648AJ1 |  | RCFL-H*4821 | 12 | 14.5 | Yes | Yes | 2015-02-11 |  | 0
FALSE | RA1436AD1 | 4760 | 7491418 | RHEEM SALES COMPANY, INC. | RA1436AC1 | AC | Split System: Air-Cooled Condensing Unit, Coil with Blower | RA1436AC1 |  | RCFL-H*3821 | 13 | 15.5 | Yes | Yes | 2015-02-11 |  | 1
FALSE | RA1660AC1 | 4920 | 7943660 | RHEEM SALES COMPANY, INC. | RA1660AJ1 | AC | Split System: Air-Cooled Condensing Unit, Coil with Blower | RA1660AJ1 |  | RCFN-H*6024 | 13 | 15.5 | Yes | Yes | 2015-02-11 |  | 1
FALSE | RA1330AJ1 | 4823 | 7983304 | RHEEM SALES COMPANY, INC. | RA1330AJ1 | AC | Split System: Air-Cooled Condensing Unit, Coil with Blower | RA1330AJ1 |  | RCF3624MTAM | 12 | 14.5 | Yes | Yes | 2015-02-11 |  | 0
FALSE | RA1618AJ1 | 4914 | 7940496 | RHEEM SALES COMPANY, INC. | RA1618AJ1 | AC | Split System: Air-Cooled Condensing Unit, Coil with Blower | RA1618AJ1 |  | RCFN-H*2417 | 13 | 16 | Yes | Yes | 2015-02-11 |  | 2
FALSE | RA1336AD1 | 4824 | 7508486 | RHEEM SALES COMPANY, INC. | RA1336AC1 | AC | Split System: Air-Cooled Condensing Unit, Coil with Blower | RA1336AC1 |  | RCFN-H*3624 | 12.5 | 15.1 | Yes | Yes | 2015-02-11 |  | 1
FALSE | RA1642AJ1 | 4918 | 7942336 | RHEEM SALES COMPANY, INC. | RA1642AC1 | AC | Split System: Air-Cooled Condensing Unit, Coil with Blower | RA1642AC1 |  | RCF4824STAM | 13 | 15.5 | Yes | Yes | 2015-02-11 |  | 1
FALSE | RA1442AD1 | 4761 | 7501152 | RHEEM SALES COMPANY, INC. | RA1442AJ1 | AC | Split System: Air-Cooled Condensing Unit, Coil with Blower | RA1442AJ1 |  | RCFL-H*4824 | 12.5 | 15.1 | Yes | Yes | 2015-02-11 |  | 1
FALSE | RA1624AJ1 | 4915 | 7940734 | RHEEM SALES COMPANY, INC. | RA1624AJ1 | AC | Split System: Air-Cooled Condensing Unit, Coil with Blower | RA1624AJ1 |  | RCFL-H*2417 | 13 | 15.5 | Yes | Yes | 2015-02-11 |  | 1
FALSE | RA1642AJ1 | 4918 | 7942247 | RHEEM SALES COMPANY, INC. | RA1642AC1 | AC | Split System: Air-Cooled Condensing Unit, Coil with Blower | RA1642AC1 |  | RCF4821STAM | 13 | 15.5 | Yes | Yes | 2015-02-11 |  | 1
FALSE | RA1642AJ1 | 4918 | 7942290 | RHEEM SALES COMPANY, INC. | RA1642AC1 | AC | Split System: Air-Cooled Condensing Unit, Coil with Blower | RA1642AC1 |  | RCF4824HTAM | 13 | 16 | Yes | Yes | 2015-02-11 |  | 2
FALSE | RA1330AJ1 | 4823 | 7508065 | RHEEM SALES COMPANY, INC. | RA1330AJ1 | AC | Split System: Air-Cooled Condensing Unit, Coil with Blower | RA1330AJ1 |  | RCFL-H*3821 | 12 | 14.5 | Yes | Yes | 2015-02-11 |  | 0
FALSE | RA1424AJ1 | 4758 | 7599606 | RHEEM SALES COMPANY, INC. | RA1424AJ1 | AC | Split System: Air-Cooled Condensing Unit, Coil with Blower | RA1424AJ1 |  | RCFN-H*2421 | 13 | 15.5 | Yes | Yes | 2015-02-11 |  | 1
FALSE | RA1642AJ1 | 4918 | 7942403 | RHEEM SALES COMPANY, INC. | RA1642AC1 | AC | Split System: Air-Cooled Condensing Unit, Coil with Blower | RA1642AC1 |  | RCFL-H*4824 | 13 | 15.5 | Yes | Yes | 2015-02-11 |  | 1
FALSE | RA1642AJ1 | 4918 | 7942365 | RHEEM SALES COMPANY, INC. | RA1642AC1 | AC | Split System: Air-Cooled Condensing Unit, Coil with Blower | RA1642AC1 |  | RCFL-H*4821 | 12.5 | 15.1 | Yes | Yes | 2015-02-11 |  | 1
FALSE | RA1642AJ1 | 4918 | 7942528 | RHEEM SALES COMPANY, INC. | RA1642AC1 | AC | Split System: Air-Cooled Condensing Unit, Coil with Blower | RA1642AC1 |  | RCQD-4824 | 13 | 15.5 | Yes | Yes | 2015-02-11 |  | 1
FALSE | RA1436AD1 | 4760 | 7599759 | RHEEM SALES COMPANY, INC. | RA1436AD1 | AC | Split System: Air-Cooled Condensing Unit, Coil with Blower | RA1436AD1 |  | RCF3621MTAM | 13 | 16 | Yes | Yes | 2015-02-11 |  | 2
FALSE | RA1442AD1 | 4761 | 7600370 | RHEEM SALES COMPANY, INC. | RA1442AD1 | AC | Split System: Air-Cooled Condensing Unit, Coil with Blower | RA1442AD1 |  | RCF4824STAM | 12.5 | 15 | Yes | Yes | 2015-02-11 |  | 1
FALSE | RA1648AJ1 | 4919 | 7943480 | RHEEM SALES COMPANY, INC. | RA1648AJ1 | AC | Split System: Air-Cooled Condensing Unit, Coil with Blower | RA1648AJ1 |  | RCQD-4821 | 13 | 15.5 | Yes | Yes | 2015-02-11 |  | 1
FALSE | RA1648AJ1 | 4919 | 7943320 | RHEEM SALES COMPANY, INC. | RA1648AJ1 | AC | Split System: Air-Cooled Condensing Unit, Coil with Blower | RA1648AJ1 |  | RCF4824STAM | 13 | 16 | Yes | Yes | 2015-02-11 |  | 2
FALSE | RA1642AJ1 | 4918 | 7942411 | RHEEM SALES COMPANY, INC. | RA1642AC1 | AC | Split System: Air-Cooled Condensing Unit, Coil with Blower | RA1642AC1 |  | RCFL-H*4824 | 13 | 15.5 | Yes | Yes | 2015-02-11 |  | 1
FALSE | RA1636AJ1 | 4917 | 7941587 | RHEEM SALES COMPANY, INC. | RA1636AC1 | AC | Split System: Air-Cooled Condensing Unit, Coil with Blower | RA1636AC1 |  | RCFL-H*3621 | 13 | 15.5 | Yes | Yes | 2015-02-11 |  | 1
FALSE | RA1660AC1 | 4920 | 7943591 | RHEEM SALES COMPANY, INC. | RA1660AJ1 | AC | Split System: Air-Cooled Condensing Unit, Coil with Blower | RA1660AJ1 |  | RCF6024STAM | 13 | 15.5 | Yes | Yes | 2015-02-11 |  | 1
FALSE | RA1648AJ1 | 4919 | 7943537 | RHEEM SALES COMPANY, INC. | RA1648AJ1 | AC | Split System: Air-Cooled Condensing Unit, Coil with Blower | RA1648AJ1 |  | RH1V4821STAN | 13 | 16 | Yes | Yes | 2015-02-11 |  | 2
FALSE | RA1636AJ1 | 4917 | 7944087 | RHEEM SALES COMPANY, INC. | RA1636AC1 | AC | Split System: Air-Cooled Condensing Unit, Coil with Blower | RA1636AC1 |  | RCF3621MTAM | 13 | 16 | Yes | Yes | 2015-02-11 |  | 2
FALSE | RA1318AJ1 | 4821 | 7507538 | RHEEM SALES COMPANY, INC. | RA1318AJ1 | AC | Split System: Air-Cooled Condensing Unit, Coil with Blower | RA1318AJ1 |  | RCFL-H*2621 | 12.5 | 15.1 | Yes | Yes | 2015-02-11 |  | 1
FALSE | RA1636AJ1 | 4917 | 7941619 | RHEEM SALES COMPANY, INC. | RA1636AC1 | AC | Split System: Air-Cooled Condensing Unit, Coil with Blower | RA1636AC1 |  | RCFL-H*3821 | 13 | 16 | Yes | Yes | 2015-02-11 |  | 2
FALSE | RA1418AJ1 | 4757 | 7490585 | RHEEM SALES COMPANY, INC. | RA1418AJ1 | AC | Split System: Air-Cooled Condensing Unit, Coil with Blower | RA1418AJ1 |  | RCF2421MTAM | 13 | 16 | Yes | Yes | 2015-02-11 |  | 2
FALSE | RA1424AJ1 | 4758 | 7490854 | RHEEM SALES COMPANY, INC. | RA1424AJ1 | AC | Split System: Air-Cooled Condensing Unit, Coil with Blower | RA1424AJ1 |  | RCFL-H*2617 | 12.5 | 15.1 | Yes | Yes | 2015-02-11 |  | 1
FALSE | RA1442AD1 | 4761 | 7493657 | RHEEM SALES COMPANY, INC. | RA1442AJ1 | AC | Split System: Air-Cooled Condensing Unit, Coil with Blower | RA1442AJ1 |  | RBHP-24 | 12.5 | 15 | Yes | Yes | 2015-02-11 |  | 1
FALSE | RA1436AD1 | 4760 | 7491756 | RHEEM SALES COMPANY, INC. | RA1436AJ1 | AC | Split System: Air-Cooled Condensing Unit, Coil with Blower | RA1436AJ1 |  | RCFL-H*3824 | 13 | 15.5 | Yes | Yes | 2015-02-11 |  | 1
FALSE | RA1630AJ1 | 4916 | 7941271 | RHEEM SALES COMPANY, INC. | RA1630AJ1 | AC | Split System: Air-Cooled Condensing Unit, Coil with Blower | RA1630AJ1 |  | RCFN-H*3624 | 13 | 16 | Yes | Yes | 2015-02-11 |  | 2
FALSE | RA1618AJ1 | 4914 | 7940349 | RHEEM SALES COMPANY, INC. | RA1618AJ1 | AC | Split System: Air-Cooled Condensing Unit, Coil with Blower | RA1618AJ1 |  | RCF2417STAM | 13 | 16 | Yes | Yes | 2015-02-11 |  | 2
FALSE | RA1648AJ1 | 4919 | 7943399 | RHEEM SALES COMPANY, INC. | RA1648AJ1 | AC | Split System: Air-Cooled Condensing Unit, Coil with Blower | RA1648AJ1 |  | RCFL-H*4824 | 12.5 | 15.1 | Yes | Yes | 2015-02-11 |  | 1
FALSE | RA1436AD1 | 4760 | 7600113 | RHEEM SALES COMPANY, INC. | RA1436AD1 | AC | Split System: Air-Cooled Condensing Unit, Coil with Blower | RA1436AD1 |  | RCQD-3621 | 13 | 15.5 | Yes | Yes | 2015-02-11 |  | 1
FALSE | RA1330AJ1 | 4823 | 7508182 | RHEEM SALES COMPANY, INC. | RA1330AJ1 | AC | Split System: Air-Cooled Condensing Unit, Coil with Blower | RA1330AJ1 |  | RH2V3624HTAC | 12.5 | 15 | Yes | Yes | 2015-02-11 |  | 1
FALSE | RA1630AJ1 | 4916 | 7941267 | RHEEM SALES COMPANY, INC. | RA1630AJ1 | AC | Split System: Air-Cooled Condensing Unit, Coil with Blower | RA1630AJ1 |  | RCFN-H*3624 | 13 | 16 | Yes | Yes | 2015-02-11 |  | 2
FALSE | RA1436AD1 | 4760 | 7491625 | RHEEM SALES COMPANY, INC. | RA1436AJ1 | AC | Split System: Air-Cooled Condensing Unit, Coil with Blower | RA1436AJ1 |  | RCF3624MTAM | 13 | 15.5 | Yes | Yes | 2015-02-11 |  | 1
FALSE | RA1436AD1 | 4760 | 7491502 | RHEEM SALES COMPANY, INC. | RA1436AC1 | AC | Split System: Air-Cooled Condensing Unit, Coil with Blower | RA1436AC1 |  | RCQD-3624 | 13 | 16 | Yes | Yes | 2015-02-11 |  | 2
FALSE | RA1624AJ1 | 4915 | 7940701 | RHEEM SALES COMPANY, INC. | RA1624AJ1 | AC | Split System: Air-Cooled Condensing Unit, Coil with Blower | RA1624AJ1 |  | RCF2421MTAM | 13 | 16 | Yes | Yes | 2015-02-11 |  | 2
FALSE | RA1624AJ1 | 4915 | 7940860 | RHEEM SALES COMPANY, INC. | RA1624AJ1 | AC | Split System: Air-Cooled Condensing Unit, Coil with Blower | RA1624AJ1 |  | RCFN-H*2421 | 13 | 16 | Yes | Yes | 2015-02-11 |  | 2
FALSE | RA1430AJ1 | 4759 | 7491131 | RHEEM SALES COMPANY, INC. | RA1430AJ1 | AC | Split System: Air-Cooled Condensing Unit, Coil with Blower | RA1430AJ1 |  | RCFL-H*3621 | 13 | 15.5 | Yes | Yes | 2015-02-11 |  | 1
FALSE | RA1330AJ1 | 4823 | 7508178 | RHEEM SALES COMPANY, INC. | RA1330AJ1 | AC | Split System: Air-Cooled Condensing Unit, Coil with Blower | RA1330AJ1 |  | RH1T3617STAN | 12 | 14.5 | Yes | Yes | 2015-02-11 |  | 0
FALSE | RA1642AJ1 | 4918 | 7942425 | RHEEM SALES COMPANY, INC. | RA1642AC1 | AC | Split System: Air-Cooled Condensing Unit, Coil with Blower | RA1642AC1 |  | RCFL-H*4824 | 13 | 16 | Yes | Yes | 2015-02-11 |  | 2
FALSE | RA1648AJ1 | 4919 | 7943286 | RHEEM SALES COMPANY, INC. | RA1648AJ1 | AC | Split System: Air-Cooled Condensing Unit, Coil with Blower | RA1648AJ1 |  | RCF4824HTAM | 13 | 16 | Yes | Yes | 2015-02-11 |  | 2
FALSE | RA1442AD1 | 4761 | 7492073 | RHEEM SALES COMPANY, INC. | RA1442AJ1 | AC | Split System: Air-Cooled Condensing Unit, Coil with Blower | RA1442AJ1 |  | RCFL-H*4821 | 12 | 14.5 | Yes | Yes | 2015-02-11 |  | 0
FALSE | RA1636AJ1 | 4917 | 7941737 | RHEEM SALES COMPANY, INC. | RA1636AC1 | AC | Split System: Air-Cooled Condensing Unit, Coil with Blower | RA1636AC1 |  | RCQD-3621 | 13 | 16 | Yes | Yes | 2015-02-11 |  | 2
FALSE | RA1418AJ1 | 4757 | 7490598 | RHEEM SALES COMPANY, INC. | RA1418AJ1 | AC | Split System: Air-Cooled Condensing Unit, Coil with Blower | RA1418AJ1 |  | RCF2421MTAM | 13 | 16 | Yes | Yes | 2015-02-11 |  | 2
FALSE | RA1430AJ1 | 4759 | 7491047 | RHEEM SALES COMPANY, INC. | RA1430AJ1 | AC | Split System: Air-Cooled Condensing Unit, Coil with Blower | RA1430AJ1 |  | RCF3624HTAM | 13 | 16 | Yes | Yes | 2015-02-11 |  | 2
FALSE | RA1442AD1 | 4761 | 7600400 | RHEEM SALES COMPANY, INC. | RA1442AD1 | AC | Split System: Air-Cooled Condensing Unit, Coil with Blower | RA1442AD1 |  | RCFL-H*4821 | 12 | 14.5 | Yes | Yes | 2015-02-11 |  | 0
FALSE | RA1436AD1 | 4760 | 7491640 | RHEEM SALES COMPANY, INC. | RA1436AJ1 | AC | Split System: Air-Cooled Condensing Unit, Coil with Blower | RA1436AJ1 |  | RCF3624MTAM | 13 | 15.5 | Yes | Yes | 2015-02-11 |  | 1
FALSE | RA1648AJ1 | 4919 | 7942953 | RHEEM SALES COMPANY, INC. | RA1648AC1 | AC | Split System: Air-Cooled Condensing Unit, Coil with Blower | RA1648AC1 |  | RCF4824HTAM | 13 | 16 | Yes | Yes | 2015-02-11 |  | 2
FALSE | RA1318AJ1 | 4821 | 7507558 | RHEEM SALES COMPANY, INC. | RA1318AJ1 | AC | Split System: Air-Cooled Condensing Unit, Coil with Blower | RA1318AJ1 |  | RCFN-H*2417 | 12 | 14.5 | Yes | Yes | 2015-02-11 |  | 0
FALSE | RA1648AJ1 | 4919 | 7942961 | RHEEM SALES COMPANY, INC. | RA1648AC1 | AC | Split System: Air-Cooled Condensing Unit, Coil with Blower | RA1648AC1 |  | RCF4824HTAM | 13 | 16 | Yes | Yes | 2015-02-11 |  | 2
FALSE | RA1448AD1 | 4762 | 7945174 | RHEEM SALES COMPANY, INC. | RA1448AJ1 | AC | Split System: Air-Cooled Condensing Unit, Coil with Blower | RA1448AJ1 |  | RCF4824HTAM | 12.5 | 15.1 | Yes | Yes | 2015-02-11 |  | 1
FALSE | RA1436AD1 | 4760 | 7599730 | RHEEM SALES COMPANY, INC. | RA1436AC1 | AC | Split System: Air-Cooled Condensing Unit, Coil with Blower | RA1436AC1 |  | RCQD-3624 | 13 | 16 | Yes | Yes | 2015-02-11 |  | 2
FALSE | RA1418AJ1 | 4757 | 7500949 | RHEEM SALES COMPANY, INC. | RA1418AJ1 | AC | Split System: Air-Cooled Condensing Unit, Coil with Blower | RA1418AJ1 |  | RCFN-H*2417 | 13 | 16 | Yes | Yes | 2015-02-11 |  | 2
FALSE | RA1436AD1 | 4760 | 7522129 | RHEEM SALES COMPANY, INC. | RA1436AJ1 | AC | Split System: Air-Cooled Condensing Unit, Coil with Blower | RA1436AJ1 |  | RHAL-FR36T | 12 | 14.5 | Yes | Yes | 2015-02-11 |  | 0
FALSE | RA1436AD1 | 4760 | 7491421 | RHEEM SALES COMPANY, INC. | RA1436AC1 | AC | Split System: Air-Cooled Condensing Unit, Coil with Blower | RA1436AC1 |  | RCFL-H*3821 | 12.5 | 15.1 | Yes | Yes | 2015-02-11 |  | 1
FALSE | RA1436AD1 | 4760 | 7600212 | RHEEM SALES COMPANY, INC. | RA1436AJ1 | AC | Split System: Air-Cooled Condensing Unit, Coil with Blower | RA1436AJ1 |  | RCFL-H*3621 | 12.5 | 15.1 | Yes | Yes | 2015-02-11 |  | 1
FALSE | RA1636AJ1 | 4917 | 7941749 | RHEEM SALES COMPANY, INC. | RA1636AC1 | AC | Split System: Air-Cooled Condensing Unit, Coil with Blower | RA1636AC1 |  | RCQD-3624 | 13 | 16 | Yes | Yes | 2015-02-11 |  | 2
FALSE | RA1642AJ1 | 4918 | 7942404 | RHEEM SALES COMPANY, INC. | RA1642AC1 | AC | Split System: Air-Cooled Condensing Unit, Coil with Blower | RA1642AC1 |  | RCFL-H*4824 | 12.5 | 15 | Yes | Yes | 2015-02-11 |  | 1
FALSE | RA1636AJ1 | 4917 | 7942014 | RHEEM SALES COMPANY, INC. | RA1636AJ1 | AC | Split System: Air-Cooled Condensing Unit, Coil with Blower | RA1636AJ1 |  | RCFL-H*3621 | 12.5 | 15.1 | Yes | Yes | 2015-02-11 |  | 1
FALSE | RA1418AJ1 | 4757 | 7490596 | RHEEM SALES COMPANY, INC. | RA1418AJ1 | AC | Split System: Air-Cooled Condensing Unit, Coil with Blower | RA1418AJ1 |  | RCF2421MTAM | 13 | 16 | Yes | Yes | 2015-02-11 |  | 2
FALSE | RA1630AJ1 | 4916 | 7941006 | RHEEM SALES COMPANY, INC. | RA1630AJ1 | AC | Split System: Air-Cooled Condensing Unit, Coil with Blower | RA1630AJ1 |  | RCF3621STAM | 13 | 16 | Yes | Yes | 2015-02-11 |  | 2
FALSE | RA1336AD1 | 4824 | 7508312 | RHEEM SALES COMPANY, INC. | RA1336AC1 | AC | Split System: Air-Cooled Condensing Unit, Coil with Blower | RA1336AC1 |  | RCF3624MTAM | 12 | 14.5 | Yes | Yes | 2015-02-11 |  | 0
FALSE | RA1324AJ1 | 4822 | 7982297 | RHEEM SALES COMPANY, INC. | RA1324AJ1 | AC | Split System: Air-Cooled Condensing Unit, Coil with Blower | RA1324AJ1 |  | RCFN-H*2417 | 12 | 14.5 | Yes | Yes | 2015-02-11 |  | 0
FALSE | RA1624AJ1 | 4915 | 7940724 | RHEEM SALES COMPANY, INC. | RA1624AJ1 | AC | Split System: Air-Cooled Condensing Unit, Coil with Blower | RA1624AJ1 |  | RCFL-H*2417 | 13 | 15.5 | Yes | Yes | 2015-02-11 |  | 1
FALSE | RA1642AJ1 | 4918 | 7942564 | RHEEM SALES COMPANY, INC. | RA1642AJ1 | AC | Split System: Air-Cooled Condensing Unit, Coil with Blower | RA1642AJ1 |  | RCF4821STAM | 13 | 15.5 | Yes | Yes | 2015-02-11 |  | 1
FALSE | RA1436AD1 | 4760 | 7491308 | RHEEM SALES COMPANY, INC. | RA1436AC1 | AC | Split System: Air-Cooled Condensing Unit, Coil with Blower | RA1436AC1 |  | RCF3621STAM | 12.5 | 15.1 | Yes | Yes | 2015-02-11 |  | 1
FALSE | RA1636AJ1 | 4917 | 7941866 | RHEEM SALES COMPANY, INC. | RA1636AJ1 | AC | Split System: Air-Cooled Condensing Unit, Coil with Blower | RA1636AJ1 |  | RCF3621STAM | 12.5 | 15 | Yes | Yes | 2015-02-11 |  | 1
FALSE | RA1660AC1 | 4920 | 7944299 | RHEEM SALES COMPANY, INC. | RA1660AJ1 | AC | Split System: Air-Cooled Condensing Unit, Coil with Blower | RA1660AJ1 |  | RCF6024HTAM | 13 | 15.5 | Yes | Yes | 2015-02-11 |  | 1
FALSE | RA1448AD1 | 4762 | 7945155 | RHEEM SALES COMPANY, INC. | RA1448AD1 | AC | Split System: Air-Cooled Condensing Unit, Coil with Blower | RA1448AD1 |  | RCF4824HTAM | 13 | 15.5 | Yes | Yes | 2015-02-11 |  | 1
FALSE | RA1336AD1 | 4824 | 7508844 | RHEEM SALES COMPANY, INC. | RA1336AJ1 | AC | Split System: Air-Cooled Condensing Unit, Coil with Blower | RA1336AJ1 |  | RCFN-H*3624 | 12.5 | 15.1 | Yes | Yes | 2015-02-11 |  | 1
FALSE | RA1436AD1 | 4760 | 7600143 | RHEEM SALES COMPANY, INC. | RA1436AD1 | AC | Split System: Air-Cooled Condensing Unit, Coil with Blower | RA1436AD1 |  | RCQD-3624 | 13 | 16 | Yes | Yes | 2015-02-11 |  | 2
FALSE | RA1442AD1 | 4761 | 7600383 | RHEEM SALES COMPANY, INC. | RA1442AD1 | AC | Split System: Air-Cooled Condensing Unit, Coil with Blower | RA1442AD1 |  | RCFL-H*4821 | 12 | 14.5 | Yes | Yes | 2015-02-11 |  | 0
FALSE | RA1330AJ1 | 4823 | 7507940 | RHEEM SALES COMPANY, INC. | RA1330AJ1 | AC | Split System: Air-Cooled Condensing Unit, Coil with Blower | RA1330AJ1 |  | RCF3624HTAM | 13 | 15.5 | Yes | Yes | 2015-02-11 |  | 1
FALSE | RA1418AJ1 | 4757 | 7490597 | RHEEM SALES COMPANY, INC. | RA1418AJ1 | AC | Split System: Air-Cooled Condensing Unit, Coil with Blower | RA1418AJ1 |  | RCF2421MTAM | 13 | 16 | Yes | Yes | 2015-02-11 |  | 2
FALSE | RA1636AJ1 | 4917 | 7941358 | RHEEM SALES COMPANY, INC. | RA1636AC1 | AC | Split System: Air-Cooled Condensing Unit, Coil with Blower | RA1636AC1 |  | RCF3617STAM | 12.2 | 14.5 | Yes | Yes | 2015-02-11 |  | 0
FALSE | RA1448AD1 | 4762 | 7492223 | RHEEM SALES COMPANY, INC. | RA1448AC1 | AC | Split System: Air-Cooled Condensing Unit, Coil with Blower | RA1448AC1 |  | RCF4824STAM | 12 | 14.5 | Yes | Yes | 2015-02-11 |  | 0
FALSE | RA1424AJ1 | 4758 | 7601366 | RHEEM SALES COMPANY, INC. | RA1424AJ1 | AC | Split System: Air-Cooled Condensing Unit, Coil with Blower | RA1424AJ1 |  | RCQD-2417 | 13 | 16 | Yes | Yes | 2015-02-11 |  | 2
FALSE | RA1642AJ1 | 4918 | 7942642 | RHEEM SALES COMPANY, INC. | RA1642AJ1 | AC | Split System: Air-Cooled Condensing Unit, Coil with Blower | RA1642AJ1 |  | RCF4824STAM | 13 | 15.5 | Yes | Yes | 2015-02-11 |  | 1
FALSE | RA1436AD1 | 4760 | 7600102 | RHEEM SALES COMPANY, INC. | RA1436AD1 | AC | Split System: Air-Cooled Condensing Unit, Coil with Blower | RA1436AD1 |  | RCQD-3621 | 13 | 16 | Yes | Yes | 2015-02-11 |  | 2
FALSE | RA1330AJ1 | 4823 | 7507939 | RHEEM SALES COMPANY, INC. | RA1330AJ1 | AC | Split System: Air-Cooled Condensing Unit, Coil with Blower | RA1330AJ1 |  | RCF3624HTAM | 13 | 15.5 | Yes | Yes | 2015-02-11 |  | 1
FALSE | RA1436AD1 | 4760 | 7600078 | RHEEM SALES COMPANY, INC. | RA1436AD1 | AC | Split System: Air-Cooled Condensing Unit, Coil with Blower | RA1436AD1 |  | RCFL-H*3824 | 13 | 15.5 | Yes | Yes | 2015-02-11 |  | 1
FALSE | RA1648AJ1 | 4919 | 7943314 | RHEEM SALES COMPANY, INC. | RA1648AJ1 | AC | Split System: Air-Cooled Condensing Unit, Coil with Blower | RA1648AJ1 |  | RCF4824STAM | 13 | 15.5 | Yes | Yes | 2015-02-11 |  | 1
FALSE | RA1436AD1 | 4760 | 7491538 | RHEEM SALES COMPANY, INC. | RA1436AJ1 | AC | Split System: Air-Cooled Condensing Unit, Coil with Blower | RA1436AJ1 |  | RCF3617STAM | 12 | 14.5 | Yes | Yes | 2015-02-11 |  | 0
FALSE | RA1418AJ1 | 4757 | 7601310 | RHEEM SALES COMPANY, INC. | RA1418AJ1 | AC | Split System: Air-Cooled Condensing Unit, Coil with Blower | RA1418AJ1 |  | RCF2417HTAM | 13 | 16 | Yes | Yes | 2015-02-11 |  | 2
FALSE | RA1436AD1 | 4760 | 7501085 | RHEEM SALES COMPANY, INC. | RA1436AJ1 | AC | Split System: Air-Cooled Condensing Unit, Coil with Blower | RA1436AJ1 |  | RCFL-H*3621 | 13 | 15.5 | Yes | Yes | 2015-02-11 |  | 1
FALSE | RA1448AD1 | 4762 | 7601564 | RHEEM SALES COMPANY, INC. | RA1448AJ1 | AC | Split System: Air-Cooled Condensing Unit, Coil with Blower | RA1448AJ1 |  | RCF4824STAM | 12 | 14.5 | Yes | Yes | 2015-02-11 |  | 0
FALSE | RA1436AD1 | 4760 | 7491460 | RHEEM SALES COMPANY, INC. | RA1436AC1 | AC | Split System: Air-Cooled Condensing Unit, Coil with Blower | RA1436AC1 |  | RCFL-H*3824 | 13 | 15.5 | Yes | Yes | 2015-02-11 |  | 1
FALSE | RA1318AJ1 | 4821 | 7507591 | RHEEM SALES COMPANY, INC. | RA1318AJ1 | AC | Split System: Air-Cooled Condensing Unit, Coil with Blower | RA1318AJ1 |  | RCQD-2417 | 12.5 | 15 | Yes | Yes | 2015-02-11 |  | 1
FALSE | RA1624AJ1 | 4915 | 7940645 | RHEEM SALES COMPANY, INC. | RA1624AJ1 | AC | Split System: Air-Cooled Condensing Unit, Coil with Blower | RA1624AJ1 |  | RCF2417STAM | 13 | 16 | Yes | Yes | 2015-02-11 |  | 2
FALSE | RA1442AD1 | 4761 | 7600408 | RHEEM SALES COMPANY, INC. | RA1442AD1 | AC | Split System: Air-Cooled Condensing Unit, Coil with Blower | RA1442AD1 |  | RCFL-H*4821 | 12 | 14.5 | Yes | Yes | 2015-02-11 |  | 0
FALSE | RA1442AD1 | 4761 | 7945102 | RHEEM SALES COMPANY, INC. | RA1442AD1 | AC | Split System: Air-Cooled Condensing Unit, Coil with Blower | RA1442AD1 |  | RCF4821STAM | 12 | 14.5 | Yes | Yes | 2015-02-11 |  | 0
FALSE | RA1336AD1 | 4824 | 7508832 | RHEEM SALES COMPANY, INC. | RA1336AJ1 | AC | Split System: Air-Cooled Condensing Unit, Coil with Blower | RA1336AJ1 |  | RCFN-H*3624 | 12.5 | 15.1 | Yes | Yes | 2015-02-11 |  | 1
FALSE | RA1318AJ1 | 4821 | 7982141 | RHEEM SALES COMPANY, INC. | RA1318AJ1 | AC | Split System: Air-Cooled Condensing Unit, Coil with Blower | RA1318AJ1 |  | RCF2417HTAM | 12 | 14.5 | Yes | Yes | 2015-02-11 |  | 0
FALSE | RA1442AD1 | 4761 | 7491980 | RHEEM SALES COMPANY, INC. | RA1442AC1 | AC | Split System: Air-Cooled Condensing Unit, Coil with Blower | RA1442AC1 |  | RCFN-H*4824 | 12.5 | 15.1 | Yes | Yes | 2015-02-11 |  | 1
FALSE | RA1618AJ1 | 4914 | 7940383 | RHEEM SALES COMPANY, INC. | RA1618AJ1 | AC | Split System: Air-Cooled Condensing Unit, Coil with Blower | RA1618AJ1 |  | RCF2421HTAM | 13 | 16 | Yes | Yes | 2015-02-11 |  | 2
FALSE | RA1618AJ1 | 4914 | 7940535 | RHEEM SALES COMPANY, INC. | RA1618AJ1 | AC | Split System: Air-Cooled Condensing Unit, Coil with Blower | RA1618AJ1 |  | RCFN-H*2421 | 13 | 16 | Yes | Yes | 2015-02-11 |  | 2
FALSE | RA1642AJ1 | 4918 | 7942507 | RHEEM SALES COMPANY, INC. | RA1642AC1 | AC | Split System: Air-Cooled Condensing Unit, Coil with Blower | RA1642AC1 |  | RCQD-4821 | 13 | 16 | Yes | Yes | 2015-02-11 |  | 2
FALSE | RA1624AJ1 | 4915 | 7940726 | RHEEM SALES COMPANY, INC. | RA1624AJ1 | AC | Split System: Air-Cooled Condensing Unit, Coil with Blower | RA1624AJ1 |  | RCFL-H*2417 | 13 | 15.5 | Yes | Yes | 2015-02-11 |  | 1
FALSE | RA1430AJ1 | 4759 | 7491139 | RHEEM SALES COMPANY, INC. | RA1430AJ1 | AC | Split System: Air-Cooled Condensing Unit, Coil with Blower | RA1430AJ1 |  | RCFL-H*3821 | 13 | 15.5 | Yes | Yes | 2015-02-11 |  | 1
FALSE | RA1436AD1 | 4760 | 7491549 | RHEEM SALES COMPANY, INC. | RA1436AJ1 | AC | Split System: Air-Cooled Condensing Unit, Coil with Blower | RA1436AJ1 |  | RCF3621MTAM | 13 | 15.5 | Yes | Yes | 2015-02-11 |  | 1
FALSE | RA1436AD1 | 4760 | 7599937 | RHEEM SALES COMPANY, INC. | RA1436AD1 | AC | Split System: Air-Cooled Condensing Unit, Coil with Blower | RA1436AD1 |  | RCFL-H*3617 | 12 | 14.5 | Yes | Yes | 2015-02-11 |  | 0
FALSE | RA1648AJ1 | 4919 | 7943147 | RHEEM SALES COMPANY, INC. | RA1648AC1 | AC | Split System: Air-Cooled Condensing Unit, Coil with Blower | RA1648AC1 |  | RCQD-4821 | 12.5 | 15.1 | Yes | Yes | 2015-02-11 |  | 1
FALSE | RA1324AJ1 | 4822 | 7507749 | RHEEM SALES COMPANY, INC. | RA1324AJ1 | AC | Split System: Air-Cooled Condensing Unit, Coil with Blower | RA1324AJ1 |  | RCFL-H*2617 | 12 | 14.5 | Yes | Yes | 2015-02-11 |  | 0
FALSE | RA1442AD1 | 4761 | 7600508 | RHEEM SALES COMPANY, INC. | RA1442AD1 | AC | Split System: Air-Cooled Condensing Unit, Coil Alone | RA1442AD1 |  | RCFN-H*4824+RXMD-C04 | 12 | 14.5 | Yes | Yes | 2015-02-11 |  | 0
FALSE | RA1624AJ1 | 4915 | 7940681 | RHEEM SALES COMPANY, INC. | RA1624AJ1 | AC | Split System: Air-Cooled Condensing Unit, Coil with Blower | RA1624AJ1 |  | RCF2421MTAM | 13 | 16 | Yes | Yes | 2015-02-11 |  | 2
FALSE | RA1448AD1 | 4762 | 7492555 | RHEEM SALES COMPANY, INC. | RA1448AJ1 | AC | Split System: Air-Cooled Condensing Unit, Coil with Blower | RA1448AJ1 |  | RCQD-4824 | 12 | 14.5 | Yes | Yes | 2015-02-11 |  | 0
FALSE | RA1436AD1 | 4760 | 7501079 | RHEEM SALES COMPANY, INC. | RA1436AJ1 | AC | Split System: Air-Cooled Condensing Unit, Coil with Blower | RA1436AJ1 |  | RCFL-H*3617 | 12.5 | 15.1 | Yes | Yes | 2015-02-11 |  | 1
FALSE | RA1436AD1 | 4760 | 7491263 | RHEEM SALES COMPANY, INC. | RA1436AC1 | AC | Split System: Air-Cooled Condensing Unit, Coil with Blower | RA1436AC1 |  | RCF3621MTAM | 13 | 15.5 | Yes | Yes | 2015-02-11 |  | 1
FALSE | RA1624AJ1 | 4915 | 7940615 | RHEEM SALES COMPANY, INC. | RA1624AJ1 | AC | Split System: Air-Cooled Condensing Unit, Coil with Blower | RA1624AJ1 |  | RCF2417MTAM | 13 | 16 | Yes | Yes | 2015-02-11 |  | 2
FALSE | RA1642AJ1 | 4918 | 7942428 | RHEEM SALES COMPANY, INC. | RA1642AC1 | AC | Split System: Air-Cooled Condensing Unit, Coil with Blower | RA1642AC1 |  | RCFL-H*4824 | 13 | 15.5 | Yes | Yes | 2015-02-11 |  | 1
FALSE | RA1442AD1 | 4761 | 7601498 | RHEEM SALES COMPANY, INC. | RA1442AC1 | AC | Split System: Air-Cooled Condensing Unit, Coil with Blower | RA1442AC1 |  | RCFL-H*4821 | 12 | 14.5 | Yes | Yes | 2015-02-11 |  | 0
FALSE | RA1630AJ1 | 4916 | 7941225 | RHEEM SALES COMPANY, INC. | RA1630AJ1 | AC | Split System: Air-Cooled Condensing Unit, Coil with Blower | RA1630AJ1 |  | RCFL-H*3824 | 13 | 16 | Yes | Yes | 2015-02-11 |  | 2
FALSE | RA1436AD1 | 4760 | 7601439 | RHEEM SALES COMPANY, INC. | RA1436AD1 | AC | Split System: Air-Cooled Condensing Unit, Coil with Blower | RA1436AD1 |  | RCF3624MTAM | 13 | 15.5 | Yes | Yes | 2015-02-11 |  | 1
FALSE | RA1636AJ1 | 4917 | 7941727 | RHEEM SALES COMPANY, INC. | RA1636AC1 | AC | Split System: Air-Cooled Condensing Unit, Coil with Blower | RA1636AC1 |  | RCQD-3621 | 13 | 16 | Yes | Yes | 2015-02-11 |  | 2
FALSE | RA1648AJ1 | 4919 | 7943256 | RHEEM SALES COMPANY, INC. | RA1648AJ1 | AC | Split System: Air-Cooled Condensing Unit, Coil with Blower | RA1648AJ1 |  | RCF4821STAM | 13 | 16 | Yes | Yes | 2015-02-11 |  | 2
FALSE | RA1418AJ1 | 4757 | 7490580 | RHEEM SALES COMPANY, INC. | RA1418AJ1 | AC | Split System: Air-Cooled Condensing Unit, Coil with Blower | RA1418AJ1 |  | RCF2421HTAM | 13 | 16 | Yes | Yes | 2015-02-11 |  | 2
FALSE | RA1448AD1 | 4762 | 7492510 | RHEEM SALES COMPANY, INC. | RA1448AJ1 | AC | Split System: Air-Cooled Condensing Unit, Coil with Blower | RA1448AJ1 |  | RCFN-H*4824 | 12.5 | 15.1 | Yes | Yes | 2015-02-11 |  | 1
FALSE | RA1430AJ1 | 4759 | 7491127 | RHEEM SALES COMPANY, INC. | RA1430AJ1 | AC | Split System: Air-Cooled Condensing Unit, Coil with Blower | RA1430AJ1 |  | RCFL-H*3621 | 13 | 15.5 | Yes | Yes | 2015-02-11 |  | 1
FALSE | RA1642AJ1 | 4918 | 7942871 | RHEEM SALES COMPANY, INC. | RA1642AJ1 | AC | Split System: Air-Cooled Condensing Unit, Coil with Blower | RA1642AJ1 |  | RCQD-4824 | 13 | 16 | Yes | Yes | 2015-02-11 |  | 2
FALSE | RA1642AJ1 | 4918 | 7942641 | RHEEM SALES COMPANY, INC. | RA1642AJ1 | AC | Split System: Air-Cooled Condensing Unit, Coil Alone | RA1642AJ1 |  | RCF4824HTAM+RXMD-C04 | 12.5 | 15.1 | Yes | Yes | 2015-02-11 |  | 1
FALSE | RA1648AJ1 | 4919 | 7943196 | RHEEM SALES COMPANY, INC. | RA1648AC1 | AC | Split System: Air-Cooled Condensing Unit, Coil with Blower | RA1648AC1 |  | RCQD-4824 | 13 | 16 | Yes | Yes | 2015-02-11 |  | 2
FALSE | RA1660AC1 | 4920 | 7944296 | RHEEM SALES COMPANY, INC. | RA1660AJ1 | AC | Split System: Air-Cooled Condensing Unit, Coil with Blower | RA1660AJ1 |  | RCF6024HTAM | 13 | 15.5 | Yes | Yes | 2015-02-11 |  | 1
FALSE | RA1630AJ1 | 4916 | 7941085 | RHEEM SALES COMPANY, INC. | RA1630AJ1 | AC | Split System: Air-Cooled Condensing Unit, Coil with Blower | RA1630AJ1 |  | RCFL-H*3617 | 13 | 16 | Yes | Yes | 2015-02-11 |  | 2
FALSE | RA1636AJ1 | 4917 | 7941735 | RHEEM SALES COMPANY, INC. | RA1636AC1 | AC | Split System: Air-Cooled Condensing Unit, Coil with Blower | RA1636AC1 |  | RCQD-3621 | 13 | 16 | Yes | Yes | 2015-02-11 |  | 2
FALSE | RA1648AJ1 | 4919 | 7943103 | RHEEM SALES COMPANY, INC. | RA1648AC1 | AC | Split System: Air-Cooled Condensing Unit, Coil with Blower | RA1648AC1 |  | RCFN-H*4824 | 13 | 16 | Yes | Yes | 2015-02-11 |  | 2
FALSE | RA1642AJ1 | 4918 | 7942224 | RHEEM SALES COMPANY, INC. | RA1642AC1 | AC | Split System: Air-Cooled Condensing Unit, Coil with Blower | RA1642AC1 |  | RCF4821STAM | 13 | 15.5 | Yes | Yes | 2015-02-11 |  | 1
FALSE | RA1324AJ1 | 4822 | 7507755 | RHEEM SALES COMPANY, INC. | RA1324AJ1 | AC | Split System: Air-Cooled Condensing Unit, Coil with Blower | RA1324AJ1 |  | RCFL-H*2617 | 12 | 14.5 | Yes | Yes | 2015-02-11 |  | 0
FALSE | RA1424AJ1 | 4758 | 7490954 | RHEEM SALES COMPANY, INC. | RA1424AJ1 | AC | Split System: Air-Cooled Condensing Unit, Coil with Blower | RA1424AJ1 |  | RCQD-2417 | 13 | 15.5 | Yes | Yes | 2015-02-11 |  | 1
FALSE | RA1642AJ1 | 4918 | 7944197 | RHEEM SALES COMPANY, INC. | RA1642AC1 | AC | Split System: Air-Cooled Condensing Unit, Coil with Blower | RA1642AC1 |  | RCF4824STAM | 13 | 16 | Yes | Yes | 2015-02-11 |  | 2
FALSE | RA1630AJ1 | 4916 | 7940957 | RHEEM SALES COMPANY, INC. | RA1630AJ1 | AC | Split System: Air-Cooled Condensing Unit, Coil with Blower | RA1630AJ1 |  | RCF3621MTAM | 13 | 16 | Yes | Yes | 2015-02-11 |  | 2
FALSE | RA1630AJ1 | 4916 | 7940979 | RHEEM SALES COMPANY, INC. | RA1630AJ1 | AC | Split System: Air-Cooled Condensing Unit, Coil with Blower | RA1630AJ1 |  | RCF3621STAM | 13 | 16 | Yes | Yes | 2015-02-11 |  | 2
FALSE | RA1636AJ1 | 4917 | 7944074 | RHEEM SALES COMPANY, INC. | RA1636AC1 | AC | Split System: Air-Cooled Condensing Unit, Coil with Blower | RA1636AC1 |  | RCF3617STAM | 12.5 | 15 | Yes | Yes | 2015-02-11 |  | 1
FALSE | RA1442AD1 | 4761 | 7600268 | RHEEM SALES COMPANY, INC. | RA1442AC1 | AC | Split System: Air-Cooled Condensing Unit, Coil with Blower | RA1442AC1 |  | RCFN-H*4824 | 13 | 15.5 | Yes | Yes | 2015-02-11 |  | 1
FALSE | RA1418AJ1 | 4757 | 7490599 | RHEEM SALES COMPANY, INC. | RA1418AJ1 | AC | Split System: Air-Cooled Condensing Unit, Coil with Blower | RA1418AJ1 |  | RCF2421MTAM | 13 | 16 | Yes | Yes | 2015-02-11 |  | 2
FALSE | RA1648AJ1 | 4919 | 7943005 | RHEEM SALES COMPANY, INC. | RA1648AC1 | AC | Split System: Air-Cooled Condensing Unit, Coil with Blower | RA1648AC1 |  | RCFL-H*4821 | 12.5 | 15.1 | Yes | Yes | 2015-02-11 |  | 1
FALSE | RA1648AJ1 | 4919 | 7943492 | RHEEM SALES COMPANY, INC. | RA1648AJ1 | AC | Split System: Air-Cooled Condensing Unit, Coil with Blower | RA1648AJ1 |  | RCQD-4821 | 13 | 16 | Yes | Yes | 2015-02-11 |  | 2
FALSE | RA1642AJ1 | 4918 | 7942879 | RHEEM SALES COMPANY, INC. | RA1642AJ1 | AC | Split System: Air-Cooled Condensing Unit, Coil with Blower | RA1642AJ1 |  | RCQD-4824 | 13 | 16 | Yes | Yes | 2015-02-11 |  | 2
FALSE | RA1318AJ1 | 4821 | 7983176 | RHEEM SALES COMPANY, INC. | RA1318AJ1 | AC | Split System: Air-Cooled Condensing Unit, Coil with Blower | RA1318AJ1 |  | RCF2417STAM | 12 | 14.5 | Yes | Yes | 2015-02-11 |  | 0
FALSE | RA1330AJ1 | 4823 | 7521143 | RHEEM SALES COMPANY, INC. | RA1330AJ1 | AC | Split System: Air-Cooled Condensing Unit, Coil with Blower | RA1330AJ1 |  | RHBL-FR36T | 12 | 14.5 | Yes | Yes | 2015-02-11 |  | 0
FALSE | RA1324AJ1 | 4822 | 7507833 | RHEEM SALES COMPANY, INC. | RA1324AJ1 | AC | Split System: Air-Cooled Condensing Unit, Coil with Blower | RA1324AJ1 |  | RCFN-H*2421 | 12 | 14.5 | Yes | Yes | 2015-02-11 |  | 0
FALSE | RA1318AJ1 | 4821 | 7507414 | RHEEM SALES COMPANY, INC. | RA1318AJ1 | AC | Split System: Air-Cooled Condensing Unit, Coil with Blower | RA1318AJ1 |  | RCF2417HTAM | 12 | 14.5 | Yes | Yes | 2015-02-11 |  | 0
FALSE | RA1642AJ1 | 4918 | 7944179 | RHEEM SALES COMPANY, INC. | RA1642AC1 | AC | Split System: Air-Cooled Condensing Unit, Coil with Blower | RA1642AC1 |  | RCF4821STAM | 13 | 15.5 | Yes | Yes | 2015-02-11 |  | 1
FALSE | RA1424AJ1 | 4758 | 7490849 | RHEEM SALES COMPANY, INC. | RA1424AJ1 | AC | Split System: Air-Cooled Condensing Unit, Coil with Blower | RA1424AJ1 |  | RCFL-H*2417 | 12.5 | 15.1 | Yes | Yes | 2015-02-11 |  | 1
FALSE | RA1418AJ1 | 4757 | 7944925 | RHEEM SALES COMPANY, INC. | RA1418AJ1 | AC | Split System: Air-Cooled Condensing Unit, Coil with Blower | RA1418AJ1 |  | RCF2421HTAM | 13 | 16 | Yes | Yes | 2015-02-11 |  | 2
FALSE | RA1648AJ1 | 4919 | 7943195 | RHEEM SALES COMPANY, INC. | RA1648AC1 | AC | Split System: Air-Cooled Condensing Unit, Coil with Blower | RA1648AC1 |  | RCQD-4824 | 13 | 16 | Yes | Yes | 2015-02-11 |  | 2
FALSE | RA1436AD1 | 4760 | 7501048 | RHEEM SALES COMPANY, INC. | RA1436AC1 | AC | Split System: Air-Cooled Condensing Unit, Coil with Blower | RA1436AC1 |  | RCFL-H*3824 | 13 | 15.5 | Yes | Yes | 2015-02-11 |  | 1
FALSE | RA1442AD1 | 4761 | 7501129 | RHEEM SALES COMPANY, INC. | RA1442AC1 | AC | Split System: Air-Cooled Condensing Unit, Coil with Blower | RA1442AC1 |  | RCFN-H*4824 | 13 | 15.5 | Yes | Yes | 2015-02-11 |  | 1
FALSE | RA1618AJ1 | 4914 | 7940419 | RHEEM SALES COMPANY, INC. | RA1618AJ1 | AC | Split System: Air-Cooled Condensing Unit, Coil with Blower | RA1618AJ1 |  | RCFL-H*2417 | 13 | 16 | Yes | Yes | 2015-02-11 |  | 2
FALSE | RA1342AD1 | 4827 | 7511752 | RHEEM SALES COMPANY, INC. | RA1342AC1 | AC | Split System: Air-Cooled Condensing Unit, Coil with Blower | RA1342AC1 |  | RCFN-H*4824 | 12 | 14.5 | Yes | Yes | 2015-02-11 |  | 0
FALSE | RA1636AJ1 | 4917 | 7941451 | RHEEM SALES COMPANY, INC. | RA1636AC1 | AC | Split System: Air-Cooled Condensing Unit, Coil with Blower | RA1636AC1 |  | RCF3621STAM | 13 | 15.5 | Yes | Yes | 2015-02-11 |  | 1
FALSE | RA1442AD1 | 4761 | 7491865 | RHEEM SALES COMPANY, INC. | RA1442AC1 | AC | Split System: Air-Cooled Condensing Unit, Coil with Blower | RA1442AC1 |  | RCF4824HTAM | 12.5 | 15.1 | Yes | Yes | 2015-02-11 |  | 1
FALSE | RA1442AD1 | 4761 | 7491909 | RHEEM SALES COMPANY, INC. | RA1442AC1 | AC | Split System: Air-Cooled Condensing Unit, Coil with Blower | RA1442AC1 |  | RCFL-H*4821 | 12 | 14.5 | Yes | Yes | 2015-02-11 |  | 0
FALSE | RA1442AD1 | 4761 | 7600454 | RHEEM SALES COMPANY, INC. | RA1442AD1 | AC | Split System: Air-Cooled Condensing Unit, Coil with Blower | RA1442AD1 |  | RCFL-H*4824 | 12.5 | 15.1 | Yes | Yes | 2015-02-11 |  | 1
FALSE | RA1618AJ1 | 4914 | 7940507 | RHEEM SALES COMPANY, INC. | RA1618AJ1 | AC | Split System: Air-Cooled Condensing Unit, Coil with Blower | RA1618AJ1 |  | RCFN-H*2417 | 13 | 16 | Yes | Yes | 2015-02-11 |  | 2
FALSE | RA1642AJ1 | 4918 | 7942755 | RHEEM SALES COMPANY, INC. | RA1642AJ1 | AC | Split System: Air-Cooled Condensing Unit, Coil with Blower | RA1642AJ1 |  | RCFL-H*4824 | 13 | 16 | Yes | Yes | 2015-02-11 |  | 2
FALSE | RA1460AD1 | 4763 | 7601008 | RHEEM SALES COMPANY, INC. | RA1460AD1 | AC | Split System: Air-Cooled Condensing Unit, Coil with Blower | RA1460AD1 |  | RCFN-H*6024 | 12 | 14.5 | Yes | Yes | 2015-02-11 |  | 0
FALSE | RA1436AD1 | 4760 | 7599754 | RHEEM SALES COMPANY, INC. | RA1436AD1 | AC | Split System: Air-Cooled Condensing Unit, Coil with Blower | RA1436AD1 |  | RCF3617STAM | 12 | 14.5 | Yes | Yes | 2015-02-11 |  | 0
FALSE | RA1436AD1 | 4760 | 7599886 | RHEEM SALES COMPANY, INC. | RA1436AD1 | AC | Split System: Air-Cooled Condensing Unit, Coil with Blower | RA1436AD1 |  | RCF3624MTAM | 13 | 15.5 | Yes | Yes | 2015-02-11 |  | 1
FALSE | RA1442AD1 | 4761 | 7492134 | RHEEM SALES COMPANY, INC. | RA1442AJ1 | AC | Split System: Air-Cooled Condensing Unit, Coil with Blower | RA1442AJ1 |  | RCFN-H*4824 | 13 | 15.5 | Yes | Yes | 2015-02-11 |  | 1
FALSE | RA1630AJ1 | 4916 | 7941084 | RHEEM SALES COMPANY, INC. | RA1630AJ1 | AC | Split System: Air-Cooled Condensing Unit, Coil with Blower | RA1630AJ1 |  | RCFL-H*3617 | 13 | 16 | Yes | Yes | 2015-02-11 |  | 2
FALSE | RA1436AD1 | 4760 | 7599944 | RHEEM SALES COMPANY, INC. | RA1436AD1 | AC | Split System: Air-Cooled Condensing Unit, Coil with Blower | RA1436AD1 |  | RCFL-H*3621 | 12.5 | 15.1 | Yes | Yes | 2015-02-11 |  | 1
FALSE | RA1336AD1 | 4824 | 7982389 | RHEEM SALES COMPANY, INC. | RA1336AC1 | AC | Split System: Air-Cooled Condensing Unit, Coil with Blower | RA1336AC1 |  | RCF3624HTAM | 12.5 | 15 | Yes | Yes | 2015-02-11 |  | 1
FALSE | RA1336AD1 | 4824 | 7508554 | RHEEM SALES COMPANY, INC. | RA1336AC1 | AC | Split System: Air-Cooled Condensing Unit, Coil with Blower | RA1336AC1 |  | RHPN-HM3624 | 12.5 | 15 | Yes | Yes | 2015-02-11 |  | 1
FALSE | RA1436AD1 | 4760 | 7491722 | RHEEM SALES COMPANY, INC. | RA1436AJ1 | AC | Split System: Air-Cooled Condensing Unit, Coil with Blower | RA1436AJ1 |  | RCFL-H*3821 | 12.5 | 15.1 | Yes | Yes | 2015-02-11 |  | 1
FALSE | RA1660AC1 | 4920 | 7943922 | RHEEM SALES COMPANY, INC. | RA1660AC1 | AC | Split System: Air-Cooled Condensing Unit, Coil with Blower | RA1660AC1 |  | RCQD-6024 | 12 | 14.5 | Yes | Yes | 2015-02-11 |  | 0
FALSE | RA1418AJ1 | 4757 | 7490566 | RHEEM SALES COMPANY, INC. | RA1418AJ1 | AC | Split System: Air-Cooled Condensing Unit, Coil with Blower | RA1418AJ1 |  | RCF2421HTAM | 13 | 16 | Yes | Yes | 2015-02-11 |  | 2
FALSE | RA1436AD1 | 4760 | 7599679 | RHEEM SALES COMPANY, INC. | RA1436AC1 | AC | Split System: Air-Cooled Condensing Unit, Coil with Blower | RA1436AC1 |  | RCF3621MTAM | 13 | 15.5 | Yes | Yes | 2015-02-11 |  | 1
FALSE | RA1630AJ1 | 4916 | 7941127 | RHEEM SALES COMPANY, INC. | RA1630AJ1 | AC | Split System: Air-Cooled Condensing Unit, Coil with Blower | RA1630AJ1 |  | RCFL-H*3621 | 13 | 16 | Yes | Yes | 2015-02-11 |  | 2
FALSE | RA1330AJ1 | 4823 | 7982362 | RHEEM SALES COMPANY, INC. | RA1330AJ1 | AC | Split System: Air-Cooled Condensing Unit, Coil with Blower | RA1330AJ1 |  | RCFN-H*3624 | 13 | 15.5 | Yes | Yes | 2015-02-11 |  | 1
FALSE | RA1660AC1 | 4920 | 7943574 | RHEEM SALES COMPANY, INC. | RA1660AJ1 | AC | Split System: Air-Cooled Condensing Unit, Coil with Blower | RA1660AJ1 |  | RCF6024HTAM | 12.5 | 15.1 | Yes | Yes | 2015-02-11 |  | 1
FALSE | RA1442AD1 | 4761 | 7600235 | RHEEM SALES COMPANY, INC. | RA1442AC1 | AC | Split System: Air-Cooled Condensing Unit, Coil with Blower | RA1442AC1 |  | RCF4821STAM | 12 | 14.5 | Yes | Yes | 2015-02-11 |  | 0
FALSE | RA1648AJ1 | 4919 | 7943402 | RHEEM SALES COMPANY, INC. | RA1648AJ1 | AC | Split System: Air-Cooled Condensing Unit, Coil with Blower | RA1648AJ1 |  | RCFL-H*4824 | 13 | 15.5 | Yes | Yes | 2015-02-11 |  | 1
FALSE | RA1436AD1 | 4760 | 7599773 | RHEEM SALES COMPANY, INC. | RA1436AD1 | AC | Split System: Air-Cooled Condensing Unit, Coil with Blower | RA1436AD1 |  | RCF3621MTAM | 13 | 15.5 | Yes | Yes | 2015-02-11 |  | 1
FALSE | RA1442AD1 | 4761 | 7600452 | RHEEM SALES COMPANY, INC. | RA1442AD1 | AC | Split System: Air-Cooled Condensing Unit, Coil with Blower | RA1442AD1 |  | RCFL-H*4824 | 12 | 14.5 | Yes | Yes | 2015-02-11 |  | 0
FALSE | RA1442AD1 | 4761 | 7600489 | RHEEM SALES COMPANY, INC. | RA1442AD1 | AC | Split System: Air-Cooled Condensing Unit, Coil with Blower | RA1442AD1 |  | RCFN-H*4824 | 13 | 15.5 | Yes | Yes | 2015-02-11 |  | 1
FALSE | RA1442AD1 | 4761 | 7945092 | RHEEM SALES COMPANY, INC. | RA1442AC1 | AC | Split System: Air-Cooled Condensing Unit, Coil with Blower | RA1442AC1 |  | RCF4824STAM | 12.5 | 15 | Yes | Yes | 2015-02-11 |  | 1
FALSE | RA1418AJ1 | 4757 | 7599521 | RHEEM SALES COMPANY, INC. | RA1418AJ1 | AC | Split System: Air-Cooled Condensing Unit, Coil with Blower | RA1418AJ1 |  | RCF2421HTAM | 13 | 16 | Yes | Yes | 2015-02-11 |  | 2
FALSE | RA1636AJ1 | 4917 | 7941475 | RHEEM SALES COMPANY, INC. | RA1636AC1 | AC | Split System: Air-Cooled Condensing Unit, Coil with Blower | RA1636AC1 |  | RCF3624HTAM | 13 | 16 | Yes | Yes | 2015-02-11 |  | 2
FALSE | RA1424AJ1 | 4758 | 7490943 | RHEEM SALES COMPANY, INC. | RA1424AJ1 | AC | Split System: Air-Cooled Condensing Unit, Coil with Blower | RA1424AJ1 |  | RCFN-H*2421 | 13 | 15.5 | Yes | Yes | 2015-02-11 |  | 1
FALSE | RA1430AJ1 | 4759 | 7490988 | RHEEM SALES COMPANY, INC. | RA1430AJ1 | AC | Split System: Air-Cooled Condensing Unit, Coil with Blower | RA1430AJ1 |  | RCF3621MTAM | 13 | 16 | Yes | Yes | 2015-02-11 |  | 2
FALSE | RA1648AJ1 | 4919 | 7943504 | RHEEM SALES COMPANY, INC. | RA1648AJ1 | AC | Split System: Air-Cooled Condensing Unit, Coil with Blower | RA1648AJ1 |  | RCQD-4824 | 13 | 16 | Yes | Yes | 2015-02-11 |  | 2
FALSE | RA1636AJ1 | 4917 | 7944130 | RHEEM SALES COMPANY, INC. | RA1636AC1 | AC | Split System: Air-Cooled Condensing Unit, Coil with Blower | RA1636AC1 |  | RCF3624MTAM | 13 | 16 | Yes | Yes | 2015-02-11 |  | 2
FALSE | RA1436AD1 | 4760 | 7600128 | RHEEM SALES COMPANY, INC. | RA1436AD1 | AC | Split System: Air-Cooled Condensing Unit, Coil with Blower | RA1436AD1 |  | RCQD-3624 | 13 | 16 | Yes | Yes | 2015-02-11 |  | 2
FALSE | RA1648AJ1 | 4919 | 7943375 | RHEEM SALES COMPANY, INC. | RA1648AJ1 | AC | Split System: Air-Cooled Condensing Unit, Coil with Blower | RA1648AJ1 |  | RCFL-H*4821 | 12.5 | 15.1 | Yes | Yes | 2015-02-11 |  | 1
FALSE | RA1660AC1 | 4920 | 7943936 | RHEEM SALES COMPANY, INC. | RA1660AC1 | AC | Split System: Air-Cooled Condensing Unit, Coil with Blower | RA1660AC1 |  | RH1V6024STAN | 13 | 16 | Yes | Yes | 2015-02-11 |  | 2
FALSE | RA1442AD1 | 4761 | 7945081 | RHEEM SALES COMPANY, INC. | RA1442AC1 | AC | Split System: Air-Cooled Condensing Unit, Coil with Blower | RA1442AC1 |  | RCF4821STAM | 12.5 | 15.1 | Yes | Yes | 2015-02-11 |  | 1
FALSE | RA1430AJ1 | 4759 | 7599664 | RHEEM SALES COMPANY, INC. | RA1430AJ1 | AC | Split System: Air-Cooled Condensing Unit, Coil with Blower | RA1430AJ1 |  | RCFL-H*3824 | 13 | 15.5 | Yes | Yes | 2015-02-11 |  | 1
FALSE | RA1648AJ1 | 4919 | 7942941 | RHEEM SALES COMPANY, INC. | RA1648AC1 | AC | Split System: Air-Cooled Condensing Unit, Coil with Blower | RA1648AC1 |  | RCF4824HTAM | 13 | 16 | Yes | Yes | 2015-02-11 |  | 2
FALSE | RA1330AJ1 | 4823 | 7508154 | RHEEM SALES COMPANY, INC. | RA1330AJ1 | AC | Split System: Air-Cooled Condensing Unit, Coil with Blower | RA1330AJ1 |  | RCQD-3621 | 12.5 | 15.1 | Yes | Yes | 2015-02-11 |  | 1
FALSE | RA1330AJ1 | 4823 | 7507869 | RHEEM SALES COMPANY, INC. | RA1330AJ1 | AC | Split System: Air-Cooled Condensing Unit, Coil with Blower | RA1330AJ1 |  | RCF3621MTAM | 12.5 | 15.1 | Yes | Yes | 2015-02-11 |  | 1
FALSE | RA1418AJ1 | 4757 | 7490695 | RHEEM SALES COMPANY, INC. | RA1418AJ1 | AC | Split System: Air-Cooled Condensing Unit, Coil with Blower | RA1418AJ1 |  | RCFN-H*2421 | 13 | 16 | Yes | Yes | 2015-02-11 |  | 2
FALSE | RA1442AD1 | 4761 | 7492090 | RHEEM SALES COMPANY, INC. | RA1442AJ1 | AC | Split System: Air-Cooled Condensing Unit, Coil with Blower | RA1442AJ1 |  | RCFL-H*4821 | 12.5 | 15.1 | Yes | Yes | 2015-02-11 |  | 1
FALSE | RA1636AJ1 | 4917 | 7941913 | RHEEM SALES COMPANY, INC. | RA1636AJ1 | AC | Split System: Air-Cooled Condensing Unit, Coil with Blower | RA1636AJ1 |  | RCF3624HTAM | 13 | 16 | Yes | Yes | 2015-02-11 |  | 2
FALSE | RA1330AJ1 | 4823 | 7508131 | RHEEM SALES COMPANY, INC. | RA1330AJ1 | AC | Split System: Air-Cooled Condensing Unit, Coil with Blower | RA1330AJ1 |  | RCQD-3621 | 12.5 | 15.1 | Yes | Yes | 2015-02-11 |  | 1
FALSE | RA1436AD1 | 4760 | 7599976 | RHEEM SALES COMPANY, INC. | RA1436AD1 | AC | Split System: Air-Cooled Condensing Unit, Coil with Blower | RA1436AD1 |  | RCFL-H*3621 | 12.5 | 15.1 | Yes | Yes | 2015-02-11 |  | 1
FALSE | RA1448AD1 | 4762 | 7493713 | RHEEM SALES COMPANY, INC. | RA1448AJ1 | AC | Split System: Air-Cooled Condensing Unit, Coil with Blower | RA1448AJ1 |  | RHPN-HM4824 | 13 | 15.5 | Yes | Yes | 2015-02-11 |  | 1
FALSE | RA1630AJ1 | 4916 | 7941209 | RHEEM SALES COMPANY, INC. | RA1630AJ1 | AC | Split System: Air-Cooled Condensing Unit, Coil with Blower | RA1630AJ1 |  | RCFL-H*3824 | 13 | 15.5 | Yes | Yes | 2015-02-11 |  | 1
FALSE | RA1618AJ1 | 4914 | 7940426 | RHEEM SALES COMPANY, INC. | RA1618AJ1 | AC | Split System: Air-Cooled Condensing Unit, Coil with Blower | RA1618AJ1 |  | RCFL-H*2417 | 13 | 16 | Yes | Yes | 2015-02-11 |  | 2
FALSE | RA1642AJ1 | 4918 | 7942413 | RHEEM SALES COMPANY, INC. | RA1642AC1 | AC | Split System: Air-Cooled Condensing Unit, Coil with Blower | RA1642AC1 |  | RCFL-H*4824 | 13 | 15.5 | Yes | Yes | 2015-02-11 |  | 1
FALSE | RA1442AD1 | 4761 | 7491911 | RHEEM SALES COMPANY, INC. | RA1442AC1 | AC | Split System: Air-Cooled Condensing Unit, Coil with Blower | RA1442AC1 |  | RCFL-H*4821 | 12 | 14.5 | Yes | Yes | 2015-02-11 |  | 0
FALSE | RA1330AJ1 | 4823 | 7508052 | RHEEM SALES COMPANY, INC. | RA1330AJ1 | AC | Split System: Air-Cooled Condensing Unit, Coil with Blower | RA1330AJ1 |  | RCFL-H*3821 | 12 | 14.5 | Yes | Yes | 2015-02-11 |  | 0
FALSE | RA1318AJ1 | 4821 | 7507473 | RHEEM SALES COMPANY, INC. | RA1318AJ1 | AC | Split System: Air-Cooled Condensing Unit, Coil with Blower | RA1318AJ1 |  | RCF2421MTAM | 12 | 14.5 | Yes | Yes | 2015-02-11 |  | 0
FALSE | RA1636AJ1 | 4917 | 7941845 | RHEEM SALES COMPANY, INC. | RA1636AJ1 | AC | Split System: Air-Cooled Condensing Unit, Coil with Blower | RA1636AJ1 |  | RCF3621MTAM | 13 | 16 | Yes | Yes | 2015-02-11 |  | 2
FALSE | RA1436AD1 | 4760 | 7945037 | RHEEM SALES COMPANY, INC. | RA1436AD1 | AC | Split System: Air-Cooled Condensing Unit, Coil with Blower | RA1436AD1 |  | RCF3624HTAM | 13 | 16 | Yes | Yes | 2015-02-11 |  | 2
FALSE | RA1436AD1 | 4760 | 7600108 | RHEEM SALES COMPANY, INC. | RA1436AD1 | AC | Split System: Air-Cooled Condensing Unit, Coil with Blower | RA1436AD1 |  | RCQD-3621 | 13 | 15.5 | Yes | Yes | 2015-02-11 |  | 1
FALSE | RA1660AC1 | 4920 | 7943602 | RHEEM SALES COMPANY, INC. | RA1660AJ1 | AC | Split System: Air-Cooled Condensing Unit, Coil with Blower | RA1660AJ1 |  | RCF6024STAM | 13 | 15.5 | Yes | Yes | 2015-02-11 |  | 1
FALSE | RA1330AJ1 | 4823 | 7508084 | RHEEM SALES COMPANY, INC. | RA1330AJ1 | AC | Split System: Air-Cooled Condensing Unit, Coil with Blower | RA1330AJ1 |  | RCFL-H*3824 | 12 | 14.5 | Yes | Yes | 2015-02-11 |  | 0
FALSE | RA1436AD1 | 4760 | 7600205 | RHEEM SALES COMPANY, INC. | RA1436AJ1 | AC | Split System: Air-Cooled Condensing Unit, Coil with Blower | RA1436AJ1 |  | RCFL-H*3617 | 12.5 | 15 | Yes | Yes | 2015-02-11 |  | 1
FALSE | RA1618AJ1 | 4914 | 7940293 | RHEEM SALES COMPANY, INC. | RA1618AJ1 | AC | Split System: Air-Cooled Condensing Unit, Coil with Blower | RA1618AJ1 |  | RBHP-17 | 13 | 16 | Yes | Yes | 2015-02-11 |  | 2
FALSE | RA1642AJ1 | 4918 | 7942318 | RHEEM SALES COMPANY, INC. | RA1642AC1 | AC | Split System: Air-Cooled Condensing Unit, Coil with Blower | RA1642AC1 |  | RCF4824STAM | 12.5 | 15.1 | Yes | Yes | 2015-02-11 |  | 1
FALSE | RA1448AD1 | 4762 | 7501201 | RHEEM SALES COMPANY, INC. | RA1448AJ1 | AC | Split System: Air-Cooled Condensing Unit, Coil with Blower | RA1448AJ1 |  | RCF4824HTAM | 12.5 | 15.1 | Yes | Yes | 2015-02-11 |  | 1
FALSE | RA1436AD1 | 4760 | 7599756 | RHEEM SALES COMPANY, INC. | RA1436AD1 | AC | Split System: Air-Cooled Condensing Unit, Coil with Blower | RA1436AD1 |  | RCF3617STAM | 12.5 | 15 | Yes | Yes | 2015-02-11 |  | 1
FALSE | RA1636AJ1 | 4917 | 7942017 | RHEEM SALES COMPANY, INC. | RA1636AJ1 | AC | Split System: Air-Cooled Condensing Unit, Coil with Blower | RA1636AJ1 |  | RCFL-H*3621 | 13 | 15.5 | Yes | Yes | 2015-02-11 |  | 1
FALSE | RA1436AD1 | 4760 | 7491717 | RHEEM SALES COMPANY, INC. | RA1436AJ1 | AC | Split System: Air-Cooled Condensing Unit, Coil with Blower | RA1436AJ1 |  | RCFL-H*3821 | 12.5 | 15.1 | Yes | Yes | 2015-02-11 |  | 1
FALSE | RA1430AJ1 | 4759 | 7491182 | RHEEM SALES COMPANY, INC. | RA1430AJ1 | AC | Split System: Air-Cooled Condensing Unit, Coil with Blower | RA1430AJ1 |  | RCFL-H*3824 | 13 | 16 | Yes | Yes | 2015-02-11 |  | 2
FALSE | RA1418AJ1 | 4757 | 7500945 | RHEEM SALES COMPANY, INC. | RA1418AJ1 | AC | Split System: Air-Cooled Condensing Unit, Coil with Blower | RA1418AJ1 |  | RCFL-H*2617 | 13 | 16 | Yes | Yes | 2015-02-11 |  | 2
FALSE | RA1660AC1 | 4920 | 7943907 | RHEEM SALES COMPANY, INC. | RA1660AC1 | AC | Split System: Air-Cooled Condensing Unit, Coil with Blower | RA1660AC1 |  | RCQD-6024 | 12.5 | 15.1 | Yes | Yes | 2015-02-11 |  | 1
FALSE | RA1618AJ1 | 4914 | 7940333 | RHEEM SALES COMPANY, INC. | RA1618AJ1 | AC | Split System: Air-Cooled Condensing Unit, Coil with Blower | RA1618AJ1 |  | RCF2417MTAM | 13 | 16 | Yes | Yes | 2015-02-11 |  | 2
FALSE | RA1448AD1 | 4762 | 7492498 | RHEEM SALES COMPANY, INC. | RA1448AJ1 | AC | Split System: Air-Cooled Condensing Unit, Coil with Blower | RA1448AJ1 |  | RCFN-H*4824 | 12 | 14.5 | Yes | Yes | 2015-02-11 |  | 0
FALSE | RA1330AJ1 | 4823 | 7508095 | RHEEM SALES COMPANY, INC. | RA1330AJ1 | AC | Split System: Air-Cooled Condensing Unit, Coil with Blower | RA1330AJ1 |  | RCFL-H*3824 | 12 | 14.5 | Yes | Yes | 2015-02-11 |  | 0
FALSE | RA1618AJ1 | 4914 | 7940485 | RHEEM SALES COMPANY, INC. | RA1618AJ1 | AC | Split System: Air-Cooled Condensing Unit, Coil with Blower | RA1618AJ1 |  | RCFL-H*2621 | 13 | 16 | Yes | Yes | 2015-02-11 |  | 2
FALSE | RA1642AJ1 | 4918 | 7942639 | RHEEM SALES COMPANY, INC. | RA1642AJ1 | AC | Split System: Air-Cooled Condensing Unit, Coil with Blower | RA1642AJ1 |  | RCF4824HTAM | 13 | 16 | Yes | Yes | 2015-02-11 |  | 2
FALSE | RA1330AJ1 | 4823 | 7508120 | RHEEM SALES COMPANY, INC. | RA1330AJ1 | AC | Split System: Air-Cooled Condensing Unit, Coil with Blower | RA1330AJ1 |  | RCFN-H*3624 | 13 | 15.5 | Yes | Yes | 2015-02-11 |  | 1
FALSE | RA1442AD1 | 4761 | 7945090 | RHEEM SALES COMPANY, INC. | RA1442AC1 | AC | Split System: Air-Cooled Condensing Unit, Coil with Blower | RA1442AC1 |  | RCF4824STAM | 12 | 14.5 | Yes | Yes | 2015-02-11 |  | 0
FALSE | RA1636AJ1 | 4917 | 7941836 | RHEEM SALES COMPANY, INC. | RA1636AJ1 | AC | Split System: Air-Cooled Condensing Unit, Coil with Blower | RA1636AJ1 |  | RCF3621MTAM | 13 | 16 | Yes | Yes | 2015-02-11 |  | 2
FALSE | RA1642AJ1 | 4918 | 7942353 | RHEEM SALES COMPANY, INC. | RA1642AC1 | AC | Split System: Air-Cooled Condensing Unit, Coil with Blower | RA1642AC1 |  | RCFL-H*4821 | 13 | 15.5 | Yes | Yes | 2015-02-11 |  | 1
FALSE | RA1660AC1 | 4920 | 7943814 | RHEEM SALES COMPANY, INC. | RA1660AC1 | AC | Split System: Air-Cooled Condensing Unit, Coil with Blower | RA1660AC1 |  | RCF6024STAM | 12.5 | 15.1 | Yes | Yes | 2015-02-11 |  | 1
FALSE | RA1648AJ1 | 4919 | 7943013 | RHEEM SALES COMPANY, INC. | RA1648AC1 | AC | Split System: Air-Cooled Condensing Unit, Coil with Blower | RA1648AC1 |  | RCFL-H*4821 | 12.5 | 15.1 | Yes | Yes | 2015-02-11 |  | 1
FALSE | RA1660AC1 | 4920 | 7943829 | RHEEM SALES COMPANY, INC. | RA1660AC1 | AC | Split System: Air-Cooled Condensing Unit, Coil with Blower | RA1660AC1 |  | RCFL-H*6024 | 13 | 15.5 | Yes | Yes | 2015-02-11 |  | 1
FALSE | RA1436AD1 | 4760 | 7601470 | RHEEM SALES COMPANY, INC. | RA1436AJ1 | AC | Split System: Air-Cooled Condensing Unit, Coil with Blower | RA1436AJ1 |  | RCF3624HTAM | 13 | 16 | Yes | Yes | 2015-02-11 |  | 2
FALSE | RA1636AJ1 | 4917 | 7941455 | RHEEM SALES COMPANY, INC. | RA1636AC1 | AC | Split System: Air-Cooled Condensing Unit, Coil with Blower | RA1636AC1 |  | RCF3621STAM | 13 | 15.5 | Yes | Yes | 2015-02-11 |  | 1
FALSE | RA1636AJ1 | 4917 | 7941624 | RHEEM SALES COMPANY, INC. | RA1636AC1 | AC | Split System: Air-Cooled Condensing Unit, Coil with Blower | RA1636AC1 |  | RCFL-H*3821 | 13 | 16 | Yes | Yes | 2015-02-11 |  | 2
FALSE | RA1448AD1 | 4762 | 7501206 | RHEEM SALES COMPANY, INC. | RA1448AJ1 | AC | Split System: Air-Cooled Condensing Unit, Coil with Blower | RA1448AJ1 |  | RCF4824STAM | 12 | 14.5 | Yes | Yes | 2015-02-11 |  | 0
FALSE | RA1436AD1 | 4760 | 7491809 | RHEEM SALES COMPANY, INC. | RA1436AJ1 | AC | Split System: Air-Cooled Condensing Unit, Coil with Blower | RA1436AJ1 |  | RH1V3617STAN | 12.5 | 15 | Yes | Yes | 2015-02-11 |  | 1
FALSE | RA1442AD1 | 4761 | 7491943 | RHEEM SALES COMPANY, INC. | RA1442AC1 | AC | Split System: Air-Cooled Condensing Unit, Coil with Blower | RA1442AC1 |  | RCFL-H*4824 | 12.5 | 15.1 | Yes | Yes | 2015-02-11 |  | 1
FALSE | RA1436AD1 | 4760 | 7491452 | RHEEM SALES COMPANY, INC. | RA1436AC1 | AC | Split System: Air-Cooled Condensing Unit, Coil with Blower | RA1436AC1 |  | RCFL-H*3824 | 13 | 15.5 | Yes | Yes | 2015-02-11 |  | 1
FALSE | RA1442AD1 | 4761 | 7945105 | RHEEM SALES COMPANY, INC. | RA1442AD1 | AC | Split System: Air-Cooled Condensing Unit, Coil with Blower | RA1442AD1 |  | RCF4824HTAM | 13 | 15.5 | Yes | Yes | 2015-02-11 |  | 1
FALSE | RA1424AJ1 | 4758 | 7490877 | RHEEM SALES COMPANY, INC. | RA1424AJ1 | AC | Split System: Air-Cooled Condensing Unit, Coil with Blower | RA1424AJ1 |  | RCFL-H*2621 | 13 | 15.5 | Yes | Yes | 2015-02-11 |  | 1
FALSE | RA1430AJ1 | 4759 | 7491055 | RHEEM SALES COMPANY, INC. | RA1430AJ1 | AC | Split System: Air-Cooled Condensing Unit, Coil with Blower | RA1430AJ1 |  | RCF3624HTAM | 13 | 16 | Yes | Yes | 2015-02-11 |  | 2
FALSE | RA1336AD1 | 4824 | 7508895 | RHEEM SALES COMPANY, INC. | RA1336AJ1 | AC | Split System: Air-Cooled Condensing Unit, Coil with Blower | RA1336AJ1 |  | RCQD-3624 | 12.5 | 15 | Yes | Yes | 2015-02-11 |  | 1
FALSE | RA1430AJ1 | 4759 | 7490989 | RHEEM SALES COMPANY, INC. | RA1430AJ1 | AC | Split System: Air-Cooled Condensing Unit, Coil with Blower | RA1430AJ1 |  | RCF3621MTAM | 13 | 15.5 | Yes | Yes | 2015-02-11 |  | 1
FALSE | RA1318AJ1 | 4821 | 7507455 | RHEEM SALES COMPANY, INC. | RA1318AJ1 | AC | Split System: Air-Cooled Condensing Unit, Coil with Blower | RA1318AJ1 |  | RCF2421HTAM | 12 | 14.5 | Yes | Yes | 2015-02-11 |  | 0
FALSE | RA1660AC1 | 4920 | 7943595 | RHEEM SALES COMPANY, INC. | RA1660AJ1 | AC | Split System: Air-Cooled Condensing Unit, Coil with Blower | RA1660AJ1 |  | RCF6024STAM | 12.5 | 15.1 | Yes | Yes | 2015-02-11 |  | 1
FALSE | RA1330AJ1 | 4823 | 7508074 | RHEEM SALES COMPANY, INC. | RA1330AJ1 | AC | Split System: Air-Cooled Condensing Unit, Coil with Blower | RA1330AJ1 |  | RCFL-H*3824 | 12 | 14.5 | Yes | Yes | 2015-02-11 |  | 0
FALSE | RA1336AD1 | 4824 | 7508517 | RHEEM SALES COMPANY, INC. | RA1336AC1 | AC | Split System: Air-Cooled Condensing Unit, Coil with Blower | RA1336AC1 |  | RCQD-3624 | 12.5 | 15.1 | Yes | Yes | 2015-02-11 |  | 1
FALSE | RA1636AJ1 | 4917 | 7942106 | RHEEM SALES COMPANY, INC. | RA1636AJ1 | AC | Split System: Air-Cooled Condensing Unit, Coil with Blower | RA1636AJ1 |  | RCFL-H*3824 | 13 | 16 | Yes | Yes | 2015-02-11 |  | 2
FALSE | RA1642AJ1 | 4918 | 7942689 | RHEEM SALES COMPANY, INC. | RA1642AJ1 | AC | Split System: Air-Cooled Condensing Unit, Coil with Blower | RA1642AJ1 |  | RCFL-H*4821 | 13 | 15.5 | Yes | Yes | 2015-02-11 |  | 1
FALSE | RA1430AJ1 | 4759 | 7491052 | RHEEM SALES COMPANY, INC. | RA1430AJ1 | AC | Split System: Air-Cooled Condensing Unit, Coil with Blower | RA1430AJ1 |  | RCF3624HTAM | 13 | 16 | Yes | Yes | 2015-02-11 |  | 2
FALSE | RA1448AD1 | 4762 | 7492319 | RHEEM SALES COMPANY, INC. | RA1448AC1 | AC | Split System: Air-Cooled Condensing Unit, Coil with Blower | RA1448AC1 |  | RCQD-4821 | 12 | 14.5 | Yes | Yes | 2015-02-11 |  | 0
FALSE | RA1648AJ1 | 4919 | 7943363 | RHEEM SALES COMPANY, INC. | RA1648AJ1 | AC | Split System: Air-Cooled Condensing Unit, Coil with Blower | RA1648AJ1 |  | RCFL-H*4821 | 12.5 | 15.1 | Yes | Yes | 2015-02-11 |  | 1
FALSE | RA1624AJ1 | 4915 | 7940712 | RHEEM SALES COMPANY, INC. | RA1624AJ1 | AC | Split System: Air-Cooled Condensing Unit, Coil with Blower | RA1624AJ1 |  | RCF2421MTAM | 13 | 16 | Yes | Yes | 2015-02-11 |  | 2
FALSE | RA1442AD1 | 4761 | 7600385 | RHEEM SALES COMPANY, INC. | RA1442AD1 | AC | Split System: Air-Cooled Condensing Unit, Coil with Blower | RA1442AD1 |  | RCFL-H*4821 | 12.5 | 15.1 | Yes | Yes | 2015-02-11 |  | 1
FALSE | RA1448AD1 | 4762 | 7492348 | RHEEM SALES COMPANY, INC. | RA1448AC1 | AC | Split System: Air-Cooled Condensing Unit, Coil with Blower | RA1448AC1 |  | RCQD-4824 | 12 | 14.5 | Yes | Yes | 2015-02-11 |  | 0
FALSE | RA1448AD1 | 4762 | 7492386 | RHEEM SALES COMPANY, INC. | RA1448AJ1 | AC | Split System: Air-Cooled Condensing Unit, Coil with Blower | RA1448AJ1 |  | RCF4821STAM | 12 | 14.5 | Yes | Yes | 2015-02-11 |  | 0
FALSE | RA1618AJ1 | 4914 | 7940302 | RHEEM SALES COMPANY, INC. | RA1618AJ1 | AC | Split System: Air-Cooled Condensing Unit, Coil with Blower | RA1618AJ1 |  | RCF2417HTAM | 13 | 16 | Yes | Yes | 2015-02-11 |  | 2
FALSE | RA1424AJ1 | 4758 | 7599560 | RHEEM SALES COMPANY, INC. | RA1424AJ1 | AC | Split System: Air-Cooled Condensing Unit, Coil with Blower | RA1424AJ1 |  | RCF2417MTAM | 12.5 | 15.1 | Yes | Yes | 2015-02-11 |  | 1
FALSE | RA1448AD1 | 4762 | 7945162 | RHEEM SALES COMPANY, INC. | RA1448AD1 | AC | Split System: Air-Cooled Condensing Unit, Coil with Blower | RA1448AD1 |  | RCF4824STAM | 12 | 14.5 | Yes | Yes | 2015-02-11 |  | 0
FALSE | RA1648AJ1 | 4919 | 7943082 | RHEEM SALES COMPANY, INC. | RA1648AC1 | AC | Split System: Air-Cooled Condensing Unit, Coil with Blower | RA1648AC1 |  | RCFL-H*4824 | 13 | 16 | Yes | Yes | 2015-02-11 |  | 2
FALSE | RA1418AJ1 | 4757 | 7490725 | RHEEM SALES COMPANY, INC. | RA1418AJ1 | AC | Split System: Air-Cooled Condensing Unit, Coil with Blower | RA1418AJ1 |  | RCQD-2417 | 13 | 16 | Yes | Yes | 2015-02-11 |  | 2
FALSE | RA1424AJ1 | 4758 | 7490812 | RHEEM SALES COMPANY, INC. | RA1424AJ1 | AC | Split System: Air-Cooled Condensing Unit, Coil with Blower | RA1424AJ1 |  | RCF2421MTAM | 12.5 | 15.1 | Yes | Yes | 2015-02-11 |  | 1
FALSE | RA1442AD1 | 4761 | 7492035 | RHEEM SALES COMPANY, INC. | RA1442AJ1 | AC | Split System: Air-Cooled Condensing Unit, Coil with Blower | RA1442AJ1 |  | RCF4824HTAM | 13 | 15.5 | Yes | Yes | 2015-02-11 |  | 1
FALSE | RA1636AJ1 | 4917 | 7944105 | RHEEM SALES COMPANY, INC. | RA1636AC1 | AC | Split System: Air-Cooled Condensing Unit, Coil with Blower | RA1636AC1 |  | RCF3621STAM | 13 | 15.5 | Yes | Yes | 2015-02-11 |  | 1
FALSE | RA1636AJ1 | 4917 | 7941932 | RHEEM SALES COMPANY, INC. | RA1636AJ1 | AC | Split System: Air-Cooled Condensing Unit, Coil with Blower | RA1636AJ1 |  | RCF3624HTAM | 13 | 16 | Yes | Yes | 2015-02-11 |  | 2
FALSE | RA1436AD1 | 4760 | 7491323 | RHEEM SALES COMPANY, INC. | RA1436AC1 | AC | Split System: Air-Cooled Condensing Unit, Coil with Blower | RA1436AC1 |  | RCF3624HTAM | 13 | 16 | Yes | Yes | 2015-02-11 |  | 2
FALSE | RA1648AJ1 | 4919 | 7943236 | RHEEM SALES COMPANY, INC. | RA1648AJ1 | AC | Split System: Air-Cooled Condensing Unit, Coil with Blower | RA1648AJ1 |  | RCF4821STAM | 13 | 15.5 | Yes | Yes | 2015-02-11 |  | 1
FALSE | RA1436AD1 | 4760 | 7501087 | RHEEM SALES COMPANY, INC. | RA1436AJ1 | AC | Split System: Air-Cooled Condensing Unit, Coil with Blower | RA1436AJ1 |  | RCFL-H*3821 | 12.5 | 15.1 | Yes | Yes | 2015-02-11 |  | 1
FALSE | RA1660AC1 | 4920 | 7943631 | RHEEM SALES COMPANY, INC. | RA1660AJ1 | AC | Split System: Air-Cooled Condensing Unit, Coil with Blower | RA1660AJ1 |  | RCFL-H*6024 | 13 | 15.5 | Yes | Yes | 2015-02-11 |  | 1
FALSE | RA1418AJ1 | 4757 | 7490528 | RHEEM SALES COMPANY, INC. | RA1418AJ1 | AC | Split System: Air-Cooled Condensing Unit, Coil with Blower | RA1418AJ1 |  | RCF2417HTAM | 13 | 16 | Yes | Yes | 2015-02-11 |  | 2
FALSE | RA1660AC1 | 4920 | 7943675 | RHEEM SALES COMPANY, INC. | RA1660AJ1 | AC | Split System: Air-Cooled Condensing Unit, Coil with Blower | RA1660AJ1 |  | RCFN-H*6024 | 13 | 15.5 | Yes | Yes | 2015-02-11 |  | 1
FALSE | RA1648AJ1 | 4919 | 7943280 | RHEEM SALES COMPANY, INC. | RA1648AJ1 | AC | Split System: Air-Cooled Condensing Unit, Coil with Blower | RA1648AJ1 |  | RCF4824HTAM | 13 | 16 | Yes | Yes | 2015-02-11 |  | 2
FALSE | RA1448AD1 | 4762 | 7492220 | RHEEM SALES COMPANY, INC. | RA1448AC1 | AC | Split System: Air-Cooled Condensing Unit, Coil with Blower | RA1448AC1 |  | RCF4824STAM | 12 | 14.5 | Yes | Yes | 2015-02-11 |  | 0
FALSE | RA1342AD1 | 4827 | 7982577 | RHEEM SALES COMPANY, INC. | RA1342AC1 | AC | Split System: Air-Cooled Condensing Unit, Coil with Blower | RA1342AC1 |  | RCFN-H*4824 | 12 | 14.5 | Yes | Yes | 2015-02-11 |  | 0
FALSE | RA1430AJ1 | 4759 | 7599625 | RHEEM SALES COMPANY, INC. | RA1430AJ1 | AC | Split System: Air-Cooled Condensing Unit, Coil with Blower | RA1430AJ1 |  | RCF3621STAM | 12.5 | 15.1 | Yes | Yes | 2015-02-11 |  | 1
FALSE | RA1636AJ1 | 4917 | 7941477 | RHEEM SALES COMPANY, INC. | RA1636AC1 | AC | Split System: Air-Cooled Condensing Unit, Coil with Blower | RA1636AC1 |  | RCF3624HTAM | 13 | 16 | Yes | Yes | 2015-02-11 |  | 2
FALSE | RA1436AD1 | 4760 | 7501082 | RHEEM SALES COMPANY, INC. | RA1436AJ1 | AC | Split System: Air-Cooled Condensing Unit, Coil with Blower | RA1436AJ1 |  | RCFL-H*3621 | 12.5 | 15 | Yes | Yes | 2015-02-11 |  | 1
FALSE | RA1648AJ1 | 4919 | 7942947 | RHEEM SALES COMPANY, INC. | RA1648AC1 | AC | Split System: Air-Cooled Condensing Unit, Coil with Blower | RA1648AC1 |  | RCF4824HTAM | 13 | 16 | Yes | Yes | 2015-02-11 |  | 2
FALSE | RA1436AD1 | 4760 | 7599968 | RHEEM SALES COMPANY, INC. | RA1436AD1 | AC | Split System: Air-Cooled Condensing Unit, Coil with Blower | RA1436AD1 |  | RCFL-H*3621 | 12.5 | 15 | Yes | Yes | 2015-02-11 |  | 1
FALSE | RA1618AJ1 | 4914 | 7940418 | RHEEM SALES COMPANY, INC. | RA1618AJ1 | AC | Split System: Air-Cooled Condensing Unit, Coil with Blower | RA1618AJ1 |  | RCFL-H*2417 | 13 | 16 | Yes | Yes | 2015-02-11 |  | 2
FALSE | RA1436AD1 | 4760 | 7491368 | RHEEM SALES COMPANY, INC. | RA1436AC1 | AC | Split System: Air-Cooled Condensing Unit, Coil with Blower | RA1436AC1 |  | RCFL-H*3617 | 12.5 | 15.1 | Yes | Yes | 2015-02-11 |  | 1
FALSE | RA1418AJ1 | 4757 | 7601333 | RHEEM SALES COMPANY, INC. | RA1418AJ1 | AC | Split System: Air-Cooled Condensing Unit, Coil with Blower | RA1418AJ1 |  | RCFN-H*2421 | 13 | 16 | Yes | Yes | 2015-02-11 |  | 2
FALSE | RA1430AJ1 | 4759 | 7599612 | RHEEM SALES COMPANY, INC. | RA1430AJ1 | AC | Split System: Air-Cooled Condensing Unit, Coil with Blower | RA1430AJ1 |  | RCF3617STAM | 12.5 | 15.1 | Yes | Yes | 2015-02-11 |  | 1
FALSE | RA1330AJ1 | 4823 | 7983265 | RHEEM SALES COMPANY, INC. | RA1330AJ1 | AC | Split System: Air-Cooled Condensing Unit, Coil with Blower | RA1330AJ1 |  | RCF3621MTAM | 12.5 | 15.1 | Yes | Yes | 2015-02-11 |  | 1
FALSE | RA1436AD1 | 4760 | 7491563 | RHEEM SALES COMPANY, INC. | RA1436AJ1 | AC | Split System: Air-Cooled Condensing Unit, Coil with Blower | RA1436AJ1 |  | RCF3621MTAM | 12.5 | 15.1 | Yes | Yes | 2015-02-11 |  | 1
FALSE | RA1642AJ1 | 4918 | 7944210 | RHEEM SALES COMPANY, INC. | RA1642AJ1 | AC | Split System: Air-Cooled Condensing Unit, Coil with Blower | RA1642AJ1 |  | RCF4821STAM | 12.5 | 15.1 | Yes | Yes | 2015-02-11 |  | 1
FALSE | RA1636AJ1 | 4917 | 7941568 | RHEEM SALES COMPANY, INC. | RA1636AC1 | AC | Split System: Air-Cooled Condensing Unit, Coil with Blower | RA1636AC1 |  | RCFL-H*3621 | 13 | 16 | Yes | Yes | 2015-02-11 |  | 2
FALSE | RA1318AJ1 | 4821 | 7507549 | RHEEM SALES COMPANY, INC. | RA1318AJ1 | AC | Split System: Air-Cooled Condensing Unit, Coil with Blower | RA1318AJ1 |  | RCFN-H*2417 | 12 | 14.5 | Yes | Yes | 2015-02-11 |  | 0
FALSE | RA1448AD1 | 4762 | 7492467 | RHEEM SALES COMPANY, INC. | RA1448AJ1 | AC | Split System: Air-Cooled Condensing Unit, Coil with Blower | RA1448AJ1 |  | RCFL-H*4824 | 12 | 14.5 | Yes | Yes | 2015-02-11 |  | 0
FALSE | RA1442AD1 | 4761 | 7600429 | RHEEM SALES COMPANY, INC. | RA1442AD1 | AC | Split System: Air-Cooled Condensing Unit, Coil with Blower | RA1442AD1 |  | RCFL-H*4824 | 12.5 | 15.1 | Yes | Yes | 2015-02-11 |  | 1
FALSE | RA1448AD1 | 4762 | 7600665 | RHEEM SALES COMPANY, INC. | RA1448AD1 | AC | Split System: Air-Cooled Condensing Unit, Coil with Blower | RA1448AD1 |  | RCF4824STAM | 12 | 14.5 | Yes | Yes | 2015-02-11 |  | 0
FALSE | RA1448AD1 | 4762 | 7492497 | RHEEM SALES COMPANY, INC. | RA1448AJ1 | AC | Split System: Air-Cooled Condensing Unit, Coil with Blower | RA1448AJ1 |  | RCFN-H*4824 | 12.5 | 15.1 | Yes | Yes | 2015-02-11 |  | 1
FALSE | RA1430AJ1 | 4759 | 7599619 | RHEEM SALES COMPANY, INC. | RA1430AJ1 | AC | Split System: Air-Cooled Condensing Unit, Coil with Blower | RA1430AJ1 |  | RCF3621MTAM | 13 | 16 | Yes | Yes | 2015-02-11 |  | 2
FALSE | RA1418AJ1 | 4757 | 7490662 | RHEEM SALES COMPANY, INC. | RA1418AJ1 | AC | Split System: Air-Cooled Condensing Unit, Coil with Blower | RA1418AJ1 |  | RCFL-H*2621 | 13 | 16 | Yes | Yes | 2015-02-11 |  | 2
FALSE | RA1660AC1 | 4920 | 7943874 | RHEEM SALES COMPANY, INC. | RA1660AC1 | AC | Split System: Air-Cooled Condensing Unit, Coil with Blower | RA1660AC1 |  | RCFN-H*6024 | 13 | 16 | Yes | Yes | 2015-02-11 |  | 2
FALSE | RA1442AD1 | 4761 | 7491937 | RHEEM SALES COMPANY, INC. | RA1442AC1 | AC | Split System: Air-Cooled Condensing Unit, Coil with Blower | RA1442AC1 |  | RCFL-H*4824 | 12 | 14.5 | Yes | Yes | 2015-02-11 |  | 0
FALSE | RA1648AJ1 | 4919 | 7943229 | RHEEM SALES COMPANY, INC. | RA1648AJ1 | AC | Split System: Air-Cooled Condensing Unit, Coil with Blower | RA1648AJ1 |  | RCF4821STAM | 13 | 16 | Yes | Yes | 2015-02-11 |  | 2
FALSE | RA1436AD1 | 4760 | 7491430 | RHEEM SALES COMPANY, INC. | RA1436AC1 | AC | Split System: Air-Cooled Condensing Unit, Coil with Blower | RA1436AC1 |  | RCFL-H*3821 | 12.5 | 15 | Yes | Yes | 2015-02-11 |  | 1
FALSE | RA1436AD1 | 4760 | 7600087 | RHEEM SALES COMPANY, INC. | RA1436AD1 | AC | Split System: Air-Cooled Condensing Unit, Coil with Blower | RA1436AD1 |  | RCFL-H*3824 | 12.5 | 15.1 | Yes | Yes | 2015-02-11 |  | 1
FALSE | RA1642AJ1 | 4918 | 7942349 | RHEEM SALES COMPANY, INC. | RA1642AC1 | AC | Split System: Air-Cooled Condensing Unit, Coil with Blower | RA1642AC1 |  | RCFL-H*4821 | 13 | 15.5 | Yes | Yes | 2015-02-11 |  | 1
FALSE | RA1442AD1 | 4761 | 7945088 | RHEEM SALES COMPANY, INC. | RA1442AC1 | AC | Split System: Air-Cooled Condensing Unit, Coil with Blower | RA1442AC1 |  | RCF4824HTAM | 13 | 15.5 | Yes | Yes | 2015-02-11 |  | 1
FALSE | RA1330AJ1 | 4823 | 7982355 | RHEEM SALES COMPANY, INC. | RA1330AJ1 | AC | Split System: Air-Cooled Condensing Unit, Coil with Blower | RA1330AJ1 |  | RCFL-H*3824 | 12 | 14.5 | Yes | Yes | 2015-02-11 |  | 0
FALSE | RA1430AJ1 | 4759 | 7491210 | RHEEM SALES COMPANY, INC. | RA1430AJ1 | AC | Split System: Air-Cooled Condensing Unit, Coil with Blower | RA1430AJ1 |  | RCFN-H*3624 | 13 | 16 | Yes | Yes | 2015-02-11 |  | 2
FALSE | RA1336AD1 | 4824 | 7508638 | RHEEM SALES COMPANY, INC. | RA1336AJ1 | AC | Split System: Air-Cooled Condensing Unit, Coil with Blower | RA1336AJ1 |  | RCF3624HTAM | 12.5 | 15.1 | Yes | Yes | 2015-02-11 |  | 1
FALSE | RA1418AJ1 | 4757 | 7490709 | RHEEM SALES COMPANY, INC. | RA1418AJ1 | AC | Split System: Air-Cooled Condensing Unit, Coil with Blower | RA1418AJ1 |  | RCFN-H*2421 | 13 | 15.5 | Yes | Yes | 2015-02-11 |  | 1
FALSE | RA1636AJ1 | 4917 | 7941761 | RHEEM SALES COMPANY, INC. | RA1636AC1 | AC | Split System: Air-Cooled Condensing Unit, Coil with Blower | RA1636AC1 |  | RCQD-3624 | 13 | 16 | Yes | Yes | 2015-02-11 |  | 2
FALSE | RA1630AJ1 | 4916 | 7940946 | RHEEM SALES COMPANY, INC. | RA1630AJ1 | AC | Split System: Air-Cooled Condensing Unit, Coil with Blower | RA1630AJ1 |  | RCF3621MTAM | 13 | 16 | Yes | Yes | 2015-02-11 |  | 2
FALSE | RA1630AJ1 | 4916 | 7941276 | RHEEM SALES COMPANY, INC. | RA1630AJ1 | AC | Split System: Air-Cooled Condensing Unit, Coil with Blower | RA1630AJ1 |  | RCFN-H*3624 | 13 | 16 | Yes | Yes | 2015-02-11 |  | 2
FALSE | RA1418AJ1 | 4757 | 7490673 | RHEEM SALES COMPANY, INC. | RA1418AJ1 | AC | Split System: Air-Cooled Condensing Unit, Coil with Blower | RA1418AJ1 |  | RCFN-H*2417 | 13 | 16 | Yes | Yes | 2015-02-11 |  | 2
FALSE | RA1642AJ1 | 4918 | 7942470 | RHEEM SALES COMPANY, INC. | RA1642AC1 | AC | Split System: Air-Cooled Condensing Unit, Coil with Blower | RA1642AC1 |  | RCFN-H*4824 | 13 | 16 | Yes | Yes | 2015-02-11 |  | 2
FALSE | RA1442AD1 | 4761 | 7492026 | RHEEM SALES COMPANY, INC. | RA1442AJ1 | AC | Split System: Air-Cooled Condensing Unit, Coil with Blower | RA1442AJ1 |  | RCF4824HTAM | 12.5 | 15.1 | Yes | Yes | 2015-02-11 |  | 1
FALSE | RA1642AJ1 | 4918 | 7942673 | RHEEM SALES COMPANY, INC. | RA1642AJ1 | AC | Split System: Air-Cooled Condensing Unit, Coil with Blower | RA1642AJ1 |  | RCF4824STAM | 13 | 15.5 | Yes | Yes | 2015-02-11 |  | 1
FALSE | RA1642AJ1 | 4918 | 7942292 | RHEEM SALES COMPANY, INC. | RA1642AC1 | AC | Split System: Air-Cooled Condensing Unit, Coil with Blower | RA1642AC1 |  | RCF4824HTAM | 13 | 16 | Yes | Yes | 2015-02-11 |  | 2
FALSE | RA1618AJ1 | 4914 | 7940353 | RHEEM SALES COMPANY, INC. | RA1618AJ1 | AC | Split System: Air-Cooled Condensing Unit, Coil with Blower | RA1618AJ1 |  | RCF2417STAM | 13 | 16 | Yes | Yes | 2015-02-11 |  | 2
FALSE | RA1636AJ1 | 4917 | 7942171 | RHEEM SALES COMPANY, INC. | RA1636AJ1 | AC | Split System: Air-Cooled Condensing Unit, Coil with Blower | RA1636AJ1 |  | RCQD-3621 | 13 | 16 | Yes | Yes | 2015-02-11 |  | 2
FALSE | RA1424AJ1 | 4758 | 7490896 | RHEEM SALES COMPANY, INC. | RA1424AJ1 | AC | Split System: Air-Cooled Condensing Unit, Coil with Blower | RA1424AJ1 |  | RCFL-H*2621 | 13 | 15.5 | Yes | Yes | 2015-02-11 |  | 1
FALSE | RA1442AD1 | 4761 | 7492020 | RHEEM SALES COMPANY, INC. | RA1442AJ1 | AC | Split System: Air-Cooled Condensing Unit, Coil with Blower | RA1442AJ1 |  | RCF4821STAM | 12.5 | 15 | Yes | Yes | 2015-02-11 |  | 1
FALSE | RA1648AJ1 | 4919 | 7943127 | RHEEM SALES COMPANY, INC. | RA1648AC1 | AC | Split System: Air-Cooled Condensing Unit, Coil with Blower | RA1648AC1 |  | RCFN-H*4824 | 13 | 16 | Yes | Yes | 2015-02-11 |  | 2
FALSE | RA1442AD1 | 4761 | 7945084 | RHEEM SALES COMPANY, INC. | RA1442AC1 | AC | Split System: Air-Cooled Condensing Unit, Coil with Blower | RA1442AC1 |  | RCF4824HTAM | 13 | 15.5 | Yes | Yes | 2015-02-11 |  | 1
FALSE | RA1330AJ1 | 4823 | 7507871 | RHEEM SALES COMPANY, INC. | RA1330AJ1 | AC | Split System: Air-Cooled Condensing Unit, Coil with Blower | RA1330AJ1 |  | RCF3621MTAM | 12 | 14.5 | Yes | Yes | 2015-02-11 |  | 0
FALSE | RA1636AJ1 | 4917 | 7942012 | RHEEM SALES COMPANY, INC. | RA1636AJ1 | AC | Split System: Air-Cooled Condensing Unit, Coil with Blower | RA1636AJ1 |  | RCFL-H*3621 | 12.5 | 15 | Yes | Yes | 2015-02-11 |  | 1
FALSE | RA1336AD1 | 4824 | 7508605 | RHEEM SALES COMPANY, INC. | RA1336AJ1 | AC | Split System: Air-Cooled Condensing Unit, Coil with Blower | RA1336AJ1 |  | RCF3621MTAM | 12 | 14.5 | Yes | Yes | 2015-02-11 |  | 0
FALSE | RA1430AJ1 | 4759 | 7491109 | RHEEM SALES COMPANY, INC. | RA1430AJ1 | AC | Split System: Air-Cooled Condensing Unit, Coil with Blower | RA1430AJ1 |  | RCFL-H*3621 | 13 | 15.5 | Yes | Yes | 2015-02-11 |  | 1
FALSE | RA1442AD1 | 4761 | 7945122 | RHEEM SALES COMPANY, INC. | RA1442AJ1 | AC | Split System: Air-Cooled Condensing Unit, Coil with Blower | RA1442AJ1 |  | RCF4824HTAM | 13 | 15.5 | Yes | Yes | 2015-02-11 |  | 1
FALSE | RA1442AD1 | 4761 | 7600434 | RHEEM SALES COMPANY, INC. | RA1442AD1 | AC | Split System: Air-Cooled Condensing Unit, Coil with Blower | RA1442AD1 |  | RCFL-H*4824 | 12.5 | 15.1 | Yes | Yes | 2015-02-11 |  | 1
FALSE | RA1448AD1 | 4762 | 7492400 | RHEEM SALES COMPANY, INC. | RA1448AJ1 | AC | Split System: Air-Cooled Condensing Unit, Coil with Blower | RA1448AJ1 |  | RCF4824HTAM | 12 | 14.5 | Yes | Yes | 2015-02-11 |  | 0
FALSE | RA1460AD1 | 4763 | 7600974 | RHEEM SALES COMPANY, INC. | RA1460AD1 | AC | Split System: Air-Cooled Condensing Unit, Coil with Blower | RA1460AD1 |  | RCF6024STAM | 12 | 14.5 | Yes | Yes | 2015-02-11 |  | 0
FALSE | RA1648AJ1 | 4919 | 7943168 | RHEEM SALES COMPANY, INC. | RA1648AC1 | AC | Split System: Air-Cooled Condensing Unit, Coil with Blower | RA1648AC1 |  | RCQD-4821 | 13 | 16 | Yes | Yes | 2015-02-11 |  | 2
FALSE | RA1318AJ1 | 4821 | 7507477 | RHEEM SALES COMPANY, INC. | RA1318AJ1 | AC | Split System: Air-Cooled Condensing Unit, Coil with Blower | RA1318AJ1 |  | RCF2421MTAM | 12 | 14.5 | Yes | Yes | 2015-02-11 |  | 0
FALSE | RA1430AJ1 | 4759 | 7491062 | RHEEM SALES COMPANY, INC. | RA1430AJ1 | AC | Split System: Air-Cooled Condensing Unit, Coil with Blower | RA1430AJ1 |  | RCF3624MTAM | 13 | 16 | Yes | Yes | 2015-02-11 |  | 2
FALSE | RA1630AJ1 | 4916 | 7941347 | RHEEM SALES COMPANY, INC. | RA1630AJ1 | AC | Split System: Air-Cooled Condensing Unit, Coil with Blower | RA1630AJ1 |  | RHAL-FR30P | 12.5 | 15 | Yes | Yes | 2015-02-11 |  | 1
FALSE | RA1436AD1 | 4760 | 7501052 | RHEEM SALES COMPANY, INC. | RA1436AC1 | AC | Split System: Air-Cooled Condensing Unit, Coil with Blower | RA1436AC1 |  | RCQD-3621 | 13 | 16 | Yes | Yes | 2015-02-11 |  | 2
FALSE | RA1448AD1 | 4762 | 7492507 | RHEEM SALES COMPANY, INC. | RA1448AJ1 | AC | Split System: Air-Cooled Condensing Unit, Coil with Blower | RA1448AJ1 |  | RCFN-H*4824 | 12.5 | 15.1 | Yes | Yes | 2015-02-11 |  | 1
FALSE | RA1636AJ1 | 4917 | 7941796 | RHEEM SALES COMPANY, INC. | RA1636AJ1 | AC | Split System: Air-Cooled Condensing Unit, Coil with Blower | RA1636AJ1 |  | RCF3617STAM | 12.5 | 15.1 | Yes | Yes | 2015-02-11 |  | 1
FALSE | RA1442AD1 | 4761 | 7600265 | RHEEM SALES COMPANY, INC. | RA1442AC1 | AC | Split System: Air-Cooled Condensing Unit, Coil with Blower | RA1442AC1 |  | RCFL-H*4824 | 12.5 | 15.1 | Yes | Yes | 2015-02-11 |  | 1
FALSE | RA1642AJ1 | 4918 | 7942382 | RHEEM SALES COMPANY, INC. | RA1642AC1 | AC | Split System: Air-Cooled Condensing Unit, Coil with Blower | RA1642AC1 |  | RCFL-H*4821 | 12.5 | 15.1 | Yes | Yes | 2015-02-11 |  | 1
FALSE | RA1636AJ1 | 4917 | 7941904 | RHEEM SALES COMPANY, INC. | RA1636AJ1 | AC | Split System: Air-Cooled Condensing Unit, Coil Alone | RA1636AJ1 |  | RCF3621STAM+RXMD-C04 | 12.2 | 14.5 | Yes | Yes | 2015-02-11 |  | 0
FALSE | RA1436AD1 | 4760 | 7491616 | RHEEM SALES COMPANY, INC. | RA1436AJ1 | AC | Split System: Air-Cooled Condensing Unit, Coil with Blower | RA1436AJ1 |  | RCF3624HTAM | 13 | 16 | Yes | Yes | 2015-02-11 |  | 2
FALSE | RA1636AJ1 | 4917 | 7941376 | RHEEM SALES COMPANY, INC. | RA1636AC1 | AC | Split System: Air-Cooled Condensing Unit, Coil with Blower | RA1636AC1 |  | RCF3617STAM | 13 | 15.5 | Yes | Yes | 2015-02-11 |  | 1
FALSE | RA1648AJ1 | 4919 | 7943542 | RHEEM SALES COMPANY, INC. | RA1648AJ1 | AC | Split System: Air-Cooled Condensing Unit, Coil with Blower | RA1648AJ1 |  | RHML-HM4824 | 13 | 16 | Yes | Yes | 2015-02-11 |  | 2
FALSE | RA1624AJ1 | 4915 | 7940758 | RHEEM SALES COMPANY, INC. | RA1624AJ1 | AC | Split System: Air-Cooled Condensing Unit, Coil with Blower | RA1624AJ1 |  | RCFL-H*2617 | 13 | 16 | Yes | Yes | 2015-02-11 |  | 2
FALSE | RA1636AJ1 | 4917 | 7942105 | RHEEM SALES COMPANY, INC. | RA1636AJ1 | AC | Split System: Air-Cooled Condensing Unit, Coil with Blower | RA1636AJ1 |  | RCFL-H*3824 | 13 | 16 | Yes | Yes | 2015-02-11 |  | 2
FALSE | RA1636AJ1 | 4917 | 7944123 | RHEEM SALES COMPANY, INC. | RA1636AC1 | AC | Split System: Air-Cooled Condensing Unit, Coil with Blower | RA1636AC1 |  | RCF3624HTAM | 13 | 16 | Yes | Yes | 2015-02-11 |  | 2
FALSE | RA1636AJ1 | 4917 | 7941780 | RHEEM SALES COMPANY, INC. | RA1636AC1 | AC | Split System: Air-Cooled Condensing Unit, Coil with Blower | RA1636AC1 |  | RHBL-FR36T | 13 | 16 | Yes | Yes | 2015-02-11 |  | 2
FALSE | RA1660AC1 | 4920 | 7943624 | RHEEM SALES COMPANY, INC. | RA1660AJ1 | AC | Split System: Air-Cooled Condensing Unit, Coil with Blower | RA1660AJ1 |  | RCFL-H*6024 | 12.5 | 15.1 | Yes | Yes | 2015-02-11 |  | 1
FALSE | RA1624AJ1 | 4915 | 7940617 | RHEEM SALES COMPANY, INC. | RA1624AJ1 | AC | Split System: Air-Cooled Condensing Unit, Coil with Blower | RA1624AJ1 |  | RCF2417MTAM | 13 | 16 | Yes | Yes | 2015-02-11 |  | 2
FALSE | RA1430AJ1 | 4759 | 7491136 | RHEEM SALES COMPANY, INC. | RA1430AJ1 | AC | Split System: Air-Cooled Condensing Unit, Coil with Blower | RA1430AJ1 |  | RCFL-H*3821 | 12.5 | 15.1 | Yes | Yes | 2015-02-11 |  | 1
FALSE | RA1642AJ1 | 4918 | 7942521 | RHEEM SALES COMPANY, INC. | RA1642AC1 | AC | Split System: Air-Cooled Condensing Unit, Coil with Blower | RA1642AC1 |  | RCQD-4824 | 13 | 16 | Yes | Yes | 2015-02-11 |  | 2
FALSE | RA1430AJ1 | 4759 | 7491163 | RHEEM SALES COMPANY, INC. | RA1430AJ1 | AC | Split System: Air-Cooled Condensing Unit, Coil with Blower | RA1430AJ1 |  | RCFL-H*3821 | 13 | 15.5 | Yes | Yes | 2015-02-11 |  | 1
FALSE | RA1324AJ1 | 4822 | 7507673 | RHEEM SALES COMPANY, INC. | RA1324AJ1 | AC | Split System: Air-Cooled Condensing Unit, Coil with Blower | RA1324AJ1 |  | RCF2421HTAM | 12 | 14.5 | Yes | Yes | 2015-02-11 |  | 0
FALSE | RA1418AJ1 | 4757 | 7599542 | RHEEM SALES COMPANY, INC. | RA1418AJ1 | AC | Split System: Air-Cooled Condensing Unit, Coil with Blower | RA1418AJ1 |  | RCFL-H*2621 | 13 | 16 | Yes | Yes | 2015-02-11 |  | 2
FALSE | RA1442AD1 | 4761 | 7600555 | RHEEM SALES COMPANY, INC. | RA1442AJ1 | AC | Split System: Air-Cooled Condensing Unit, Coil with Blower | RA1442AJ1 |  | RCFN-H*4824 | 13 | 15.5 | Yes | Yes | 2015-02-11 |  | 1
FALSE | RA1336AD1 | 4824 | 7983358 | RHEEM SALES COMPANY, INC. | RA1336AC1 | AC | Split System: Air-Cooled Condensing Unit, Coil with Blower | RA1336AC1 |  | RCF3624HTAM | 12.5 | 15 | Yes | Yes | 2015-02-11 |  | 1
FALSE | RA1442AD1 | 4761 | 7491910 | RHEEM SALES COMPANY, INC. | RA1442AC1 | AC | Split System: Air-Cooled Condensing Unit, Coil with Blower | RA1442AC1 |  | RCFL-H*4821 | 12 | 14.5 | Yes | Yes | 2015-02-11 |  | 0
FALSE | RA1448AD1 | 4762 | 7492393 | RHEEM SALES COMPANY, INC. | RA1448AJ1 | AC | Split System: Air-Cooled Condensing Unit, Coil with Blower | RA1448AJ1 |  | RCF4824HTAM | 12 | 14.5 | Yes | Yes | 2015-02-11 |  | 0
FALSE | RA1648AJ1 | 4919 | 7943253 | RHEEM SALES COMPANY, INC. | RA1648AJ1 | AC | Split System: Air-Cooled Condensing Unit, Coil with Blower | RA1648AJ1 |  | RCF4821STAM | 13 | 15.5 | Yes | Yes | 2015-02-11 |  | 1
FALSE | RA1448AD1 | 4762 | 7600600 | RHEEM SALES COMPANY, INC. | RA1448AD1 | AC | Split System: Air-Cooled Condensing Unit, Coil with Blower | RA1448AD1 |  | RCF4821STAM | 12 | 14.5 | Yes | Yes | 2015-02-11 |  | 0
FALSE | RA1618AJ1 | 4914 | 7940503 | RHEEM SALES COMPANY, INC. | RA1618AJ1 | AC | Split System: Air-Cooled Condensing Unit, Coil with Blower | RA1618AJ1 |  | RCFN-H*2417 | 13 | 16 | Yes | Yes | 2015-02-11 |  | 2
FALSE | RA1448AD1 | 4762 | 7601528 | RHEEM SALES COMPANY, INC. | RA1448AC1 | AC | Split System: Air-Cooled Condensing Unit, Coil with Blower | RA1448AC1 |  | RCF4821STAM | 12 | 14.5 | Yes | Yes | 2015-02-11 |  | 0
FALSE | RA1630AJ1 | 4916 | 7941055 | RHEEM SALES COMPANY, INC. | RA1630AJ1 | AC | Split System: Air-Cooled Condensing Unit, Coil with Blower | RA1630AJ1 |  | RCF3624MTAM | 13 | 16 | Yes | Yes | 2015-02-11 |  | 2
FALSE | RA1436AD1 | 4760 | 7945048 | RHEEM SALES COMPANY, INC. | RA1436AJ1 | AC | Split System: Air-Cooled Condensing Unit, Coil with Blower | RA1436AJ1 |  | RCF3617STAM | 12.5 | 15 | Yes | Yes | 2015-02-11 |  | 1
FALSE | RA1442AD1 | 4761 | 7600255 | RHEEM SALES COMPANY, INC. | RA1442AC1 | AC | Split System: Air-Cooled Condensing Unit, Coil with Blower | RA1442AC1 |  | RCFL-H*4821 | 12 | 14.5 | Yes | Yes | 2015-02-11 |  | 0
FALSE | RA1418AJ1 | 4757 | 7490615 | RHEEM SALES COMPANY, INC. | RA1418AJ1 | AC | Split System: Air-Cooled Condensing Unit, Coil with Blower | RA1418AJ1 |  | RCFL-A*2417 | 13 | 15.5 | Yes | Yes | 2015-02-11 |  | 1
FALSE | RA1436AD1 | 4760 | 7491557 | RHEEM SALES COMPANY, INC. | RA1436AJ1 | AC | Split System: Air-Cooled Condensing Unit, Coil with Blower | RA1436AJ1 |  | RCF3621MTAM | 13 | 15.5 | Yes | Yes | 2015-02-11 |  | 1
FALSE | RA1630AJ1 | 4916 | 7941049 | RHEEM SALES COMPANY, INC. | RA1630AJ1 | AC | Split System: Air-Cooled Condensing Unit, Coil Alone | RA1630AJ1 |  | RCF3624HTAM+RXMD-C04 | 12.5 | 15.1 | Yes | Yes | 2015-02-11 |  | 1
FALSE | RA1624AJ1 | 4915 | 7940639 | RHEEM SALES COMPANY, INC. | RA1624AJ1 | AC | Split System: Air-Cooled Condensing Unit, Coil with Blower | RA1624AJ1 |  | RCF2417STAM | 13 | 16 | Yes | Yes | 2015-02-11 |  | 2
FALSE | RA1336AD1 | 4824 | 7983417 | RHEEM SALES COMPANY, INC. | RA1336AJ1 | AC | Split System: Air-Cooled Condensing Unit, Coil with Blower | RA1336AJ1 |  | RCF3624HTAM | 12.5 | 15.1 | Yes | Yes | 2015-02-11 |  | 1
FALSE | RA1318AJ1 | 4821 | 7507431 | RHEEM SALES COMPANY, INC. | RA1318AJ1 | AC | Split System: Air-Cooled Condensing Unit, Coil with Blower | RA1318AJ1 |  | RCF2417MTAM | 12 | 14.5 | Yes | Yes | 2015-02-11 |  | 0
FALSE | RA1430AJ1 | 4759 | 7501003 | RHEEM SALES COMPANY, INC. | RA1430AJ1 | AC | Split System: Air-Cooled Condensing Unit, Coil with Blower | RA1430AJ1 |  | RCFL-H*3824 | 13 | 15.5 | Yes | Yes | 2015-02-11 |  | 1
FALSE | RA1630AJ1 | 4916 | 7941261 | RHEEM SALES COMPANY, INC. | RA1630AJ1 | AC | Split System: Air-Cooled Condensing Unit, Coil with Blower | RA1630AJ1 |  | RCFN-H*3624 | 13 | 16 | Yes | Yes | 2015-02-11 |  | 2
FALSE | RA1642AJ1 | 4918 | 7944204 | RHEEM SALES COMPANY, INC. | RA1642AJ1 | AC | Split System: Air-Cooled Condensing Unit, Coil with Blower | RA1642AJ1 |  | RCF4821STAM | 13 | 16 | Yes | Yes | 2015-02-11 |  | 2
FALSE | RA1330AJ1 | 4823 | 7507929 | RHEEM SALES COMPANY, INC. | RA1330AJ1 | AC | Split System: Air-Cooled Condensing Unit, Coil with Blower | RA1330AJ1 |  | RCF3624HTAM | 13 | 15.5 | Yes | Yes | 2015-02-11 |  | 1
FALSE | RA1618AJ1 | 4914 | 7940386 | RHEEM SALES COMPANY, INC. | RA1618AJ1 | AC | Split System: Air-Cooled Condensing Unit, Coil with Blower | RA1618AJ1 |  | RCF2421MTAM | 13 | 16 | Yes | Yes | 2015-02-11 |  | 2
FALSE | RA1636AJ1 | 4917 | 7941499 | RHEEM SALES COMPANY, INC. | RA1636AC1 | AC | Split System: Air-Cooled Condensing Unit, Coil with Blower | RA1636AC1 |  | RCF3624HTAM | 13 | 16 | Yes | Yes | 2015-02-11 |  | 2
FALSE | RA1642AJ1 | 4918 | 7942397 | RHEEM SALES COMPANY, INC. | RA1642AC1 | AC | Split System: Air-Cooled Condensing Unit, Coil with Blower | RA1642AC1 |  | RCFL-H*4824 | 13 | 16 | Yes | Yes | 2015-02-11 |  | 2
FALSE | RA1648AJ1 | 4919 | 7942909 | RHEEM SALES COMPANY, INC. | RA1648AC1 | AC | Split System: Air-Cooled Condensing Unit, Coil with Blower | RA1648AC1 |  | RCF4821STAM | 13 | 15.5 | Yes | Yes | 2015-02-11 |  | 1
FALSE | RA1642AJ1 | 4918 | 7942694 | RHEEM SALES COMPANY, INC. | RA1642AJ1 | AC | Split System: Air-Cooled Condensing Unit, Coil with Blower | RA1642AJ1 |  | RCFL-H*4821 | 12.2 | 14.5 | Yes | Yes | 2015-02-11 |  | 0
FALSE | RA1660AC1 | 4920 | 7943590 | RHEEM SALES COMPANY, INC. | RA1660AJ1 | AC | Split System: Air-Cooled Condensing Unit, Coil with Blower | RA1660AJ1 |  | RCF6024STAM | 12.5 | 15.1 | Yes | Yes | 2015-02-11 |  | 1
FALSE | RA1630AJ1 | 4916 | 7941002 | RHEEM SALES COMPANY, INC. | RA1630AJ1 | AC | Split System: Air-Cooled Condensing Unit, Coil with Blower | RA1630AJ1 |  | RCF3621STAM | 13 | 16 | Yes | Yes | 2015-02-11 |  | 2
FALSE | RA1642AJ1 | 4918 | 7942529 | RHEEM SALES COMPANY, INC. | RA1642AC1 | AC | Split System: Air-Cooled Condensing Unit, Coil with Blower | RA1642AC1 |  | RCQD-4824 | 13 | 16 | Yes | Yes | 2015-02-11 |  | 2
FALSE | RA1648AJ1 | 4919 | 7943037 | RHEEM SALES COMPANY, INC. | RA1648AC1 | AC | Split System: Air-Cooled Condensing Unit, Coil with Blower | RA1648AC1 |  | RCFL-H*4821 | 12.5 | 15.1 | Yes | Yes | 2015-02-11 |  | 1
FALSE | RA1436AD1 | 4760 | 7600092 | RHEEM SALES COMPANY, INC. | RA1436AD1 | AC | Split System: Air-Cooled Condensing Unit, Coil with Blower | RA1436AD1 |  | RCQD-3621 | 13 | 16 | Yes | Yes | 2015-02-11 |  | 2
FALSE | RA1630AJ1 | 4916 | 7941320 | RHEEM SALES COMPANY, INC. | RA1630AJ1 | AC | Split System: Air-Cooled Condensing Unit, Coil with Blower | RA1630AJ1 |  | RCQD-3624 | 13 | 16 | Yes | Yes | 2015-02-11 |  | 2
FALSE | RA1636AJ1 | 4917 | 7944168 | RHEEM SALES COMPANY, INC. | RA1636AJ1 | AC | Split System: Air-Cooled Condensing Unit, Coil with Blower | RA1636AJ1 |  | RCF3624MTAM | 13 | 16 | Yes | Yes | 2015-02-11 |  | 2
FALSE | RA1418AJ1 | 4757 | 7490544 | RHEEM SALES COMPANY, INC. | RA1418AJ1 | AC | Split System: Air-Cooled Condensing Unit, Coil with Blower | RA1418AJ1 |  | RCF2417MTAM | 13 | 16 | Yes | Yes | 2015-02-11 |  | 2
FALSE | RA1430AJ1 | 4759 | 7491065 | RHEEM SALES COMPANY, INC. | RA1430AJ1 | AC | Split System: Air-Cooled Condensing Unit, Coil with Blower | RA1430AJ1 |  | RCF3624MTAM | 13 | 16 | Yes | Yes | 2015-02-11 |  | 2
FALSE | RA1336AD1 | 4824 | 7508233 | RHEEM SALES COMPANY, INC. | RA1336AC1 | AC | Split System: Air-Cooled Condensing Unit, Coil with Blower | RA1336AC1 |  | RCF3621MTAM | 12 | 14.5 | Yes | Yes | 2015-02-11 |  | 0
FALSE | RA1636AJ1 | 4917 | 7941776 | RHEEM SALES COMPANY, INC. | RA1636AC1 | AC | Split System: Air-Cooled Condensing Unit, Coil with Blower | RA1636AC1 |  | RH1V3621MTAN | 13 | 16 | Yes | Yes | 2015-02-11 |  | 2
FALSE | RA1642AJ1 | 4918 | 7944222 | RHEEM SALES COMPANY, INC. | RA1642AJ1 | AC | Split System: Air-Cooled Condensing Unit, Coil with Blower | RA1642AJ1 |  | RCF4824STAM | 13 | 15.5 | Yes | Yes | 2015-02-11 |  | 1
FALSE | RA1660AC1 | 4920 | 7943893 | RHEEM SALES COMPANY, INC. | RA1660AC1 | AC | Split System: Air-Cooled Condensing Unit, Coil with Blower | RA1660AC1 |  | RCFN-H*6024 | 13 | 15.5 | Yes | Yes | 2015-02-11 |  | 1
FALSE | RA1624AJ1 | 4915 | 7940843 | RHEEM SALES COMPANY, INC. | RA1624AJ1 | AC | Split System: Air-Cooled Condensing Unit, Coil with Blower | RA1624AJ1 |  | RCFN-H*2421 | 13 | 16 | Yes | Yes | 2015-02-11 |  | 2
FALSE | RA1442AD1 | 4761 | 7492054 | RHEEM SALES COMPANY, INC. | RA1442AJ1 | AC | Split System: Air-Cooled Condensing Unit, Coil with Blower | RA1442AJ1 |  | RCF4824STAM | 12 | 14.5 | Yes | Yes | 2015-02-11 |  | 0
FALSE | RA1648AJ1 | 4919 | 7943407 | RHEEM SALES COMPANY, INC. | RA1648AJ1 | AC | Split System: Air-Cooled Condensing Unit, Coil with Blower | RA1648AJ1 |  | RCFL-H*4824 | 13 | 15.5 | Yes | Yes | 2015-02-11 |  | 1
FALSE | RA1336AD1 | 4824 | 7508483 | RHEEM SALES COMPANY, INC. | RA1336AC1 | AC | Split System: Air-Cooled Condensing Unit, Coil with Blower | RA1336AC1 |  | RCFN-H*3624 | 12 | 14.5 | Yes | Yes | 2015-02-11 |  | 0
FALSE | RA1336AD1 | 4824 | 7508685 | RHEEM SALES COMPANY, INC. | RA1336AJ1 | AC | Split System: Air-Cooled Condensing Unit, Coil with Blower | RA1336AJ1 |  | RCF3624MTAM | 12 | 14.5 | Yes | Yes | 2015-02-11 |  | 0
FALSE | RA1660AC1 | 4920 | 7943772 | RHEEM SALES COMPANY, INC. | RA1660AC1 | AC | Split System: Air-Cooled Condensing Unit, Coil with Blower | RA1660AC1 |  | RCF6024HTAM | 12.5 | 15.1 | Yes | Yes | 2015-02-11 |  | 1
FALSE | RA1330AJ1 | 4823 | 7507845 | RHEEM SALES COMPANY, INC. | RA1330AJ1 | AC | Split System: Air-Cooled Condensing Unit, Coil with Blower | RA1330AJ1 |  | RBHP-21 | 12 | 14.5 | Yes | Yes | 2015-02-11 |  | 0
FALSE | RA1436AD1 | 4760 | 7491449 | RHEEM SALES COMPANY, INC. | RA1436AC1 | AC | Split System: Air-Cooled Condensing Unit, Coil with Blower | RA1436AC1 |  | RCFL-H*3824 | 13 | 15.5 | Yes | Yes | 2015-02-11 |  | 1
FALSE | RA1336AD1 | 4824 | 7508464 | RHEEM SALES COMPANY, INC. | RA1336AC1 | AC | Split System: Air-Cooled Condensing Unit, Coil with Blower | RA1336AC1 |  | RCFN-H*3624 | 12.5 | 15 | Yes | Yes | 2015-02-11 |  | 1
FALSE | RA1648AJ1 | 4919 | 7943431 | RHEEM SALES COMPANY, INC. | RA1648AJ1 | AC | Split System: Air-Cooled Condensing Unit, Coil with Blower | RA1648AJ1 |  | RCFN-H*4824 | 13 | 16 | Yes | Yes | 2015-02-11 |  | 2
FALSE | RA1442AD1 | 4761 | 7501125 | RHEEM SALES COMPANY, INC. | RA1442AC1 | AC | Split System: Air-Cooled Condensing Unit, Coil with Blower | RA1442AC1 |  | RCFN-H*4824 | 13 | 15.5 | Yes | Yes | 2015-02-11 |  | 1
FALSE | RA1660AC1 | 4920 | 7943690 | RHEEM SALES COMPANY, INC. | RA1660AJ1 | AC | Split System: Air-Cooled Condensing Unit, Coil with Blower | RA1660AJ1 |  | RCQD-6024 | 12 | 14.5 | Yes | Yes | 2015-02-11 |  | 0
FALSE | RA1448AD1 | 4762 | 7492503 | RHEEM SALES COMPANY, INC. | RA1448AJ1 | AC | Split System: Air-Cooled Condensing Unit, Coil with Blower | RA1448AJ1 |  | RCFN-H*4824 | 12.5 | 15.1 | Yes | Yes | 2015-02-11 |  | 1
FALSE | RA1436AD1 | 4760 | 7501096 | RHEEM SALES COMPANY, INC. | RA1436AJ1 | AC | Split System: Air-Cooled Condensing Unit, Coil with Blower | RA1436AJ1 |  | RCFL-H*3824 | 13 | 15.5 | Yes | Yes | 2015-02-11 |  | 1
FALSE | RA1436AD1 | 4760 | 7491706 | RHEEM SALES COMPANY, INC. | RA1436AJ1 | AC | Split System: Air-Cooled Condensing Unit, Coil with Blower | RA1436AJ1 |  | RCFL-H*3821 | 12.5 | 15.1 | Yes | Yes | 2015-02-11 |  | 1
FALSE | RA1648AJ1 | 4919 | 7942958 | RHEEM SALES COMPANY, INC. | RA1648AC1 | AC | Split System: Air-Cooled Condensing Unit, Coil with Blower | RA1648AC1 |  | RCF4824HTAM | 13 | 16 | Yes | Yes | 2015-02-11 |  | 2
FALSE | RA1336AD1 | 4824 | 7982423 | RHEEM SALES COMPANY, INC. | RA1336AC1 | AC | Split System: Air-Cooled Condensing Unit, Coil with Blower | RA1336AC1 |  | RCQD-3621 | 12 | 14.5 | Yes | Yes | 2015-02-11 |  | 0
FALSE | RA1436AD1 | 4760 | 7491811 | RHEEM SALES COMPANY, INC. | RA1436AJ1 | AC | Split System: Air-Cooled Condensing Unit, Coil with Blower | RA1436AJ1 |  | RH2V3624HTAC | 13 | 16 | Yes | Yes | 2015-02-11 |  | 2
FALSE | RA1442AD1 | 4761 | 7491984 | RHEEM SALES COMPANY, INC. | RA1442AC1 | AC | Split System: Air-Cooled Condensing Unit, Coil with Blower | RA1442AC1 |  | RCFN-H*4824 | 13 | 15.5 | Yes | Yes | 2015-02-11 |  | 1
FALSE | RA1636AJ1 | 4917 | 7941825 | RHEEM SALES COMPANY, INC. | RA1636AJ1 | AC | Split System: Air-Cooled Condensing Unit, Coil with Blower | RA1636AJ1 |  | RCF3621MTAM | 13 | 16 | Yes | Yes | 2015-02-11 |  | 2
FALSE | RA1318AJ1 | 4821 | 7982230 | RHEEM SALES COMPANY, INC. | RA1318AJ1 | AC | Split System: Air-Cooled Condensing Unit, Coil with Blower | RA1318AJ1 |  | RCFN-H*2421 | 12.5 | 15 | Yes | Yes | 2015-02-11 |  | 1
FALSE | RA1442AD1 | 4761 | 7492038 | RHEEM SALES COMPANY, INC. | RA1442AJ1 | AC | Split System: Air-Cooled Condensing Unit, Coil with Blower | RA1442AJ1 |  | RCF4824HTAM | 13 | 15.5 | Yes | Yes | 2015-02-11 |  | 1
FALSE | RA1436AD1 | 4760 | 7491632 | RHEEM SALES COMPANY, INC. | RA1436AJ1 | AC | Split System: Air-Cooled Condensing Unit, Coil with Blower | RA1436AJ1 |  | RCF3624MTAM | 13 | 16 | Yes | Yes | 2015-02-11 |  | 2
FALSE | RA1660AC1 | 4920 | 7943943 | RHEEM SALES COMPANY, INC. | RA1660AC1 | AC | Split System: Air-Cooled Condensing Unit, Coil with Blower | RA1660AC1 |  | RHPN-HM6024 | 13 | 15.5 | Yes | Yes | 2015-02-11 |  | 1
FALSE | RA1630AJ1 | 4916 | 7941077 | RHEEM SALES COMPANY, INC. | RA1630AJ1 | AC | Split System: Air-Cooled Condensing Unit, Coil with Blower | RA1630AJ1 |  | RCF3624MTAM | 13 | 16 | Yes | Yes | 2015-02-11 |  | 2
FALSE | RA1630AJ1 | 4916 | 7941294 | RHEEM SALES COMPANY, INC. | RA1630AJ1 | AC | Split System: Air-Cooled Condensing Unit, Coil with Blower | RA1630AJ1 |  | RCQD-3621 | 13 | 16 | Yes | Yes | 2015-02-11 |  | 2
FALSE | RA1430AJ1 | 4759 | 7944976 | RHEEM SALES COMPANY, INC. | RA1430AJ1 | AC | Split System: Air-Cooled Condensing Unit, Coil with Blower | RA1430AJ1 |  | RCF3624HTAM | 13 | 16 | Yes | Yes | 2015-02-11 |  | 2
FALSE | RA1424AJ1 | 4758 | 7607057 | RHEEM SALES COMPANY, INC. | RA1424AJ1 | AC | Split System: Air-Cooled Condensing Unit, Coil with Blower | RA1424AJ1 |  | RCFL-H*2417 | 12.5 | 15.1 | Yes | Yes | 2015-02-11 |  | 1
FALSE | RA1648AJ1 | 4919 | 7943432 | RHEEM SALES COMPANY, INC. | RA1648AJ1 | AC | Split System: Air-Cooled Condensing Unit, Coil with Blower | RA1648AJ1 |  | RCFN-H*4824 | 13 | 16 | Yes | Yes | 2015-02-11 |  | 2
FALSE | RA1624AJ1 | 4915 | 7943992 | RHEEM SALES COMPANY, INC. | RA1624AJ1 | AC | Split System: Air-Cooled Condensing Unit, Coil with Blower | RA1624AJ1 |  | RCF2417STAM | 13 | 16 | Yes | Yes | 2015-02-11 |  | 2
FALSE | RA1330AJ1 | 4823 | 7507956 | RHEEM SALES COMPANY, INC. | RA1330AJ1 | AC | Split System: Air-Cooled Condensing Unit, Coil with Blower | RA1330AJ1 |  | RCF3624MTAM | 12 | 14.5 | Yes | Yes | 2015-02-11 |  | 0
FALSE | RA1442AD1 | 4761 | 7601492 | RHEEM SALES COMPANY, INC. | RA1442AC1 | AC | Split System: Air-Cooled Condensing Unit, Coil with Blower | RA1442AC1 |  | RCF4821STAM | 12 | 14.5 | Yes | Yes | 2015-02-11 |  | 0
FALSE | RA1442AD1 | 4761 | 7492055 | RHEEM SALES COMPANY, INC. | RA1442AJ1 | AC | Split System: Air-Cooled Condensing Unit, Coil with Blower | RA1442AJ1 |  | RCF4824STAM | 12.5 | 15 | Yes | Yes | 2015-02-11 |  | 1
FALSE | RA1624AJ1 | 4915 | 7940896 | RHEEM SALES COMPANY, INC. | RA1624AJ1 | AC | Split System: Air-Cooled Condensing Unit, Coil with Blower | RA1624AJ1 |  | RHBL-FR24T | 13 | 15.5 | Yes | Yes | 2015-02-11 |  | 1
FALSE | RA1436AD1 | 4760 | 7600084 | RHEEM SALES COMPANY, INC. | RA1436AD1 | AC | Split System: Air-Cooled Condensing Unit, Coil with Blower | RA1436AD1 |  | RCFL-H*3824 | 13 | 15.5 | Yes | Yes | 2015-02-11 |  | 1
FALSE | RA1618AJ1 | 4914 | 7940296 | RHEEM SALES COMPANY, INC. | RA1618AJ1 | AC | Split System: Air-Cooled Condensing Unit, Coil with Blower | RA1618AJ1 |  | RCF2417HTAM | 13 | 16 | Yes | Yes | 2015-02-11 |  | 2
FALSE | RA1424AJ1 | 4758 | 7490761 | RHEEM SALES COMPANY, INC. | RA1424AJ1 | AC | Split System: Air-Cooled Condensing Unit, Coil with Blower | RA1424AJ1 |  | RCF2417MTAM | 13 | 15.5 | Yes | Yes | 2015-02-11 |  | 1
FALSE | RA1442AD1 | 4761 | 7491863 | RHEEM SALES COMPANY, INC. | RA1442AC1 | AC | Split System: Air-Cooled Condensing Unit, Coil with Blower | RA1442AC1 |  | RCF4824HTAM | 13 | 15.5 | Yes | Yes | 2015-02-11 |  | 1
FALSE | RA1448AD1 | 4762 | 7492496 | RHEEM SALES COMPANY, INC. | RA1448AJ1 | AC | Split System: Air-Cooled Condensing Unit, Coil with Blower | RA1448AJ1 |  | RCFN-H*4824 | 12.5 | 15 | Yes | Yes | 2015-02-11 |  | 1
FALSE | RA1624AJ1 | 4915 | 7940736 | RHEEM SALES COMPANY, INC. | RA1624AJ1 | AC | Split System: Air-Cooled Condensing Unit, Coil with Blower | RA1624AJ1 |  | RCFL-H*2417 | 13 | 15.5 | Yes | Yes | 2015-02-11 |  | 1
FALSE | RA1436AD1 | 4760 | 7491355 | RHEEM SALES COMPANY, INC. | RA1436AC1 | AC | Split System: Air-Cooled Condensing Unit, Coil with Blower | RA1436AC1 |  | RCFL-H*3617 | 12 | 14.5 | Yes | Yes | 2015-02-11 |  | 0
FALSE | RA1636AJ1 | 4917 | 7941672 | RHEEM SALES COMPANY, INC. | RA1636AC1 | AC | Split System: Air-Cooled Condensing Unit, Coil with Blower | RA1636AC1 |  | RCFL-H*3824 | 13 | 16 | Yes | Yes | 2015-02-11 |  | 2
FALSE | RA1424AJ1 | 4758 | 7493631 | RHEEM SALES COMPANY, INC. | RA1424AJ1 | AC | Split System: Air-Cooled Condensing Unit, Coil with Blower | RA1424AJ1 |  | RHML-HM2421 | 13 | 15.5 | Yes | Yes | 2015-02-11 |  | 1
FALSE | RA1630AJ1 | 4916 | 7941019 | RHEEM SALES COMPANY, INC. | RA1630AJ1 | AC | Split System: Air-Cooled Condensing Unit, Coil with Blower | RA1630AJ1 |  | RCF3624HTAM | 13 | 16 | Yes | Yes | 2015-02-11 |  | 2
FALSE | RA1442AD1 | 4761 | 7945106 | RHEEM SALES COMPANY, INC. | RA1442AD1 | AC | Split System: Air-Cooled Condensing Unit, Coil with Blower | RA1442AD1 |  | RCF4824HTAM | 13 | 15.5 | Yes | Yes | 2015-02-11 |  | 1
FALSE | RA1324AJ1 | 4822 | 7507628 | RHEEM SALES COMPANY, INC. | RA1324AJ1 | AC | Split System: Air-Cooled Condensing Unit, Coil with Blower | RA1324AJ1 |  | RCF2417HTAM | 12 | 14.5 | Yes | Yes | 2015-02-11 |  | 0
FALSE | RA1642AJ1 | 4918 | 7942553 | RHEEM SALES COMPANY, INC. | RA1642AC1 | AC | Split System: Air-Cooled Condensing Unit, Coil with Blower | RA1642AC1 |  | RH1T4821STAN | 13 | 16 | Yes | Yes | 2015-02-11 |  | 2
FALSE | RA1336AD1 | 4824 | 7982394 | RHEEM SALES COMPANY, INC. | RA1336AC1 | AC | Split System: Air-Cooled Condensing Unit, Coil with Blower | RA1336AC1 |  | RCF3624MTAM | 12 | 14.5 | Yes | Yes | 2015-02-11 |  | 0
FALSE | RA1660AC1 | 4920 | 7944302 | RHEEM SALES COMPANY, INC. | RA1660AJ1 | AC | Split System: Air-Cooled Condensing Unit, Coil with Blower | RA1660AJ1 |  | RCF6024STAM | 13 | 15.5 | Yes | Yes | 2015-02-11 |  | 1
FALSE | RA1648AJ1 | 4919 | 7943016 | RHEEM SALES COMPANY, INC. | RA1648AC1 | AC | Split System: Air-Cooled Condensing Unit, Coil with Blower | RA1648AC1 |  | RCFL-H*4821 | 12.5 | 15.1 | Yes | Yes | 2015-02-11 |  | 1
FALSE | RA1442AD1 | 4761 | 7600301 | RHEEM SALES COMPANY, INC. | RA1442AD1 | AC | Split System: Air-Cooled Condensing Unit, Coil with Blower | RA1442AD1 |  | RCF4821STAM | 12.5 | 15 | Yes | Yes | 2015-02-11 |  | 1
FALSE | RA1636AJ1 | 4917 | 7941423 | RHEEM SALES COMPANY, INC. | RA1636AC1 | AC | Split System: Air-Cooled Condensing Unit, Coil with Blower | RA1636AC1 |  | RCF3621MTAM | 13 | 16 | Yes | Yes | 2015-02-11 |  | 2
FALSE | RA1318AJ1 | 4821 | 7507460 | RHEEM SALES COMPANY, INC. | RA1318AJ1 | AC | Split System: Air-Cooled Condensing Unit, Coil with Blower | RA1318AJ1 |  | RCF2421HTAM | 12 | 14.5 | Yes | Yes | 2015-02-11 |  | 0
FALSE | RA1636AJ1 | 4917 | 7941746 | RHEEM SALES COMPANY, INC. | RA1636AC1 | AC | Split System: Air-Cooled Condensing Unit, Coil with Blower | RA1636AC1 |  | RCQD-3624 | 13 | 16 | Yes | Yes | 2015-02-11 |  | 2
FALSE | RA1336AD1 | 4824 | 7982425 | RHEEM SALES COMPANY, INC. | RA1336AC1 | AC | Split System: Air-Cooled Condensing Unit, Coil with Blower | RA1336AC1 |  | RCQD-3624 | 12.5 | 15.1 | Yes | Yes | 2015-02-11 |  | 1
FALSE | RA1424AJ1 | 4758 | 7490844 | RHEEM SALES COMPANY, INC. | RA1424AJ1 | AC | Split System: Air-Cooled Condensing Unit, Coil with Blower | RA1424AJ1 |  | RCFL-H*2417 | 12.5 | 15.1 | Yes | Yes | 2015-02-11 |  | 1
FALSE | RA1448AD1 | 4762 | 7600880 | RHEEM SALES COMPANY, INC. | RA1448AJ1 | AC | Split System: Air-Cooled Condensing Unit, Coil with Blower | RA1448AJ1 |  | RCF4824STAM | 12.5 | 15.1 | Yes | Yes | 2015-02-11 |  | 1
FALSE | RA1636AJ1 | 4917 | 7941470 | RHEEM SALES COMPANY, INC. | RA1636AC1 | AC | Split System: Air-Cooled Condensing Unit, Coil with Blower | RA1636AC1 |  | RCF3624HTAM | 13 | 16 | Yes | Yes | 2015-02-11 |  | 2
FALSE | RA1430AJ1 | 4759 | 7491076 | RHEEM SALES COMPANY, INC. | RA1430AJ1 | AC | Split System: Air-Cooled Condensing Unit, Coil with Blower | RA1430AJ1 |  | RCF3624MTAM | 13 | 16 | Yes | Yes | 2015-02-11 |  | 2
FALSE | RA1424AJ1 | 4758 | 7944953 | RHEEM SALES COMPANY, INC. | RA1424AJ1 | AC | Split System: Air-Cooled Condensing Unit, Coil with Blower | RA1424AJ1 |  | RCF2421MTAM | 12.5 | 15.1 | Yes | Yes | 2015-02-11 |  | 1
FALSE | RA1336AD1 | 4824 | 7508896 | RHEEM SALES COMPANY, INC. | RA1336AJ1 | AC | Split System: Air-Cooled Condensing Unit, Coil with Blower | RA1336AJ1 |  | RCQD-3624 | 12.5 | 15.1 | Yes | Yes | 2015-02-11 |  | 1
FALSE | RA1430AJ1 | 4759 | 7599660 | RHEEM SALES COMPANY, INC. | RA1430AJ1 | AC | Split System: Air-Cooled Condensing Unit, Coil with Blower | RA1430AJ1 |  | RCFL-H*3824 | 13 | 15.5 | Yes | Yes | 2015-02-11 |  | 1
FALSE | RA1448AD1 | 4762 | 7600881 | RHEEM SALES COMPANY, INC. | RA1448AJ1 | AC | Split System: Air-Cooled Condensing Unit, Coil with Blower | RA1448AJ1 |  | RCF4824STAM | 12 | 14.5 | Yes | Yes | 2015-02-11 |  | 0
FALSE | RA1436AD1 | 4760 | 7491398 | RHEEM SALES COMPANY, INC. | RA1436AC1 | AC | Split System: Air-Cooled Condensing Unit, Coil with Blower | RA1436AC1 |  | RCFL-H*3621 | 13 | 15.5 | Yes | Yes | 2015-02-11 |  | 1
FALSE | RA1318AJ1 | 4821 | 7507509 | RHEEM SALES COMPANY, INC. | RA1318AJ1 | AC | Split System: Air-Cooled Condensing Unit, Coil with Blower | RA1318AJ1 |  | RCFL-H*2617 | 12 | 14.5 | Yes | Yes | 2015-02-11 |  | 0
FALSE | RA1448AD1 | 4762 | 7600868 | RHEEM SALES COMPANY, INC. | RA1448AD1 | AC | Split System: Air-Cooled Condensing Unit, Coil with Blower | RA1448AD1 |  | RHPN-HM4824 | 13 | 15.5 | Yes | Yes | 2015-02-11 |  | 1
FALSE | RA1330AJ1 | 4823 | 7508170 | RHEEM SALES COMPANY, INC. | RA1330AJ1 | AC | Split System: Air-Cooled Condensing Unit, Coil with Blower | RA1330AJ1 |  | RCQD-3624 | 12.5 | 15.1 | Yes | Yes | 2015-02-11 |  | 1
FALSE | RA1636AJ1 | 4917 | 7942215 | RHEEM SALES COMPANY, INC. | RA1636AJ1 | AC | Split System: Air-Cooled Condensing Unit, Coil with Blower | RA1636AJ1 |  | RHKL-HM3617 | 13 | 15.5 | Yes | Yes | 2015-02-11 |  | 1
FALSE | RA1648AJ1 | 4919 | 7943356 | RHEEM SALES COMPANY, INC. | RA1648AJ1 | AC | Split System: Air-Cooled Condensing Unit, Coil with Blower | RA1648AJ1 |  | RCFL-H*4821 | 12.5 | 15.1 | Yes | Yes | 2015-02-11 |  | 1
FALSE | RA1336AD1 | 4824 | 7508470 | RHEEM SALES COMPANY, INC. | RA1336AC1 | AC | Split System: Air-Cooled Condensing Unit, Coil with Blower | RA1336AC1 |  | RCFN-H*3624 | 12.5 | 15.1 | Yes | Yes | 2015-02-11 |  | 1
FALSE | RA1624AJ1 | 4915 | 7943994 | RHEEM SALES COMPANY, INC. | RA1624AJ1 | AC | Split System: Air-Cooled Condensing Unit, Coil with Blower | RA1624AJ1 |  | RCF2417STAM | 13 | 15.5 | Yes | Yes | 2015-02-11 |  | 1
FALSE | RA1624AJ1 | 4915 | 7940606 | RHEEM SALES COMPANY, INC. | RA1624AJ1 | AC | Split System: Air-Cooled Condensing Unit, Coil with Blower | RA1624AJ1 |  | RCF2417MTAM | 13 | 15.5 | Yes | Yes | 2015-02-11 |  | 1
FALSE | RA1642AJ1 | 4918 | 7942888 | RHEEM SALES COMPANY, INC. | RA1642AJ1 | AC | Split System: Air-Cooled Condensing Unit, Coil with Blower | RA1642AJ1 |  | RH1T4821STAN | 13 | 16 | Yes | Yes | 2015-02-11 |  | 2
FALSE | RA1430AJ1 | 4759 | 7490977 | RHEEM SALES COMPANY, INC. | RA1430AJ1 | AC | Split System: Air-Cooled Condensing Unit, Coil with Blower | RA1430AJ1 |  | RCF3617STAM | 12.5 | 15.1 | Yes | Yes | 2015-02-11 |  | 1
FALSE | RA1460AD1 | 4763 | 7601048 | RHEEM SALES COMPANY, INC. | RA1460AJ1 | AC | Split System: Air-Cooled Condensing Unit, Coil with Blower | RA1460AJ1 |  | RCF6024STAM | 12 | 14.5 | Yes | Yes | 2015-02-11 |  | 0
FALSE | RA1442AD1 | 4761 | 7600347 | RHEEM SALES COMPANY, INC. | RA1442AD1 | AC | Split System: Air-Cooled Condensing Unit, Coil Alone | RA1442AD1 |  | RCF4824HTAM+RXMD-C04 | 12 | 14.5 | Yes | Yes | 2015-02-11 |  | 0
FALSE | RA1342AD1 | 4827 | 7512003 | RHEEM SALES COMPANY, INC. | RA1342AJ1 | AC | Split System: Air-Cooled Condensing Unit, Coil with Blower | RA1342AJ1 |  | RCFN-H*4824 | 12 | 14.5 | Yes | Yes | 2015-02-11 |  | 0
FALSE | RA1630AJ1 | 4916 | 7941237 | RHEEM SALES COMPANY, INC. | RA1630AJ1 | AC | Split System: Air-Cooled Condensing Unit, Coil with Blower | RA1630AJ1 |  | RCFL-H*3824 | 13 | 16 | Yes | Yes | 2015-02-11 |  | 2
FALSE | RA1636AJ1 | 4917 | 7941662 | RHEEM SALES COMPANY, INC. | RA1636AC1 | AC | Split System: Air-Cooled Condensing Unit, Coil with Blower | RA1636AC1 |  | RCFL-H*3821 | 13 | 16 | Yes | Yes | 2015-02-11 |  | 2
FALSE | RA1624AJ1 | 4915 | 7940810 | RHEEM SALES COMPANY, INC. | RA1624AJ1 | AC | Split System: Air-Cooled Condensing Unit, Coil with Blower | RA1624AJ1 |  | RCFN-H*2417 | 13 | 16 | Yes | Yes | 2015-02-11 |  | 2
FALSE | RA1642AJ1 | 4918 | 7942327 | RHEEM SALES COMPANY, INC. | RA1642AC1 | AC | Split System: Air-Cooled Condensing Unit, Coil with Blower | RA1642AC1 |  | RCF4824STAM | 13 | 16 | Yes | Yes | 2015-02-11 |  | 2
FALSE | RA1636AJ1 | 4917 | 7941563 | RHEEM SALES COMPANY, INC. | RA1636AC1 | AC | Split System: Air-Cooled Condensing Unit, Coil with Blower | RA1636AC1 |  | RCFL-H*3617 | 13 | 15.5 | Yes | Yes | 2015-02-11 |  | 1
FALSE | RA1648AJ1 | 4919 | 7943494 | RHEEM SALES COMPANY, INC. | RA1648AJ1 | AC | Split System: Air-Cooled Condensing Unit, Coil with Blower | RA1648AJ1 |  | RCQD-4821 | 13 | 16 | Yes | Yes | 2015-02-11 |  | 2
FALSE | RA1630AJ1 | 4916 | 7941103 | RHEEM SALES COMPANY, INC. | RA1630AJ1 | AC | Split System: Air-Cooled Condensing Unit, Coil with Blower | RA1630AJ1 |  | RCFL-H*3617 | 13 | 16 | Yes | Yes | 2015-02-11 |  | 2
FALSE | RA1630AJ1 | 4916 | 7941165 | RHEEM SALES COMPANY, INC. | RA1630AJ1 | AC | Split System: Air-Cooled Condensing Unit, Coil with Blower | RA1630AJ1 |  | RCFL-H*3821 | 13 | 15.5 | Yes | Yes | 2015-02-11 |  | 1
FALSE | RA1636AJ1 | 4917 | 7941456 | RHEEM SALES COMPANY, INC. | RA1636AC1 | AC | Split System: Air-Cooled Condensing Unit, Coil with Blower | RA1636AC1 |  | RCF3621STAM | 13 | 15.5 | Yes | Yes | 2015-02-11 |  | 1
FALSE | RA1448AD1 | 4762 | 7600817 | RHEEM SALES COMPANY, INC. | RA1448AD1 | AC | Split System: Air-Cooled Condensing Unit, Coil with Blower | RA1448AD1 |  | RCQD-4821 | 12.5 | 15 | Yes | Yes | 2015-02-11 |  | 1
FALSE | RA1436AD1 | 4760 | 7599907 | RHEEM SALES COMPANY, INC. | RA1436AD1 | AC | Split System: Air-Cooled Condensing Unit, Coil with Blower | RA1436AD1 |  | RCF3624MTAM | 13 | 15.5 | Yes | Yes | 2015-02-11 |  | 1
FALSE | RA1430AJ1 | 4759 | 7944974 | RHEEM SALES COMPANY, INC. | RA1430AJ1 | AC | Split System: Air-Cooled Condensing Unit, Coil with Blower | RA1430AJ1 |  | RCF3621STAM | 12.5 | 15.1 | Yes | Yes | 2015-02-11 |  | 1
FALSE | RA1430AJ1 | 4759 | 7491170 | RHEEM SALES COMPANY, INC. | RA1430AJ1 | AC | Split System: Air-Cooled Condensing Unit, Coil with Blower | RA1430AJ1 |  | RCFL-H*3824 | 13 | 15.5 | Yes | Yes | 2015-02-11 |  | 1
FALSE | RA1442AD1 | 4761 | 7492021 | RHEEM SALES COMPANY, INC. | RA1442AJ1 | AC | Split System: Air-Cooled Condensing Unit, Coil with Blower | RA1442AJ1 |  | RCF4824HTAM | 12 | 14.5 | Yes | Yes | 2015-02-11 |  | 0
FALSE | RA1660AC1 | 4920 | 7943872 | RHEEM SALES COMPANY, INC. | RA1660AC1 | AC | Split System: Air-Cooled Condensing Unit, Coil with Blower | RA1660AC1 |  | RCFN-H*6024 | 13 | 16 | Yes | Yes | 2015-02-11 |  | 2
FALSE | RA1448AD1 | 4762 | 7492188 | RHEEM SALES COMPANY, INC. | RA1448AC1 | AC | Split System: Air-Cooled Condensing Unit, Coil with Blower | RA1448AC1 |  | RCF4821STAM | 12 | 14.5 | Yes | Yes | 2015-02-11 |  | 0
FALSE | RA1424AJ1 | 4758 | 7599581 | RHEEM SALES COMPANY, INC. | RA1424AJ1 | AC | Split System: Air-Cooled Condensing Unit, Coil with Blower | RA1424AJ1 |  | RCF2421MTAM | 12.5 | 15.1 | Yes | Yes | 2015-02-11 |  | 1
FALSE | RA1436AD1 | 4760 | 7599792 | RHEEM SALES COMPANY, INC. | RA1436AD1 | AC | Split System: Air-Cooled Condensing Unit, Coil with Blower | RA1436AD1 |  | RCF3621MTAM | 13 | 15.5 | Yes | Yes | 2015-02-11 |  | 1
FALSE | RA1630AJ1 | 4916 | 7941326 | RHEEM SALES COMPANY, INC. | RA1630AJ1 | AC | Split System: Air-Cooled Condensing Unit, Coil with Blower | RA1630AJ1 |  | RCQD-3624 | 13 | 16 | Yes | Yes | 2015-02-11 |  | 2
FALSE | RA1318AJ1 | 4821 | 7982198 | RHEEM SALES COMPANY, INC. | RA1318AJ1 | AC | Split System: Air-Cooled Condensing Unit, Coil with Blower | RA1318AJ1 |  | RCFL-H*2617 | 12.5 | 15 | Yes | Yes | 2015-02-11 |  | 1
FALSE | RA1624AJ1 | 4915 | 7943995 | RHEEM SALES COMPANY, INC. | RA1624AJ1 | AC | Split System: Air-Cooled Condensing Unit, Coil with Blower | RA1624AJ1 |  | RCF2417STAM | 13 | 16 | Yes | Yes | 2015-02-11 |  | 2
FALSE | RA1318AJ1 | 4821 | 7507417 | RHEEM SALES COMPANY, INC. | RA1318AJ1 | AC | Split System: Air-Cooled Condensing Unit, Coil with Blower | RA1318AJ1 |  | RCF2417HTAM | 12 | 14.5 | Yes | Yes | 2015-02-11 |  | 0
FALSE | RA1630AJ1 | 4916 | 7941007 | RHEEM SALES COMPANY, INC. | RA1630AJ1 | AC | Split System: Air-Cooled Condensing Unit, Coil with Blower | RA1630AJ1 |  | RCF3621STAM | 13 | 16 | Yes | Yes | 2015-02-11 |  | 2
FALSE | RA1648AJ1 | 4919 | 7943315 | RHEEM SALES COMPANY, INC. | RA1648AJ1 | AC | Split System: Air-Cooled Condensing Unit, Coil with Blower | RA1648AJ1 |  | RCF4824STAM | 13 | 16 | Yes | Yes | 2015-02-11 |  | 2
FALSE | RA1418AJ1 | 4757 | 7490543 | RHEEM SALES COMPANY, INC. | RA1418AJ1 | AC | Split System: Air-Cooled Condensing Unit, Coil with Blower | RA1418AJ1 |  | RCF2417MTAM | 13 | 16 | Yes | Yes | 2015-02-11 |  | 2
FALSE | RA1660AC1 | 4920 | 7943856 | RHEEM SALES COMPANY, INC. | RA1660AC1 | AC | Split System: Air-Cooled Condensing Unit, Coil with Blower | RA1660AC1 |  | RCFL-H*6024 | 13 | 15.5 | Yes | Yes | 2015-02-11 |  | 1
FALSE | RA1442AD1 | 4761 | 7491950 | RHEEM SALES COMPANY, INC. | RA1442AC1 | AC | Split System: Air-Cooled Condensing Unit, Coil with Blower | RA1442AC1 |  | RCFL-H*4824 | 12 | 14.5 | Yes | Yes | 2015-02-11 |  | 0
FALSE | RA1324AJ1 | 4822 | 7507631 | RHEEM SALES COMPANY, INC. | RA1324AJ1 | AC | Split System: Air-Cooled Condensing Unit, Coil with Blower | RA1324AJ1 |  | RCF2417MTAM | 12 | 14.5 | Yes | Yes | 2015-02-11 |  | 0
FALSE | RA1430AJ1 | 4759 | 7944957 | RHEEM SALES COMPANY, INC. | RA1430AJ1 | AC | Split System: Air-Cooled Condensing Unit, Coil with Blower | RA1430AJ1 |  | RCF3617STAM | 12.5 | 15.1 | Yes | Yes | 2015-02-11 |  | 1
FALSE | RA1448AD1 | 4762 | 7492548 | RHEEM SALES COMPANY, INC. | RA1448AJ1 | AC | Split System: Air-Cooled Condensing Unit, Coil with Blower | RA1448AJ1 |  | RCQD-4824 | 12 | 14.5 | Yes | Yes | 2015-02-11 |  | 0
FALSE | RA1648AJ1 | 4919 | 7944246 | RHEEM SALES COMPANY, INC. | RA1648AC1 | AC | Split System: Air-Cooled Condensing Unit, Coil with Blower | RA1648AC1 |  | RCF4824STAM | 13 | 16 | Yes | Yes | 2015-02-11 |  | 2
FALSE | RA1436AD1 | 4760 | 7491790 | RHEEM SALES COMPANY, INC. | RA1436AJ1 | AC | Split System: Air-Cooled Condensing Unit, Coil with Blower | RA1436AJ1 |  | RCQD-3624 | 13 | 16 | Yes | Yes | 2015-02-11 |  | 2
FALSE | RA1630AJ1 | 4916 | 7941197 | RHEEM SALES COMPANY, INC. | RA1630AJ1 | AC | Split System: Air-Cooled Condensing Unit, Coil with Blower | RA1630AJ1 |  | RCFL-H*3821 | 13 | 16 | Yes | Yes | 2015-02-11 |  | 2
FALSE | RA1442AD1 | 4761 | 7600430 | RHEEM SALES COMPANY, INC. | RA1442AD1 | AC | Split System: Air-Cooled Condensing Unit, Coil with Blower | RA1442AD1 |  | RCFL-H*4824 | 12.5 | 15 | Yes | Yes | 2015-02-11 |  | 1
FALSE | RA1624AJ1 | 4915 | 7944009 | RHEEM SALES COMPANY, INC. | RA1624AJ1 | AC | Split System: Air-Cooled Condensing Unit, Coil with Blower | RA1624AJ1 |  | RCF2421MTAM | 13 | 15.5 | Yes | Yes | 2015-02-11 |  | 1
FALSE | RA1436AD1 | 4760 | 7599865 | RHEEM SALES COMPANY, INC. | RA1436AD1 | AC | Split System: Air-Cooled Condensing Unit, Coil with Blower | RA1436AD1 |  | RCF3624HTAM | 13 | 16 | Yes | Yes | 2015-02-11 |  | 2
FALSE | RA1642AJ1 | 4918 | 7942799 | RHEEM SALES COMPANY, INC. | RA1642AJ1 | AC | Split System: Air-Cooled Condensing Unit, Coil with Blower | RA1642AJ1 |  | RCFN-H*4824 | 13 | 16 | Yes | Yes | 2015-02-11 |  | 2
FALSE | RA1660AC1 | 4920 | 7943892 | RHEEM SALES COMPANY, INC. | RA1660AC1 | AC | Split System: Air-Cooled Condensing Unit, Coil with Blower | RA1660AC1 |  | RCFN-H*6024 | 13 | 15.5 | Yes | Yes | 2015-02-11 |  | 1
FALSE | RA1430AJ1 | 4759 | 7491164 | RHEEM SALES COMPANY, INC. | RA1430AJ1 | AC | Split System: Air-Cooled Condensing Unit, Coil with Blower | RA1430AJ1 |  | RCFL-H*3821 | 13 | 15.5 | Yes | Yes | 2015-02-11 |  | 1
FALSE | RA1330AJ1 | 4823 | 7508140 | RHEEM SALES COMPANY, INC. | RA1330AJ1 | AC | Split System: Air-Cooled Condensing Unit, Coil with Blower | RA1330AJ1 |  | RCQD-3621 | 12.5 | 15.1 | Yes | Yes | 2015-02-11 |  | 1
FALSE | RA1460AD1 | 4763 | 7493720 | RHEEM SALES COMPANY, INC. | RA1460AJ1 | AC | Split System: Air-Cooled Condensing Unit, Coil with Blower | RA1460AJ1 |  | RHLL-HM6024 | 12 | 14.5 | Yes | Yes | 2015-02-11 |  | 0
FALSE | RA1636AJ1 | 4917 | 7941931 | RHEEM SALES COMPANY, INC. | RA1636AJ1 | AC | Split System: Air-Cooled Condensing Unit, Coil with Blower | RA1636AJ1 |  | RCF3624HTAM | 13 | 16 | Yes | Yes | 2015-02-11 |  | 2
FALSE | RA1336AD1 | 4824 | 7508864 | RHEEM SALES COMPANY, INC. | RA1336AJ1 | AC | Split System: Air-Cooled Condensing Unit, Coil with Blower | RA1336AJ1 |  | RCQD-3621 | 12 | 14.5 | Yes | Yes | 2015-02-11 |  | 0
FALSE | RA1430AJ1 | 4759 | 7599616 | RHEEM SALES COMPANY, INC. | RA1430AJ1 | AC | Split System: Air-Cooled Condensing Unit, Coil with Blower | RA1430AJ1 |  | RCF3621MTAM | 13 | 15.5 | Yes | Yes | 2015-02-11 |  | 1
FALSE | RA1442AD1 | 4761 | 7600477 | RHEEM SALES COMPANY, INC. | RA1442AD1 | AC | Split System: Air-Cooled Condensing Unit, Coil with Blower | RA1442AD1 |  | RCFN-H*4824 | 12.5 | 15.1 | Yes | Yes | 2015-02-11 |  | 1
FALSE | RA1436AD1 | 4760 | 7491651 | RHEEM SALES COMPANY, INC. | RA1436AJ1 | AC | Split System: Air-Cooled Condensing Unit, Coil with Blower | RA1436AJ1 |  | RCFL-H*3617 | 12.5 | 15 | Yes | Yes | 2015-02-11 |  | 1
FALSE | RA1430AJ1 | 4759 | 7491175 | RHEEM SALES COMPANY, INC. | RA1430AJ1 | AC | Split System: Air-Cooled Condensing Unit, Coil with Blower | RA1430AJ1 |  | RCFL-H*3824 | 13 | 15.5 | Yes | Yes | 2015-02-11 |  | 1
FALSE | RA1448AD1 | 4762 | 7492228 | RHEEM SALES COMPANY, INC. | RA1448AC1 | AC | Split System: Air-Cooled Condensing Unit, Coil with Blower | RA1448AC1 |  | RCF4824STAM | 12 | 14.5 | Yes | Yes | 2015-02-11 |  | 0
FALSE | RA1436AD1 | 4760 | 7493653 | RHEEM SALES COMPANY, INC. | RA1436AJ1 | AC | Split System: Air-Cooled Condensing Unit, Coil Alone | RA1436AJ1 |  | RCQD-3624+RXMD-C04 | 12 | 14.5 | Yes | Yes | 2015-02-11 |  | 0
FALSE | RA1324AJ1 | 4822 | 7982301 | RHEEM SALES COMPANY, INC. | RA1324AJ1 | AC | Split System: Air-Cooled Condensing Unit, Coil with Blower | RA1324AJ1 |  | RCFN-H*2421 | 12 | 14.5 | Yes | Yes | 2015-02-11 |  | 0
FALSE | RA1342AD1 | 4827 | 7982527 | RHEEM SALES COMPANY, INC. | RA1342AC1 | AC | Split System: Air-Cooled Condensing Unit, Coil with Blower | RA1342AC1 |  | RCF4824HTAM | 12 | 14.5 | Yes | Yes | 2015-02-11 |  | 0
FALSE | RA1636AJ1 | 4917 | 7941985 | RHEEM SALES COMPANY, INC. | RA1636AJ1 | AC | Split System: Air-Cooled Condensing Unit, Coil with Blower | RA1636AJ1 |  | RCFL-H*3617 | 12.5 | 15.1 | Yes | Yes | 2015-02-11 |  | 1
FALSE | RA1636AJ1 | 4917 | 7941628 | RHEEM SALES COMPANY, INC. | RA1636AC1 | AC | Split System: Air-Cooled Condensing Unit, Coil with Blower | RA1636AC1 |  | RCFL-H*3821 | 12.5 | 15.1 | Yes | Yes | 2015-02-11 |  | 1
FALSE | RA1636AJ1 | 4917 | 7942085 | RHEEM SALES COMPANY, INC. | RA1636AJ1 | AC | Split System: Air-Cooled Condensing Unit, Coil with Blower | RA1636AJ1 |  | RCFL-H*3821 | 13 | 16 | Yes | Yes | 2015-02-11 |  | 2
FALSE | RA1636AJ1 | 4917 | 7942123 | RHEEM SALES COMPANY, INC. | RA1636AJ1 | AC | Split System: Air-Cooled Condensing Unit, Coil with Blower | RA1636AJ1 |  | RCFL-H*3824 | 13 | 16 | Yes | Yes | 2015-02-11 |  | 2
FALSE | RA1318AJ1 | 4821 | 7507533 | RHEEM SALES COMPANY, INC. | RA1318AJ1 | AC | Split System: Air-Cooled Condensing Unit, Coil with Blower | RA1318AJ1 |  | RCFL-H*2621 | 12.5 | 15 | Yes | Yes | 2015-02-11 |  | 1
FALSE | RA1630AJ1 | 4916 | 7941331 | RHEEM SALES COMPANY, INC. | RA1630AJ1 | AC | Split System: Air-Cooled Condensing Unit, Coil with Blower | RA1630AJ1 |  | RCQD-3624 | 13 | 16 | Yes | Yes | 2015-02-11 |  | 2
FALSE | RA1448AD1 | 4762 | 7600764 | RHEEM SALES COMPANY, INC. | RA1448AD1 | AC | Split System: Air-Cooled Condensing Unit, Coil with Blower | RA1448AD1 |  | RCFN-H*4824 | 13 | 15.5 | Yes | Yes | 2015-02-11 |  | 1
FALSE | RA1448AD1 | 4762 | 7945178 | RHEEM SALES COMPANY, INC. | RA1448AJ1 | AC | Split System: Air-Cooled Condensing Unit, Coil with Blower | RA1448AJ1 |  | RCF4824STAM | 12 | 14.5 | Yes | Yes | 2015-02-11 |  | 0
FALSE | RA1642AJ1 | 4918 | 7942401 | RHEEM SALES COMPANY, INC. | RA1642AC1 | AC | Split System: Air-Cooled Condensing Unit, Coil with Blower | RA1642AC1 |  | RCFL-H*4824 | 13 | 15.5 | Yes | Yes | 2015-02-11 |  | 1
FALSE | RA1436AD1 | 4760 | 7945054 | RHEEM SALES COMPANY, INC. | RA1436AJ1 | AC | Split System: Air-Cooled Condensing Unit, Coil with Blower | RA1436AJ1 |  | RCF3621MTAM | 13 | 15.5 | Yes | Yes | 2015-02-11 |  | 1
FALSE | RA1424AJ1 | 4758 | 7490922 | RHEEM SALES COMPANY, INC. | RA1424AJ1 | AC | Split System: Air-Cooled Condensing Unit, Coil with Blower | RA1424AJ1 |  | RCFN-H*2421 | 12.5 | 15.1 | Yes | Yes | 2015-02-11 |  | 1
FALSE | RA1436AD1 | 4760 | 7491422 | RHEEM SALES COMPANY, INC. | RA1436AC1 | AC | Split System: Air-Cooled Condensing Unit, Coil with Blower | RA1436AC1 |  | RCFL-H*3821 | 13 | 15.5 | Yes | Yes | 2015-02-11 |  | 1
FALSE | RA1460AD1 | 4763 | 7945207 | RHEEM SALES COMPANY, INC. | RA1460AJ1 | AC | Split System: Air-Cooled Condensing Unit, Coil with Blower | RA1460AJ1 |  | RCF6024HTAM | 12 | 14.5 | Yes | Yes | 2015-02-11 |  | 0
FALSE | RA1630AJ1 | 4916 | 7940964 | RHEEM SALES COMPANY, INC. | RA1630AJ1 | AC | Split System: Air-Cooled Condensing Unit, Coil with Blower | RA1630AJ1 |  | RCF3621MTAM | 13 | 16 | Yes | Yes | 2015-02-11 |  | 2
FALSE | RA1430AJ1 | 4759 | 7599613 | RHEEM SALES COMPANY, INC. | RA1430AJ1 | AC | Split System: Air-Cooled Condensing Unit, Coil with Blower | RA1430AJ1 |  | RCF3617STAM | 12.5 | 15.1 | Yes | Yes | 2015-02-11 |  | 1
FALSE | RA1624AJ1 | 4915 | 7940752 | RHEEM SALES COMPANY, INC. | RA1624AJ1 | AC | Split System: Air-Cooled Condensing Unit, Coil with Blower | RA1624AJ1 |  | RCFL-H*2617 | 13 | 16 | Yes | Yes | 2015-02-11 |  | 2
FALSE | RA1330AJ1 | 4823 | 7982361 | RHEEM SALES COMPANY, INC. | RA1330AJ1 | AC | Split System: Air-Cooled Condensing Unit, Coil with Blower | RA1330AJ1 |  | RCFN-H*3624 | 13 | 15.5 | Yes | Yes | 2015-02-11 |  | 1
FALSE | RA1424AJ1 | 4758 | 7490859 | RHEEM SALES COMPANY, INC. | RA1424AJ1 | AC | Split System: Air-Cooled Condensing Unit, Coil with Blower | RA1424AJ1 |  | RCFL-H*2617 | 13 | 15.5 | Yes | Yes | 2015-02-11 |  | 1
FALSE | RA1436AD1 | 4760 | 7491668 | RHEEM SALES COMPANY, INC. | RA1436AJ1 | AC | Split System: Air-Cooled Condensing Unit, Coil with Blower | RA1436AJ1 |  | RCFL-H*3621 | 12 | 14.5 | Yes | Yes | 2015-02-11 |  | 0
FALSE | RA1418AJ1 | 4757 | 7601330 | RHEEM SALES COMPANY, INC. | RA1418AJ1 | AC | Split System: Air-Cooled Condensing Unit, Coil with Blower | RA1418AJ1 |  | RCFN-H*2417 | 13 | 15.5 | Yes | Yes | 2015-02-11 |  | 1
FALSE | RA1642AJ1 | 4918 | 7942890 | RHEEM SALES COMPANY, INC. | RA1642AJ1 | AC | Split System: Air-Cooled Condensing Unit, Coil with Blower | RA1642AJ1 |  | RHKL-HM4821 | 13 | 15.5 | Yes | Yes | 2015-02-11 |  | 1
FALSE | RA1442AD1 | 4761 | 7600389 | RHEEM SALES COMPANY, INC. | RA1442AD1 | AC | Split System: Air-Cooled Condensing Unit, Coil with Blower | RA1442AD1 |  | RCFL-H*4821 | 12 | 14.5 | Yes | Yes | 2015-02-11 |  | 0
FALSE | RA1430AJ1 | 4759 | 7491177 | RHEEM SALES COMPANY, INC. | RA1430AJ1 | AC | Split System: Air-Cooled Condensing Unit, Coil with Blower | RA1430AJ1 |  | RCFL-H*3824 | 13 | 16 | Yes | Yes | 2015-02-11 |  | 2
FALSE | RA1430AJ1 | 4759 | 7601390 | RHEEM SALES COMPANY, INC. | RA1430AJ1 | AC | Split System: Air-Cooled Condensing Unit, Coil with Blower | RA1430AJ1 |  | RCFL-H*3821 | 13 | 15.5 | Yes | Yes | 2015-02-11 |  | 1
FALSE | RA1624AJ1 | 4915 | 7940616 | RHEEM SALES COMPANY, INC. | RA1624AJ1 | AC | Split System: Air-Cooled Condensing Unit, Coil with Blower | RA1624AJ1 |  | RCF2417MTAM | 13 | 16 | Yes | Yes | 2015-02-11 |  | 2
FALSE | RA1618AJ1 | 4914 | 7940362 | RHEEM SALES COMPANY, INC. | RA1618AJ1 | AC | Split System: Air-Cooled Condensing Unit, Coil with Blower | RA1618AJ1 |  | RCF2421HTAM | 13 | 16 | Yes | Yes | 2015-02-11 |  | 2
FALSE | RA1436AD1 | 4760 | 7600223 | RHEEM SALES COMPANY, INC. | RA1436AJ1 | AC | Split System: Air-Cooled Condensing Unit, Coil with Blower | RA1436AJ1 |  | RCFL-H*3824 | 13 | 15.5 | Yes | Yes | 2015-02-11 |  | 1
FALSE | RA1424AJ1 | 4758 | 7490816 | RHEEM SALES COMPANY, INC. | RA1424AJ1 | AC | Split System: Air-Cooled Condensing Unit, Coil with Blower | RA1424AJ1 |  | RCF2421MTAM | 12.5 | 15.1 | Yes | Yes | 2015-02-11 |  | 1
FALSE | RA1324AJ1 | 4822 | 7507762 | RHEEM SALES COMPANY, INC. | RA1324AJ1 | AC | Split System: Air-Cooled Condensing Unit, Coil with Blower | RA1324AJ1 |  | RCFL-H*2621 | 12 | 14.5 | Yes | Yes | 2015-02-11 |  | 0
FALSE | RA1418AJ1 | 4757 | 7490564 | RHEEM SALES COMPANY, INC. | RA1418AJ1 | AC | Split System: Air-Cooled Condensing Unit, Coil with Blower | RA1418AJ1 |  | RCF2421HTAM | 13 | 16 | Yes | Yes | 2015-02-11 |  | 2
FALSE | RA1336AD1 | 4824 | 7508598 | RHEEM SALES COMPANY, INC. | RA1336AJ1 | AC | Split System: Air-Cooled Condensing Unit, Coil with Blower | RA1336AJ1 |  | RCF3621MTAM | 12 | 14.5 | Yes | Yes | 2015-02-11 |  | 0
FALSE | RA1430AJ1 | 4759 | 7599639 | RHEEM SALES COMPANY, INC. | RA1430AJ1 | AC | Split System: Air-Cooled Condensing Unit, Coil with Blower | RA1430AJ1 |  | RCF3624MTAM | 13 | 16 | Yes | Yes | 2015-02-11 |  | 2
FALSE | RA1436AD1 | 4760 | 7600114 | RHEEM SALES COMPANY, INC. | RA1436AD1 | AC | Split System: Air-Cooled Condensing Unit, Coil with Blower | RA1436AD1 |  | RCQD-3621 | 13 | 16 | Yes | Yes | 2015-02-11 |  | 2
FALSE | RA1318AJ1 | 4821 | 7507523 | RHEEM SALES COMPANY, INC. | RA1318AJ1 | AC | Split System: Air-Cooled Condensing Unit, Coil with Blower | RA1318AJ1 |  | RCFL-H*2617 | 12.5 | 15.1 | Yes | Yes | 2015-02-11 |  | 1
FALSE | RA1642AJ1 | 4918 | 7942733 | RHEEM SALES COMPANY, INC. | RA1642AJ1 | AC | Split System: Air-Cooled Condensing Unit, Coil with Blower | RA1642AJ1 |  | RCFL-H*4824 | 13 | 16 | Yes | Yes | 2015-02-11 |  | 2
FALSE | RA1636AJ1 | 4917 | 7942019 | RHEEM SALES COMPANY, INC. | RA1636AJ1 | AC | Split System: Air-Cooled Condensing Unit, Coil with Blower | RA1636AJ1 |  | RCFL-H*3621 | 12.5 | 15.1 | Yes | Yes | 2015-02-11 |  | 1
FALSE | RA1618AJ1 | 4914 | 7940539 | RHEEM SALES COMPANY, INC. | RA1618AJ1 | AC | Split System: Air-Cooled Condensing Unit, Coil with Blower | RA1618AJ1 |  | RCFN-H*2421 | 13 | 16 | Yes | Yes | 2015-02-11 |  | 2
FALSE | RA1424AJ1 | 4758 | 7490897 | RHEEM SALES COMPANY, INC. | RA1424AJ1 | AC | Split System: Air-Cooled Condensing Unit, Coil with Blower | RA1424AJ1 |  | RCFL-H*2621 | 12.5 | 15.1 | Yes | Yes | 2015-02-11 |  | 1
FALSE | RA1436AD1 | 4760 | 7599933 | RHEEM SALES COMPANY, INC. | RA1436AD1 | AC | Split System: Air-Cooled Condensing Unit, Coil with Blower | RA1436AD1 |  | RCFL-H*3617 | 12 | 14.5 | Yes | Yes | 2015-02-11 |  | 0
FALSE | RA1336AD1 | 4824 | 7508484 | RHEEM SALES COMPANY, INC. | RA1336AC1 | AC | Split System: Air-Cooled Condensing Unit, Coil with Blower | RA1336AC1 |  | RCFN-H*3624 | 12 | 14.5 | Yes | Yes | 2015-02-11 |  | 0
FALSE | RA1642AJ1 | 4918 | 7942513 | RHEEM SALES COMPANY, INC. | RA1642AC1 | AC | Split System: Air-Cooled Condensing Unit, Coil with Blower | RA1642AC1 |  | RCQD-4821 | 13 | 15.5 | Yes | Yes | 2015-02-11 |  | 1
FALSE | 4A7A7036A1 | 4207 | 5804919 | TRANE | 4TTX8036A1 | AC | Split System: Air-Cooled Condensing Unit, Coil with Blower | 4A7A7036A1 |  | 4TXCD050BC3 | 12.5 | 17 | Yes | Yes | 2015-03-12 |  | 1
FALSE | 4A7A7036A1 | 4207 | 5804925 | TRANE | 4TTX8036A1 | AC | Split System: Air-Cooled Condensing Unit, Coil with Blower | 4A7A7036A1 |  | 4TXCD050BC3 | 12 | 16 | Yes | Yes | 2015-03-12 |  | 0
FALSE | 4A7A7036A1 | 4207 | 5804926 | TRANE | 4TTX8036A1 | AC | Split System: Air-Cooled Condensing Unit, Coil with Blower | 4A7A7036A1 |  | 4TXCD050BC3 | 12 | 16.25 | Yes | Yes | 2015-03-12 |  | 0
FALSE | 4A7A7036A1 | 4207 | 5804622 | TRANE | 4TTX8036A1 | AC | Split System: Air-Cooled Condensing Unit, Coil with Blower | 4A7A7036A1 |  | 4TXCC037BC3 | 12 | 16.5 | Yes | Yes | 2015-03-12 |  | 0
FALSE | 4A7A7036A1 | 4207 | 5804624 | TRANE | 4TTX8036A1 | AC | Split System: Air-Cooled Condensing Unit, Coil with Blower | 4A7A7036A1 |  | 4TXCC037BC3 | 12 | 16.5 | Yes | Yes | 2015-03-12 |  | 0
FALSE | 4A7A7036A1 | 4207 | 5804633 | TRANE | 4TTX8036A1 | AC | Split System: Air-Cooled Condensing Unit, Coil with Blower | 4A7A7036A1 |  | 4TXCC037BC3 | 12 | 16.25 | Yes | Yes | 2015-03-12 |  | 0
FALSE | 4A7A7036A1 | 4207 | 5804635 | TRANE | 4TTX8036A1 | AC | Split System: Air-Cooled Condensing Unit, Coil with Blower | 4A7A7036A1 |  | 4TXCC037BC3 | 12 | 16.25 | Yes | Yes | 2015-03-12 |  | 0
FALSE | 4A7A7036A1 | 4207 | 5804960 | TRANE | 4TTX8036A1 | AC | Split System: Air-Cooled Condensing Unit, Coil with Blower | 4A7A7036A1 |  | 4TXFH033CC3 | 12 | 16.25 | Yes | Yes | 2015-03-12 |  | 0
FALSE | 4A7A7024A1 | 4200 | 5819833 | TRANE | 4TTX8024A1 | AC | Split System: Air-Cooled Condensing Unit, Coil with Blower | 4A7A7024A1 |  | 4TXCC006CC3 | 13 | 17.25 | Yes | Yes | 2015-03-12 |  | 2
FALSE | 4A7A7036A1 | 4207 | 5804645 | TRANE | 4TTX8036A1 | AC | Split System: Air-Cooled Condensing Unit, Coil with Blower | 4A7A7036A1 |  | 4TXCC037BC3 | 12 | 16 | Yes | Yes | 2015-03-12 |  | 0
FALSE | 4A7A7036A1 | 4207 | 5804655 | TRANE | 4TTX8036A1 | AC | Split System: Air-Cooled Condensing Unit, Coil with Blower | 4A7A7036A1 |  | 4TXCC037BC3 | 12 | 16 | Yes | Yes | 2015-03-12 |  | 0
FALSE | 4A7A7036A1 | 4207 | 5804661 | TRANE | 4TTX8036A1 | AC | Split System: Air-Cooled Condensing Unit, Coil with Blower | 4A7A7036A1 |  | 4TXCC037BC3 | 12 | 16.5 | Yes | Yes | 2015-03-12 |  | 0
FALSE | 4A7A7036A1 | 4207 | 5805075 | TRANE | 4TTX8036A1 | AC | Split System: Air-Cooled Condensing Unit, Coil with Blower | 4A7A7036A1 |  | 4TXFH041CC3 | 12 | 16.5 | Yes | Yes | 2015-03-12 |  | 0
FALSE | 4A7A7036A1 | 4207 | 5805076 | TRANE | 4TTX8036A1 | AC | Split System: Air-Cooled Condensing Unit, Coil with Blower | 4A7A7036A1 |  | 4TXFH041CC3 | 12 | 16.25 | Yes | Yes | 2015-03-12 |  | 0
FALSE | 4A7A7036A1 | 4207 | 5804597 | TRANE | 4TTX8036A1 | AC | Split System: Air-Cooled Condensing Unit, Coil with Blower | 4A7A7036A1 |  | 4TXCC037BC3 | 12.5 | 16.75 | Yes | Yes | 2015-03-12 |  | 1
FALSE | 4A7A7036A1 | 4207 | 5804603 | TRANE | 4TTX8036A1 | AC | Split System: Air-Cooled Condensing Unit, Coil with Blower | 4A7A7036A1 |  | 4TXCC037BC3 | 12 | 16 | Yes | Yes | 2015-03-12 |  | 0
FALSE | 4A7A7036A1 | 4207 | 5805082 | TRANE | 4TTX8036A1 | AC | Split System: Air-Cooled Condensing Unit, Coil with Blower | 4A7A7036A1 |  | 4TXFH041CC3 | 12 | 16 | Yes | Yes | 2015-03-12 |  | 0
FALSE | 4A7A7036A1 | 4207 | 5805038 | TRANE | 4TTX8036A1 | AC | Split System: Air-Cooled Condensing Unit, Coil with Blower | 4A7A7036A1 |  | 4TXFH041CC3 | 12 | 16 | Yes | Yes | 2015-03-12 |  | 0
FALSE | 4A7A7060A1 | 289 | 5800800 | TRANE | 4TTX8060A1 | AC | Split System: Air-Cooled Condensing Unit, Coil with Blower | 4A7A7060A1 |  | *AM7A0C48H41 | 12 | 16 | Yes | Yes | 2015-03-12 |  | 0
FALSE | 4A7A7060A1 | 289 | 5800844 | TRANE | 4TTX8060A1 | AC | Split System: Air-Cooled Condensing Unit, Coil with Blower | 4A7A7060A1 |  | 4TXAC060BC3 | 12 | 15 | Yes | Yes | 2015-03-12 |  | 0
FALSE | 4TTX6049H1 | 3690 | 5861084 | TRANE | 4TTX6049H1 | AC | Split System: Air-Cooled Condensing Unit, Coil with Blower | 4TTX6049H1 |  | 4TXAD050BC3 | 12.5 | 15 | Yes | Yes | 2015-03-12 |  | 1
FALSE | 4TTX6049H1 | 3690 | 5861079 | TRANE | 4TTX6049H1 | AC | Split System: Air-Cooled Condensing Unit, Coil Alone | 4TTX6049H1 |  | 4TXAD050BC3 | 12 | 14.5 | Yes | Yes | 2015-03-12 |  | 0
FALSE | 4TTX6049H1 | 3690 | 5861262 | TRANE | 4TTX6049H1 | AC | Split System: Air-Cooled Condensing Unit, Coil with Blower | 4TTX6049H1 |  | 4TXCC060BC3 | 13 | 16 | Yes | Yes | 2015-03-12 |  | 2
FALSE | 4A7A7060A1 | 289 | 5800925 | TRANE | 4TTX8060A1 | AC | Split System: Air-Cooled Condensing Unit, Coil with Blower | 4A7A7060A1 |  | 4TXAD061BC3 | 12 | 15 | Yes | Yes | 2015-03-12 |  | 0
FALSE | 4A7A7060A1 | 289 | 5800922 | TRANE | 4TTX8060A1 | AC | Split System: Air-Cooled Condensing Unit, Coil with Blower | 4A7A7060A1 |  | 4TXAD061BC3 | 12 | 15 | Yes | Yes | 2015-03-12 |  | 0
FALSE | 4A7A7060A1 | 289 | 5800919 | TRANE | 4TTX8060A1 | AC | Split System: Air-Cooled Condensing Unit, Coil with Blower | 4A7A7060A1 |  | 4TXAD061BC3 | 12 | 15 | Yes | Yes | 2015-03-12 |  | 0
FALSE | 4A7A7060A1 | 289 | 5800915 | TRANE | 4TTX8060A1 | AC | Split System: Air-Cooled Condensing Unit, Coil with Blower | 4A7A7060A1 |  | 4TXAD061BC3 | 12 | 15 | Yes | Yes | 2015-03-12 |  | 0
FALSE | 4A7A7060A1 | 289 | 5800935 | TRANE | 4TTX8060A1 | AC | Split System: Air-Cooled Condensing Unit, Coil with Blower | 4A7A7060A1 |  | 4TXAD061BC3 | 12 | 15 | Yes | Yes | 2015-03-12 |  | 0
FALSE | 4TTX6049H1 | 3690 | 5861413 | TRANE | 4TTX6049H1 | AC | Split System: Air-Cooled Condensing Unit, Coil with Blower | 4TTX6049H1 |  | 4TXCD063BC3 | 13 | 16 | Yes | Yes | 2015-03-12 |  | 2
FALSE | 4TTX6049H1 | 3690 | 5861446 | TRANE | 4TTX6049H1 | AC | Split System: Air-Cooled Condensing Unit, Coil with Blower | 4TTX6049H1 |  | 4TXCD063BC3 | 13 | 16 | Yes | Yes | 2015-03-12 |  | 2
FALSE | 4TTX6049H1 | 3690 | 5861421 | TRANE | 4TTX6049H1 | AC | Split System: Air-Cooled Condensing Unit, Coil with Blower | 4TTX6049H1 |  | 4TXCD063BC3 | 13 | 16 | Yes | Yes | 2015-03-12 |  | 2
FALSE | 4TTX6049H1 | 3690 | 5861422 | TRANE | 4TTX6049H1 | AC | Split System: Air-Cooled Condensing Unit, Coil with Blower | 4TTX6049H1 |  | 4TXCD063BC3 | 13 | 16 | Yes | Yes | 2015-03-12 |  | 2
FALSE | 4TTX6049H1 | 3690 | 5861423 | TRANE | 4TTX6049H1 | AC | Split System: Air-Cooled Condensing Unit, Coil with Blower | 4TTX6049H1 |  | 4TXCD063BC3 | 13 | 16 | Yes | Yes | 2015-03-12 |  | 2
FALSE | 4TTX6049H1 | 3690 | 5861424 | TRANE | 4TTX6049H1 | AC | Split System: Air-Cooled Condensing Unit, Coil with Blower | 4TTX6049H1 |  | 4TXCD063BC3 | 13 | 16 | Yes | Yes | 2015-03-12 |  | 2
FALSE | 4TTX6049H1 | 3690 | 5861425 | TRANE | 4TTX6049H1 | AC | Split System: Air-Cooled Condensing Unit, Coil with Blower | 4TTX6049H1 |  | 4TXCD063BC3 | 13 | 16 | Yes | Yes | 2015-03-12 |  | 2
FALSE | 4TTX6049H1 | 3690 | 5861426 | TRANE | 4TTX6049H1 | AC | Split System: Air-Cooled Condensing Unit, Coil with Blower | 4TTX6049H1 |  | 4TXCD063BC3 | 13 | 16 | Yes | Yes | 2015-03-12 |  | 2
FALSE | 4A7A7060A1 | 289 | 5801476 | TRANE | 4TTX8060A1 | AC | Split System: Air-Cooled Condensing Unit, Coil with Blower | 4A7A7060A1 |  | 4TXFH063CZ3 | 12 | 15.5 | Yes | Yes | 2015-03-12 |  | 0
FALSE | 4A7A7060A1 | 289 | 5801465 | TRANE | 4TTX8060A1 | AC | Split System: Air-Cooled Condensing Unit, Coil with Blower | 4A7A7060A1 |  | 4TXFH063CZ3 | 12 | 15.5 | Yes | Yes | 2015-03-12 |  | 0
FALSE | 4A7A7060A1 | 289 | 5801463 | TRANE | 4TTX8060A1 | AC | Split System: Air-Cooled Condensing Unit, Coil with Blower | 4A7A7060A1 |  | 4TXFH063CZ3 | 12 | 15.5 | Yes | Yes | 2015-03-12 |  | 0
FALSE | 4A7A7060A1 | 289 | 5801495 | TRANE | 4TTX8060A1 | AC | Split System: Air-Cooled Condensing Unit, Coil with Blower | 4A7A7060A1 |  | 4TXFH063CZ3 | 12 | 15.5 | Yes | Yes | 2015-03-12 |  | 0
FALSE | 4A7A7060A1 | 289 | 5801437 | TRANE | 4TTX8060A1 | AC | Split System: Air-Cooled Condensing Unit, Coil with Blower | 4A7A7060A1 |  | 4TXFH063CZ3 | 12 | 15.5 | Yes | Yes | 2015-03-12 |  | 0
FALSE | 4A7A7060A1 | 289 | 5801447 | TRANE | 4TTX8060A1 | AC | Split System: Air-Cooled Condensing Unit, Coil with Blower | 4A7A7060A1 |  | 4TXFH063CZ3 | 12 | 15.5 | Yes | Yes | 2015-03-12 |  | 0
FALSE | 4TTX6049H1 | 3690 | 5861427 | TRANE | 4TTX6049H1 | AC | Split System: Air-Cooled Condensing Unit, Coil with Blower | 4TTX6049H1 |  | 4TXCD063BC3 | 13 | 16 | Yes | Yes | 2015-03-12 |  | 2
FALSE | 4TTR6018B1 | 3489 | 5864234 | TRANE | 4TTR6018B1 | AC | Split System: Air-Cooled Condensing Unit, Coil with Blower | 4TTR6018B1 |  | *AM4A0A24S21+TDR | 12.5 | 14.5 | Yes | Yes | 2015-03-12 |  | 0
FALSE | 4TTR6018B1 | 3489 | 5864233 | TRANE | 4TTR6018B1 | AC | Split System: Air-Cooled Condensing Unit, Coil with Blower | 4TTR6018B1 |  | *AM4A0A18S11+TDR | 12.2 | 14.5 | Yes | Yes | 2015-03-12 |  | 0
FALSE | 4TTR6018B1 | 3489 | 5864235 | TRANE | 4TTR6018B1 | AC | Split System: Air-Cooled Condensing Unit, Coil with Blower | 4TTR6018B1 |  | *AM7A0A24H21 | 13 | 16 | Yes | Yes | 2015-03-12 |  | 2
FALSE | 4TTR6018B1 | 3489 | 5864236 | TRANE | 4TTR6018B1 | AC | Split System: Air-Cooled Condensing Unit, Coil with Blower | 4TTR6018B1 |  | *AM8A0A24V21+BAYCC24V | 13 | 16 | Yes | Yes | 2015-03-12 |  | 2
FALSE | 4TTR6018B1 | 3489 | 5864363 | TRANE | 4TTR6018B1 | AC | Split System: Air-Cooled Condensing Unit, Coil with Blower | 4TTR6018B1 |  | 4TXAB031BC3 | 13 | 16 | Yes | Yes | 2015-03-12 |  | 2
FALSE | 4TTR6018B1 | 3489 | 5864359 | TRANE | 4TTR6018B1 | AC | Split System: Air-Cooled Condensing Unit, Coil with Blower | 4TTR6018B1 |  | 4TXAB031BC3 | 13 | 15.5 | Yes | Yes | 2015-03-12 |  | 1
FALSE | 4TTR6018B1 | 3489 | 5864358 | TRANE | 4TTR6018B1 | AC | Split System: Air-Cooled Condensing Unit, Coil with Blower | 4TTR6018B1 |  | 4TXAB031BC3 | 13 | 16 | Yes | Yes | 2015-03-12 |  | 2
FALSE | 4TTR6018B1 | 3489 | 5864365 | TRANE | 4TTR6018B1 | AC | Split System: Air-Cooled Condensing Unit, Coil with Blower | 4TTR6018B1 |  | 4TXAB032BC3 | 13 | 16 | Yes | Yes | 2015-03-12 |  | 2
FALSE | 4TTR6018B1 | 3489 | 5864369 | TRANE | 4TTR6018B1 | AC | Split System: Air-Cooled Condensing Unit, Coil with Blower | 4TTR6018B1 |  | 4TXAB032BC3 | 13 | 16 | Yes | Yes | 2015-03-12 |  | 2
FALSE | 4TTR6024B1 | 3503 | 5865325 | TRANE | 4TTR6024B1 | AC | Split System: Air-Cooled Condensing Unit, Coil with Blower | 4TTR6024B1 |  | 4TXCD009CC3 | 13 | 16 | Yes | Yes | 2015-03-12 |  | 2
FALSE | 4TTR6018B1 | 3489 | 5864241 | TRANE | 4TTR6018B1 | AC | Split System: Air-Cooled Condensing Unit, Coil with Blower | 4TTR6018B1 |  | 4CXCA024CC3 | 13 | 15 | Yes | Yes | 2015-03-12 |  | 1
FALSE | 4TTR6018B1 | 3489 | 5864249 | TRANE | 4TTR6018B1 | AC | Split System: Air-Cooled Condensing Unit, Coil with Blower | 4TTR6018B1 |  | 4CXCB025CC3 | 13 | 16 | Yes | Yes | 2015-03-12 |  | 2
FALSE | 4TTR6018B1 | 3489 | 5864370 | TRANE | 4TTR6018B1 | AC | Split System: Air-Cooled Condensing Unit, Coil with Blower | 4TTR6018B1 |  | 4TXAB032BC3 | 13 | 16 | Yes | Yes | 2015-03-12 |  | 2
FALSE | 4TTR6018B1 | 3489 | 5864371 | TRANE | 4TTR6018B1 | AC | Split System: Air-Cooled Condensing Unit, Coil with Blower | 4TTR6018B1 |  | 4TXAB032BC3 | 13 | 16 | Yes | Yes | 2015-03-12 |  | 2
FALSE | 4TTR6018B1 | 3489 | 5864374 | TRANE | 4TTR6018B1 | AC | Split System: Air-Cooled Condensing Unit, Coil with Blower | 4TTR6018B1 |  | 4TXAB032BC3 | 13 | 16 | Yes | Yes | 2015-03-12 |  | 2
FALSE | 4TTR6018B1 | 3489 | 5864377 | TRANE | 4TTR6018B1 | AC | Split System: Air-Cooled Condensing Unit, Coil with Blower | 4TTR6018B1 |  | 4TXAB032BC3 | 13 | 16 | Yes | Yes | 2015-03-12 |  | 2
FALSE | 4TTR6018B1 | 3489 | 5864379 | TRANE | 4TTR6018B1 | AC | Split System: Air-Cooled Condensing Unit, Coil with Blower | 4TTR6018B1 |  | 4TXAB032BC3 | 13 | 16 | Yes | Yes | 2015-03-12 |  | 2
FALSE | 4TTR6018B1 | 3489 | 5864364 | TRANE | 4TTR6018B1 | AC | Split System: Air-Cooled Condensing Unit, Coil with Blower | 4TTR6018B1 |  | 4TXAB032BC3 | 13 | 16 | Yes | Yes | 2015-03-12 |  | 2
FALSE | 4TTR6018B1 | 3489 | 5864366 | TRANE | 4TTR6018B1 | AC | Split System: Air-Cooled Condensing Unit, Coil with Blower | 4TTR6018B1 |  | 4TXAB032BC3 | 13 | 16 | Yes | Yes | 2015-03-12 |  | 2
FALSE | 4TTR6018B1 | 3489 | 5864491 | TRANE | 4TTR6018B1 | AC | Split System: Air-Cooled Condensing Unit, Coil with Blower | 4TTR6018B1 |  | 4TXCB025BC3 | 13 | 16 | Yes | Yes | 2015-03-12 |  | 2
FALSE | 4TTR6018B1 | 3489 | 5864494 | TRANE | 4TTR6018B1 | AC | Split System: Air-Cooled Condensing Unit, Coil with Blower | 4TTR6018B1 |  | 4TXCB025BC3 | 13 | 15.5 | Yes | Yes | 2015-03-12 |  | 1
FALSE | 4TTR6018B1 | 3489 | 5864495 | TRANE | 4TTR6018B1 | AC | Split System: Air-Cooled Condensing Unit, Coil with Blower | 4TTR6018B1 |  | 4TXCB025BC3 | 13 | 16 | Yes | Yes | 2015-03-12 |  | 2
FALSE | 4TTR6018B1 | 3489 | 5864367 | TRANE | 4TTR6018B1 | AC | Split System: Air-Cooled Condensing Unit, Coil with Blower | 4TTR6018B1 |  | 4TXAB032BC3 | 13 | 16 | Yes | Yes | 2015-03-12 |  | 2
FALSE | 4TTR6018B1 | 3489 | 5864382 | TRANE | 4TTR6018B1 | AC | Split System: Air-Cooled Condensing Unit, Coil with Blower | 4TTR6018B1 |  | 4TXAB032BC3 | 13 | 16 | Yes | Yes | 2015-03-12 |  | 2
FALSE | 4TTR6018B1 | 3489 | 5864391 | TRANE | 4TTR6018B1 | AC | Split System: Air-Cooled Condensing Unit, Coil with Blower | 4TTR6018B1 |  | 4TXAB036BC3 | 13 | 16 | Yes | Yes | 2015-03-12 |  | 2
FALSE | 4TTR6018B1 | 3489 | 5864390 | TRANE | 4TTR6018B1 | AC | Split System: Air-Cooled Condensing Unit, Coil with Blower | 4TTR6018B1 |  | 4TXAB036BC3 | 13 | 16 | Yes | Yes | 2015-03-12 |  | 2
FALSE | 4TTR6018B1 | 3489 | 5864389 | TRANE | 4TTR6018B1 | AC | Split System: Air-Cooled Condensing Unit, Coil with Blower | 4TTR6018B1 |  | 4TXAB036BC3 | 13 | 16 | Yes | Yes | 2015-03-12 |  | 2
FALSE | 4TTR6018B1 | 3489 | 5864388 | TRANE | 4TTR6018B1 | AC | Split System: Air-Cooled Condensing Unit, Coil with Blower | 4TTR6018B1 |  | 4TXAB036BC3 | 13 | 16 | Yes | Yes | 2015-03-12 |  | 2
FALSE | 4TTR6018B1 | 3489 | 5864385 | TRANE | 4TTR6018B1 | AC | Split System: Air-Cooled Condensing Unit, Coil with Blower | 4TTR6018B1 |  | 4TXAB036BC3 | 13 | 16 | Yes | Yes | 2015-03-12 |  | 2
FALSE | 4TTR6018B1 | 3489 | 5864383 | TRANE | 4TTR6018B1 | AC | Split System: Air-Cooled Condensing Unit, Coil with Blower | 4TTR6018B1 |  | 4TXAB036BC3 | 13 | 16 | Yes | Yes | 2015-03-12 |  | 2
FALSE | 4TTR6018B1 | 3489 | 5864392 | TRANE | 4TTR6018B1 | AC | Split System: Air-Cooled Condensing Unit, Coil with Blower | 4TTR6018B1 |  | 4TXAB036BC3 | 13 | 16 | Yes | Yes | 2015-03-12 |  | 2
FALSE | 4TTR6018B1 | 3489 | 5864513 | TRANE | 4TTR6018B1 | AC | Split System: Air-Cooled Condensing Unit, Coil with Blower | 4TTR6018B1 |  | 4TXCB031BC3 | 13 | 15.5 | Yes | Yes | 2015-03-12 |  | 1
FALSE | 4TTR6018B1 | 3489 | 5864515 | TRANE | 4TTR6018B1 | AC | Split System: Air-Cooled Condensing Unit, Coil with Blower | 4TTR6018B1 |  | 4TXCB031BC3 | 13 | 15.5 | Yes | Yes | 2015-03-12 |  | 1
FALSE | 4TTR6018B1 | 3489 | 5864503 | TRANE | 4TTR6018B1 | AC | Split System: Air-Cooled Condensing Unit, Coil with Blower | 4TTR6018B1 |  | 4TXCB031BC3 | 13 | 16 | Yes | Yes | 2015-03-12 |  | 2
FALSE | 4TTR6018B1 | 3489 | 5864505 | TRANE | 4TTR6018B1 | AC | Split System: Air-Cooled Condensing Unit, Coil with Blower | 4TTR6018B1 |  | 4TXCB031BC3 | 13 | 15.5 | Yes | Yes | 2015-03-12 |  | 1
FALSE | 4TTR6018B1 | 3489 | 5864506 | TRANE | 4TTR6018B1 | AC | Split System: Air-Cooled Condensing Unit, Coil with Blower | 4TTR6018B1 |  | 4TXCB031BC3 | 13 | 16 | Yes | Yes | 2015-03-12 |  | 2
FALSE | 4TTR6018B1 | 3489 | 5864627 | TRANE | 4TTR6018B1 | AC | Split System: Air-Cooled Condensing Unit, Coil with Blower | 4TTR6018B1 |  | 4TXCC037BC3 | 13 | 16 | Yes | Yes | 2015-03-12 |  | 2
FALSE | 4TTR6018B1 | 3489 | 5864626 | TRANE | 4TTR6018B1 | AC | Split System: Air-Cooled Condensing Unit, Coil with Blower | 4TTR6018B1 |  | 4TXCC037BC3 | 13 | 16 | Yes | Yes | 2015-03-12 |  | 2
FALSE | 4TTR6024B1 | 3503 | 5865320 | TRANE | 4TTR6024B1 | AC | Split System: Air-Cooled Condensing Unit, Coil with Blower | 4TTR6024B1 |  | 4TXCD009CC3 | 13 | 16 | Yes | Yes | 2015-03-12 |  | 2
FALSE | 4TTR6024B1 | 3503 | 5865319 | TRANE | 4TTR6024B1 | AC | Split System: Air-Cooled Condensing Unit, Coil with Blower | 4TTR6024B1 |  | 4TXCD009CC3 | 13 | 16 | Yes | Yes | 2015-03-12 |  | 2
FALSE | 4TTR6024B1 | 3503 | 5865318 | TRANE | 4TTR6024B1 | AC | Split System: Air-Cooled Condensing Unit, Coil with Blower | 4TTR6024B1 |  | 4TXCD009CC3 | 13 | 16 | Yes | Yes | 2015-03-12 |  | 2
FALSE | 4TTR6024B1 | 3503 | 5865317 | TRANE | 4TTR6024B1 | AC | Split System: Air-Cooled Condensing Unit, Coil with Blower | 4TTR6024B1 |  | 4TXCD009CC3 | 13 | 16 | Yes | Yes | 2015-03-12 |  | 2
FALSE | 4TTR6024B1 | 3503 | 5865314 | TRANE | 4TTR6024B1 | AC | Split System: Air-Cooled Condensing Unit, Coil with Blower | 4TTR6024B1 |  | 4TXCD009CC3 | 13 | 16 | Yes | Yes | 2015-03-12 |  | 2
FALSE | 4TTR6024B1 | 3503 | 5865315 | TRANE | 4TTR6024B1 | AC | Split System: Air-Cooled Condensing Unit, Coil with Blower | 4TTR6024B1 |  | 4TXCD009CC3 | 13 | 16 | Yes | Yes | 2015-03-12 |  | 2
FALSE | 4TTR6024B1 | 3503 | 5865316 | TRANE | 4TTR6024B1 | AC | Split System: Air-Cooled Condensing Unit, Coil with Blower | 4TTR6024B1 |  | 4TXCD009CC3 | 13 | 16 | Yes | Yes | 2015-03-12 |  | 2
FALSE | 4TTR6024B1 | 3503 | 5865335 | TRANE | 4TTR6024B1 | AC | Split System: Air-Cooled Condensing Unit, Coil with Blower | 4TTR6024B1 |  | 4TXCD010CC3 | 13 | 16 | Yes | Yes | 2015-03-12 |  | 2
FALSE | 4A7A7060A1 | 289 | 5801211 | TRANE | 4TTX8060A1 | AC | Split System: Air-Cooled Condensing Unit, Coil with Blower | 4A7A7060A1 |  | 4TXCD061BC3 | 12 | 15 | Yes | Yes | 2015-03-12 |  | 0
FALSE | 4A7A7060A1 | 289 | 5801208 | TRANE | 4TTX8060A1 | AC | Split System: Air-Cooled Condensing Unit, Coil with Blower | 4A7A7060A1 |  | 4TXCD061BC3 | 12 | 15 | Yes | Yes | 2015-03-12 |  | 0
FALSE | 4A7A7060A1 | 289 | 5801159 | TRANE | 4TTX8060A1 | AC | Split System: Air-Cooled Condensing Unit, Coil with Blower | 4A7A7060A1 |  | 4TXCD061BC3 | 12 | 15 | Yes | Yes | 2015-03-12 |  | 0
FALSE | 4TTR6018B1 | 3489 | 5864543 | TRANE | 4TTR6018B1 | AC | Split System: Air-Cooled Condensing Unit, Coil with Blower | 4TTR6018B1 |  | 4TXCB032BC3 | 13 | 16 | Yes | Yes | 2015-03-12 |  | 2
FALSE | 4TTR6018B1 | 3489 | 5864542 | TRANE | 4TTR6018B1 | AC | Split System: Air-Cooled Condensing Unit, Coil with Blower | 4TTR6018B1 |  | 4TXCB032BC3 | 13 | 16 | Yes | Yes | 2015-03-12 |  | 2
FALSE | 4TTR6018B1 | 3489 | 5864541 | TRANE | 4TTR6018B1 | AC | Split System: Air-Cooled Condensing Unit, Coil with Blower | 4TTR6018B1 |  | 4TXCB032BC3 | 13 | 16 | Yes | Yes | 2015-03-12 |  | 2
FALSE | 4TTR6018B1 | 3489 | 5864540 | TRANE | 4TTR6018B1 | AC | Split System: Air-Cooled Condensing Unit, Coil with Blower | 4TTR6018B1 |  | 4TXCB032BC3 | 13 | 16 | Yes | Yes | 2015-03-12 |  | 2
FALSE | 4TTR6018B1 | 3489 | 5864536 | TRANE | 4TTR6018B1 | AC | Split System: Air-Cooled Condensing Unit, Coil with Blower | 4TTR6018B1 |  | 4TXCB032BC3 | 13 | 16 | Yes | Yes | 2015-03-12 |  | 2
FALSE | 4TTR6024B1 | 3503 | 5865341 | TRANE | 4TTR6024B1 | AC | Split System: Air-Cooled Condensing Unit, Coil with Blower | 4TTR6024B1 |  | 4TXCD010CC3 | 13 | 16 | Yes | Yes | 2015-03-12 |  | 2
FALSE | 4TTR6024B1 | 3503 | 5865340 | TRANE | 4TTR6024B1 | AC | Split System: Air-Cooled Condensing Unit, Coil with Blower | 4TTR6024B1 |  | 4TXCD010CC3 | 13 | 16 | Yes | Yes | 2015-03-12 |  | 2
FALSE | 4TTR6024B1 | 3503 | 5865339 | TRANE | 4TTR6024B1 | AC | Split System: Air-Cooled Condensing Unit, Coil with Blower | 4TTR6024B1 |  | 4TXCD010CC3 | 13 | 16 | Yes | Yes | 2015-03-12 |  | 2
FALSE | 4TTR6024B1 | 3503 | 5865338 | TRANE | 4TTR6024B1 | AC | Split System: Air-Cooled Condensing Unit, Coil with Blower | 4TTR6024B1 |  | 4TXCD010CC3 | 13 | 16 | Yes | Yes | 2015-03-12 |  | 2
FALSE | 4TTR6024B1 | 3503 | 5865337 | TRANE | 4TTR6024B1 | AC | Split System: Air-Cooled Condensing Unit, Coil with Blower | 4TTR6024B1 |  | 4TXCD010CC3 | 13 | 16 | Yes | Yes | 2015-03-12 |  | 2
FALSE | 4TTR6024B1 | 3503 | 5865354 | TRANE | 4TTR6024B1 | AC | Split System: Air-Cooled Condensing Unit, Coil with Blower | 4TTR6024B1 |  | 4TXFH024CZ3 | 13 | 15.5 | Yes | Yes | 2015-03-12 |  | 1
FALSE | 4TTR6024B1 | 3503 | 5865352 | TRANE | 4TTR6024B1 | AC | Split System: Air-Cooled Condensing Unit, Coil with Blower | 4TTR6024B1 |  | 4TXFH024CZ3 | 13.5 | 16 | Yes | Yes | 2015-03-12 |  | 2
FALSE | 4TTR6024B1 | 3503 | 5865356 | TRANE | 4TTR6024B1 | AC | Split System: Air-Cooled Condensing Unit, Coil with Blower | 4TTR6024B1 |  | 4TXFH033CC3 | 13 | 15.5 | Yes | Yes | 2015-03-12 |  | 1
FALSE | 4TTR6024B1 | 3503 | 5865357 | TRANE | 4TTR6024B1 | AC | Split System: Air-Cooled Condensing Unit, Coil with Blower | 4TTR6024B1 |  | 4TXFH033CC3 | 13 | 15 | Yes | Yes | 2015-03-12 |  | 1
FALSE | 4A7A7060A1 | 289 | 5801222 | TRANE | 4TTX8060A1 | AC | Split System: Air-Cooled Condensing Unit, Coil with Blower | 4A7A7060A1 |  | 4TXCD063BC3 | 12 | 15.5 | Yes | Yes | 2015-03-12 |  | 0
FALSE | 4A7A7060A1 | 289 | 5801231 | TRANE | 4TTX8060A1 | AC | Split System: Air-Cooled Condensing Unit, Coil with Blower | 4A7A7060A1 |  | 4TXCD063BC3 | 12 | 15.5 | Yes | Yes | 2015-03-12 |  | 0
FALSE | 4TTR6018B1 | 3489 | 5864533 | TRANE | 4TTR6018B1 | AC | Split System: Air-Cooled Condensing Unit, Coil with Blower | 4TTR6018B1 |  | 4TXCB032BC3 | 13 | 16 | Yes | Yes | 2015-03-12 |  | 2
FALSE | 4TTR6024B1 | 3503 | 5865372 | TRANE | 4TTR6024B1 | AC | Split System: Air-Cooled Condensing Unit, Coil with Blower | 4TTR6024B1 |  | 4TXFH036CZ3 | 14 | 16.5 | Yes | Yes | 2015-03-12 |  | 2
FALSE | 4TTR6024B1 | 3503 | 5865365 | TRANE | 4TTR6024B1 | AC | Split System: Air-Cooled Condensing Unit, Coil with Blower | 4TTR6024B1 |  | 4TXFH036CZ3 | 14 | 16.75 | Yes | Yes | 2015-03-12 |  | 2
FALSE | 4TTR6024B1 | 3503 | 5865364 | TRANE | 4TTR6024B1 | AC | Split System: Air-Cooled Condensing Unit, Coil with Blower | 4TTR6024B1 |  | 4TXFH036CZ3 | 14 | 16 | Yes | Yes | 2015-03-12 |  | 2
FALSE | 4TTR6024B1 | 3503 | 5865362 | TRANE | 4TTR6024B1 | AC | Split System: Air-Cooled Condensing Unit, Coil with Blower | 4TTR6024B1 |  | 4TXFH036CZ3 | 13.5 | 16 | Yes | Yes | 2015-03-12 |  | 2
FALSE | 4TTR6024B1 | 3503 | 5865360 | TRANE | 4TTR6024B1 | AC | Split System: Air-Cooled Condensing Unit, Coil with Blower | 4TTR6024B1 |  | 4TXFH033CC3 | 13 | 15.75 | Yes | Yes | 2015-03-12 |  | 1
FALSE | 4TTX6048H1 | 3702 | 5858823 | TRANE | 4TTX6048H1 | AC | Split System: Air-Cooled Condensing Unit, Coil with Blower | 4TTX6048H1 |  | 4TXFH054CC3 | 12.5 | 15 | Yes | Yes | 2015-03-12 |  | 1
FALSE | 4TTX6048H1 | 3702 | 5858821 | TRANE | 4TTX6048H1 | AC | Split System: Air-Cooled Condensing Unit, Coil with Blower | 4TTX6048H1 |  | 4TXFH054CC3 | 12 | 15 | Yes | Yes | 2015-03-12 |  | 0
FALSE | 4TTX6048H1 | 3702 | 5858817 | TRANE | 4TTX6048H1 | AC | Split System: Air-Cooled Condensing Unit, Coil with Blower | 4TTX6048H1 |  | 4TXFH054CC3 | 12 | 15 | Yes | Yes | 2015-03-12 |  | 0
FALSE | 4TTX6048H1 | 3702 | 5858822 | TRANE | 4TTX6048H1 | AC | Split System: Air-Cooled Condensing Unit, Coil with Blower | 4TTX6048H1 |  | 4TXFH054CC3 | 12 | 15 | Yes | Yes | 2015-03-12 |  | 0
FALSE | 4TTX6049H1 | 3690 | 5861104 | TRANE | 4TTX6049H1 | AC | Split System: Air-Cooled Condensing Unit, Coil with Blower | 4TTX6049H1 |  | 4TXAD061BC3 | 13 | 16 | Yes | Yes | 2015-03-12 |  | 2
FALSE | 4TTX6049H1 | 3690 | 5861102 | TRANE | 4TTX6049H1 | AC | Split System: Air-Cooled Condensing Unit, Coil with Blower | 4TTX6049H1 |  | 4TXAD061BC3 | 13 | 16 | Yes | Yes | 2015-03-12 |  | 2
FALSE | 4A7A7060A1 | 289 | 5801220 | TRANE | 4TTX8060A1 | AC | Split System: Air-Cooled Condensing Unit, Coil with Blower | 4A7A7060A1 |  | 4TXCD063BC3 | 12 | 15.5 | Yes | Yes | 2015-03-12 |  | 0
FALSE | 4TTX6049H1 | 3690 | 5861252 | TRANE | 4TTX6049H1 | AC | Split System: Air-Cooled Condensing Unit, Coil with Blower | 4TTX6049H1 |  | 4TXCC060BC3 | 12.5 | 15.5 | Yes | Yes | 2015-03-12 |  | 1
FALSE | 4TTX6049H1 | 3690 | 5861253 | TRANE | 4TTX6049H1 | AC | Split System: Air-Cooled Condensing Unit, Coil with Blower | 4TTX6049H1 |  | 4TXCC060BC3 | 12.5 | 15 | Yes | Yes | 2015-03-12 |  | 1
FALSE | 4TTX6049H1 | 3690 | 5861271 | TRANE | 4TTX6049H1 | AC | Split System: Air-Cooled Condensing Unit, Coil Alone | 4TTX6049H1 |  | 4TXCC060BC3 | 12 | 14.5 | Yes | Yes | 2015-03-12 |  | 0
FALSE | 4TTX6049H1 | 3690 | 5861276 | TRANE | 4TTX6049H1 | AC | Split System: Air-Cooled Condensing Unit, Coil with Blower | 4TTX6049H1 |  | 4TXCD009CC3 | 13 | 16 | Yes | Yes | 2015-03-12 |  | 2
FALSE | 4TTX6049H1 | 3690 | 5861277 | TRANE | 4TTX6049H1 | AC | Split System: Air-Cooled Condensing Unit, Coil with Blower | 4TTX6049H1 |  | 4TXCD009CC3 | 13 | 16 | Yes | Yes | 2015-03-12 |  | 2
FALSE | 4TTX6060H1 | 3708 | 5859572 | TRANE | 4TTX6060H1 | AC | Split System: Air-Cooled Condensing Unit, Coil with Blower | 4TTX6060H1 |  | 4TXCD063BC3 | 12 | 14.75 | Yes | Yes | 2015-03-12 |  | 0
FALSE | 4TTX6048H1 | 3702 | 5858830 | TRANE | 4TTX6048H1 | AC | Split System: Air-Cooled Condensing Unit, Coil with Blower | 4TTX6048H1 |  | 4TXFH063CZ3 | 12.5 | 15.5 | Yes | Yes | 2015-03-12 |  | 1
FALSE | 4TTX6048H1 | 3702 | 5858828 | TRANE | 4TTX6048H1 | AC | Split System: Air-Cooled Condensing Unit, Coil with Blower | 4TTX6048H1 |  | 4TXFH063CZ3 | 12.5 | 15.5 | Yes | Yes | 2015-03-12 |  | 1
FALSE | 4TTX6048H1 | 3702 | 5858836 | TRANE | 4TTX6048H1 | AC | Split System: Air-Cooled Condensing Unit, Coil with Blower | 4TTX6048H1 |  | GAM2A0B42S31+TDR | 12 | 14.5 | Yes | Yes | 2015-03-12 |  | 0
FALSE | 4TTX6049H1 | 3690 | 5861127 | TRANE | 4TTX6049H1 | AC | Split System: Air-Cooled Condensing Unit, Coil with Blower | 4TTX6049H1 |  | 4TXAD061BC3 | 12.5 | 15 | Yes | Yes | 2015-03-12 |  | 1
FALSE | 4TTX6049H1 | 3690 | 5861137 | TRANE | 4TTX6049H1 | AC | Split System: Air-Cooled Condensing Unit, Coil with Blower | 4TTX6049H1 |  | 4TXAD064BC3 | 13 | 16 | Yes | Yes | 2015-03-12 |  | 2
FALSE | 4TTX6049H1 | 3690 | 5861138 | TRANE | 4TTX6049H1 | AC | Split System: Air-Cooled Condensing Unit, Coil with Blower | 4TTX6049H1 |  | 4TXAD064BC3 | 13 | 16 | Yes | Yes | 2015-03-12 |  | 2
FALSE | 4A7A7060A1 | 289 | 5800868 | TRANE | 4TTX8060A1 | AC | Split System: Air-Cooled Condensing Unit, Coil with Blower | 4A7A7060A1 |  | 4TXAC060BC3 | 12 | 15 | Yes | Yes | 2015-03-12 |  | 0
FALSE | 4A7A7060A1 | 289 | 5801419 | TRANE | 4TTX8060A1 | AC | Split System: Air-Cooled Condensing Unit, Coil with Blower | 4A7A7060A1 |  | 4TXFH054CC3 | 12 | 15.5 | Yes | Yes | 2015-03-12 |  | 0
FALSE | 4TTX6049H1 | 3690 | 5861288 | TRANE | 4TTX6049H1 | AC | Split System: Air-Cooled Condensing Unit, Coil with Blower | 4TTX6049H1 |  | 4TXCD009CC3 | 13 | 16 | Yes | Yes | 2015-03-12 |  | 2
FALSE | 4TTX6049H1 | 3690 | 5861290 | TRANE | 4TTX6049H1 | AC | Split System: Air-Cooled Condensing Unit, Coil with Blower | 4TTX6049H1 |  | 4TXCD009CC3 | 13 | 16 | Yes | Yes | 2015-03-12 |  | 2
FALSE | 4TTX6049H1 | 3690 | 5861465 | TRANE | 4TTX6049H1 | AC | Split System: Air-Cooled Condensing Unit, Coil with Blower | 4TTX6049H1 |  | 4TXCD064BC3 | 13 | 16 | Yes | Yes | 2015-03-12 |  | 2
FALSE | 4TTX6049H1 | 3690 | 5861466 | TRANE | 4TTX6049H1 | AC | Split System: Air-Cooled Condensing Unit, Coil with Blower | 4TTX6049H1 |  | 4TXCD064BC3 | 13 | 16 | Yes | Yes | 2015-03-12 |  | 2
FALSE | 4TTR6018B1 | 3489 | 5864397 | TRANE | 4TTR6018B1 | AC | Split System: Air-Cooled Condensing Unit, Coil with Blower | 4TTR6018B1 |  | 4TXAB036BC3 | 13 | 16 | Yes | Yes | 2015-03-12 |  | 2
FALSE | 4TTR6018B1 | 3489 | 5864396 | TRANE | 4TTR6018B1 | AC | Split System: Air-Cooled Condensing Unit, Coil with Blower | 4TTR6018B1 |  | 4TXAB036BC3 | 13 | 16 | Yes | Yes | 2015-03-12 |  | 2
FALSE | 4TTR6018B1 | 3489 | 5864395 | TRANE | 4TTR6018B1 | AC | Split System: Air-Cooled Condensing Unit, Coil with Blower | 4TTR6018B1 |  | 4TXAB036BC3 | 13 | 16 | Yes | Yes | 2015-03-12 |  | 2
FALSE | 4TTR6018B1 | 3489 | 5864399 | TRANE | 4TTR6018B1 | AC | Split System: Air-Cooled Condensing Unit, Coil with Blower | 4TTR6018B1 |  | 4TXAC037BC3 | 13 | 16 | Yes | Yes | 2015-03-12 |  | 2
FALSE | 4TTR6018B1 | 3489 | 5864400 | TRANE | 4TTR6018B1 | AC | Split System: Air-Cooled Condensing Unit, Coil with Blower | 4TTR6018B1 |  | 4TXAC037BC3 | 13 | 16 | Yes | Yes | 2015-03-12 |  | 2
FALSE | 4TTR6018B1 | 3489 | 5864401 | TRANE | 4TTR6018B1 | AC | Split System: Air-Cooled Condensing Unit, Coil with Blower | 4TTR6018B1 |  | 4TXAC037BC3 | 13 | 16 | Yes | Yes | 2015-03-12 |  | 2
FALSE | 4TTR6018B1 | 3489 | 5864402 | TRANE | 4TTR6018B1 | AC | Split System: Air-Cooled Condensing Unit, Coil with Blower | 4TTR6018B1 |  | 4TXAC037BC3 | 13 | 16 | Yes | Yes | 2015-03-12 |  | 2
FALSE | 4TTR6018B1 | 3489 | 5864404 | TRANE | 4TTR6018B1 | AC | Split System: Air-Cooled Condensing Unit, Coil with Blower | 4TTR6018B1 |  | 4TXAC037BC3 | 13 | 16 | Yes | Yes | 2015-03-12 |  | 2
FALSE | 4TTR6018B1 | 3489 | 5864405 | TRANE | 4TTR6018B1 | AC | Split System: Air-Cooled Condensing Unit, Coil with Blower | 4TTR6018B1 |  | 4TXAC037BC3 | 13 | 16 | Yes | Yes | 2015-03-12 |  | 2
FALSE | 4TTR6018B1 | 3489 | 5864407 | TRANE | 4TTR6018B1 | AC | Split System: Air-Cooled Condensing Unit, Coil with Blower | 4TTR6018B1 |  | 4TXAC037BC3 | 13 | 16 | Yes | Yes | 2015-03-12 |  | 2
FALSE | 4TTR6018B1 | 3489 | 5864531 | TRANE | 4TTR6018B1 | AC | Split System: Air-Cooled Condensing Unit, Coil with Blower | 4TTR6018B1 |  | 4TXCB032BC3 | 13 | 16 | Yes | Yes | 2015-03-12 |  | 2
FALSE | 4TTR6018B1 | 3489 | 5864529 | TRANE | 4TTR6018B1 | AC | Split System: Air-Cooled Condensing Unit, Coil with Blower | 4TTR6018B1 |  | 4TXCB032BC3 | 13 | 16 | Yes | Yes | 2015-03-12 |  | 2
FALSE | 4TTR6018B1 | 3489 | 5864527 | TRANE | 4TTR6018B1 | AC | Split System: Air-Cooled Condensing Unit, Coil with Blower | 4TTR6018B1 |  | 4TXCB032BC3 | 13 | 16 | Yes | Yes | 2015-03-12 |  | 2
FALSE | 4TTR6018B1 | 3489 | 5864525 | TRANE | 4TTR6018B1 | AC | Split System: Air-Cooled Condensing Unit, Coil with Blower | 4TTR6018B1 |  | 4TXCB032BC3 | 13 | 16 | Yes | Yes | 2015-03-12 |  | 2
FALSE | 4TTR6018B1 | 3489 | 5864524 | TRANE | 4TTR6018B1 | AC | Split System: Air-Cooled Condensing Unit, Coil with Blower | 4TTR6018B1 |  | 4TXCB032BC3 | 13 | 16 | Yes | Yes | 2015-03-12 |  | 2
FALSE | 4TTR6018B1 | 3489 | 5864547 | TRANE | 4TTR6018B1 | AC | Split System: Air-Cooled Condensing Unit, Coil with Blower | 4TTR6018B1 |  | 4TXCB036BC3 | 13 | 16 | Yes | Yes | 2015-03-12 |  | 2
FALSE | 4TTR6018B1 | 3489 | 5864546 | TRANE | 4TTR6018B1 | AC | Split System: Air-Cooled Condensing Unit, Coil with Blower | 4TTR6018B1 |  | 4TXCB036BC3 | 13 | 16 | Yes | Yes | 2015-03-12 |  | 2
FALSE | 4TTR6018B1 | 3489 | 5864545 | TRANE | 4TTR6018B1 | AC | Split System: Air-Cooled Condensing Unit, Coil with Blower | 4TTR6018B1 |  | 4TXCB036BC3 | 13 | 16 | Yes | Yes | 2015-03-12 |  | 2
FALSE | 4TTR6018B1 | 3489 | 5864560 | TRANE | 4TTR6018B1 | AC | Split System: Air-Cooled Condensing Unit, Coil with Blower | 4TTR6018B1 |  | 4TXCB036BC3 | 13 | 16 | Yes | Yes | 2015-03-12 |  | 2
FALSE | 4TTR6024B1 | 3503 | 5864674 | TRANE | 4TTR6024B1 | AC | Split System: Air-Cooled Condensing Unit, Coil with Blower | 4TTR6024B1 |  | 4CXCA024CC3 | 12.5 | 14.5 | Yes | Yes | 2015-03-12 |  | 0
FALSE | 4TTR6030B1 | 3522 | 5865445 | TRANE | 4TTR6030B1 | AC | Split System: Air-Cooled Condensing Unit, Coil with Blower | 4TTR6030B1 |  | 4CXCB031CC3 | 12.5 | 14.5 | Yes | Yes | 2015-03-12 |  | 0
FALSE | 4TTX6049H1 | 3690 | 5860952 | TRANE | 4TTX6049H1 | AC | Split System: Air-Cooled Condensing Unit, Coil with Blower | 4TTX6049H1 |  | 4TXAB048BC3 | 12 | 14.5 | Yes | Yes | 2015-03-12 |  | 0
FALSE | 4TTX6049H1 | 3690 | 5860954 | TRANE | 4TTX6049H1 | AC | Split System: Air-Cooled Condensing Unit, Coil Alone | 4TTX6049H1 |  | 4TXAB048BC3 | 12 | 14.5 | Yes | Yes | 2015-03-12 |  | 0
FALSE | 4TTX6049H1 | 3690 | 5860970 | TRANE | 4TTX6049H1 | AC | Split System: Air-Cooled Condensing Unit, Coil with Blower | 4TTX6049H1 |  | 4TXAC043BC3 | 12 | 14.5 | Yes | Yes | 2015-03-12 |  | 0
FALSE | 4TTX6049H1 | 3690 | 5861149 | TRANE | 4TTX6049H1 | AC | Split System: Air-Cooled Condensing Unit, Coil with Blower | 4TTX6049H1 |  | 4TXAD064BC3 | 12.5 | 15 | Yes | Yes | 2015-03-12 |  | 1
FALSE | 4TTX6049H1 | 3690 | 5861150 | TRANE | 4TTX6049H1 | AC | Split System: Air-Cooled Condensing Unit, Coil with Blower | 4TTX6049H1 |  | 4TXAD064BC3 | 12.5 | 15 | Yes | Yes | 2015-03-12 |  | 1
FALSE | 4TTX6049H1 | 3690 | 5861153 | TRANE | 4TTX6049H1 | AC | Split System: Air-Cooled Condensing Unit, Coil Alone | 4TTX6049H1 |  | 4TXAD064BC3 | 12 | 14.5 | Yes | Yes | 2015-03-12 |  | 0
FALSE | 4TTR6018B1 | 3489 | 5864408 | TRANE | 4TTR6018B1 | AC | Split System: Air-Cooled Condensing Unit, Coil with Blower | 4TTR6018B1 |  | 4TXAC037BC3 | 13 | 16 | Yes | Yes | 2015-03-12 |  | 2
FALSE | 4TTR6018B1 | 3489 | 5864409 | TRANE | 4TTR6018B1 | AC | Split System: Air-Cooled Condensing Unit, Coil with Blower | 4TTR6018B1 |  | 4TXAC037BC3 | 13 | 16 | Yes | Yes | 2015-03-12 |  | 2
FALSE | 4TTR6018B1 | 3489 | 5864411 | TRANE | 4TTR6018B1 | AC | Split System: Air-Cooled Condensing Unit, Coil with Blower | 4TTR6018B1 |  | 4TXAC037BC3 | 13 | 16 | Yes | Yes | 2015-03-12 |  | 2
FALSE | 4TTR6018B1 | 3489 | 5864412 | TRANE | 4TTR6018B1 | AC | Split System: Air-Cooled Condensing Unit, Coil with Blower | 4TTR6018B1 |  | 4TXAC037BC3 | 13 | 16 | Yes | Yes | 2015-03-12 |  | 2
FALSE | 4TTR6018B1 | 3489 | 5864413 | TRANE | 4TTR6018B1 | AC | Split System: Air-Cooled Condensing Unit, Coil with Blower | 4TTR6018B1 |  | 4TXAC037BC3 | 13 | 16 | Yes | Yes | 2015-03-12 |  | 2
FALSE | 4TTR6018B1 | 3489 | 5864425 | TRANE | 4TTR6018B1 | AC | Split System: Air-Cooled Condensing Unit, Coil with Blower | 4TTR6018B1 |  | 4TXCA018BC3 | 13 | 15 | Yes | Yes | 2015-03-12 |  | 1
FALSE | 4TTR6018B1 | 3489 | 5864427 | TRANE | 4TTR6018B1 | AC | Split System: Air-Cooled Condensing Unit, Coil with Blower | 4TTR6018B1 |  | 4TXCA018BC3 | 12.5 | 14.75 | Yes | Yes | 2015-03-12 |  | 0
FALSE | 4TTR6018B1 | 3489 | 5864416 | TRANE | 4TTR6018B1 | AC | Split System: Air-Cooled Condensing Unit, Coil with Blower | 4TTR6018B1 |  | 4TXCA018BC3 | 12.5 | 14.75 | Yes | Yes | 2015-03-12 |  | 0
FALSE | 4TTR6018B1 | 3489 | 5864558 | TRANE | 4TTR6018B1 | AC | Split System: Air-Cooled Condensing Unit, Coil with Blower | 4TTR6018B1 |  | 4TXCB036BC3 | 13 | 16 | Yes | Yes | 2015-03-12 |  | 2
FALSE | 4TTR6018B1 | 3489 | 5864556 | TRANE | 4TTR6018B1 | AC | Split System: Air-Cooled Condensing Unit, Coil with Blower | 4TTR6018B1 |  | 4TXCB036BC3 | 13 | 16 | Yes | Yes | 2015-03-12 |  | 2
FALSE | 4TTR6018B1 | 3489 | 5864554 | TRANE | 4TTR6018B1 | AC | Split System: Air-Cooled Condensing Unit, Coil with Blower | 4TTR6018B1 |  | 4TXCB036BC3 | 13 | 16 | Yes | Yes | 2015-03-12 |  | 2
FALSE | 4TTR6018B1 | 3489 | 5864552 | TRANE | 4TTR6018B1 | AC | Split System: Air-Cooled Condensing Unit, Coil with Blower | 4TTR6018B1 |  | 4TXCB036BC3 | 13 | 16 | Yes | Yes | 2015-03-12 |  | 2
FALSE | 4TTR6018B1 | 3489 | 5864551 | TRANE | 4TTR6018B1 | AC | Split System: Air-Cooled Condensing Unit, Coil with Blower | 4TTR6018B1 |  | 4TXCB036BC3 | 13 | 16 | Yes | Yes | 2015-03-12 |  | 2
FALSE | 4TTR6030B1 | 3522 | 5865556 | TRANE | 4TTR6030B1 | AC | Split System: Air-Cooled Condensing Unit, Coil with Blower | 4TTR6030B1 |  | 4TXAB025BC3 | 12.5 | 14.5 | Yes | Yes | 2015-03-12 |  | 0
FALSE | 4TTR6030B1 | 3522 | 5865550 | TRANE | 4TTR6030B1 | AC | Split System: Air-Cooled Condensing Unit, Coil with Blower | 4TTR6030B1 |  | 4TXAB025BC3 | 12.5 | 14.5 | Yes | Yes | 2015-03-12 |  | 0
FALSE | 4TTR6030B1 | 3522 | 5865549 | TRANE | 4TTR6030B1 | AC | Split System: Air-Cooled Condensing Unit, Coil with Blower | 4TTR6030B1 |  | 4TXAB025BC3 | 12.5 | 14.5 | Yes | Yes | 2015-03-12 |  | 0
FALSE | 4TTR6030B1 | 3522 | 5865557 | TRANE | 4TTR6030B1 | AC | Split System: Air-Cooled Condensing Unit, Coil with Blower | 4TTR6030B1 |  | 4TXAB025BC3 | 12.5 | 15 | Yes | Yes | 2015-03-12 |  | 1
FALSE | 4TTX6060H1 | 3708 | 5859615 | TRANE | 4TTX6060H1 | AC | Split System: Air-Cooled Condensing Unit, Coil with Blower | 4TTX6060H1 |  | 4TXFH063CZ3 | 12 | 14.5 | Yes | Yes | 2015-03-12 |  | 0
FALSE | 4TTX6060H1 | 3708 | 5859613 | TRANE | 4TTX6060H1 | AC | Split System: Air-Cooled Condensing Unit, Coil with Blower | 4TTX6060H1 |  | 4TXFH063CZ3 | 12 | 14.5 | Yes | Yes | 2015-03-12 |  | 0
FALSE | 4TTX6049H1 | 3690 | 5860960 | TRANE | 4TTX6049H1 | AC | Split System: Air-Cooled Condensing Unit, Coil with Blower | 4TTX6049H1 |  | 4TXAC043BC3 | 12.5 | 15 | Yes | Yes | 2015-03-12 |  | 1
FALSE | 4TTX6049H1 | 3690 | 5860962 | TRANE | 4TTX6049H1 | AC | Split System: Air-Cooled Condensing Unit, Coil with Blower | 4TTX6049H1 |  | 4TXAC043BC3 | 12 | 14.5 | Yes | Yes | 2015-03-12 |  | 0
FALSE | 4TTX6049H1 | 3690 | 5860987 | TRANE | 4TTX6049H1 | AC | Split System: Air-Cooled Condensing Unit, Coil with Blower | 4TTX6049H1 |  | 4TXAC044BC3 | 12 | 14.5 | Yes | Yes | 2015-03-12 |  | 0
FALSE | 4TTX6049H1 | 3690 | 5861166 | TRANE | 4TTX6049H1 | AC | Split System: Air-Cooled Condensing Unit, Coil with Blower | 4TTX6049H1 |  | 4TXCB048BC3 | 12 | 14.5 | Yes | Yes | 2015-03-12 |  | 0
FALSE | 4TTX6049H1 | 3690 | 5861168 | TRANE | 4TTX6049H1 | AC | Split System: Air-Cooled Condensing Unit, Coil Alone | 4TTX6049H1 |  | 4TXCB048BC3 | 12 | 14.5 | Yes | Yes | 2015-03-12 |  | 0
FALSE | 4TTX6049H1 | 3690 | 5861187 | TRANE | 4TTX6049H1 | AC | Split System: Air-Cooled Condensing Unit, Coil with Blower | 4TTX6049H1 |  | 4TXCC008CC3 | 13 | 16 | Yes | Yes | 2015-03-12 |  | 2
FALSE | 4TTX6049H1 | 3690 | 5861180 | TRANE | 4TTX6049H1 | AC | Split System: Air-Cooled Condensing Unit, Coil with Blower | 4TTX6049H1 |  | 4TXCC008CC3 | 13 | 16 | Yes | Yes | 2015-03-12 |  | 2
FALSE | 4TTR6018B1 | 3489 | 5864562 | TRANE | 4TTR6018B1 | AC | Split System: Air-Cooled Condensing Unit, Coil with Blower | 4TTR6018B1 |  | 4TXCC005CC3 | 13 | 16 | Yes | Yes | 2015-03-12 |  | 2
FALSE | 4TTR6018B1 | 3489 | 5864563 | TRANE | 4TTR6018B1 | AC | Split System: Air-Cooled Condensing Unit, Coil with Blower | 4TTR6018B1 |  | 4TXCC005CC3 | 13 | 16 | Yes | Yes | 2015-03-12 |  | 2
FALSE | 4TTR6018B1 | 3489 | 5864566 | TRANE | 4TTR6018B1 | AC | Split System: Air-Cooled Condensing Unit, Coil with Blower | 4TTR6018B1 |  | 4TXCC005CC3 | 13 | 16 | Yes | Yes | 2015-03-12 |  | 2
FALSE | 4TTR6018B1 | 3489 | 5864568 | TRANE | 4TTR6018B1 | AC | Split System: Air-Cooled Condensing Unit, Coil with Blower | 4TTR6018B1 |  | 4TXCC005CC3 | 13 | 16 | Yes | Yes | 2015-03-12 |  | 2
FALSE | 4TTR6018B1 | 3489 | 5864569 | TRANE | 4TTR6018B1 | AC | Split System: Air-Cooled Condensing Unit, Coil with Blower | 4TTR6018B1 |  | 4TXCC005CC3 | 13 | 16 | Yes | Yes | 2015-03-12 |  | 2
FALSE | 4TTR6018B1 | 3489 | 5864570 | TRANE | 4TTR6018B1 | AC | Split System: Air-Cooled Condensing Unit, Coil with Blower | 4TTR6018B1 |  | 4TXCC005CC3 | 13 | 16 | Yes | Yes | 2015-03-12 |  | 2
FALSE | 4TTR6018B1 | 3489 | 5864572 | TRANE | 4TTR6018B1 | AC | Split System: Air-Cooled Condensing Unit, Coil with Blower | 4TTR6018B1 |  | 4TXCC005CC3 | 13 | 16 | Yes | Yes | 2015-03-12 |  | 2
FALSE | 4TTR6024B1 | 3503 | 5865001 | TRANE | 4TTR6024B1 | AC | Split System: Air-Cooled Condensing Unit, Coil Alone | 4TTR6024B1 |  | 4TXCB004CC3 | 12.2 | 14.5 | Yes | Yes | 2015-03-12 |  | 0
FALSE | 4TTR6024B1 | 3503 | 5865030 | TRANE | 4TTR6024B1 | AC | Split System: Air-Cooled Condensing Unit, Coil with Blower | 4TTR6024B1 |  | 4TXCB025BC3 | 13 | 15.5 | Yes | Yes | 2015-03-12 |  | 1
FALSE | 4TTX6049H1 | 3690 | 5861320 | TRANE | 4TTX6049H1 | AC | Split System: Air-Cooled Condensing Unit, Coil with Blower | 4TTX6049H1 |  | 4TXCD010CC3 | 12.5 | 15 | Yes | Yes | 2015-03-12 |  | 1
FALSE | 4TTX6049H1 | 3690 | 5861492 | TRANE | 4TTX6049H1 | AC | Split System: Air-Cooled Condensing Unit, Coil with Blower | 4TTX6049H1 |  | 4TXFH054CC3 | 12.5 | 15 | Yes | Yes | 2015-03-12 |  | 1
FALSE | 4TTX6049H1 | 3690 | 5861495 | TRANE | 4TTX6049H1 | AC | Split System: Air-Cooled Condensing Unit, Coil with Blower | 4TTX6049H1 |  | 4TXFH054CC3 | 12.5 | 15 | Yes | Yes | 2015-03-12 |  | 1
FALSE | 4TTX6049H1 | 3690 | 5861498 | TRANE | 4TTX6049H1 | AC | Split System: Air-Cooled Condensing Unit, Coil with Blower | 4TTX6049H1 |  | 4TXFH054CC3 | 12 | 14.5 | Yes | Yes | 2015-03-12 |  | 0
FALSE | 4TTX6049H1 | 3690 | 5861499 | TRANE | 4TTX6049H1 | AC | Split System: Air-Cooled Condensing Unit, Coil with Blower | 4TTX6049H1 |  | 4TXFH054CC3 | 12.5 | 15 | Yes | Yes | 2015-03-12 |  | 1
FALSE | 4TTX6049H1 | 3690 | 5861503 | TRANE | 4TTX6049H1 | AC | Split System: Air-Cooled Condensing Unit, Coil with Blower | 4TTX6049H1 |  | 4TXFH054CC3 | 13 | 16 | Yes | Yes | 2015-03-12 |  | 2
FALSE | 4TTX6049H1 | 3690 | 5861506 | TRANE | 4TTX6049H1 | AC | Split System: Air-Cooled Condensing Unit, Coil with Blower | 4TTX6049H1 |  | 4TXFH054CC3 | 13 | 16 | Yes | Yes | 2015-03-12 |  | 2
FALSE | 4TTR6024B1 | 3503 | 5865211 | TRANE | 4TTR6024B1 | AC | Split System: Air-Cooled Condensing Unit, Coil with Blower | 4TTR6024B1 |  | 4TXCC007CC3 | 13 | 16 | Yes | Yes | 2015-03-12 |  | 2
FALSE | 4TTR6024B1 | 3503 | 5865210 | TRANE | 4TTR6024B1 | AC | Split System: Air-Cooled Condensing Unit, Coil with Blower | 4TTR6024B1 |  | 4TXCC007CC3 | 13 | 16 | Yes | Yes | 2015-03-12 |  | 2
FALSE | 4TTR6024B1 | 3503 | 5865209 | TRANE | 4TTR6024B1 | AC | Split System: Air-Cooled Condensing Unit, Coil with Blower | 4TTR6024B1 |  | 4TXCC007CC3 | 13 | 16 | Yes | Yes | 2015-03-12 |  | 2
FALSE | 4TTR6024B1 | 3503 | 5865208 | TRANE | 4TTR6024B1 | AC | Split System: Air-Cooled Condensing Unit, Coil with Blower | 4TTR6024B1 |  | 4TXCC007CC3 | 13 | 16 | Yes | Yes | 2015-03-12 |  | 2
FALSE | 4TTR6024B1 | 3503 | 5865200 | TRANE | 4TTR6024B1 | AC | Split System: Air-Cooled Condensing Unit, Coil with Blower | 4TTR6024B1 |  | 4TXCC007CC3 | 13 | 16 | Yes | Yes | 2015-03-12 |  | 2
FALSE | 4TTR6024B1 | 3503 | 5865198 | TRANE | 4TTR6024B1 | AC | Split System: Air-Cooled Condensing Unit, Coil with Blower | 4TTR6024B1 |  | 4TXCC007CC3 | 13 | 16 | Yes | Yes | 2015-03-12 |  | 2
FALSE | 4TTR6024B1 | 3503 | 5865199 | TRANE | 4TTR6024B1 | AC | Split System: Air-Cooled Condensing Unit, Coil with Blower | 4TTR6024B1 |  | 4TXCC007CC3 | 13 | 16 | Yes | Yes | 2015-03-12 |  | 2
FALSE | 4TTX6018H1 | 3491 | 5856945 | TRANE | 4TTX6018H1 | AC | Split System: Air-Cooled Condensing Unit, Coil with Blower | 4TTX6018H1 |  | 4CXCB025CC3 | 13 | 16 | Yes | Yes | 2015-03-12 |  | 2
FALSE | 4TTX6060H1 | 3708 | 5859616 | TRANE | 4TTX6060H1 | AC | Split System: Air-Cooled Condensing Unit, Coil with Blower | 4TTX6060H1 |  | GAM2A0C60S51+TDR | 12 | 14.5 | Yes | Yes | 2015-03-12 |  | 0
FALSE | 4TTX6036H1 | 3598 | 5858108 | TRANE | 4TTX6036H1 | AC | Split System: Air-Cooled Condensing Unit, Coil with Blower | 4TTX6036H1 |  | 4TXAC044BC3 | 13 | 15.75 | Yes | Yes | 2015-03-12 |  | 1
FALSE | 4TTR6018B1 | 3489 | 5864271 | TRANE | 4TTR6018B1 | AC | Split System: Air-Cooled Condensing Unit, Coil with Blower | 4TTR6018B1 |  | 4CXCB031CC3 | 13 | 16 | Yes | Yes | 2015-03-12 |  | 2
FALSE | 4TTR6024B1 | 3503 | 5864944 | TRANE | 4TTR6024B1 | AC | Split System: Air-Cooled Condensing Unit, Coil with Blower | 4TTR6024B1 |  | 4TXAC044BC3 | 13 | 16 | Yes | Yes | 2015-03-12 |  | 2
FALSE | 4TTR6024B1 | 3503 | 5864943 | TRANE | 4TTR6024B1 | AC | Split System: Air-Cooled Condensing Unit, Coil with Blower | 4TTR6024B1 |  | 4TXAC044BC3 | 13 | 16 | Yes | Yes | 2015-03-12 |  | 2
FALSE | 4TTR6024B1 | 3503 | 5864942 | TRANE | 4TTR6024B1 | AC | Split System: Air-Cooled Condensing Unit, Coil with Blower | 4TTR6024B1 |  | 4TXAC044BC3 | 13 | 16 | Yes | Yes | 2015-03-12 |  | 2
FALSE | 4TTR6024B1 | 3503 | 5864941 | TRANE | 4TTR6024B1 | AC | Split System: Air-Cooled Condensing Unit, Coil with Blower | 4TTR6024B1 |  | 4TXAC044BC3 | 13 | 16 | Yes | Yes | 2015-03-12 |  | 2
FALSE | 4TTR6024B1 | 3503 | 5865045 | TRANE | 4TTR6024B1 | AC | Split System: Air-Cooled Condensing Unit, Coil with Blower | 4TTR6024B1 |  | 4TXCB025BC3 | 13 | 15.75 | Yes | Yes | 2015-03-12 |  | 1
FALSE | 4TTR6024B1 | 3503 | 5865023 | TRANE | 4TTR6024B1 | AC | Split System: Air-Cooled Condensing Unit, Coil with Blower | 4TTR6024B1 |  | 4TXCB025BC3 | 12.5 | 15 | Yes | Yes | 2015-03-12 |  | 1
FALSE | 4TTR6024B1 | 3503 | 5865020 | TRANE | 4TTR6024B1 | AC | Split System: Air-Cooled Condensing Unit, Coil with Blower | 4TTR6024B1 |  | 4TXCB025BC3 | 13 | 15.5 | Yes | Yes | 2015-03-12 |  | 1
FALSE | 4TTR6024B1 | 3503 | 5865046 | TRANE | 4TTR6024B1 | AC | Split System: Air-Cooled Condensing Unit, Coil with Blower | 4TTR6024B1 |  | 4TXCB025BC3 | 12.5 | 15 | Yes | Yes | 2015-03-12 |  | 1
FALSE | 4TTR6024B1 | 3503 | 5865133 | TRANE | 4TTR6024B1 | AC | Split System: Air-Cooled Condensing Unit, Coil with Blower | 4TTR6024B1 |  | 4TXCB042BC3 | 13 | 16 | Yes | Yes | 2015-03-12 |  | 2
FALSE | 4TTR6024B1 | 3503 | 5865134 | TRANE | 4TTR6024B1 | AC | Split System: Air-Cooled Condensing Unit, Coil with Blower | 4TTR6024B1 |  | 4TXCB042BC3 | 13 | 16 | Yes | Yes | 2015-03-12 |  | 2
FALSE | 4TTR6024B1 | 3503 | 5865120 | TRANE | 4TTR6024B1 | AC | Split System: Air-Cooled Condensing Unit, Coil with Blower | 4TTR6024B1 |  | 4TXCB042BC3 | 13 | 16 | Yes | Yes | 2015-03-12 |  | 2
FALSE | 4TTR6024B1 | 3503 | 5865122 | TRANE | 4TTR6024B1 | AC | Split System: Air-Cooled Condensing Unit, Coil with Blower | 4TTR6024B1 |  | 4TXCB042BC3 | 13 | 15.5 | Yes | Yes | 2015-03-12 |  | 1
FALSE | 4TTR6024B1 | 3503 | 5865125 | TRANE | 4TTR6024B1 | AC | Split System: Air-Cooled Condensing Unit, Coil with Blower | 4TTR6024B1 |  | 4TXCB042BC3 | 13 | 16 | Yes | Yes | 2015-03-12 |  | 2
FALSE | 4TTX6049H1 | 3690 | 5861346 | TRANE | 4TTX6049H1 | AC | Split System: Air-Cooled Condensing Unit, Coil with Blower | 4TTX6049H1 |  | 4TXCD050BC3 | 12.5 | 15 | Yes | Yes | 2015-03-12 |  | 1
FALSE | 4TTX6049H1 | 3690 | 5861348 | TRANE | 4TTX6049H1 | AC | Split System: Air-Cooled Condensing Unit, Coil with Blower | 4TTX6049H1 |  | 4TXCD050BC3 | 12.5 | 15 | Yes | Yes | 2015-03-12 |  | 1
FALSE | 4TTX6049H1 | 3690 | 5861350 | TRANE | 4TTX6049H1 | AC | Split System: Air-Cooled Condensing Unit, Coil with Blower | 4TTX6049H1 |  | 4TXCD050BC3 | 12 | 14.5 | Yes | Yes | 2015-03-12 |  | 0
FALSE | 4TTX6049H1 | 3690 | 5861357 | TRANE | 4TTX6049H1 | AC | Split System: Air-Cooled Condensing Unit, Coil with Blower | 4TTX6049H1 |  | 4TXCD050BC3 | 12 | 14.5 | Yes | Yes | 2015-03-12 |  | 0
FALSE | 4TTX6049H1 | 3690 | 5861358 | TRANE | 4TTX6049H1 | AC | Split System: Air-Cooled Condensing Unit, Coil with Blower | 4TTX6049H1 |  | 4TXCD050BC3 | 12 | 14.5 | Yes | Yes | 2015-03-12 |  | 0
FALSE | 4TTX6049H1 | 3690 | 5861519 | TRANE | 4TTX6049H1 | AC | Split System: Air-Cooled Condensing Unit, Coil with Blower | 4TTX6049H1 |  | 4TXFH054CC3 | 12.5 | 15.5 | Yes | Yes | 2015-03-12 |  | 1
FALSE | 4TTX6049H1 | 3690 | 5861521 | TRANE | 4TTX6049H1 | AC | Split System: Air-Cooled Condensing Unit, Coil with Blower | 4TTX6049H1 |  | 4TXFH054CC3 | 12.5 | 15 | Yes | Yes | 2015-03-12 |  | 1
FALSE | 4TTR6024B1 | 3503 | 5865150 | TRANE | 4TTR6024B1 | AC | Split System: Air-Cooled Condensing Unit, Coil with Blower | 4TTR6024B1 |  | 4TXCB048BC3 | 13 | 16 | Yes | Yes | 2015-03-12 |  | 2
FALSE | 4TTR6024B1 | 3503 | 5865152 | TRANE | 4TTR6024B1 | AC | Split System: Air-Cooled Condensing Unit, Coil with Blower | 4TTR6024B1 |  | 4TXCB048BC3 | 13 | 16 | Yes | Yes | 2015-03-12 |  | 2
FALSE | 4TTR6024B1 | 3503 | 5865153 | TRANE | 4TTR6024B1 | AC | Split System: Air-Cooled Condensing Unit, Coil with Blower | 4TTR6024B1 |  | 4TXCB048BC3 | 13 | 16 | Yes | Yes | 2015-03-12 |  | 2
FALSE | 4TTR6024B1 | 3503 | 5865219 | TRANE | 4TTR6024B1 | AC | Split System: Air-Cooled Condensing Unit, Coil with Blower | 4TTR6024B1 |  | 4TXCC007CC3 | 13 | 16 | Yes | Yes | 2015-03-12 |  | 2
FALSE | 4TTR6024B1 | 3503 | 5865218 | TRANE | 4TTR6024B1 | AC | Split System: Air-Cooled Condensing Unit, Coil with Blower | 4TTR6024B1 |  | 4TXCC007CC3 | 13 | 16 | Yes | Yes | 2015-03-12 |  | 2
FALSE | 4TTR6024B1 | 3503 | 5865217 | TRANE | 4TTR6024B1 | AC | Split System: Air-Cooled Condensing Unit, Coil with Blower | 4TTR6024B1 |  | 4TXCC007CC3 | 13 | 16 | Yes | Yes | 2015-03-12 |  | 2
FALSE | 4TTR6024B1 | 3503 | 5865216 | TRANE | 4TTR6024B1 | AC | Split System: Air-Cooled Condensing Unit, Coil with Blower | 4TTR6024B1 |  | 4TXCC007CC3 | 13 | 16 | Yes | Yes | 2015-03-12 |  | 2
FALSE | 4TTR6024B1 | 3503 | 5865215 | TRANE | 4TTR6024B1 | AC | Split System: Air-Cooled Condensing Unit, Coil with Blower | 4TTR6024B1 |  | 4TXCC007CC3 | 13 | 16 | Yes | Yes | 2015-03-12 |  | 2
FALSE | 4TTR6024B1 | 3503 | 5865214 | TRANE | 4TTR6024B1 | AC | Split System: Air-Cooled Condensing Unit, Coil with Blower | 4TTR6024B1 |  | 4TXCC007CC3 | 13 | 16 | Yes | Yes | 2015-03-12 |  | 2
FALSE | 4TTR6024B1 | 3503 | 5865240 | TRANE | 4TTR6024B1 | AC | Split System: Air-Cooled Condensing Unit, Coil with Blower | 4TTR6024B1 |  | 4TXCC008CC3 | 13 | 16 | Yes | Yes | 2015-03-12 |  | 2
FALSE | 4TTR6024B1 | 3503 | 5865220 | TRANE | 4TTR6024B1 | AC | Split System: Air-Cooled Condensing Unit, Coil with Blower | 4TTR6024B1 |  | 4TXCC008CC3 | 13 | 16 | Yes | Yes | 2015-03-12 |  | 2
FALSE | 4TTR6024B1 | 3503 | 5865224 | TRANE | 4TTR6024B1 | AC | Split System: Air-Cooled Condensing Unit, Coil with Blower | 4TTR6024B1 |  | 4TXCC008CC3 | 13 | 16 | Yes | Yes | 2015-03-12 |  | 2
FALSE | 4TTR6024B1 | 3503 | 5865223 | TRANE | 4TTR6024B1 | AC | Split System: Air-Cooled Condensing Unit, Coil with Blower | 4TTR6024B1 |  | 4TXCC008CC3 | 13 | 16 | Yes | Yes | 2015-03-12 |  | 2
FALSE | 4TTR6024B1 | 3503 | 5865222 | TRANE | 4TTR6024B1 | AC | Split System: Air-Cooled Condensing Unit, Coil with Blower | 4TTR6024B1 |  | 4TXCC008CC3 | 13 | 16 | Yes | Yes | 2015-03-12 |  | 2
FALSE | 4TTX6049H1 | 3690 | 5861340 | TRANE | 4TTX6049H1 | AC | Split System: Air-Cooled Condensing Unit, Coil with Blower | 4TTX6049H1 |  | 4TXCD050BC3 | 12.5 | 15.25 | Yes | Yes | 2015-03-12 |  | 1
FALSE | 4TTX6049H1 | 3690 | 5861523 | TRANE | 4TTX6049H1 | AC | Split System: Air-Cooled Condensing Unit, Coil with Blower | 4TTX6049H1 |  | 4TXFH054CC3 | 12.5 | 15 | Yes | Yes | 2015-03-12 |  | 1
FALSE | 4TTX6049H1 | 3690 | 5861527 | TRANE | 4TTX6049H1 | AC | Split System: Air-Cooled Condensing Unit, Coil with Blower | 4TTX6049H1 |  | 4TXFH063CZ3 | 13 | 16 | Yes | Yes | 2015-03-12 |  | 2
FALSE | 4TTX6049H1 | 3690 | 5861528 | TRANE | 4TTX6049H1 | AC | Split System: Air-Cooled Condensing Unit, Coil with Blower | 4TTX6049H1 |  | 4TXFH063CZ3 | 13 | 16 | Yes | Yes | 2015-03-12 |  | 2
FALSE | 4TTX6049H1 | 3690 | 5861535 | TRANE | 4TTX6049H1 | AC | Split System: Air-Cooled Condensing Unit, Coil with Blower | 4TTX6049H1 |  | 4TXFH063CZ3 | 13 | 16 | Yes | Yes | 2015-03-12 |  | 2
FALSE | 4TTX6049H1 | 3690 | 5861536 | TRANE | 4TTX6049H1 | AC | Split System: Air-Cooled Condensing Unit, Coil with Blower | 4TTX6049H1 |  | 4TXFH063CZ3 | 13 | 16 | Yes | Yes | 2015-03-12 |  | 2
FALSE | 4TTR6024B1 | 3503 | 5865082 | TRANE | 4TTR6024B1 | AC | Split System: Air-Cooled Condensing Unit, Coil with Blower | 4TTR6024B1 |  | 4TXCB032BC3 | 13 | 16 | Yes | Yes | 2015-03-12 |  | 2
FALSE | 4TTR6024B1 | 3503 | 5865081 | TRANE | 4TTR6024B1 | AC | Split System: Air-Cooled Condensing Unit, Coil with Blower | 4TTR6024B1 |  | 4TXCB032BC3 | 13 | 16 | Yes | Yes | 2015-03-12 |  | 2
FALSE | 4TTR6024B1 | 3503 | 5865080 | TRANE | 4TTR6024B1 | AC | Split System: Air-Cooled Condensing Unit, Coil with Blower | 4TTR6024B1 |  | 4TXCB032BC3 | 13 | 16 | Yes | Yes | 2015-03-12 |  | 2
FALSE | 4TTR6024B1 | 3503 | 5865137 | TRANE | 4TTR6024B1 | AC | Split System: Air-Cooled Condensing Unit, Coil with Blower | 4TTR6024B1 |  | 4TXCB048BC3 | 13 | 16 | Yes | Yes | 2015-03-12 |  | 2
FALSE | 4TTR6024B1 | 3503 | 5865138 | TRANE | 4TTR6024B1 | AC | Split System: Air-Cooled Condensing Unit, Coil with Blower | 4TTR6024B1 |  | 4TXCB048BC3 | 13 | 16 | Yes | Yes | 2015-03-12 |  | 2
FALSE | 4TTR6024B1 | 3503 | 5865139 | TRANE | 4TTR6024B1 | AC | Split System: Air-Cooled Condensing Unit, Coil with Blower | 4TTR6024B1 |  | 4TXCB048BC3 | 13 | 16 | Yes | Yes | 2015-03-12 |  | 2
FALSE | 4TTR6024B1 | 3503 | 5865140 | TRANE | 4TTR6024B1 | AC | Split System: Air-Cooled Condensing Unit, Coil with Blower | 4TTR6024B1 |  | 4TXCB048BC3 | 13 | 16 | Yes | Yes | 2015-03-12 |  | 2
FALSE | 4TTR6024B1 | 3503 | 5865141 | TRANE | 4TTR6024B1 | AC | Split System: Air-Cooled Condensing Unit, Coil with Blower | 4TTR6024B1 |  | 4TXCB048BC3 | 13 | 16 | Yes | Yes | 2015-03-12 |  | 2
FALSE | 4TTR6024B1 | 3503 | 5865142 | TRANE | 4TTR6024B1 | AC | Split System: Air-Cooled Condensing Unit, Coil with Blower | 4TTR6024B1 |  | 4TXCB048BC3 | 13 | 16 | Yes | Yes | 2015-03-12 |  | 2
FALSE | 4TTR6024B1 | 3503 | 5865143 | TRANE | 4TTR6024B1 | AC | Split System: Air-Cooled Condensing Unit, Coil with Blower | 4TTR6024B1 |  | 4TXCB048BC3 | 13 | 16 | Yes | Yes | 2015-03-12 |  | 2
FALSE | 4TTR6024B1 | 3503 | 5865144 | TRANE | 4TTR6024B1 | AC | Split System: Air-Cooled Condensing Unit, Coil with Blower | 4TTR6024B1 |  | 4TXCB048BC3 | 13 | 16 | Yes | Yes | 2015-03-12 |  | 2
FALSE | 4TTR6024B1 | 3503 | 5865170 | TRANE | 4TTR6024B1 | AC | Split System: Air-Cooled Condensing Unit, Coil with Blower | 4TTR6024B1 |  | 4TXCC005CC3 | 13 | 16 | Yes | Yes | 2015-03-12 |  | 2
FALSE | 4TTR6024B1 | 3503 | 5865171 | TRANE | 4TTR6024B1 | AC | Split System: Air-Cooled Condensing Unit, Coil with Blower | 4TTR6024B1 |  | 4TXCC005CC3 | 13 | 16 | Yes | Yes | 2015-03-12 |  | 2
FALSE | 4TTR6024B1 | 3503 | 5865221 | TRANE | 4TTR6024B1 | AC | Split System: Air-Cooled Condensing Unit, Coil with Blower | 4TTR6024B1 |  | 4TXCC008CC3 | 13 | 16 | Yes | Yes | 2015-03-12 |  | 2
FALSE | 4TTR6024B1 | 3503 | 5865239 | TRANE | 4TTR6024B1 | AC | Split System: Air-Cooled Condensing Unit, Coil with Blower | 4TTR6024B1 |  | 4TXCC008CC3 | 13 | 16 | Yes | Yes | 2015-03-12 |  | 2
FALSE | 4TTR6024B1 | 3503 | 5865235 | TRANE | 4TTR6024B1 | AC | Split System: Air-Cooled Condensing Unit, Coil with Blower | 4TTR6024B1 |  | 4TXCC008CC3 | 13 | 16 | Yes | Yes | 2015-03-12 |  | 2
FALSE | 4TTR6024B1 | 3503 | 5865234 | TRANE | 4TTR6024B1 | AC | Split System: Air-Cooled Condensing Unit, Coil with Blower | 4TTR6024B1 |  | 4TXCC008CC3 | 13 | 16 | Yes | Yes | 2015-03-12 |  | 2
FALSE | 4TTR6024B1 | 3503 | 5865233 | TRANE | 4TTR6024B1 | AC | Split System: Air-Cooled Condensing Unit, Coil with Blower | 4TTR6024B1 |  | 4TXCC008CC3 | 13 | 16 | Yes | Yes | 2015-03-12 |  | 2
FALSE | 4TTR6024B1 | 3503 | 5865232 | TRANE | 4TTR6024B1 | AC | Split System: Air-Cooled Condensing Unit, Coil with Blower | 4TTR6024B1 |  | 4TXCC008CC3 | 13 | 16 | Yes | Yes | 2015-03-12 |  | 2
FALSE | 4TTR6024B1 | 3503 | 5865231 | TRANE | 4TTR6024B1 | AC | Split System: Air-Cooled Condensing Unit, Coil with Blower | 4TTR6024B1 |  | 4TXCC008CC3 | 13 | 16 | Yes | Yes | 2015-03-12 |  | 2
FALSE | 4TTX6049H1 | 3690 | 5861549 | TRANE | 4TTX6049H1 | AC | Split System: Air-Cooled Condensing Unit, Coil with Blower | 4TTX6049H1 |  | 4TXFH063CZ3 | 13 | 16 | Yes | Yes | 2015-03-12 |  | 2
FALSE | 4TTX6049H1 | 3690 | 5861550 | TRANE | 4TTX6049H1 | AC | Split System: Air-Cooled Condensing Unit, Coil with Blower | 4TTX6049H1 |  | 4TXFH063CZ3 | 13 | 16 | Yes | Yes | 2015-03-12 |  | 2
FALSE | 4TTX6049H1 | 3690 | 5861551 | TRANE | 4TTX6049H1 | AC | Split System: Air-Cooled Condensing Unit, Coil with Blower | 4TTX6049H1 |  | 4TXFH063CZ3 | 13 | 16 | Yes | Yes | 2015-03-12 |  | 2
FALSE | 4TTX6049H1 | 3690 | 5861553 | TRANE | 4TTX6049H1 | AC | Split System: Air-Cooled Condensing Unit, Coil with Blower | 4TTX6049H1 |  | 4TXFH063CZ3 | 13 | 16 | Yes | Yes | 2015-03-12 |  | 2
FALSE | 4TTX6049H1 | 3690 | 5861554 | TRANE | 4TTX6049H1 | AC | Split System: Air-Cooled Condensing Unit, Coil with Blower | 4TTX6049H1 |  | 4TXFH063CZ3 | 13 | 16 | Yes | Yes | 2015-03-12 |  | 2
FALSE | 4TTX6036H1 | 3598 | 5858288 | TRANE | 4TTX6036H1 | AC | Split System: Air-Cooled Condensing Unit, Coil with Blower | 4TTX6036H1 |  | 4TXCC044BC3 | 13 | 15.75 | Yes | Yes | 2015-03-12 |  | 1
FALSE | 4TTR6018B1 | 3489 | 5864320 | TRANE | 4TTR6018B1 | AC | Split System: Air-Cooled Condensing Unit, Coil with Blower | 4TTR6018B1 |  | 4TXAA018BC3 | 13 | 15 | Yes | Yes | 2015-03-12 |  | 1
FALSE | 4TTR6018B1 | 3489 | 5864317 | TRANE | 4TTR6018B1 | AC | Split System: Air-Cooled Condensing Unit, Coil with Blower | 4TTR6018B1 |  | 4TXAA018BC3 | 13 | 15 | Yes | Yes | 2015-03-12 |  | 1
FALSE | 4TTR6018B1 | 3489 | 5864315 | TRANE | 4TTR6018B1 | AC | Split System: Air-Cooled Condensing Unit, Coil with Blower | 4TTR6018B1 |  | 4TXAA018BC3 | 13 | 15 | Yes | Yes | 2015-03-12 |  | 1
FALSE | 4TTR6018B1 | 3489 | 5864449 | TRANE | 4TTR6018B1 | AC | Split System: Air-Cooled Condensing Unit, Coil with Blower | 4TTR6018B1 |  | 4TXCB003CC3 | 13 | 16 | Yes | Yes | 2015-03-12 |  | 2
FALSE | 4TTR6018B1 | 3489 | 5864451 | TRANE | 4TTR6018B1 | AC | Split System: Air-Cooled Condensing Unit, Coil with Blower | 4TTR6018B1 |  | 4TXCB003CC3 | 13 | 16 | Yes | Yes | 2015-03-12 |  | 2
FALSE | 4TTR6018B1 | 3489 | 5864452 | TRANE | 4TTR6018B1 | AC | Split System: Air-Cooled Condensing Unit, Coil with Blower | 4TTR6018B1 |  | 4TXCB003CC3 | 13 | 16 | Yes | Yes | 2015-03-12 |  | 2
FALSE | 4TTR6018B1 | 3489 | 5864453 | TRANE | 4TTR6018B1 | AC | Split System: Air-Cooled Condensing Unit, Coil with Blower | 4TTR6018B1 |  | 4TXCB003CC3 | 13 | 16 | Yes | Yes | 2015-03-12 |  | 2
FALSE | 4TTR6018B1 | 3489 | 5864454 | TRANE | 4TTR6018B1 | AC | Split System: Air-Cooled Condensing Unit, Coil with Blower | 4TTR6018B1 |  | 4TXCB003CC3 | 13 | 16 | Yes | Yes | 2015-03-12 |  | 2
FALSE | 4TTR6018B1 | 3489 | 5864455 | TRANE | 4TTR6018B1 | AC | Split System: Air-Cooled Condensing Unit, Coil with Blower | 4TTR6018B1 |  | 4TXCB003CC3 | 13 | 16 | Yes | Yes | 2015-03-12 |  | 2
FALSE | 4TTR6018B1 | 3489 | 5864462 | TRANE | 4TTR6018B1 | AC | Split System: Air-Cooled Condensing Unit, Coil with Blower | 4TTR6018B1 |  | 4TXCB004CC3 | 13 | 16 | Yes | Yes | 2015-03-12 |  | 2
FALSE | 4TTR6018B1 | 3489 | 5864463 | TRANE | 4TTR6018B1 | AC | Split System: Air-Cooled Condensing Unit, Coil with Blower | 4TTR6018B1 |  | 4TXCB004CC3 | 13 | 16 | Yes | Yes | 2015-03-12 |  | 2
FALSE | 4TTR6018B1 | 3489 | 5864465 | TRANE | 4TTR6018B1 | AC | Split System: Air-Cooled Condensing Unit, Coil with Blower | 4TTR6018B1 |  | 4TXCB004CC3 | 13 | 16 | Yes | Yes | 2015-03-12 |  | 2
FALSE | 4TTR6018B1 | 3489 | 5864598 | TRANE | 4TTR6018B1 | AC | Split System: Air-Cooled Condensing Unit, Coil with Blower | 4TTR6018B1 |  | 4TXCC006CC3 | 13 | 16 | Yes | Yes | 2015-03-12 |  | 2
FALSE | 4TTR6018B1 | 3489 | 5864584 | TRANE | 4TTR6018B1 | AC | Split System: Air-Cooled Condensing Unit, Coil with Blower | 4TTR6018B1 |  | 4TXCC006CC3 | 13 | 16 | Yes | Yes | 2015-03-12 |  | 2
FALSE | 4TTR6024B1 | 3503 | 5865086 | TRANE | 4TTR6024B1 | AC | Split System: Air-Cooled Condensing Unit, Coil with Blower | 4TTR6024B1 |  | 4TXCB032BC3 | 13 | 16 | Yes | Yes | 2015-03-12 |  | 2
FALSE | 4TTR6024B1 | 3503 | 5865156 | TRANE | 4TTR6024B1 | AC | Split System: Air-Cooled Condensing Unit, Coil with Blower | 4TTR6024B1 |  | 4TXCC005CC3 | 13 | 16 | Yes | Yes | 2015-03-12 |  | 2
FALSE | 4TTR6024B1 | 3503 | 5865157 | TRANE | 4TTR6024B1 | AC | Split System: Air-Cooled Condensing Unit, Coil with Blower | 4TTR6024B1 |  | 4TXCC005CC3 | 13 | 16 | Yes | Yes | 2015-03-12 |  | 2
FALSE | 4TTR6024B1 | 3503 | 5865165 | TRANE | 4TTR6024B1 | AC | Split System: Air-Cooled Condensing Unit, Coil with Blower | 4TTR6024B1 |  | 4TXCC005CC3 | 13 | 16 | Yes | Yes | 2015-03-12 |  | 2
FALSE | 4TTR6024B1 | 3503 | 5865166 | TRANE | 4TTR6024B1 | AC | Split System: Air-Cooled Condensing Unit, Coil with Blower | 4TTR6024B1 |  | 4TXCC005CC3 | 13 | 16 | Yes | Yes | 2015-03-12 |  | 2
FALSE | 4TTR6024B1 | 3503 | 5865167 | TRANE | 4TTR6024B1 | AC | Split System: Air-Cooled Condensing Unit, Coil with Blower | 4TTR6024B1 |  | 4TXCC005CC3 | 13 | 16 | Yes | Yes | 2015-03-12 |  | 2
FALSE | 4TTR6024B1 | 3503 | 5865168 | TRANE | 4TTR6024B1 | AC | Split System: Air-Cooled Condensing Unit, Coil with Blower | 4TTR6024B1 |  | 4TXCC005CC3 | 13 | 16 | Yes | Yes | 2015-03-12 |  | 2
FALSE | 4TTR6024B1 | 3503 | 5865169 | TRANE | 4TTR6024B1 | AC | Split System: Air-Cooled Condensing Unit, Coil with Blower | 4TTR6024B1 |  | 4TXCC005CC3 | 13 | 16 | Yes | Yes | 2015-03-12 |  | 2
FALSE | 4TTR6024B1 | 3503 | 5865254 | TRANE | 4TTR6024B1 | AC | Split System: Air-Cooled Condensing Unit, Coil with Blower | 4TTR6024B1 |  | 4TXCC037BC3 | 13 | 16 | Yes | Yes | 2015-03-12 |  | 2
FALSE | 4TTR6024B1 | 3503 | 5865256 | TRANE | 4TTR6024B1 | AC | Split System: Air-Cooled Condensing Unit, Coil with Blower | 4TTR6024B1 |  | 4TXCC037BC3 | 13 | 16 | Yes | Yes | 2015-03-12 |  | 2
FALSE | 4TTR6024B1 | 3503 | 5865258 | TRANE | 4TTR6024B1 | AC | Split System: Air-Cooled Condensing Unit, Coil with Blower | 4TTR6024B1 |  | 4TXCC037BC3 | 13 | 16 | Yes | Yes | 2015-03-12 |  | 2
FALSE | 4TTR6024B1 | 3503 | 5865260 | TRANE | 4TTR6024B1 | AC | Split System: Air-Cooled Condensing Unit, Coil with Blower | 4TTR6024B1 |  | 4TXCC037BC3 | 13 | 16 | Yes | Yes | 2015-03-12 |  | 2
FALSE | 4TTR6024B1 | 3503 | 5865261 | TRANE | 4TTR6024B1 | AC | Split System: Air-Cooled Condensing Unit, Coil with Blower | 4TTR6024B1 |  | 4TXCC037BC3 | 13 | 16 | Yes | Yes | 2015-03-12 |  | 2
FALSE | 4TTR6024B1 | 3503 | 5865262 | TRANE | 4TTR6024B1 | AC | Split System: Air-Cooled Condensing Unit, Coil with Blower | 4TTR6024B1 |  | 4TXCC037BC3 | 13.5 | 16 | Yes | Yes | 2015-03-12 |  | 2
FALSE | 4TTR6024B1 | 3503 | 5865264 | TRANE | 4TTR6024B1 | AC | Split System: Air-Cooled Condensing Unit, Coil with Blower | 4TTR6024B1 |  | 4TXCC037BC3 | 13 | 16 | Yes | Yes | 2015-03-12 |  | 2
FALSE | 4TTR6024B1 | 3503 | 5865242 | TRANE | 4TTR6024B1 | AC | Split System: Air-Cooled Condensing Unit, Coil with Blower | 4TTR6024B1 |  | 4TXCC037BC3 | 13 | 16 | Yes | Yes | 2015-03-12 |  | 2
FALSE | 4TTR6024B1 | 3503 | 5865279 | TRANE | 4TTR6024B1 | AC | Split System: Air-Cooled Condensing Unit, Coil with Blower | 4TTR6024B1 |  | 4TXCC043BC3 | 13 | 16 | Yes | Yes | 2015-03-12 |  | 2
FALSE | 4TTR6024B1 | 3503 | 5865281 | TRANE | 4TTR6024B1 | AC | Split System: Air-Cooled Condensing Unit, Coil with Blower | 4TTR6024B1 |  | 4TXCC043BC3 | 13 | 16 | Yes | Yes | 2015-03-12 |  | 2
FALSE | 4TTR6024B1 | 3503 | 5865282 | TRANE | 4TTR6024B1 | AC | Split System: Air-Cooled Condensing Unit, Coil with Blower | 4TTR6024B1 |  | 4TXCC043BC3 | 13 | 16 | Yes | Yes | 2015-03-12 |  | 2
FALSE | 4TTR6024B1 | 3503 | 5865283 | TRANE | 4TTR6024B1 | AC | Split System: Air-Cooled Condensing Unit, Coil with Blower | 4TTR6024B1 |  | 4TXCC043BC3 | 13.5 | 16 | Yes | Yes | 2015-03-12 |  | 2
FALSE | 4TTR6018B1 | 3489 | 5864347 | TRANE | 4TTR6018B1 | AC | Split System: Air-Cooled Condensing Unit, Coil with Blower | 4TTR6018B1 |  | 4TXAB025BC3 | 13 | 16 | Yes | Yes | 2015-03-12 |  | 2
FALSE | 4TTR6018B1 | 3489 | 5864470 | TRANE | 4TTR6018B1 | AC | Split System: Air-Cooled Condensing Unit, Coil with Blower | 4TTR6018B1 |  | 4TXCB004CC3 | 13 | 16 | Yes | Yes | 2015-03-12 |  | 2
FALSE | 4TTR6018B1 | 3489 | 5864471 | TRANE | 4TTR6018B1 | AC | Split System: Air-Cooled Condensing Unit, Coil with Blower | 4TTR6018B1 |  | 4TXCB004CC3 | 13 | 16 | Yes | Yes | 2015-03-12 |  | 2
FALSE | 4TTR6018B1 | 3489 | 5864472 | TRANE | 4TTR6018B1 | AC | Split System: Air-Cooled Condensing Unit, Coil with Blower | 4TTR6018B1 |  | 4TXCB004CC3 | 13 | 16 | Yes | Yes | 2015-03-12 |  | 2
FALSE | 4TTR6018B1 | 3489 | 5864474 | TRANE | 4TTR6018B1 | AC | Split System: Air-Cooled Condensing Unit, Coil with Blower | 4TTR6018B1 |  | 4TXCB004CC3 | 13 | 16 | Yes | Yes | 2015-03-12 |  | 2
FALSE | 4TTR6018B1 | 3489 | 5864476 | TRANE | 4TTR6018B1 | AC | Split System: Air-Cooled Condensing Unit, Coil with Blower | 4TTR6018B1 |  | 4TXCB004CC3 | 13 | 16 | Yes | Yes | 2015-03-12 |  | 2
FALSE | 4TTR6018B1 | 3489 | 5864612 | TRANE | 4TTR6018B1 | AC | Split System: Air-Cooled Condensing Unit, Coil with Blower | 4TTR6018B1 |  | 4TXCC007CC3 | 13 | 16 | Yes | Yes | 2015-03-12 |  | 2
FALSE | 4TTR6018B1 | 3489 | 5864610 | TRANE | 4TTR6018B1 | AC | Split System: Air-Cooled Condensing Unit, Coil with Blower | 4TTR6018B1 |  | 4TXCC007CC3 | 13 | 16 | Yes | Yes | 2015-03-12 |  | 2
FALSE | 4TTR6018B1 | 3489 | 5864609 | TRANE | 4TTR6018B1 | AC | Split System: Air-Cooled Condensing Unit, Coil with Blower | 4TTR6018B1 |  | 4TXCC007CC3 | 13 | 16 | Yes | Yes | 2015-03-12 |  | 2
FALSE | 4TTR6018B1 | 3489 | 5864608 | TRANE | 4TTR6018B1 | AC | Split System: Air-Cooled Condensing Unit, Coil with Blower | 4TTR6018B1 |  | 4TXCC007CC3 | 13 | 16 | Yes | Yes | 2015-03-12 |  | 2
FALSE | 4TTR6018B1 | 3489 | 5864606 | TRANE | 4TTR6018B1 | AC | Split System: Air-Cooled Condensing Unit, Coil with Blower | 4TTR6018B1 |  | 4TXCC007CC3 | 13 | 16 | Yes | Yes | 2015-03-12 |  | 2
FALSE | 4TTR6018B1 | 3489 | 5864604 | TRANE | 4TTR6018B1 | AC | Split System: Air-Cooled Condensing Unit, Coil with Blower | 4TTR6018B1 |  | 4TXCC007CC3 | 13 | 16 | Yes | Yes | 2015-03-12 |  | 2
FALSE | 4TTR6024B1 | 3503 | 5864753 | TRANE | 4TTR6024B1 | AC | Split System: Air-Cooled Condensing Unit, Coil with Blower | 4TTR6024B1 |  | 4CXCC037CC3 | 13 | 16 | Yes | Yes | 2015-03-12 |  | 2
FALSE | 4TTR6024B1 | 3503 | 5864751 | TRANE | 4TTR6024B1 | AC | Split System: Air-Cooled Condensing Unit, Coil with Blower | 4TTR6024B1 |  | 4CXCC037CC3 | 13 | 16 | Yes | Yes | 2015-03-12 |  | 2
FALSE | 4TTR6024B1 | 3503 | 5864749 | TRANE | 4TTR6024B1 | AC | Split System: Air-Cooled Condensing Unit, Coil with Blower | 4TTR6024B1 |  | 4CXCC037CC3 | 13 | 16 | Yes | Yes | 2015-03-12 |  | 2
FALSE | 4TTR6024B1 | 3503 | 5864747 | TRANE | 4TTR6024B1 | AC | Split System: Air-Cooled Condensing Unit, Coil with Blower | 4TTR6024B1 |  | 4CXCC037CC3 | 13 | 16 | Yes | Yes | 2015-03-12 |  | 2
FALSE | 4TTR6024B1 | 3503 | 5864746 | TRANE | 4TTR6024B1 | AC | Split System: Air-Cooled Condensing Unit, Coil with Blower | 4TTR6024B1 |  | 4CXCC037CC3 | 13 | 16 | Yes | Yes | 2015-03-12 |  | 2
FALSE | 4TTR6024B1 | 3503 | 5864745 | TRANE | 4TTR6024B1 | AC | Split System: Air-Cooled Condensing Unit, Coil with Blower | 4TTR6024B1 |  | 4CXCC037CC3 | 13 | 16 | Yes | Yes | 2015-03-12 |  | 2
FALSE | 4TTR6024B1 | 3503 | 5864744 | TRANE | 4TTR6024B1 | AC | Split System: Air-Cooled Condensing Unit, Coil with Blower | 4TTR6024B1 |  | 4CXCC037CC3 | 13 | 16 | Yes | Yes | 2015-03-12 |  | 2
FALSE | 4TTR6024B1 | 3503 | 5864861 | TRANE | 4TTR6024B1 | AC | Split System: Air-Cooled Condensing Unit, Coil with Blower | 4TTR6024B1 |  | 4TXAB042BC3 | 13 | 16 | Yes | Yes | 2015-03-12 |  | 2
FALSE | 4TTR6024B1 | 3503 | 5865304 | TRANE | 4TTR6024B1 | AC | Split System: Air-Cooled Condensing Unit, Coil with Blower | 4TTR6024B1 |  | 4TXCC044BC3 | 13 | 16 | Yes | Yes | 2015-03-12 |  | 2
FALSE | 4TTR6024B1 | 3503 | 5865305 | TRANE | 4TTR6024B1 | AC | Split System: Air-Cooled Condensing Unit, Coil with Blower | 4TTR6024B1 |  | 4TXCC044BC3 | 13 | 16 | Yes | Yes | 2015-03-12 |  | 2
FALSE | 4TTR6024B1 | 3503 | 5865306 | TRANE | 4TTR6024B1 | AC | Split System: Air-Cooled Condensing Unit, Coil with Blower | 4TTR6024B1 |  | 4TXCC044BC3 | 13 | 16 | Yes | Yes | 2015-03-12 |  | 2
FALSE | 4TTR6024B1 | 3503 | 5865307 | TRANE | 4TTR6024B1 | AC | Split System: Air-Cooled Condensing Unit, Coil with Blower | 4TTR6024B1 |  | 4TXCC044BC3 | 13 | 16 | Yes | Yes | 2015-03-12 |  | 2
FALSE | 4TTR6030B1 | 3522 | 5865461 | TRANE | 4TTR6030B1 | AC | Split System: Air-Cooled Condensing Unit, Coil with Blower | 4TTR6030B1 |  | 4CXCB036CC3 | 12.5 | 15 | Yes | Yes | 2015-03-12 |  | 1
FALSE | 4TTR6030B1 | 3522 | 5865452 | TRANE | 4TTR6030B1 | AC | Split System: Air-Cooled Condensing Unit, Coil with Blower | 4TTR6030B1 |  | 4CXCB036CC3 | 12.5 | 15.5 | Yes | Yes | 2015-03-12 |  | 1
FALSE | 4TTR6030B1 | 3522 | 5865460 | TRANE | 4TTR6030B1 | AC | Split System: Air-Cooled Condensing Unit, Coil with Blower | 4TTR6030B1 |  | 4CXCB036CC3 | 12.5 | 14.5 | Yes | Yes | 2015-03-12 |  | 0
FALSE | 4TTR6030B1 | 3522 | 5865459 | TRANE | 4TTR6030B1 | AC | Split System: Air-Cooled Condensing Unit, Coil with Blower | 4TTR6030B1 |  | 4CXCB036CC3 | 12.5 | 14.5 | Yes | Yes | 2015-03-12 |  | 0
FALSE | 4TTR6030B1 | 3522 | 5865458 | TRANE | 4TTR6030B1 | AC | Split System: Air-Cooled Condensing Unit, Coil with Blower | 4TTR6030B1 |  | 4CXCB036CC3 | 12.5 | 14.5 | Yes | Yes | 2015-03-12 |  | 0
FALSE | 4TTR6030B1 | 3522 | 5865457 | TRANE | 4TTR6030B1 | AC | Split System: Air-Cooled Condensing Unit, Coil with Blower | 4TTR6030B1 |  | 4CXCB036CC3 | 12.5 | 15 | Yes | Yes | 2015-03-12 |  | 1
FALSE | 4TTR6030B1 | 3522 | 5865517 | TRANE | 4TTR6030B1 | AC | Split System: Air-Cooled Condensing Unit, Coil with Blower | 4TTR6030B1 |  | 4CXCC043CC3 | 12.5 | 14.5 | Yes | Yes | 2015-03-12 |  | 0
FALSE | 4TTR6030B1 | 3522 | 5865515 | TRANE | 4TTR6030B1 | AC | Split System: Air-Cooled Condensing Unit, Coil with Blower | 4TTR6030B1 |  | 4CXCC043CC3 | 12.5 | 14.5 | Yes | Yes | 2015-03-12 |  | 0
FALSE | 4TTR6030B1 | 3522 | 5865514 | TRANE | 4TTR6030B1 | AC | Split System: Air-Cooled Condensing Unit, Coil with Blower | 4TTR6030B1 |  | 4CXCC043CC3 | 12.5 | 15 | Yes | Yes | 2015-03-12 |  | 1
FALSE | 4TTR6030B1 | 3522 | 5865511 | TRANE | 4TTR6030B1 | AC | Split System: Air-Cooled Condensing Unit, Coil with Blower | 4TTR6030B1 |  | 4CXCC043CC3 | 12.5 | 15 | Yes | Yes | 2015-03-12 |  | 1
FALSE | 4TTX6018H1 | 3491 | 5857025 | TRANE | 4TTX6018H1 | AC | Split System: Air-Cooled Condensing Unit, Coil with Blower | 4TTX6018H1 |  | 4TXCB025BC3 | 13 | 16 | Yes | Yes | 2015-03-12 |  | 2
FALSE | 4TTX6049H1 | 3690 | 5861391 | TRANE | 4TTX6049H1 | AC | Split System: Air-Cooled Condensing Unit, Coil with Blower | 4TTX6049H1 |  | 4TXCD061BC3 | 12.5 | 15.75 | Yes | Yes | 2015-03-12 |  | 1
FALSE | 4TTX6049H1 | 3690 | 5861392 | TRANE | 4TTX6049H1 | AC | Split System: Air-Cooled Condensing Unit, Coil with Blower | 4TTX6049H1 |  | 4TXCD061BC3 | 12.5 | 15.5 | Yes | Yes | 2015-03-12 |  | 1
FALSE | 4TTX6049H1 | 3690 | 5861396 | TRANE | 4TTX6049H1 | AC | Split System: Air-Cooled Condensing Unit, Coil with Blower | 4TTX6049H1 |  | 4TXCD061BC3 | 12.5 | 15 | Yes | Yes | 2015-03-12 |  | 1
FALSE | 4TTX6049H1 | 3690 | 5861443 | TRANE | 4TTX6049H1 | AC | Split System: Air-Cooled Condensing Unit, Coil with Blower | 4TTX6049H1 |  | 4TXCD063BC3 | 13 | 16 | Yes | Yes | 2015-03-12 |  | 2
FALSE | 4TTX6049H1 | 3690 | 5861444 | TRANE | 4TTX6049H1 | AC | Split System: Air-Cooled Condensing Unit, Coil with Blower | 4TTX6049H1 |  | 4TXCD063BC3 | 13 | 16 | Yes | Yes | 2015-03-12 |  | 2
FALSE | 4TTR6024B1 | 3503 | 5864875 | TRANE | 4TTR6024B1 | AC | Split System: Air-Cooled Condensing Unit, Coil with Blower | 4TTR6024B1 |  | 4TXAB048BC3 | 13 | 16 | Yes | Yes | 2015-03-12 |  | 2
FALSE | 4TTR6024B1 | 3503 | 5864876 | TRANE | 4TTR6024B1 | AC | Split System: Air-Cooled Condensing Unit, Coil with Blower | 4TTR6024B1 |  | 4TXAB048BC3 | 13 | 16 | Yes | Yes | 2015-03-12 |  | 2
FALSE | 4TTR6024B1 | 3503 | 5864877 | TRANE | 4TTR6024B1 | AC | Split System: Air-Cooled Condensing Unit, Coil with Blower | 4TTR6024B1 |  | 4TXAB048BC3 | 13 | 16 | Yes | Yes | 2015-03-12 |  | 2
FALSE | 4TTR6024B1 | 3503 | 5864893 | TRANE | 4TTR6024B1 | AC | Split System: Air-Cooled Condensing Unit, Coil with Blower | 4TTR6024B1 |  | 4TXAC037BC3 | 13 | 16 | Yes | Yes | 2015-03-12 |  | 2
FALSE | 4TTR6024B1 | 3503 | 5864901 | TRANE | 4TTR6024B1 | AC | Split System: Air-Cooled Condensing Unit, Coil with Blower | 4TTR6024B1 |  | 4TXAC037BC3 | 13 | 16 | Yes | Yes | 2015-03-12 |  | 2
FALSE | 4TTR6024B1 | 3503 | 5864900 | TRANE | 4TTR6024B1 | AC | Split System: Air-Cooled Condensing Unit, Coil with Blower | 4TTR6024B1 |  | 4TXAC037BC3 | 13 | 16 | Yes | Yes | 2015-03-12 |  | 2
FALSE | 4TTR6024B1 | 3503 | 5864986 | TRANE | 4TTR6024B1 | AC | Split System: Air-Cooled Condensing Unit, Coil with Blower | 4TTR6024B1 |  | 4TXCB003CC3 | 13 | 16 | Yes | Yes | 2015-03-12 |  | 2
FALSE | 4TTR6024B1 | 3503 | 5864988 | TRANE | 4TTR6024B1 | AC | Split System: Air-Cooled Condensing Unit, Coil with Blower | 4TTR6024B1 |  | 4TXCB003CC3 | 13 | 16 | Yes | Yes | 2015-03-12 |  | 2
FALSE | 4TTR6024B1 | 3503 | 5864990 | TRANE | 4TTR6024B1 | AC | Split System: Air-Cooled Condensing Unit, Coil with Blower | 4TTR6024B1 |  | 4TXCB003CC3 | 13 | 16 | Yes | Yes | 2015-03-12 |  | 2
FALSE | 4TTX6018H1 | 3491 | 5859809 | TRANE | 4TTX6018H1 | AC | Split System: Air-Cooled Condensing Unit, Coil with Blower | 4TTX6018H1 |  | 4TXAB025BC3 | 13.5 | 16 | Yes | Yes | 2015-03-12 |  | 2
FALSE | 4TTX6018H1 | 3491 | 5857034 | TRANE | 4TTX6018H1 | AC | Split System: Air-Cooled Condensing Unit, Coil with Blower | 4TTX6018H1 |  | 4TXCB031BC3 | 13 | 16 | Yes | Yes | 2015-03-12 |  | 2
FALSE | 4TTX6018H1 | 3491 | 5857036 | TRANE | 4TTX6018H1 | AC | Split System: Air-Cooled Condensing Unit, Coil with Blower | 4TTX6018H1 |  | 4TXCB031BC3 | 13.5 | 16 | Yes | Yes | 2015-03-12 |  | 2
FALSE | 4TTX6018H1 | 3491 | 5857037 | TRANE | 4TTX6018H1 | AC | Split System: Air-Cooled Condensing Unit, Coil with Blower | 4TTX6018H1 |  | 4TXCB031BC3 | 13 | 16 | Yes | Yes | 2015-03-12 |  | 2
FALSE | 4TTX6018H1 | 3491 | 5857056 | TRANE | 4TTX6018H1 | AC | Split System: Air-Cooled Condensing Unit, Coil with Blower | 4TTX6018H1 |  | 4TXCB032BC3 | 13.5 | 16 | Yes | Yes | 2015-03-12 |  | 2
FALSE | 4TTX6018H1 | 3491 | 5857053 | TRANE | 4TTX6018H1 | AC | Split System: Air-Cooled Condensing Unit, Coil with Blower | 4TTX6018H1 |  | 4TXCB032BC3 | 13.5 | 16 | Yes | Yes | 2015-03-12 |  | 2
FALSE | 4TTX6018H1 | 3491 | 5857058 | TRANE | 4TTX6018H1 | AC | Split System: Air-Cooled Condensing Unit, Coil with Blower | 4TTX6018H1 |  | 4TXFH024CZ3 | 13 | 16 | Yes | Yes | 2015-03-12 |  | 2
FALSE | 4TTX6018H1 | 3491 | 5857060 | TRANE | 4TTX6018H1 | AC | Split System: Air-Cooled Condensing Unit, Coil with Blower | 4TTX6018H1 |  | 4TXFH024CZ3 | 13.5 | 16 | Yes | Yes | 2015-03-12 |  | 2
FALSE | 4TTX6018H1 | 3491 | 5857062 | TRANE | 4TTX6018H1 | AC | Split System: Air-Cooled Condensing Unit, Coil with Blower | 4TTX6018H1 |  | 4TXFH033CC3 | 13 | 15.5 | Yes | Yes | 2015-03-12 |  | 1
FALSE | 4TTX6024H1 | 3520 | 5857274 | TRANE | 4TTX6024H1 | AC | Split System: Air-Cooled Condensing Unit, Coil with Blower | 4TTX6024H1 |  | 4TXCB025BC3 | 13 | 15.25 | Yes | Yes | 2015-03-12 |  | 1
FALSE | 4TTX6024H1 | 3520 | 5857404 | TRANE | 4TTX6024H1 | AC | Split System: Air-Cooled Condensing Unit, Coil with Blower | 4TTX6024H1 |  | 4TXCB036BC3 | 13 | 15.5 | Yes | Yes | 2015-03-12 |  | 1
FALSE | 4TTX6036H1 | 3598 | 5859986 | TRANE | 4TTX6036H1 | AC | Split System: Air-Cooled Condensing Unit, Coil with Blower | 4TTX6036H1 |  | 4TXCC037BC3 | 12.2 | 14.5 | Yes | Yes | 2015-03-12 |  | 0
FALSE | 4TTX6036H1 | 3598 | 5858219 | TRANE | 4TTX6036H1 | AC | Split System: Air-Cooled Condensing Unit, Coil with Blower | 4TTX6036H1 |  | 4TXCC037BC3 | 12 | 14.5 | Yes | Yes | 2015-03-12 |  | 0
FALSE | 4TTX6036H1 | 3598 | 5858227 | TRANE | 4TTX6036H1 | AC | Split System: Air-Cooled Condensing Unit, Coil with Blower | 4TTX6036H1 |  | 4TXCC037BC3 | 12.2 | 14.5 | Yes | Yes | 2015-03-12 |  | 0
FALSE | 4TTX6036H1 | 3598 | 5858228 | TRANE | 4TTX6036H1 | AC | Split System: Air-Cooled Condensing Unit, Coil with Blower | 4TTX6036H1 |  | 4TXCC037BC3 | 12.2 | 14.75 | Yes | Yes | 2015-03-12 |  | 0
FALSE | 4TTX6048H1 | 3702 | 5858803 | TRANE | 4TTX6048H1 | AC | Split System: Air-Cooled Condensing Unit, Coil with Blower | 4TTX6048H1 |  | 4TXCD064BC3 | 12 | 15.25 | Yes | Yes | 2015-03-12 |  | 0
FALSE | 4TTX6030H1 | 3530 | 5857799 | TRANE | 4TTX6030H1 | AC | Split System: Air-Cooled Condensing Unit, Coil with Blower | 4TTX6030H1 |  | 4TXCC037BC3 | 12.5 | 15 | Yes | Yes | 2015-03-12 |  | 1
FALSE | 4TTX6030H1 | 3530 | 5857800 | TRANE | 4TTX6030H1 | AC | Split System: Air-Cooled Condensing Unit, Coil with Blower | 4TTX6030H1 |  | 4TXCC037BC3 | 13 | 15 | Yes | Yes | 2015-03-12 |  | 1
FALSE | 4TTX6036H1 | 3598 | 5858273 | TRANE | 4TTX6036H1 | AC | Split System: Air-Cooled Condensing Unit, Coil with Blower | 4TTX6036H1 |  | 4TXCC043BC3 | 12.2 | 15 | Yes | Yes | 2015-03-12 |  | 0
FALSE | 4TTX6048H1 | 3702 | 5858681 | TRANE | 4TTX6048H1 | AC | Split System: Air-Cooled Condensing Unit, Coil with Blower | 4TTX6048H1 |  | 4TXCC049BC3 | 12 | 15 | Yes | Yes | 2015-03-12 |  | 0
FALSE | 4TTX6030H1 | 3530 | 5857816 | TRANE | 4TTX6030H1 | AC | Split System: Air-Cooled Condensing Unit, Coil with Blower | 4TTX6030H1 |  | 4TXCC037BC3 | 13 | 15.25 | Yes | Yes | 2015-03-12 |  | 1
FALSE | 4TTX6036H1 | 3598 | 5857980 | TRANE | 4TTX6036H1 | AC | Split System: Air-Cooled Condensing Unit, Coil with Blower | 4TTX6036H1 |  | 4CXCC037CC3 | 12.2 | 14.5 | Yes | Yes | 2015-03-12 |  | 0
FALSE | 4TTX6036H1 | 3598 | 5857981 | TRANE | 4TTX6036H1 | AC | Split System: Air-Cooled Condensing Unit, Coil with Blower | 4TTX6036H1 |  | 4CXCC037CC3 | 12.2 | 14.5 | Yes | Yes | 2015-03-12 |  | 0
FALSE | 4TTX6036H1 | 3598 | 5857982 | TRANE | 4TTX6036H1 | AC | Split System: Air-Cooled Condensing Unit, Coil with Blower | 4TTX6036H1 |  | 4CXCC037CC3 | 12.2 | 14.75 | Yes | Yes | 2015-03-12 |  | 0
FALSE | 4TTX6036H1 | 3598 | 5859987 | TRANE | 4TTX6036H1 | AC | Split System: Air-Cooled Condensing Unit, Coil with Blower | 4TTX6036H1 |  | 4TXCC043BC3 | 12 | 14.5 | Yes | Yes | 2015-03-12 |  | 0
FALSE | 4TTX6048H1 | 3702 | 5858715 | TRANE | 4TTX6048H1 | AC | Split System: Air-Cooled Condensing Unit, Coil with Blower | 4TTX6048H1 |  | 4TXCC060BC3 | 12 | 15 | Yes | Yes | 2015-03-12 |  | 0
FALSE | 4TTX6030H1 | 3530 | 5857834 | TRANE | 4TTX6030H1 | AC | Split System: Air-Cooled Condensing Unit, Coil with Blower | 4TTX6030H1 |  | 4TXCC043BC3 | 13 | 15 | Yes | Yes | 2015-03-12 |  | 1
FALSE | 4TTX6030H1 | 3530 | 5857837 | TRANE | 4TTX6030H1 | AC | Split System: Air-Cooled Condensing Unit, Coil with Blower | 4TTX6030H1 |  | 4TXCC043BC3 | 13 | 15.25 | Yes | Yes | 2015-03-12 |  | 1
FALSE | 4TTX6030H1 | 3530 | 5857843 | TRANE | 4TTX6030H1 | AC | Split System: Air-Cooled Condensing Unit, Coil with Blower | 4TTX6030H1 |  | 4TXCC044BC3 | 13 | 15.5 | Yes | Yes | 2015-03-12 |  | 1
FALSE | 4TTX6036H1 | 3598 | 5858323 | TRANE | 4TTX6036H1 | AC | Split System: Air-Cooled Condensing Unit, Coil with Blower | 4TTX6036H1 |  | 4TXCC049BC3 | 12.2 | 15 | Yes | Yes | 2015-03-12 |  | 0
FALSE | 4TTX6048H1 | 3702 | 5858762 | TRANE | 4TTX6048H1 | AC | Split System: Air-Cooled Condensing Unit, Coil with Blower | 4TTX6048H1 |  | 4TXCD061BC3 | 12 | 15 | Yes | Yes | 2015-03-12 |  | 0
FALSE | 4TTX6048H1 | 3702 | 5858759 | TRANE | 4TTX6048H1 | AC | Split System: Air-Cooled Condensing Unit, Coil with Blower | 4TTX6048H1 |  | 4TXCD061BC3 | 12 | 15 | Yes | Yes | 2015-03-12 |  | 0
FALSE | 4TTX6030H1 | 3530 | 5857882 | TRANE | 4TTX6030H1 | AC | Split System: Air-Cooled Condensing Unit, Coil with Blower | 4TTX6030H1 |  | 4TXFH041CC3 | 12.5 | 14.5 | Yes | Yes | 2015-03-12 |  | 0
FALSE | 4TTX6030H1 | 3530 | 5857880 | TRANE | 4TTX6030H1 | AC | Split System: Air-Cooled Condensing Unit, Coil with Blower | 4TTX6030H1 |  | 4TXFH041CC3 | 12.5 | 15 | Yes | Yes | 2015-03-12 |  | 1
FALSE | 4TTX6030H1 | 3530 | 5857876 | TRANE | 4TTX6030H1 | AC | Split System: Air-Cooled Condensing Unit, Coil with Blower | 4TTX6030H1 |  | 4TXFH041CC3 | 13 | 15.5 | Yes | Yes | 2015-03-12 |  | 1
FALSE | 4TTX6030H1 | 3530 | 5857875 | TRANE | 4TTX6030H1 | AC | Split System: Air-Cooled Condensing Unit, Coil with Blower | 4TTX6030H1 |  | 4TXFH041CC3 | 13 | 15.5 | Yes | Yes | 2015-03-12 |  | 1
FALSE | 4TTX6030H1 | 3530 | 5857873 | TRANE | 4TTX6030H1 | AC | Split System: Air-Cooled Condensing Unit, Coil with Blower | 4TTX6030H1 |  | 4TXFH041CC3 | 12.5 | 14.75 | Yes | Yes | 2015-03-12 |  | 0
FALSE | 4TTX6030H1 | 3530 | 5857871 | TRANE | 4TTX6030H1 | AC | Split System: Air-Cooled Condensing Unit, Coil with Blower | 4TTX6030H1 |  | 4TXFH041CC3 | 13 | 15 | Yes | Yes | 2015-03-12 |  | 1
FALSE | 4TTX6030H1 | 3530 | 5857872 | TRANE | 4TTX6030H1 | AC | Split System: Air-Cooled Condensing Unit, Coil with Blower | 4TTX6030H1 |  | 4TXFH041CC3 | 13 | 15.25 | Yes | Yes | 2015-03-12 |  | 1
FALSE | 4TTX6036H1 | 3598 | 5858028 | TRANE | 4TTX6036H1 | AC | Split System: Air-Cooled Condensing Unit, Coil with Blower | 4TTX6036H1 |  | 4TXAB036BC3 | 12 | 14.5 | Yes | Yes | 2015-03-12 |  | 0
FALSE | 4TTX6036H1 | 3598 | 5858328 | TRANE | 4TTX6036H1 | AC | Split System: Air-Cooled Condensing Unit, Coil with Blower | 4TTX6036H1 |  | 4TXCC049BC3 | 12.5 | 15 | Yes | Yes | 2015-03-12 |  | 1
FALSE | 4TTX6036H1 | 3598 | 5858330 | TRANE | 4TTX6036H1 | AC | Split System: Air-Cooled Condensing Unit, Coil with Blower | 4TTX6036H1 |  | 4TXCC049BC3 | 12 | 14.5 | Yes | Yes | 2015-03-12 |  | 0
FALSE | 4TTX6036H1 | 3598 | 5858334 | TRANE | 4TTX6036H1 | AC | Split System: Air-Cooled Condensing Unit, Coil with Blower | 4TTX6036H1 |  | 4TXCD050BC3 | 12.5 | 15 | Yes | Yes | 2015-03-12 |  | 1
FALSE | 4TTX6036H1 | 3598 | 5858335 | TRANE | 4TTX6036H1 | AC | Split System: Air-Cooled Condensing Unit, Coil with Blower | 4TTX6036H1 |  | 4TXCD050BC3 | 12.5 | 15 | Yes | Yes | 2015-03-12 |  | 1
FALSE | 4TTX6030H1 | 3530 | 5857890 | TRANE | 4TTX6030H1 | AC | Split System: Air-Cooled Condensing Unit, Coil with Blower | 4TTX6030H1 |  | GAF2A0A36M31+TDR | 12.5 | 14.75 | Yes | Yes | 2015-03-12 |  | 0
FALSE | 4TTX6036H1 | 3598 | 5858339 | TRANE | 4TTX6036H1 | AC | Split System: Air-Cooled Condensing Unit, Coil with Blower | 4TTX6036H1 |  | 4TXCD050BC3 | 12.5 | 15 | Yes | Yes | 2015-03-12 |  | 1
FALSE | 4TTX6036H1 | 3598 | 5858341 | TRANE | 4TTX6036H1 | AC | Split System: Air-Cooled Condensing Unit, Coil with Blower | 4TTX6036H1 |  | 4TXCD050BC3 | 12.5 | 15 | Yes | Yes | 2015-03-12 |  | 1
FALSE | 4TTX6036H1 | 3598 | 5858344 | TRANE | 4TTX6036H1 | AC | Split System: Air-Cooled Condensing Unit, Coil with Blower | 4TTX6036H1 |  | 4TXFH036CZ3 | 12.5 | 15 | Yes | Yes | 2015-03-12 |  | 1
FALSE | 4TTX6018H1 | 3491 | 5857069 | TRANE | 4TTX6018H1 | AC | Split System: Air-Cooled Condensing Unit, Coil with Blower | 4TTX6018H1 |  | 4TXFH033CC3 | 13 | 15 | Yes | Yes | 2015-03-12 |  | 1
FALSE | 4TTX6018H1 | 3491 | 5857077 | TRANE | 4TTX6018H1 | AC | Split System: Air-Cooled Condensing Unit, Coil with Blower | 4TTX6018H1 |  | GAM2A0A18S11+TDR | 12.5 | 15 | Yes | Yes | 2015-03-12 |  | 1
FALSE | 4TTX6018H1 | 3491 | 5857079 | TRANE | 4TTX6018H1 | AC | Split System: Air-Cooled Condensing Unit, Coil with Blower | 4TTX6018H1 |  | GAM2A0A24S21+TDR | 12.5 | 15 | Yes | Yes | 2015-03-12 |  | 1
FALSE | 4TTX6024H1 | 3520 | 5857086 | TRANE | 4TTX6024H1 | AC | Split System: Air-Cooled Condensing Unit, Coil with Blower | 4TTX6024H1 |  | *AM4A0A30S21+TDR | 12.2 | 14.5 | Yes | Yes | 2015-03-12 |  | 0
FALSE | 4TTX6024H1 | 3520 | 5857090 | TRANE | 4TTX6024H1 | AC | Split System: Air-Cooled Condensing Unit, Coil with Blower | 4TTX6024H1 |  | *AM7A0B30H21 | 13 | 16 | Yes | Yes | 2015-03-12 |  | 2
FALSE | 4TTX6024H1 | 3520 | 5857424 | TRANE | 4TTX6024H1 | AC | Split System: Air-Cooled Condensing Unit, Coil with Blower | 4TTX6024H1 |  | 4TXCC043BC3 | 13 | 15.5 | Yes | Yes | 2015-03-12 |  | 1
FALSE | 4TTX6024H1 | 3520 | 5857429 | TRANE | 4TTX6024H1 | AC | Split System: Air-Cooled Condensing Unit, Coil with Blower | 4TTX6024H1 |  | 4TXCC044BC3 | 13.5 | 16 | Yes | Yes | 2015-03-12 |  | 2
FALSE | 4TTX6024H1 | 3520 | 5857431 | TRANE | 4TTX6024H1 | AC | Split System: Air-Cooled Condensing Unit, Coil with Blower | 4TTX6024H1 |  | 4TXCC044BC3 | 13.5 | 16 | Yes | Yes | 2015-03-12 |  | 2
FALSE | 4TTX6024H1 | 3520 | 5857435 | TRANE | 4TTX6024H1 | AC | Split System: Air-Cooled Condensing Unit, Coil with Blower | 4TTX6024H1 |  | 4TXCC049BC3 | 13.5 | 16 | Yes | Yes | 2015-03-12 |  | 2
FALSE | 4TTX6024H1 | 3520 | 5857433 | TRANE | 4TTX6024H1 | AC | Split System: Air-Cooled Condensing Unit, Coil with Blower | 4TTX6024H1 |  | 4TXCC049BC3 | 13.5 | 16 | Yes | Yes | 2015-03-12 |  | 2
FALSE | 4TTX6024H1 | 3520 | 5857439 | TRANE | 4TTX6024H1 | AC | Split System: Air-Cooled Condensing Unit, Coil with Blower | 4TTX6024H1 |  | 4TXFH024CZ3 | 13 | 15.75 | Yes | Yes | 2015-03-12 |  | 1
FALSE | 4TTX6018H1 | 3491 | 5856946 | TRANE | 4TTX6018H1 | AC | Split System: Air-Cooled Condensing Unit, Coil with Blower | 4TTX6018H1 |  | 4CXCB025CC3 | 13 | 16 | Yes | Yes | 2015-03-12 |  | 2
FALSE | 4TTX6018H1 | 3491 | 5856937 | TRANE | 4TTX6018H1 | AC | Split System: Air-Cooled Condensing Unit, Coil with Blower | 4TTX6018H1 |  | 4CXCB025CC3 | 13.5 | 16 | Yes | Yes | 2015-03-12 |  | 2
FALSE | 4TTX6018H1 | 3491 | 5856938 | TRANE | 4TTX6018H1 | AC | Split System: Air-Cooled Condensing Unit, Coil with Blower | 4TTX6018H1 |  | 4CXCB025CC3 | 13 | 16 | Yes | Yes | 2015-03-12 |  | 2
FALSE | 4TTX6024H1 | 3520 | 5857094 | TRANE | 4TTX6024H1 | AC | Split System: Air-Cooled Condensing Unit, Coil with Blower | 4TTX6024H1 |  | *AM8A0B30V21+BAYCC24V | 13 | 16 | Yes | Yes | 2015-03-12 |  | 2
FALSE | 4TTX6024H1 | 3520 | 5857327 | TRANE | 4TTX6024H1 | AC | Split System: Air-Cooled Condensing Unit, Coil with Blower | 4TTX6024H1 |  | 4TXCB031BC3 | 13 | 15.25 | Yes | Yes | 2015-03-12 |  | 1
FALSE | 4TTX6024H1 | 3520 | 5857449 | TRANE | 4TTX6024H1 | AC | Split System: Air-Cooled Condensing Unit, Coil with Blower | 4TTX6024H1 |  | 4TXFH033CC3 | 13 | 15.25 | Yes | Yes | 2015-03-12 |  | 1
FALSE | 4TTX6024H1 | 3520 | 5857462 | TRANE | 4TTX6024H1 | AC | Split System: Air-Cooled Condensing Unit, Coil with Blower | 4TTX6024H1 |  | 4TXFH036CZ3 | 13.5 | 16 | Yes | Yes | 2015-03-12 |  | 2
FALSE | 4TTX6024H1 | 3520 | 5857450 | TRANE | 4TTX6024H1 | AC | Split System: Air-Cooled Condensing Unit, Coil with Blower | 4TTX6024H1 |  | 4TXFH036CZ3 | 13.5 | 16.25 | Yes | Yes | 2015-03-12 |  | 2
FALSE | 4TTX6024H1 | 3520 | 5857458 | TRANE | 4TTX6024H1 | AC | Split System: Air-Cooled Condensing Unit, Coil with Blower | 4TTX6024H1 |  | 4TXFH036CZ3 | 13.5 | 16 | Yes | Yes | 2015-03-12 |  | 2
FALSE | 4TTR6030B1 | 3522 | 5865624 | TRANE | 4TTR6030B1 | AC | Split System: Air-Cooled Condensing Unit, Coil with Blower | 4TTR6030B1 |  | 4TXAB042BC3 | 12.5 | 15.5 | Yes | Yes | 2015-03-12 |  | 1
FALSE | 4TTR6030B1 | 3522 | 5865620 | TRANE | 4TTR6030B1 | AC | Split System: Air-Cooled Condensing Unit, Coil with Blower | 4TTR6030B1 |  | 4TXAB042BC3 | 12.5 | 14.5 | Yes | Yes | 2015-03-12 |  | 0
FALSE | 4TTR6030B1 | 3522 | 5865619 | TRANE | 4TTR6030B1 | AC | Split System: Air-Cooled Condensing Unit, Coil with Blower | 4TTR6030B1 |  | 4TXAB042BC3 | 12.5 | 14.5 | Yes | Yes | 2015-03-12 |  | 0
FALSE | 4TTR6030B1 | 3522 | 5865693 | TRANE | 4TTR6030B1 | AC | Split System: Air-Cooled Condensing Unit, Coil with Blower | 4TTR6030B1 |  | 4TXAC044BC3 | 12.5 | 15 | Yes | Yes | 2015-03-12 |  | 1
FALSE | 4TTR6030B1 | 3522 | 5865694 | TRANE | 4TTR6030B1 | AC | Split System: Air-Cooled Condensing Unit, Coil with Blower | 4TTR6030B1 |  | 4TXAC044BC3 | 12.5 | 15 | Yes | Yes | 2015-03-12 |  | 1
FALSE | 4TTR6030B1 | 3522 | 5865699 | TRANE | 4TTR6030B1 | AC | Split System: Air-Cooled Condensing Unit, Coil with Blower | 4TTR6030B1 |  | 4TXAC044BC3 | 13 | 16 | Yes | Yes | 2015-03-12 |  | 2
FALSE | 4TTR6030B1 | 3522 | 5865700 | TRANE | 4TTR6030B1 | AC | Split System: Air-Cooled Condensing Unit, Coil with Blower | 4TTR6030B1 |  | 4TXAC044BC3 | 12.5 | 15 | Yes | Yes | 2015-03-12 |  | 1
FALSE | 4TTR6030B1 | 3522 | 5865701 | TRANE | 4TTR6030B1 | AC | Split System: Air-Cooled Condensing Unit, Coil with Blower | 4TTR6030B1 |  | 4TXAC044BC3 | 12.5 | 15 | Yes | Yes | 2015-03-12 |  | 1
FALSE | 4TTR6030B1 | 3522 | 5865702 | TRANE | 4TTR6030B1 | AC | Split System: Air-Cooled Condensing Unit, Coil with Blower | 4TTR6030B1 |  | 4TXAC044BC3 | 12.5 | 15 | Yes | Yes | 2015-03-12 |  | 1
FALSE | 4TTR6030B1 | 3522 | 5865747 | TRANE | 4TTR6030B1 | AC | Split System: Air-Cooled Condensing Unit, Coil with Blower | 4TTR6030B1 |  | 4TXCB025BC3 | 12.5 | 15 | Yes | Yes | 2015-03-12 |  | 1
FALSE | 4TTR6030B1 | 3522 | 5865748 | TRANE | 4TTR6030B1 | AC | Split System: Air-Cooled Condensing Unit, Coil with Blower | 4TTR6030B1 |  | 4TXCB025BC3 | 12.5 | 15 | Yes | Yes | 2015-03-12 |  | 1
FALSE | 4TTR6030B1 | 3522 | 5865749 | TRANE | 4TTR6030B1 | AC | Split System: Air-Cooled Condensing Unit, Coil with Blower | 4TTR6030B1 |  | 4TXCB025BC3 | 12.5 | 15 | Yes | Yes | 2015-03-12 |  | 1
FALSE | 4TTR6030B1 | 3522 | 5865765 | TRANE | 4TTR6030B1 | AC | Split System: Air-Cooled Condensing Unit, Coil with Blower | 4TTR6030B1 |  | 4TXCB025BC3 | 12.5 | 14.5 | Yes | Yes | 2015-03-12 |  | 0
FALSE | 4TTR6030B1 | 3522 | 5865736 | TRANE | 4TTR6030B1 | AC | Split System: Air-Cooled Condensing Unit, Coil with Blower | 4TTR6030B1 |  | 4TXCB025BC3 | 12.5 | 14.75 | Yes | Yes | 2015-03-12 |  | 0
FALSE | 4TTR6030B1 | 3522 | 5865831 | TRANE | 4TTR6030B1 | AC | Split System: Air-Cooled Condensing Unit, Coil with Blower | 4TTR6030B1 |  | 4TXCB032BC3 | 12.5 | 15.5 | Yes | Yes | 2015-03-12 |  | 1
FALSE | 4TTR6030B1 | 3522 | 5865834 | TRANE | 4TTR6030B1 | AC | Split System: Air-Cooled Condensing Unit, Coil with Blower | 4TTR6030B1 |  | 4TXCB032BC3 | 12.5 | 14.5 | Yes | Yes | 2015-03-12 |  | 0
FALSE | 4TTR6030B1 | 3522 | 5865835 | TRANE | 4TTR6030B1 | AC | Split System: Air-Cooled Condensing Unit, Coil with Blower | 4TTR6030B1 |  | 4TXCB032BC3 | 12.5 | 14.5 | Yes | Yes | 2015-03-12 |  | 0
FALSE | 4TTR6030B1 | 3522 | 5865836 | TRANE | 4TTR6030B1 | AC | Split System: Air-Cooled Condensing Unit, Coil with Blower | 4TTR6030B1 |  | 4TXCB032BC3 | 12.5 | 14.5 | Yes | Yes | 2015-03-12 |  | 0
FALSE | 4TTR6030B1 | 3522 | 5865800 | TRANE | 4TTR6030B1 | AC | Split System: Air-Cooled Condensing Unit, Coil with Blower | 4TTR6030B1 |  | 4TXCB032BC3 | 12.5 | 15 | Yes | Yes | 2015-03-12 |  | 1
FALSE | 4TTR6030B1 | 3522 | 5865890 | TRANE | 4TTR6030B1 | AC | Split System: Air-Cooled Condensing Unit, Coil with Blower | 4TTR6030B1 |  | 4TXCB042BC3 | 12.5 | 15.5 | Yes | Yes | 2015-03-12 |  | 1
FALSE | 4TTR6030B1 | 3522 | 5866126 | TRANE | 4TTR6030B1 | AC | Split System: Air-Cooled Condensing Unit, Coil with Blower | 4TTR6030B1 |  | 4TXFH041CC3 | 13 | 15 | Yes | Yes | 2015-03-12 |  | 1
FALSE | 4TTR6030B1 | 3522 | 5866127 | TRANE | 4TTR6030B1 | AC | Split System: Air-Cooled Condensing Unit, Coil with Blower | 4TTR6030B1 |  | 4TXFH041CC3 | 13 | 15.5 | Yes | Yes | 2015-03-12 |  | 1
FALSE | 4TTR6030B1 | 3522 | 5865703 | TRANE | 4TTR6030B1 | AC | Split System: Air-Cooled Condensing Unit, Coil with Blower | 4TTR6030B1 |  | 4TXAC044BC3 | 12.5 | 15.5 | Yes | Yes | 2015-03-12 |  | 1
FALSE | 4TTR6030B1 | 3522 | 5866134 | TRANE | 4TTR6030B1 | AC | Split System: Air-Cooled Condensing Unit, Coil with Blower | 4TTR6030B1 |  | 4TXFH041CC3 | 12.5 | 15.25 | Yes | Yes | 2015-03-12 |  | 1
FALSE | 4TTR6030B1 | 3522 | 5866113 | TRANE | 4TTR6030B1 | AC | Split System: Air-Cooled Condensing Unit, Coil with Blower | 4TTR6030B1 |  | 4TXFH041CC3 | 13 | 15 | Yes | Yes | 2015-03-12 |  | 1
FALSE | 4TTR6030B1 | 3522 | 5866138 | TRANE | 4TTR6030B1 | AC | Split System: Air-Cooled Condensing Unit, Coil with Blower | 4TTR6030B1 |  | 4TXFH041CC3 | 13 | 15 | Yes | Yes | 2015-03-12 |  | 1
FALSE | 4TTR6036B1 | 3674 | 5866150 | TRANE | 4TTR6036B1 | AC | Split System: Air-Cooled Condensing Unit, Coil with Blower | 4TTR6036B1 |  | *AM4A0B42S31+TDR | 12.2 | 14.5 | Yes | Yes | 2015-03-12 |  | 0
FALSE | 4TTR6036B1 | 3674 | 5866152 | TRANE | 4TTR6036B1 | AC | Split System: Air-Cooled Condensing Unit, Coil with Blower | 4TTR6036B1 |  | *AM7A0C36H31 | 13 | 16 | Yes | Yes | 2015-03-12 |  | 2
FALSE | 4TTR6036B1 | 3674 | 5866153 | TRANE | 4TTR6036B1 | AC | Split System: Air-Cooled Condensing Unit, Coil with Blower | 4TTR6036B1 |  | *AM7A0C42H31 | 13 | 16 | Yes | Yes | 2015-03-12 |  | 2
FALSE | 4TTR6036B1 | 3674 | 5866155 | TRANE | 4TTR6036B1 | AC | Split System: Air-Cooled Condensing Unit, Coil with Blower | 4TTR6036B1 |  | *AM8A0C36V31+BAYCC24V | 13 | 16 | Yes | Yes | 2015-03-12 |  | 2
FALSE | 4TTR6036B1 | 3674 | 5866156 | TRANE | 4TTR6036B1 | AC | Split System: Air-Cooled Condensing Unit, Coil with Blower | 4TTR6036B1 |  | *AM8A0C42V31+BAYCC24V | 13 | 16 | Yes | Yes | 2015-03-12 |  | 2
FALSE | 4TTR6036B1 | 3674 | 5866174 | TRANE | 4TTR6036B1 | AC | Split System: Air-Cooled Condensing Unit, Coil with Blower | 4TTR6036B1 |  | 4CXCB031CC3 | 12 | 14.5 | Yes | Yes | 2015-03-12 |  | 0
FALSE | 4TTR6030B1 | 3522 | 5865933 | TRANE | 4TTR6030B1 | AC | Split System: Air-Cooled Condensing Unit, Coil with Blower | 4TTR6030B1 |  | 4TXCC005CC3 | 12.5 | 14.75 | Yes | Yes | 2015-03-12 |  | 0
FALSE | 4TTR6036B1 | 3674 | 5866189 | TRANE | 4TTR6036B1 | AC | Split System: Air-Cooled Condensing Unit, Coil with Blower | 4TTR6036B1 |  | 4CXCB036CC3 | 12 | 14.5 | Yes | Yes | 2015-03-12 |  | 0
FALSE | 4TTR6036B1 | 3674 | 5866187 | TRANE | 4TTR6036B1 | AC | Split System: Air-Cooled Condensing Unit, Coil with Blower | 4TTR6036B1 |  | 4CXCB036CC3 | 12 | 14.5 | Yes | Yes | 2015-03-12 |  | 0
FALSE | 4TTR6036B1 | 3674 | 5866186 | TRANE | 4TTR6036B1 | AC | Split System: Air-Cooled Condensing Unit, Coil with Blower | 4TTR6036B1 |  | 4CXCB036CC3 | 12 | 14.5 | Yes | Yes | 2015-03-12 |  | 0
FALSE | 4TTR6030B1 | 3522 | 5866069 | TRANE | 4TTR6030B1 | AC | Split System: Air-Cooled Condensing Unit, Coil with Blower | 4TTR6030B1 |  | 4TXCC044BC3 | 12.5 | 15 | Yes | Yes | 2015-03-12 |  | 1
FALSE | 4TTR6030B1 | 3522 | 5866114 | TRANE | 4TTR6030B1 | AC | Split System: Air-Cooled Condensing Unit, Coil with Blower | 4TTR6030B1 |  | 4TXFH041CC3 | 13 | 15.5 | Yes | Yes | 2015-03-12 |  | 1
FALSE | 4TTR6036B1 | 3674 | 5866212 | TRANE | 4TTR6036B1 | AC | Split System: Air-Cooled Condensing Unit, Coil with Blower | 4TTR6036B1 |  | 4CXCB042CC3 | 12.2 | 14.5 | Yes | Yes | 2015-03-12 |  | 0
FALSE | 4TTR6036B1 | 3674 | 5866214 | TRANE | 4TTR6036B1 | AC | Split System: Air-Cooled Condensing Unit, Coil with Blower | 4TTR6036B1 |  | 4CXCB042CC3 | 12 | 14.5 | Yes | Yes | 2015-03-12 |  | 0
FALSE | 4TTR6036B1 | 3674 | 5866870 | TRANE | 4TTR6036B1 | AC | Split System: Air-Cooled Condensing Unit, Coil with Blower | 4TTR6036B1 |  | 4TXCC044BC3 | 13 | 15.5 | Yes | Yes | 2015-03-12 |  | 1
FALSE | 4TTR6036B1 | 3674 | 5866872 | TRANE | 4TTR6036B1 | AC | Split System: Air-Cooled Condensing Unit, Coil with Blower | 4TTR6036B1 |  | 4TXCC044BC3 | 12.2 | 14.5 | Yes | Yes | 2015-03-12 |  | 0
FALSE | 4TTR6036B1 | 3674 | 5866874 | TRANE | 4TTR6036B1 | AC | Split System: Air-Cooled Condensing Unit, Coil with Blower | 4TTR6036B1 |  | 4TXCC044BC3 | 12.2 | 14.5 | Yes | Yes | 2015-03-12 |  | 0
FALSE | 4TTR6036B1 | 3674 | 5867038 | TRANE | 4TTR6036B1 | AC | Split System: Air-Cooled Condensing Unit, Coil with Blower | 4TTR6036B1 |  | 4TXFH036CZ3 | 13 | 16 | Yes | Yes | 2015-03-12 |  | 2
FALSE | 4TTR6036B1 | 3674 | 5867037 | TRANE | 4TTR6036B1 | AC | Split System: Air-Cooled Condensing Unit, Coil with Blower | 4TTR6036B1 |  | 4TXFH036CZ3 | 12.5 | 15 | Yes | Yes | 2015-03-12 |  | 1
FALSE | 4TTR6036B1 | 3674 | 5867036 | TRANE | 4TTR6036B1 | AC | Split System: Air-Cooled Condensing Unit, Coil with Blower | 4TTR6036B1 |  | 4TXFH036CZ3 | 12.5 | 15 | Yes | Yes | 2015-03-12 |  | 1
FALSE | 4TTR6036B1 | 3674 | 5867035 | TRANE | 4TTR6036B1 | AC | Split System: Air-Cooled Condensing Unit, Coil with Blower | 4TTR6036B1 |  | 4TXFH036CZ3 | 12.2 | 15 | Yes | Yes | 2015-03-12 |  | 0
FALSE | 4TTR6036B1 | 3674 | 5867028 | TRANE | 4TTR6036B1 | AC | Split System: Air-Cooled Condensing Unit, Coil with Blower | 4TTR6036B1 |  | 4TXFH036CZ3 | 12.5 | 15.5 | Yes | Yes | 2015-03-12 |  | 1
FALSE | 4TTR6036B1 | 3674 | 5867031 | TRANE | 4TTR6036B1 | AC | Split System: Air-Cooled Condensing Unit, Coil with Blower | 4TTR6036B1 |  | 4TXFH036CZ3 | 12.5 | 15.75 | Yes | Yes | 2015-03-12 |  | 1
FALSE | 4TTR6036B1 | 3674 | 5867030 | TRANE | 4TTR6036B1 | AC | Split System: Air-Cooled Condensing Unit, Coil with Blower | 4TTR6036B1 |  | 4TXFH036CZ3 | 12.5 | 15 | Yes | Yes | 2015-03-12 |  | 1
FALSE | 4TTR6036B1 | 3674 | 5867029 | TRANE | 4TTR6036B1 | AC | Split System: Air-Cooled Condensing Unit, Coil with Blower | 4TTR6036B1 |  | 4TXFH036CZ3 | 12.5 | 15 | Yes | Yes | 2015-03-12 |  | 1
FALSE | 4TTR6042B1 | 3680 | 5867180 | TRANE | 4TTR6042B1 | AC | Split System: Air-Cooled Condensing Unit, Coil with Blower | 4TTR6042B1 |  | 4CXCC049CC3 | 12.5 | 15 | Yes | Yes | 2015-03-12 |  | 1
FALSE | 4TTR6042B1 | 3680 | 5867181 | TRANE | 4TTR6042B1 | AC | Split System: Air-Cooled Condensing Unit, Coil with Blower | 4TTR6042B1 |  | 4CXCC049CC3 | 12 | 14.5 | Yes | Yes | 2015-03-12 |  | 0
FALSE | 4TTR6042B1 | 3680 | 5867183 | TRANE | 4TTR6042B1 | AC | Split System: Air-Cooled Condensing Unit, Coil with Blower | 4TTR6042B1 |  | 4CXCC049CC3 | 12 | 14.5 | Yes | Yes | 2015-03-12 |  | 0
FALSE | 4TTR6042B1 | 3680 | 5867184 | TRANE | 4TTR6042B1 | AC | Split System: Air-Cooled Condensing Unit, Coil with Blower | 4TTR6042B1 |  | 4CXCC049CC3 | 12.5 | 15 | Yes | Yes | 2015-03-12 |  | 1
FALSE | 4TTR6042B1 | 3680 | 5867185 | TRANE | 4TTR6042B1 | AC | Split System: Air-Cooled Condensing Unit, Coil with Blower | 4TTR6042B1 |  | 4CXCC049CC3 | 12.5 | 15 | Yes | Yes | 2015-03-12 |  | 1
FALSE | 4TTR6042B1 | 3680 | 5867190 | TRANE | 4TTR6042B1 | AC | Split System: Air-Cooled Condensing Unit, Coil with Blower | 4TTR6042B1 |  | 4CXCC049CC3 | 12 | 14.5 | Yes | Yes | 2015-03-12 |  | 0
FALSE | 4TTR6036B1 | 3674 | 5866240 | TRANE | 4TTR6036B1 | AC | Split System: Air-Cooled Condensing Unit, Coil with Blower | 4TTR6036B1 |  | 4CXCC037CC3 | 12.2 | 14.5 | Yes | Yes | 2015-03-12 |  | 0
FALSE | 4TTR6036B1 | 3674 | 5866252 | TRANE | 4TTR6036B1 | AC | Split System: Air-Cooled Condensing Unit, Coil with Blower | 4TTR6036B1 |  | 4CXCC043CC3 | 12.5 | 15 | Yes | Yes | 2015-03-12 |  | 1
FALSE | 4TTR6036B1 | 3674 | 5866395 | TRANE | 4TTR6036B1 | AC | Split System: Air-Cooled Condensing Unit, Coil with Blower | 4TTR6036B1 |  | 4TXAB048BC3 | 12.5 | 15 | Yes | Yes | 2015-03-12 |  | 1
FALSE | 4TTR6042B1 | 3680 | 5867294 | TRANE | 4TTR6042B1 | AC | Split System: Air-Cooled Condensing Unit, Coil with Blower | 4TTR6042B1 |  | 4TXAC044BC3 | 12 | 14.5 | Yes | Yes | 2015-03-12 |  | 0
FALSE | 4TTR6042B1 | 3680 | 5867296 | TRANE | 4TTR6042B1 | AC | Split System: Air-Cooled Condensing Unit, Coil with Blower | 4TTR6042B1 |  | 4TXAC044BC3 | 12 | 14.5 | Yes | Yes | 2015-03-12 |  | 0
FALSE | 4TTR6042B1 | 3680 | 5867297 | TRANE | 4TTR6042B1 | AC | Split System: Air-Cooled Condensing Unit, Coil with Blower | 4TTR6042B1 |  | 4TXAC044BC3 | 12.5 | 15 | Yes | Yes | 2015-03-12 |  | 1
FALSE | 4TTR6042B1 | 3680 | 5867298 | TRANE | 4TTR6042B1 | AC | Split System: Air-Cooled Condensing Unit, Coil with Blower | 4TTR6042B1 |  | 4TXAC044BC3 | 12.5 | 15 | Yes | Yes | 2015-03-12 |  | 1
FALSE | 4TTR6042B1 | 3680 | 5867280 | TRANE | 4TTR6042B1 | AC | Split System: Air-Cooled Condensing Unit, Coil with Blower | 4TTR6042B1 |  | 4TXAC044BC3 | 12 | 14.5 | Yes | Yes | 2015-03-12 |  | 0
FALSE | 4TTR6036B1 | 3674 | 5866257 | TRANE | 4TTR6036B1 | AC | Split System: Air-Cooled Condensing Unit, Coil with Blower | 4TTR6036B1 |  | 4CXCC043CC3 | 12 | 14.5 | Yes | Yes | 2015-03-12 |  | 0
FALSE | 4TTR6036B1 | 3674 | 5866259 | TRANE | 4TTR6036B1 | AC | Split System: Air-Cooled Condensing Unit, Coil with Blower | 4TTR6036B1 |  | 4CXCC043CC3 | 12.5 | 15 | Yes | Yes | 2015-03-12 |  | 1
FALSE | 4TTR6036B1 | 3674 | 5866260 | TRANE | 4TTR6036B1 | AC | Split System: Air-Cooled Condensing Unit, Coil with Blower | 4TTR6036B1 |  | 4CXCC043CC3 | 12.5 | 15 | Yes | Yes | 2015-03-12 |  | 1
FALSE | 4TTR6036B1 | 3674 | 5866263 | TRANE | 4TTR6036B1 | AC | Split System: Air-Cooled Condensing Unit, Coil with Blower | 4TTR6036B1 |  | 4CXCC043CC3 | 12.2 | 14.5 | Yes | Yes | 2015-03-12 |  | 0
FALSE | 4TTR6036B1 | 3674 | 5866264 | TRANE | 4TTR6036B1 | AC | Split System: Air-Cooled Condensing Unit, Coil with Blower | 4TTR6036B1 |  | 4CXCC043CC3 | 12.2 | 14.5 | Yes | Yes | 2015-03-12 |  | 0
FALSE | 4TTR6036B1 | 3674 | 5866265 | TRANE | 4TTR6036B1 | AC | Split System: Air-Cooled Condensing Unit, Coil with Blower | 4TTR6036B1 |  | 4CXCC043CC3 | 12.2 | 14.5 | Yes | Yes | 2015-03-12 |  | 0
FALSE | 4TTR6036B1 | 3674 | 5866390 | TRANE | 4TTR6036B1 | AC | Split System: Air-Cooled Condensing Unit, Coil with Blower | 4TTR6036B1 |  | 4TXAB048BC3 | 12.2 | 14.5 | Yes | Yes | 2015-03-12 |  | 0
FALSE | 4TTR6036B1 | 3674 | 5866408 | TRANE | 4TTR6036B1 | AC | Split System: Air-Cooled Condensing Unit, Coil with Blower | 4TTR6036B1 |  | 4TXAB048BC3 | 12.2 | 14.5 | Yes | Yes | 2015-03-12 |  | 0
FALSE | 4TTR6036B1 | 3674 | 5866412 | TRANE | 4TTR6036B1 | AC | Split System: Air-Cooled Condensing Unit, Coil with Blower | 4TTR6036B1 |  | 4TXAC037BC3 | 12.2 | 14.5 | Yes | Yes | 2015-03-12 |  | 0
FALSE | 4TTR6036B1 | 3674 | 5866413 | TRANE | 4TTR6036B1 | AC | Split System: Air-Cooled Condensing Unit, Coil with Blower | 4TTR6036B1 |  | 4TXAC037BC3 | 12.2 | 14.5 | Yes | Yes | 2015-03-12 |  | 0
FALSE | 4TTR6036B1 | 3674 | 5866416 | TRANE | 4TTR6036B1 | AC | Split System: Air-Cooled Condensing Unit, Coil with Blower | 4TTR6036B1 |  | 4TXAC037BC3 | 12.2 | 14.5 | Yes | Yes | 2015-03-12 |  | 0
FALSE | 4TTR6036B1 | 3674 | 5866417 | TRANE | 4TTR6036B1 | AC | Split System: Air-Cooled Condensing Unit, Coil with Blower | 4TTR6036B1 |  | 4TXAC037BC3 | 12.2 | 14.5 | Yes | Yes | 2015-03-12 |  | 0
FALSE | 4TTR6036B1 | 3674 | 5866418 | TRANE | 4TTR6036B1 | AC | Split System: Air-Cooled Condensing Unit, Coil with Blower | 4TTR6036B1 |  | 4TXAC037BC3 | 12.2 | 14.5 | Yes | Yes | 2015-03-12 |  | 0
FALSE | 4TTR6036B1 | 3674 | 5866420 | TRANE | 4TTR6036B1 | AC | Split System: Air-Cooled Condensing Unit, Coil with Blower | 4TTR6036B1 |  | 4TXAC037BC3 | 12.5 | 15 | Yes | Yes | 2015-03-12 |  | 1
FALSE | 4TTR6036B1 | 3674 | 5866725 | TRANE | 4TTR6036B1 | AC | Split System: Air-Cooled Condensing Unit, Coil with Blower | 4TTR6036B1 |  | 4TXCB048BC3 | 12.5 | 15 | Yes | Yes | 2015-03-12 |  | 1
FALSE | 4TTR6042B1 | 3680 | 5867197 | TRANE | 4TTR6042B1 | AC | Split System: Air-Cooled Condensing Unit, Coil with Blower | 4TTR6042B1 |  | 4TXAB036BC3 | 12 | 14.5 | Yes | Yes | 2015-03-12 |  | 0
FALSE | 4TTR6042B1 | 3680 | 5867201 | TRANE | 4TTR6042B1 | AC | Split System: Air-Cooled Condensing Unit, Coil with Blower | 4TTR6042B1 |  | 4TXAB036BC3 | 12 | 14.5 | Yes | Yes | 2015-03-12 |  | 0
FALSE | 4TTR6036B1 | 3674 | 5866272 | TRANE | 4TTR6036B1 | AC | Split System: Air-Cooled Condensing Unit, Coil with Blower | 4TTR6036B1 |  | 4CXCC049CC3 | 13 | 15.5 | Yes | Yes | 2015-03-12 |  | 1
FALSE | 4TTR6036B1 | 3674 | 5866274 | TRANE | 4TTR6036B1 | AC | Split System: Air-Cooled Condensing Unit, Coil with Blower | 4TTR6036B1 |  | 4CXCC049CC3 | 12.2 | 14.5 | Yes | Yes | 2015-03-12 |  | 0
FALSE | 4TTR6036B1 | 3674 | 5866425 | TRANE | 4TTR6036B1 | AC | Split System: Air-Cooled Condensing Unit, Coil with Blower | 4TTR6036B1 |  | 4TXAC037BC3 | 12 | 14.5 | Yes | Yes | 2015-03-12 |  | 0
FALSE | 4TTR6036B1 | 3674 | 5866427 | TRANE | 4TTR6036B1 | AC | Split System: Air-Cooled Condensing Unit, Coil with Blower | 4TTR6036B1 |  | 4TXAC037BC3 | 12.5 | 15 | Yes | Yes | 2015-03-12 |  | 1
FALSE | 4TTR6036B1 | 3674 | 5866428 | TRANE | 4TTR6036B1 | AC | Split System: Air-Cooled Condensing Unit, Coil with Blower | 4TTR6036B1 |  | 4TXAC037BC3 | 12.5 | 15 | Yes | Yes | 2015-03-12 |  | 1
FALSE | 4TTR6036B1 | 3674 | 5866431 | TRANE | 4TTR6036B1 | AC | Split System: Air-Cooled Condensing Unit, Coil with Blower | 4TTR6036B1 |  | 4TXAC037BC3 | 12.2 | 14.5 | Yes | Yes | 2015-03-12 |  | 0
FALSE | 4TTR6036B1 | 3674 | 5866432 | TRANE | 4TTR6036B1 | AC | Split System: Air-Cooled Condensing Unit, Coil with Blower | 4TTR6036B1 |  | 4TXAC037BC3 | 12.2 | 14.5 | Yes | Yes | 2015-03-12 |  | 0
FALSE | 4TTR6036B1 | 3674 | 5866433 | TRANE | 4TTR6036B1 | AC | Split System: Air-Cooled Condensing Unit, Coil with Blower | 4TTR6036B1 |  | 4TXAC037BC3 | 12.2 | 14.5 | Yes | Yes | 2015-03-12 |  | 0
FALSE | 4TTR6036B1 | 3674 | 5866751 | TRANE | 4TTR6036B1 | AC | Split System: Air-Cooled Condensing Unit, Coil with Blower | 4TTR6036B1 |  | 4TXCB048BC3 | 12 | 14.5 | Yes | Yes | 2015-03-12 |  | 0
FALSE | 4TTR6036B1 | 3674 | 5866760 | TRANE | 4TTR6036B1 | AC | Split System: Air-Cooled Condensing Unit, Coil with Blower | 4TTR6036B1 |  | 4TXCC005CC3 | 12.5 | 15 | Yes | Yes | 2015-03-12 |  | 1
FALSE | 4TTR6036B1 | 3674 | 5866902 | TRANE | 4TTR6036B1 | AC | Split System: Air-Cooled Condensing Unit, Coil with Blower | 4TTR6036B1 |  | 4TXCC049BC3 | 13 | 15.5 | Yes | Yes | 2015-03-12 |  | 1
FALSE | 4TTR6036B1 | 3674 | 5866900 | TRANE | 4TTR6036B1 | AC | Split System: Air-Cooled Condensing Unit, Coil with Blower | 4TTR6036B1 |  | 4TXCC049BC3 | 12.2 | 14.5 | Yes | Yes | 2015-03-12 |  | 0
FALSE | 4TTR6036B1 | 3674 | 5866929 | TRANE | 4TTR6036B1 | AC | Split System: Air-Cooled Condensing Unit, Coil with Blower | 4TTR6036B1 |  | 4TXCC049BC3 | 12.2 | 14.5 | Yes | Yes | 2015-03-12 |  | 0
FALSE | 4TTR6036B1 | 3674 | 5867070 | TRANE | 4TTR6036B1 | AC | Split System: Air-Cooled Condensing Unit, Coil with Blower | 4TTR6036B1 |  | 4TXFH054CC3 | 12.5 | 15 | Yes | Yes | 2015-03-12 |  | 1
FALSE | 4TTR6036B1 | 3674 | 5867071 | TRANE | 4TTR6036B1 | AC | Split System: Air-Cooled Condensing Unit, Coil with Blower | 4TTR6036B1 |  | 4TXFH054CC3 | 12.2 | 15 | Yes | Yes | 2015-03-12 |  | 0
FALSE | 4TTR6036B1 | 3674 | 5867072 | TRANE | 4TTR6036B1 | AC | Split System: Air-Cooled Condensing Unit, Coil with Blower | 4TTR6036B1 |  | 4TXFH054CC3 | 12.5 | 15.5 | Yes | Yes | 2015-03-12 |  | 1
FALSE | 4TTR6036B1 | 3674 | 5867075 | TRANE | 4TTR6036B1 | AC | Split System: Air-Cooled Condensing Unit, Coil with Blower | 4TTR6036B1 |  | 4TXFH063CZ3 | 13 | 16 | Yes | Yes | 2015-03-12 |  | 2
FALSE | 4TTR6036B1 | 3674 | 5867076 | TRANE | 4TTR6036B1 | AC | Split System: Air-Cooled Condensing Unit, Coil with Blower | 4TTR6036B1 |  | 4TXFH063CZ3 | 13 | 16 | Yes | Yes | 2015-03-12 |  | 2
FALSE | 4TTR6042B1 | 3680 | 5867263 | TRANE | 4TTR6042B1 | AC | Split System: Air-Cooled Condensing Unit, Coil with Blower | 4TTR6042B1 |  | 4TXAC043BC3 | 12.5 | 15 | Yes | Yes | 2015-03-12 |  | 1
FALSE | 4TTR6042B1 | 3680 | 5867265 | TRANE | 4TTR6042B1 | AC | Split System: Air-Cooled Condensing Unit, Coil with Blower | 4TTR6042B1 |  | 4TXAC043BC3 | 12 | 14.5 | Yes | Yes | 2015-03-12 |  | 0
FALSE | 4TTR6036B1 | 3674 | 5866452 | TRANE | 4TTR6036B1 | AC | Split System: Air-Cooled Condensing Unit, Coil with Blower | 4TTR6036B1 |  | 4TXAC043BC3 | 12 | 14.5 | Yes | Yes | 2015-03-12 |  | 0
FALSE | 4TTR6036B1 | 3674 | 5866450 | TRANE | 4TTR6036B1 | AC | Split System: Air-Cooled Condensing Unit, Coil with Blower | 4TTR6036B1 |  | 4TXAC043BC3 | 12.5 | 15 | Yes | Yes | 2015-03-12 |  | 1
FALSE | 4TTR6036B1 | 3674 | 5866449 | TRANE | 4TTR6036B1 | AC | Split System: Air-Cooled Condensing Unit, Coil with Blower | 4TTR6036B1 |  | 4TXAC043BC3 | 12.5 | 15 | Yes | Yes | 2015-03-12 |  | 1
FALSE | 4TTR6036B1 | 3674 | 5866446 | TRANE | 4TTR6036B1 | AC | Split System: Air-Cooled Condensing Unit, Coil with Blower | 4TTR6036B1 |  | 4TXAC043BC3 | 12.2 | 14.5 | Yes | Yes | 2015-03-12 |  | 0
FALSE | 4TTR6036B1 | 3674 | 5866445 | TRANE | 4TTR6036B1 | AC | Split System: Air-Cooled Condensing Unit, Coil with Blower | 4TTR6036B1 |  | 4TXAC043BC3 | 12.2 | 14.5 | Yes | Yes | 2015-03-12 |  | 0
FALSE | 4TTR6036B1 | 3674 | 5866444 | TRANE | 4TTR6036B1 | AC | Split System: Air-Cooled Condensing Unit, Coil with Blower | 4TTR6036B1 |  | 4TXAC043BC3 | 12.2 | 14.5 | Yes | Yes | 2015-03-12 |  | 0
FALSE | 4TTR6036B1 | 3674 | 5866640 | TRANE | 4TTR6036B1 | AC | Split System: Air-Cooled Condensing Unit, Coil with Blower | 4TTR6036B1 |  | 4TXCB032BC3 | 12.2 | 14.5 | Yes | Yes | 2015-03-12 |  | 0
FALSE | 4TTR6036B1 | 3674 | 5866639 | TRANE | 4TTR6036B1 | AC | Split System: Air-Cooled Condensing Unit, Coil with Blower | 4TTR6036B1 |  | 4TXCB032BC3 | 12.2 | 14.5 | Yes | Yes | 2015-03-12 |  | 0
FALSE | 4TTR6036B1 | 3674 | 5866638 | TRANE | 4TTR6036B1 | AC | Split System: Air-Cooled Condensing Unit, Coil with Blower | 4TTR6036B1 |  | 4TXCB032BC3 | 12.2 | 14.5 | Yes | Yes | 2015-03-12 |  | 0
FALSE | 4TTR6036B1 | 3674 | 5866637 | TRANE | 4TTR6036B1 | AC | Split System: Air-Cooled Condensing Unit, Coil with Blower | 4TTR6036B1 |  | 4TXCB032BC3 | 12.2 | 14.5 | Yes | Yes | 2015-03-12 |  | 0
FALSE | 4TTR6036B1 | 3674 | 5866636 | TRANE | 4TTR6036B1 | AC | Split System: Air-Cooled Condensing Unit, Coil with Blower | 4TTR6036B1 |  | 4TXCB032BC3 | 12.2 | 14.5 | Yes | Yes | 2015-03-12 |  | 0
FALSE | 4TTR6036B1 | 3674 | 5866799 | TRANE | 4TTR6036B1 | AC | Split System: Air-Cooled Condensing Unit, Coil with Blower | 4TTR6036B1 |  | 4TXCC037BC3 | 12.2 | 14.5 | Yes | Yes | 2015-03-12 |  | 0
FALSE | 4TTR6036B1 | 3674 | 5866803 | TRANE | 4TTR6036B1 | AC | Split System: Air-Cooled Condensing Unit, Coil with Blower | 4TTR6036B1 |  | 4TXCC037BC3 | 12.5 | 15 | Yes | Yes | 2015-03-12 |  | 1
FALSE | 4TTR6036B1 | 3674 | 5866804 | TRANE | 4TTR6036B1 | AC | Split System: Air-Cooled Condensing Unit, Coil with Blower | 4TTR6036B1 |  | 4TXCC037BC3 | 12.5 | 15 | Yes | Yes | 2015-03-12 |  | 1
FALSE | 4TTR6036B1 | 3674 | 5866805 | TRANE | 4TTR6036B1 | AC | Split System: Air-Cooled Condensing Unit, Coil with Blower | 4TTR6036B1 |  | 4TXCC037BC3 | 12.2 | 14.5 | Yes | Yes | 2015-03-12 |  | 0
FALSE | 4TTR6036B1 | 3674 | 5866806 | TRANE | 4TTR6036B1 | AC | Split System: Air-Cooled Condensing Unit, Coil with Blower | 4TTR6036B1 |  | 4TXCC037BC3 | 12.2 | 14.5 | Yes | Yes | 2015-03-12 |  | 0
FALSE | 4TTR6036B1 | 3674 | 5866807 | TRANE | 4TTR6036B1 | AC | Split System: Air-Cooled Condensing Unit, Coil with Blower | 4TTR6036B1 |  | 4TXCC037BC3 | 12.2 | 14.5 | Yes | Yes | 2015-03-12 |  | 0
FALSE | 4TTR6036B1 | 3674 | 5866812 | TRANE | 4TTR6036B1 | AC | Split System: Air-Cooled Condensing Unit, Coil with Blower | 4TTR6036B1 |  | 4TXCC037BC3 | 12 | 14.5 | Yes | Yes | 2015-03-12 |  | 0
FALSE | 4TTR6042B1 | 3680 | 5867293 | TRANE | 4TTR6042B1 | AC | Split System: Air-Cooled Condensing Unit, Coil with Blower | 4TTR6042B1 |  | 4TXAC044BC3 | 12.5 | 15 | Yes | Yes | 2015-03-12 |  | 1
FALSE | 4TTR6036B1 | 3674 | 5866331 | TRANE | 4TTR6036B1 | AC | Split System: Air-Cooled Condensing Unit, Coil with Blower | 4TTR6036B1 |  | 4TXAB032BC3 | 12.2 | 14.5 | Yes | Yes | 2015-03-12 |  | 0
FALSE | 4TTR6036B1 | 3674 | 5866332 | TRANE | 4TTR6036B1 | AC | Split System: Air-Cooled Condensing Unit, Coil with Blower | 4TTR6036B1 |  | 4TXAB032BC3 | 12.2 | 14.5 | Yes | Yes | 2015-03-12 |  | 0
FALSE | 4TTR6036B1 | 3674 | 5866333 | TRANE | 4TTR6036B1 | AC | Split System: Air-Cooled Condensing Unit, Coil with Blower | 4TTR6036B1 |  | 4TXAB032BC3 | 12.2 | 14.5 | Yes | Yes | 2015-03-12 |  | 0
FALSE | 4TTR6036B1 | 3674 | 5866334 | TRANE | 4TTR6036B1 | AC | Split System: Air-Cooled Condensing Unit, Coil with Blower | 4TTR6036B1 |  | 4TXAB032BC3 | 12.2 | 14.5 | Yes | Yes | 2015-03-12 |  | 0
FALSE | 4TTR6036B1 | 3674 | 5866335 | TRANE | 4TTR6036B1 | AC | Split System: Air-Cooled Condensing Unit, Coil with Blower | 4TTR6036B1 |  | 4TXAB032BC3 | 12.2 | 14.5 | Yes | Yes | 2015-03-12 |  | 0
FALSE | 4TTR6036B1 | 3674 | 5866338 | TRANE | 4TTR6036B1 | AC | Split System: Air-Cooled Condensing Unit, Coil with Blower | 4TTR6036B1 |  | 4TXAB032BC3 | 12.2 | 14.5 | Yes | Yes | 2015-03-12 |  | 0
FALSE | 4TTR6036B1 | 3674 | 5866480 | TRANE | 4TTR6036B1 | AC | Split System: Air-Cooled Condensing Unit, Coil with Blower | 4TTR6036B1 |  | 4TXAC044BC3 | 12.2 | 14.5 | Yes | Yes | 2015-03-12 |  | 0
FALSE | 4TTR6036B1 | 3674 | 5866478 | TRANE | 4TTR6036B1 | AC | Split System: Air-Cooled Condensing Unit, Coil with Blower | 4TTR6036B1 |  | 4TXAC044BC3 | 12.2 | 14.5 | Yes | Yes | 2015-03-12 |  | 0
FALSE | 4TTR6036B1 | 3674 | 5866471 | TRANE | 4TTR6036B1 | AC | Split System: Air-Cooled Condensing Unit, Coil with Blower | 4TTR6036B1 |  | 4TXAC044BC3 | 12.5 | 15 | Yes | Yes | 2015-03-12 |  | 1
FALSE | 4TTR6036B1 | 3674 | 5866630 | TRANE | 4TTR6036B1 | AC | Split System: Air-Cooled Condensing Unit, Coil with Blower | 4TTR6036B1 |  | 4TXCB032BC3 | 12.2 | 14.5 | Yes | Yes | 2015-03-12 |  | 0
FALSE | 4TTR6036B1 | 3674 | 5866629 | TRANE | 4TTR6036B1 | AC | Split System: Air-Cooled Condensing Unit, Coil with Blower | 4TTR6036B1 |  | 4TXCB032BC3 | 12 | 14.5 | Yes | Yes | 2015-03-12 |  | 0
FALSE | 4TTR6036B1 | 3674 | 5866626 | TRANE | 4TTR6036B1 | AC | Split System: Air-Cooled Condensing Unit, Coil with Blower | 4TTR6036B1 |  | 4TXCB032BC3 | 12 | 14.5 | Yes | Yes | 2015-03-12 |  | 0
FALSE | 4TTR6036B1 | 3674 | 5866625 | TRANE | 4TTR6036B1 | AC | Split System: Air-Cooled Condensing Unit, Coil with Blower | 4TTR6036B1 |  | 4TXCB032BC3 | 12 | 14.5 | Yes | Yes | 2015-03-12 |  | 0
FALSE | 4TTR6036B1 | 3674 | 5866679 | TRANE | 4TTR6036B1 | AC | Split System: Air-Cooled Condensing Unit, Coil with Blower | 4TTR6036B1 |  | 4TXCB036BC3 | 12.2 | 14.5 | Yes | Yes | 2015-03-12 |  | 0
FALSE | 4TTR6036B1 | 3674 | 5866680 | TRANE | 4TTR6036B1 | AC | Split System: Air-Cooled Condensing Unit, Coil with Blower | 4TTR6036B1 |  | 4TXCB036BC3 | 12.2 | 14.5 | Yes | Yes | 2015-03-12 |  | 0
FALSE | 4TTR6036B1 | 3674 | 5866681 | TRANE | 4TTR6036B1 | AC | Split System: Air-Cooled Condensing Unit, Coil with Blower | 4TTR6036B1 |  | 4TXCB036BC3 | 12.2 | 14.5 | Yes | Yes | 2015-03-12 |  | 0
FALSE | 4TTR6036B1 | 3674 | 5866682 | TRANE | 4TTR6036B1 | AC | Split System: Air-Cooled Condensing Unit, Coil with Blower | 4TTR6036B1 |  | 4TXCB036BC3 | 12.2 | 14.5 | Yes | Yes | 2015-03-12 |  | 0
FALSE | 4TTR6036B1 | 3674 | 5866683 | TRANE | 4TTR6036B1 | AC | Split System: Air-Cooled Condensing Unit, Coil with Blower | 4TTR6036B1 |  | 4TXCB036BC3 | 12.2 | 14.5 | Yes | Yes | 2015-03-12 |  | 0
FALSE | 4TTR6036B1 | 3674 | 5866776 | TRANE | 4TTR6036B1 | AC | Split System: Air-Cooled Condensing Unit, Coil with Blower | 4TTR6036B1 |  | 4TXCC037BC3 | 12.2 | 14.5 | Yes | Yes | 2015-03-12 |  | 0
FALSE | 4TTR6036B1 | 3674 | 5866820 | TRANE | 4TTR6036B1 | AC | Split System: Air-Cooled Condensing Unit, Coil with Blower | 4TTR6036B1 |  | 4TXCC043BC3 | 12.2 | 14.5 | Yes | Yes | 2015-03-12 |  | 0
FALSE | 4TTR6036B1 | 3674 | 5866821 | TRANE | 4TTR6036B1 | AC | Split System: Air-Cooled Condensing Unit, Coil with Blower | 4TTR6036B1 |  | 4TXCC043BC3 | 12.2 | 14.5 | Yes | Yes | 2015-03-12 |  | 0
FALSE | 4TTR6036B1 | 3674 | 5866825 | TRANE | 4TTR6036B1 | AC | Split System: Air-Cooled Condensing Unit, Coil with Blower | 4TTR6036B1 |  | 4TXCC043BC3 | 12.5 | 15 | Yes | Yes | 2015-03-12 |  | 1
FALSE | 4TTR6036B1 | 3674 | 5866826 | TRANE | 4TTR6036B1 | AC | Split System: Air-Cooled Condensing Unit, Coil with Blower | 4TTR6036B1 |  | 4TXCC043BC3 | 12.2 | 14.5 | Yes | Yes | 2015-03-12 |  | 0
FALSE | 4TTR6036B1 | 3674 | 5866827 | TRANE | 4TTR6036B1 | AC | Split System: Air-Cooled Condensing Unit, Coil with Blower | 4TTR6036B1 |  | 4TXCC043BC3 | 12.2 | 14.5 | Yes | Yes | 2015-03-12 |  | 0
FALSE | 4TTR6036B1 | 3674 | 5866828 | TRANE | 4TTR6036B1 | AC | Split System: Air-Cooled Condensing Unit, Coil with Blower | 4TTR6036B1 |  | 4TXCC043BC3 | 12.2 | 14.5 | Yes | Yes | 2015-03-12 |  | 0
FALSE | 4TTR6036B1 | 3674 | 5866831 | TRANE | 4TTR6036B1 | AC | Split System: Air-Cooled Condensing Unit, Coil with Blower | 4TTR6036B1 |  | 4TXCC043BC3 | 12 | 14.5 | Yes | Yes | 2015-03-12 |  | 0
FALSE | 4TTR6036B1 | 3674 | 5867001 | TRANE | 4TTR6036B1 | AC | Split System: Air-Cooled Condensing Unit, Coil with Blower | 4TTR6036B1 |  | 4TXCD061BC3 | 12.5 | 15 | Yes | Yes | 2015-03-12 |  | 1
FALSE | 4TTR6042B1 | 3680 | 5867145 | TRANE | 4TTR6042B1 | AC | Split System: Air-Cooled Condensing Unit, Coil with Blower | 4TTR6042B1 |  | 4CXCC037CC3 | 12 | 14.5 | Yes | Yes | 2015-03-12 |  | 0
FALSE | 4TTR6042B1 | 3680 | 5867211 | TRANE | 4TTR6042B1 | AC | Split System: Air-Cooled Condensing Unit, Coil with Blower | 4TTR6042B1 |  | 4TXAB042BC3 | 12 | 14.5 | Yes | Yes | 2015-03-12 |  | 0
FALSE | 4TTR6042B1 | 3680 | 5867209 | TRANE | 4TTR6042B1 | AC | Split System: Air-Cooled Condensing Unit, Coil with Blower | 4TTR6042B1 |  | 4TXAB042BC3 | 12 | 14.5 | Yes | Yes | 2015-03-12 |  | 0
FALSE | 4TTR6042B1 | 3680 | 5867218 | TRANE | 4TTR6042B1 | AC | Split System: Air-Cooled Condensing Unit, Coil with Blower | 4TTR6042B1 |  | 4TXAB042BC3 | 12 | 14.5 | Yes | Yes | 2015-03-12 |  | 0
FALSE | 4TTR6036B1 | 3674 | 5866354 | TRANE | 4TTR6036B1 | AC | Split System: Air-Cooled Condensing Unit, Coil with Blower | 4TTR6036B1 |  | 4TXAB036BC3 | 12.2 | 14.5 | Yes | Yes | 2015-03-12 |  | 0
FALSE | 4TTR6036B1 | 3674 | 5866351 | TRANE | 4TTR6036B1 | AC | Split System: Air-Cooled Condensing Unit, Coil with Blower | 4TTR6036B1 |  | 4TXAB036BC3 | 12.2 | 14.5 | Yes | Yes | 2015-03-12 |  | 0
FALSE | 4TTR6036B1 | 3674 | 5866364 | TRANE | 4TTR6036B1 | AC | Split System: Air-Cooled Condensing Unit, Coil with Blower | 4TTR6036B1 |  | 4TXAB036BC3 | 12.2 | 14.5 | Yes | Yes | 2015-03-12 |  | 0
FALSE | 4TTR6036B1 | 3674 | 5866498 | TRANE | 4TTR6036B1 | AC | Split System: Air-Cooled Condensing Unit, Coil with Blower | 4TTR6036B1 |  | 4TXAC049BC3 | 12.2 | 14.5 | Yes | Yes | 2015-03-12 |  | 0
FALSE | 4TTR6036B1 | 3674 | 5866505 | TRANE | 4TTR6036B1 | AC | Split System: Air-Cooled Condensing Unit, Coil with Blower | 4TTR6036B1 |  | 4TXAC049BC3 | 12.5 | 15 | Yes | Yes | 2015-03-12 |  | 1
FALSE | 4TTR6036B1 | 3674 | 5866650 | TRANE | 4TTR6036B1 | AC | Split System: Air-Cooled Condensing Unit, Coil with Blower | 4TTR6036B1 |  | 4TXCB036BC3 | 12 | 14.5 | Yes | Yes | 2015-03-12 |  | 0
FALSE | 4TTR6036B1 | 3674 | 5866654 | TRANE | 4TTR6036B1 | AC | Split System: Air-Cooled Condensing Unit, Coil with Blower | 4TTR6036B1 |  | 4TXCB036BC3 | 12.2 | 14.5 | Yes | Yes | 2015-03-12 |  | 0
FALSE | 4TTR6036B1 | 3674 | 5866655 | TRANE | 4TTR6036B1 | AC | Split System: Air-Cooled Condensing Unit, Coil with Blower | 4TTR6036B1 |  | 4TXCB036BC3 | 12 | 14.5 | Yes | Yes | 2015-03-12 |  | 0
FALSE | 4TTR6036B1 | 3674 | 5866530 | TRANE | 4TTR6036B1 | AC | Split System: Air-Cooled Condensing Unit, Coil with Blower | 4TTR6036B1 |  | 4TXAC060BC3 | 12.5 | 15 | Yes | Yes | 2015-03-12 |  | 1
FALSE | 4TTR6036B1 | 3674 | 5866662 | TRANE | 4TTR6036B1 | AC | Split System: Air-Cooled Condensing Unit, Coil with Blower | 4TTR6036B1 |  | 4TXCB036BC3 | 12 | 14.5 | Yes | Yes | 2015-03-12 |  | 0
FALSE | 4TTR6036B1 | 3674 | 5866717 | TRANE | 4TTR6036B1 | AC | Split System: Air-Cooled Condensing Unit, Coil with Blower | 4TTR6036B1 |  | 4TXCB042BC3 | 12.2 | 14.5 | Yes | Yes | 2015-03-12 |  | 0
FALSE | 4TTR6036B1 | 3674 | 5866685 | TRANE | 4TTR6036B1 | AC | Split System: Air-Cooled Condensing Unit, Coil with Blower | 4TTR6036B1 |  | 4TXCB042BC3 | 12.2 | 14.5 | Yes | Yes | 2015-03-12 |  | 0
FALSE | 4TTR6036B1 | 3674 | 5866686 | TRANE | 4TTR6036B1 | AC | Split System: Air-Cooled Condensing Unit, Coil with Blower | 4TTR6036B1 |  | 4TXCB042BC3 | 12.2 | 14.5 | Yes | Yes | 2015-03-12 |  | 0
FALSE | 4TTR6036B1 | 3674 | 5866687 | TRANE | 4TTR6036B1 | AC | Split System: Air-Cooled Condensing Unit, Coil with Blower | 4TTR6036B1 |  | 4TXCB042BC3 | 12.2 | 14.5 | Yes | Yes | 2015-03-12 |  | 0
FALSE | 4TTR6036B1 | 3674 | 5866688 | TRANE | 4TTR6036B1 | AC | Split System: Air-Cooled Condensing Unit, Coil with Blower | 4TTR6036B1 |  | 4TXCB042BC3 | 12.2 | 14.5 | Yes | Yes | 2015-03-12 |  | 0
FALSE | 4TTR6036B1 | 3674 | 5866715 | TRANE | 4TTR6036B1 | AC | Split System: Air-Cooled Condensing Unit, Coil with Blower | 4TTR6036B1 |  | 4TXCB042BC3 | 12.2 | 14.5 | Yes | Yes | 2015-03-12 |  | 0
FALSE | 4TTR6036B1 | 3674 | 5866837 | TRANE | 4TTR6036B1 | AC | Split System: Air-Cooled Condensing Unit, Coil with Blower | 4TTR6036B1 |  | 4TXCC043BC3 | 12.2 | 14.5 | Yes | Yes | 2015-03-12 |  | 0
FALSE | 4TTR6036B1 | 3674 | 5866839 | TRANE | 4TTR6036B1 | AC | Split System: Air-Cooled Condensing Unit, Coil with Blower | 4TTR6036B1 |  | 4TXCC043BC3 | 12.5 | 15 | Yes | Yes | 2015-03-12 |  | 1
FALSE | 4TTR6036B1 | 3674 | 5866840 | TRANE | 4TTR6036B1 | AC | Split System: Air-Cooled Condensing Unit, Coil with Blower | 4TTR6036B1 |  | 4TXCC043BC3 | 12.2 | 14.5 | Yes | Yes | 2015-03-12 |  | 0
FALSE | 4TTR6036B1 | 3674 | 5866841 | TRANE | 4TTR6036B1 | AC | Split System: Air-Cooled Condensing Unit, Coil with Blower | 4TTR6036B1 |  | 4TXCC043BC3 | 12.2 | 14.5 | Yes | Yes | 2015-03-12 |  | 0
FALSE | 4TTR6036B1 | 3674 | 5866842 | TRANE | 4TTR6036B1 | AC | Split System: Air-Cooled Condensing Unit, Coil with Blower | 4TTR6036B1 |  | 4TXCC043BC3 | 12.2 | 14.5 | Yes | Yes | 2015-03-12 |  | 0
FALSE | 4TTR6036B1 | 3674 | 5866862 | TRANE | 4TTR6036B1 | AC | Split System: Air-Cooled Condensing Unit, Coil with Blower | 4TTR6036B1 |  | 4TXCC044BC3 | 12.5 | 15 | Yes | Yes | 2015-03-12 |  | 1
FALSE | 4TTR6030B1 | 3522 | 5865540 | TRANE | 4TTR6030B1 | AC | Split System: Air-Cooled Condensing Unit, Coil with Blower | 4TTR6030B1 |  | 4TXAB025BC3 | 12.5 | 15 | Yes | Yes | 2015-03-12 |  | 1
FALSE | 4TTR6030B1 | 3522 | 5865541 | TRANE | 4TTR6030B1 | AC | Split System: Air-Cooled Condensing Unit, Coil with Blower | 4TTR6030B1 |  | 4TXAB025BC3 | 12.5 | 15 | Yes | Yes | 2015-03-12 |  | 1
FALSE | 4TTR6030B1 | 3522 | 5865545 | TRANE | 4TTR6030B1 | AC | Split System: Air-Cooled Condensing Unit, Coil with Blower | 4TTR6030B1 |  | 4TXAB025BC3 | 12.5 | 14.5 | Yes | Yes | 2015-03-12 |  | 0
FALSE | 4TTR6030B1 | 3522 | 5865558 | TRANE | 4TTR6030B1 | AC | Split System: Air-Cooled Condensing Unit, Coil with Blower | 4TTR6030B1 |  | 4TXAB031BC3 | 12.5 | 14.5 | Yes | Yes | 2015-03-12 |  | 0
FALSE | 4TTR6030B1 | 3522 | 5865617 | TRANE | 4TTR6030B1 | AC | Split System: Air-Cooled Condensing Unit, Coil with Blower | 4TTR6030B1 |  | 4TXAB042BC3 | 12.5 | 15 | Yes | Yes | 2015-03-12 |  | 1
FALSE | 4TTR6030B1 | 3522 | 5865639 | TRANE | 4TTR6030B1 | AC | Split System: Air-Cooled Condensing Unit, Coil with Blower | 4TTR6030B1 |  | 4TXAC037BC3 | 12.5 | 15 | Yes | Yes | 2015-03-12 |  | 1
FALSE | 4TTR6030B1 | 3522 | 5865962 | TRANE | 4TTR6030B1 | AC | Split System: Air-Cooled Condensing Unit, Coil with Blower | 4TTR6030B1 |  | 4TXCC037BC3 | 13 | 15.25 | Yes | Yes | 2015-03-12 |  | 1
FALSE | 4TTR6030B1 | 3522 | 5865964 | TRANE | 4TTR6030B1 | AC | Split System: Air-Cooled Condensing Unit, Coil with Blower | 4TTR6030B1 |  | 4TXCC037BC3 | 12.2 | 14.5 | Yes | Yes | 2015-03-12 |  | 0
FALSE | 4TTR6030B1 | 3522 | 5866046 | TRANE | 4TTR6030B1 | AC | Split System: Air-Cooled Condensing Unit, Coil with Blower | 4TTR6030B1 |  | 4TXCC044BC3 | 12.5 | 14.75 | Yes | Yes | 2015-03-12 |  | 0
FALSE | 4TTR6030B1 | 3522 | 5866048 | TRANE | 4TTR6030B1 | AC | Split System: Air-Cooled Condensing Unit, Coil with Blower | 4TTR6030B1 |  | 4TXCC044BC3 | 12.5 | 14.75 | Yes | Yes | 2015-03-12 |  | 0
FALSE | 4TTR6030B1 | 3522 | 5866065 | TRANE | 4TTR6030B1 | AC | Split System: Air-Cooled Condensing Unit, Coil with Blower | 4TTR6030B1 |  | 4TXCC044BC3 | 13 | 16 | Yes | Yes | 2015-03-12 |  | 2
FALSE | 4TTR6030B1 | 3522 | 5866066 | TRANE | 4TTR6030B1 | AC | Split System: Air-Cooled Condensing Unit, Coil with Blower | 4TTR6030B1 |  | 4TXCC044BC3 | 12.5 | 15 | Yes | Yes | 2015-03-12 |  | 1
FALSE | 4TTR6030B1 | 3522 | 5866067 | TRANE | 4TTR6030B1 | AC | Split System: Air-Cooled Condensing Unit, Coil with Blower | 4TTR6030B1 |  | 4TXCC044BC3 | 12.5 | 15 | Yes | Yes | 2015-03-12 |  | 1
FALSE | 4TTR6030B1 | 3522 | 5866068 | TRANE | 4TTR6030B1 | AC | Split System: Air-Cooled Condensing Unit, Coil with Blower | 4TTR6030B1 |  | 4TXCC044BC3 | 12.5 | 15 | Yes | Yes | 2015-03-12 |  | 1
FALSE | 4TTR6030B1 | 3522 | 5865573 | TRANE | 4TTR6030B1 | AC | Split System: Air-Cooled Condensing Unit, Coil with Blower | 4TTR6030B1 |  | 4TXAB031BC3 | 12.5 | 14.5 | Yes | Yes | 2015-03-12 |  | 0
FALSE | 4TTR6030B1 | 3522 | 5865574 | TRANE | 4TTR6030B1 | AC | Split System: Air-Cooled Condensing Unit, Coil with Blower | 4TTR6030B1 |  | 4TXAB031BC3 | 12.5 | 14.5 | Yes | Yes | 2015-03-12 |  | 0
FALSE | 4TTR6030B1 | 3522 | 5865575 | TRANE | 4TTR6030B1 | AC | Split System: Air-Cooled Condensing Unit, Coil with Blower | 4TTR6030B1 |  | 4TXAB031BC3 | 12.5 | 15 | Yes | Yes | 2015-03-12 |  | 1
FALSE | 4TTR6030B1 | 3522 | 5865576 | TRANE | 4TTR6030B1 | AC | Split System: Air-Cooled Condensing Unit, Coil with Blower | 4TTR6030B1 |  | 4TXAB031BC3 | 12.5 | 15 | Yes | Yes | 2015-03-12 |  | 1
FALSE | 4TTR6030B1 | 3522 | 5865560 | TRANE | 4TTR6030B1 | AC | Split System: Air-Cooled Condensing Unit, Coil with Blower | 4TTR6030B1 |  | 4TXAB031BC3 | 12.5 | 15 | Yes | Yes | 2015-03-12 |  | 1
FALSE | 4TTR6030B1 | 3522 | 5865564 | TRANE | 4TTR6030B1 | AC | Split System: Air-Cooled Condensing Unit, Coil with Blower | 4TTR6030B1 |  | 4TXAB031BC3 | 12.5 | 14.5 | Yes | Yes | 2015-03-12 |  | 0
FALSE | 4TTR6030B1 | 3522 | 5865652 | TRANE | 4TTR6030B1 | AC | Split System: Air-Cooled Condensing Unit, Coil with Blower | 4TTR6030B1 |  | 4TXAC037BC3 | 12.5 | 15.5 | Yes | Yes | 2015-03-12 |  | 1
FALSE | 4TTR6030B1 | 3522 | 5865650 | TRANE | 4TTR6030B1 | AC | Split System: Air-Cooled Condensing Unit, Coil with Blower | 4TTR6030B1 |  | 4TXAC037BC3 | 12.5 | 14.5 | Yes | Yes | 2015-03-12 |  | 0
FALSE | 4TTR6030B1 | 3522 | 5865648 | TRANE | 4TTR6030B1 | AC | Split System: Air-Cooled Condensing Unit, Coil with Blower | 4TTR6030B1 |  | 4TXAC037BC3 | 12.5 | 14.5 | Yes | Yes | 2015-03-12 |  | 0
FALSE | 4TTR6030B1 | 3522 | 5865647 | TRANE | 4TTR6030B1 | AC | Split System: Air-Cooled Condensing Unit, Coil with Blower | 4TTR6030B1 |  | 4TXAC037BC3 | 12.5 | 15 | Yes | Yes | 2015-03-12 |  | 1
FALSE | 4TTR6030B1 | 3522 | 5865644 | TRANE | 4TTR6030B1 | AC | Split System: Air-Cooled Condensing Unit, Coil with Blower | 4TTR6030B1 |  | 4TXAC037BC3 | 12.5 | 15 | Yes | Yes | 2015-03-12 |  | 1
FALSE | 4TTR6030B1 | 3522 | 5865785 | TRANE | 4TTR6030B1 | AC | Split System: Air-Cooled Condensing Unit, Coil with Blower | 4TTR6030B1 |  | 4TXCB031BC3 | 12.5 | 14.5 | Yes | Yes | 2015-03-12 |  | 0
FALSE | 4TTR6030B1 | 3522 | 5865581 | TRANE | 4TTR6030B1 | AC | Split System: Air-Cooled Condensing Unit, Coil with Blower | 4TTR6030B1 |  | 4TXAB032BC3 | 12.5 | 15 | Yes | Yes | 2015-03-12 |  | 1
FALSE | 4TTR6030B1 | 3522 | 5865585 | TRANE | 4TTR6030B1 | AC | Split System: Air-Cooled Condensing Unit, Coil with Blower | 4TTR6030B1 |  | 4TXAB032BC3 | 12.5 | 14.5 | Yes | Yes | 2015-03-12 |  | 0
FALSE | 4TTR6030B1 | 3522 | 5865588 | TRANE | 4TTR6030B1 | AC | Split System: Air-Cooled Condensing Unit, Coil with Blower | 4TTR6030B1 |  | 4TXAB032BC3 | 12.5 | 15 | Yes | Yes | 2015-03-12 |  | 1
FALSE | 4TTR6030B1 | 3522 | 5865589 | TRANE | 4TTR6030B1 | AC | Split System: Air-Cooled Condensing Unit, Coil with Blower | 4TTR6030B1 |  | 4TXAB032BC3 | 12.5 | 15.5 | Yes | Yes | 2015-03-12 |  | 1
FALSE | 4TTR6030B1 | 3522 | 5865592 | TRANE | 4TTR6030B1 | AC | Split System: Air-Cooled Condensing Unit, Coil with Blower | 4TTR6030B1 |  | 4TXAB032BC3 | 12.5 | 14.5 | Yes | Yes | 2015-03-12 |  | 0
FALSE | 4TTR6030B1 | 3522 | 5865675 | TRANE | 4TTR6030B1 | AC | Split System: Air-Cooled Condensing Unit, Coil with Blower | 4TTR6030B1 |  | 4TXAC043BC3 | 12.5 | 15 | Yes | Yes | 2015-03-12 |  | 1
FALSE | 4TTR6030B1 | 3522 | 5865674 | TRANE | 4TTR6030B1 | AC | Split System: Air-Cooled Condensing Unit, Coil with Blower | 4TTR6030B1 |  | 4TXAC043BC3 | 12.5 | 15 | Yes | Yes | 2015-03-12 |  | 1
FALSE | 4TTR6030B1 | 3522 | 5865673 | TRANE | 4TTR6030B1 | AC | Split System: Air-Cooled Condensing Unit, Coil with Blower | 4TTR6030B1 |  | 4TXAC043BC3 | 12.5 | 15 | Yes | Yes | 2015-03-12 |  | 1
FALSE | 4TTR6030B1 | 3522 | 5865670 | TRANE | 4TTR6030B1 | AC | Split System: Air-Cooled Condensing Unit, Coil with Blower | 4TTR6030B1 |  | 4TXAC043BC3 | 12.5 | 15 | Yes | Yes | 2015-03-12 |  | 1
FALSE | 4TTR6030B1 | 3522 | 5865669 | TRANE | 4TTR6030B1 | AC | Split System: Air-Cooled Condensing Unit, Coil with Blower | 4TTR6030B1 |  | 4TXAC043BC3 | 12.5 | 15 | Yes | Yes | 2015-03-12 |  | 1
FALSE | 4TTR6030B1 | 3522 | 5865666 | TRANE | 4TTR6030B1 | AC | Split System: Air-Cooled Condensing Unit, Coil with Blower | 4TTR6030B1 |  | 4TXAC043BC3 | 12.5 | 15.5 | Yes | Yes | 2015-03-12 |  | 1
FALSE | 4TTR6030B1 | 3522 | 5865722 | TRANE | 4TTR6030B1 | AC | Split System: Air-Cooled Condensing Unit, Coil with Blower | 4TTR6030B1 |  | 4TXCB004CC3 | 12.5 | 14.75 | Yes | Yes | 2015-03-12 |  | 0
FALSE | 4TTR6030B1 | 3522 | 5865730 | TRANE | 4TTR6030B1 | AC | Split System: Air-Cooled Condensing Unit, Coil with Blower | 4TTR6030B1 |  | 4TXCB004CC3 | 13 | 15.25 | Yes | Yes | 2015-03-12 |  | 1
FALSE | 4TTR6030B1 | 3522 | 5865755 | TRANE | 4TTR6030B1 | AC | Split System: Air-Cooled Condensing Unit, Coil with Blower | 4TTR6030B1 |  | 4TXCB025BC3 | 12.5 | 14.5 | Yes | Yes | 2015-03-12 |  | 0
FALSE | 4TTR6030B1 | 3522 | 5865826 | TRANE | 4TTR6030B1 | AC | Split System: Air-Cooled Condensing Unit, Coil with Blower | 4TTR6030B1 |  | 4TXCB032BC3 | 12.5 | 15 | Yes | Yes | 2015-03-12 |  | 1
FALSE | 4TTR6030B1 | 3522 | 5865827 | TRANE | 4TTR6030B1 | AC | Split System: Air-Cooled Condensing Unit, Coil with Blower | 4TTR6030B1 |  | 4TXCB032BC3 | 12.5 | 15 | Yes | Yes | 2015-03-12 |  | 1
FALSE | 4TTR6030B1 | 3522 | 5865845 | TRANE | 4TTR6030B1 | AC | Split System: Air-Cooled Condensing Unit, Coil with Blower | 4TTR6030B1 |  | 4TXCB036BC3 | 12.5 | 15 | Yes | Yes | 2015-03-12 |  | 1
FALSE | 4TTR6030B1 | 3522 | 5865846 | TRANE | 4TTR6030B1 | AC | Split System: Air-Cooled Condensing Unit, Coil with Blower | 4TTR6030B1 |  | 4TXCB036BC3 | 13 | 15 | Yes | Yes | 2015-03-12 |  | 1
FALSE | 4TTR6030B1 | 3522 | 5865885 | TRANE | 4TTR6030B1 | AC | Split System: Air-Cooled Condensing Unit, Coil with Blower | 4TTR6030B1 |  | 4TXCB042BC3 | 12.5 | 15 | Yes | Yes | 2015-03-12 |  | 1
FALSE | 4TTR6030B1 | 3522 | 5865886 | TRANE | 4TTR6030B1 | AC | Split System: Air-Cooled Condensing Unit, Coil with Blower | 4TTR6030B1 |  | 4TXCB042BC3 | 12.5 | 15 | Yes | Yes | 2015-03-12 |  | 1
FALSE | 4TTR6030B1 | 3522 | 5865745 | TRANE | 4TTR6030B1 | AC | Split System: Air-Cooled Condensing Unit, Coil with Blower | 4TTR6030B1 |  | 4TXCB025BC3 | 12.5 | 14.5 | Yes | Yes | 2015-03-12 |  | 0
FALSE | 4TTR6030B1 | 3522 | 5865757 | TRANE | 4TTR6030B1 | AC | Split System: Air-Cooled Condensing Unit, Coil with Blower | 4TTR6030B1 |  | 4TXCB025BC3 | 12.5 | 14.5 | Yes | Yes | 2015-03-12 |  | 0
FALSE | 4TTR6030B1 | 3522 | 5865750 | TRANE | 4TTR6030B1 | AC | Split System: Air-Cooled Condensing Unit, Coil with Blower | 4TTR6030B1 |  | 4TXCB025BC3 | 12.5 | 14.5 | Yes | Yes | 2015-03-12 |  | 0
FALSE | 4TTR6030B1 | 3522 | 5865819 | TRANE | 4TTR6030B1 | AC | Split System: Air-Cooled Condensing Unit, Coil with Blower | 4TTR6030B1 |  | 4TXCB032BC3 | 12.5 | 14.5 | Yes | Yes | 2015-03-12 |  | 0
FALSE | 4TTR6030B1 | 3522 | 5865823 | TRANE | 4TTR6030B1 | AC | Split System: Air-Cooled Condensing Unit, Coil with Blower | 4TTR6030B1 |  | 4TXCB032BC3 | 12.5 | 14.5 | Yes | Yes | 2015-03-12 |  | 0
FALSE | 4TTR6030B1 | 3522 | 5865812 | TRANE | 4TTR6030B1 | AC | Split System: Air-Cooled Condensing Unit, Coil with Blower | 4TTR6030B1 |  | 4TXCB032BC3 | 12.5 | 15 | Yes | Yes | 2015-03-12 |  | 1
FALSE | 4TTR6030B1 | 3522 | 5865874 | TRANE | 4TTR6030B1 | AC | Split System: Air-Cooled Condensing Unit, Coil with Blower | 4TTR6030B1 |  | 4TXCB042BC3 | 12.5 | 14.5 | Yes | Yes | 2015-03-12 |  | 0
FALSE | 4TTR6030B1 | 3522 | 5865884 | TRANE | 4TTR6030B1 | AC | Split System: Air-Cooled Condensing Unit, Coil with Blower | 4TTR6030B1 |  | 4TXCB042BC3 | 12.5 | 15 | Yes | Yes | 2015-03-12 |  | 1
FALSE | 4TTR6030B1 | 3522 | 5865941 | TRANE | 4TTR6030B1 | AC | Split System: Air-Cooled Condensing Unit, Coil with Blower | 4TTR6030B1 |  | 4TXCC007CC3 | 12.5 | 14.75 | Yes | Yes | 2015-03-12 |  | 0
FALSE | 4TTR6030B1 | 3522 | 5865943 | TRANE | 4TTR6030B1 | AC | Split System: Air-Cooled Condensing Unit, Coil with Blower | 4TTR6030B1 |  | 4TXCC007CC3 | 12.5 | 14.75 | Yes | Yes | 2015-03-12 |  | 0
FALSE | 4TTR6030B1 | 3522 | 5865946 | TRANE | 4TTR6030B1 | AC | Split System: Air-Cooled Condensing Unit, Coil with Blower | 4TTR6030B1 |  | 4TXCC007CC3 | 13 | 15 | Yes | Yes | 2015-03-12 |  | 1
FALSE | 4TTR6030B1 | 3522 | 5865947 | TRANE | 4TTR6030B1 | AC | Split System: Air-Cooled Condensing Unit, Coil with Blower | 4TTR6030B1 |  | 4TXCC007CC3 | 13 | 15 | Yes | Yes | 2015-03-12 |  | 1
FALSE | 4TTR6030B1 | 3522 | 5865968 | TRANE | 4TTR6030B1 | AC | Split System: Air-Cooled Condensing Unit, Coil with Blower | 4TTR6030B1 |  | 4TXCC037BC3 | 12.5 | 15 | Yes | Yes | 2015-03-12 |  | 1
FALSE | 4TTR6030B1 | 3522 | 5865969 | TRANE | 4TTR6030B1 | AC | Split System: Air-Cooled Condensing Unit, Coil with Blower | 4TTR6030B1 |  | 4TXCC037BC3 | 12.5 | 15 | Yes | Yes | 2015-03-12 |  | 1
FALSE | 4TTR6030B1 | 3522 | 5865970 | TRANE | 4TTR6030B1 | AC | Split System: Air-Cooled Condensing Unit, Coil with Blower | 4TTR6030B1 |  | 4TXCC037BC3 | 12.5 | 15 | Yes | Yes | 2015-03-12 |  | 1
FALSE | 4TTR6030B1 | 3522 | 5866003 | TRANE | 4TTR6030B1 | AC | Split System: Air-Cooled Condensing Unit, Coil with Blower | 4TTR6030B1 |  | 4TXCC043BC3 | 12.5 | 14.5 | Yes | Yes | 2015-03-12 |  | 0
FALSE | 4TTR6030B1 | 3522 | 5866005 | TRANE | 4TTR6030B1 | AC | Split System: Air-Cooled Condensing Unit, Coil with Blower | 4TTR6030B1 |  | 4TXCC043BC3 | 12.5 | 14.5 | Yes | Yes | 2015-03-12 |  | 0
FALSE | 4TTR6030B1 | 3522 | 5866006 | TRANE | 4TTR6030B1 | AC | Split System: Air-Cooled Condensing Unit, Coil with Blower | 4TTR6030B1 |  | 4TXCC043BC3 | 12.5 | 15 | Yes | Yes | 2015-03-12 |  | 1
FALSE | 4TTR6030B1 | 3522 | 5866007 | TRANE | 4TTR6030B1 | AC | Split System: Air-Cooled Condensing Unit, Coil with Blower | 4TTR6030B1 |  | 4TXCC043BC3 | 13 | 15.25 | Yes | Yes | 2015-03-12 |  | 1
FALSE | 4TTR6030B1 | 3522 | 5866008 | TRANE | 4TTR6030B1 | AC | Split System: Air-Cooled Condensing Unit, Coil with Blower | 4TTR6030B1 |  | 4TXCC043BC3 | 13 | 15.25 | Yes | Yes | 2015-03-12 |  | 1
FALSE | 4TTR6042B1 | 3680 | 5867525 | TRANE | 4TTR6042B1 | AC | Split System: Air-Cooled Condensing Unit, Coil with Blower | 4TTR6042B1 |  | 4TXCC049BC3 | 12.5 | 15 | Yes | Yes | 2015-03-12 |  | 1
FALSE | 4TTR6042B1 | 3680 | 5867583 | TRANE | 4TTR6042B1 | AC | Split System: Air-Cooled Condensing Unit, Coil with Blower | 4TTR6042B1 |  | 4TXCD050BC3 | 12.5 | 15 | Yes | Yes | 2015-03-12 |  | 1
FALSE | 4TTR6042B1 | 3680 | 5867586 | TRANE | 4TTR6042B1 | AC | Split System: Air-Cooled Condensing Unit, Coil with Blower | 4TTR6042B1 |  | 4TXCD050BC3 | 12 | 14.5 | Yes | Yes | 2015-03-12 |  | 0
FALSE | 4TTR6042B1 | 3680 | 5867588 | TRANE | 4TTR6042B1 | AC | Split System: Air-Cooled Condensing Unit, Coil with Blower | 4TTR6042B1 |  | 4TXCD050BC3 | 12 | 14.5 | Yes | Yes | 2015-03-12 |  | 0
FALSE | 4TTR6042B1 | 3680 | 5867590 | TRANE | 4TTR6042B1 | AC | Split System: Air-Cooled Condensing Unit, Coil with Blower | 4TTR6042B1 |  | 4TXCD050BC3 | 12 | 14.5 | Yes | Yes | 2015-03-12 |  | 0
FALSE | 4TTR6042B1 | 3680 | 5867592 | TRANE | 4TTR6042B1 | AC | Split System: Air-Cooled Condensing Unit, Coil with Blower | 4TTR6042B1 |  | 4TXCD050BC3 | 12.5 | 15 | Yes | Yes | 2015-03-12 |  | 1
FALSE | 4TTR6048B1 | 3695 | 5867730 | TRANE | 4TTR6048B1 | AC | Split System: Air-Cooled Condensing Unit, Coil with Blower | 4TTR6048B1 |  | 4TXAC043BC3 | 12 | 14.5 | Yes | Yes | 2015-03-12 |  | 0
FALSE | 4TTR6048B1 | 3695 | 5867728 | TRANE | 4TTR6048B1 | AC | Split System: Air-Cooled Condensing Unit, Coil with Blower | 4TTR6048B1 |  | 4TXAC043BC3 | 12 | 14.5 | Yes | Yes | 2015-03-12 |  | 0
FALSE | 4TTR6048B1 | 3695 | 5867733 | TRANE | 4TTR6048B1 | AC | Split System: Air-Cooled Condensing Unit, Coil with Blower | 4TTR6048B1 |  | 4TXAC044BC3 | 12.2 | 15 | Yes | Yes | 2015-03-12 |  | 0
FALSE | 4TTR6048B1 | 3695 | 5867734 | TRANE | 4TTR6048B1 | AC | Split System: Air-Cooled Condensing Unit, Coil with Blower | 4TTR6048B1 |  | 4TXAC044BC3 | 12.2 | 15 | Yes | Yes | 2015-03-12 |  | 0
FALSE | 4TTR6048B1 | 3695 | 5867736 | TRANE | 4TTR6048B1 | AC | Split System: Air-Cooled Condensing Unit, Coil with Blower | 4TTR6048B1 |  | 4TXAC044BC3 | 12 | 14.5 | Yes | Yes | 2015-03-12 |  | 0
FALSE | 4TTR6048B1 | 3695 | 5867808 | TRANE | 4TTR6048B1 | AC | Split System: Air-Cooled Condensing Unit, Coil with Blower | 4TTR6048B1 |  | 4TXAD061BC3 | 12 | 15 | Yes | Yes | 2015-03-12 |  | 0
FALSE | 4TTR6048B1 | 3695 | 5867807 | TRANE | 4TTR6048B1 | AC | Split System: Air-Cooled Condensing Unit, Coil with Blower | 4TTR6048B1 |  | 4TXAD061BC3 | 12 | 14.5 | Yes | Yes | 2015-03-12 |  | 0
FALSE | 4TTR6048B1 | 3695 | 5867806 | TRANE | 4TTR6048B1 | AC | Split System: Air-Cooled Condensing Unit, Coil with Blower | 4TTR6048B1 |  | 4TXAD061BC3 | 12 | 14.5 | Yes | Yes | 2015-03-12 |  | 0
FALSE | 4TTR6048B1 | 3695 | 5867859 | TRANE | 4TTR6048B1 | AC | Split System: Air-Cooled Condensing Unit, Coil with Blower | 4TTR6048B1 |  | 4TXCC043BC3 | 12 | 14.5 | Yes | Yes | 2015-03-12 |  | 0
FALSE | 4TTR6048B1 | 3695 | 5867861 | TRANE | 4TTR6048B1 | AC | Split System: Air-Cooled Condensing Unit, Coil with Blower | 4TTR6048B1 |  | 4TXCC043BC3 | 12 | 14.5 | Yes | Yes | 2015-03-12 |  | 0
FALSE | 4TTR6048B1 | 3695 | 5867862 | TRANE | 4TTR6048B1 | AC | Split System: Air-Cooled Condensing Unit, Coil with Blower | 4TTR6048B1 |  | 4TXCC043BC3 | 12 | 14.5 | Yes | Yes | 2015-03-12 |  | 0
FALSE | 4TTR6048B1 | 3695 | 5867864 | TRANE | 4TTR6048B1 | AC | Split System: Air-Cooled Condensing Unit, Coil with Blower | 4TTR6048B1 |  | 4TXCC043BC3 | 12 | 14.5 | Yes | Yes | 2015-03-12 |  | 0
FALSE | 4TTR6048B1 | 3695 | 5867880 | TRANE | 4TTR6048B1 | AC | Split System: Air-Cooled Condensing Unit, Coil with Blower | 4TTR6048B1 |  | 4TXCC044BC3 | 12.2 | 15 | Yes | Yes | 2015-03-12 |  | 0
FALSE | 4TTR6048B1 | 3695 | 5867903 | TRANE | 4TTR6048B1 | AC | Split System: Air-Cooled Condensing Unit, Coil with Blower | 4TTR6048B1 |  | 4TXCC044BC3 | 12.2 | 15 | Yes | Yes | 2015-03-12 |  | 0
FALSE | 4TTR6048B1 | 3695 | 5867948 | TRANE | 4TTR6048B1 | AC | Split System: Air-Cooled Condensing Unit, Coil with Blower | 4TTR6048B1 |  | 4TXCC060BC3 | 12 | 14.5 | Yes | Yes | 2015-03-12 |  | 0
FALSE | 4TTR6048B1 | 3695 | 5867949 | TRANE | 4TTR6048B1 | AC | Split System: Air-Cooled Condensing Unit, Coil with Blower | 4TTR6048B1 |  | 4TXCC060BC3 | 12 | 14.5 | Yes | Yes | 2015-03-12 |  | 0
FALSE | 4TTR6048B1 | 3695 | 5867950 | TRANE | 4TTR6048B1 | AC | Split System: Air-Cooled Condensing Unit, Coil with Blower | 4TTR6048B1 |  | 4TXCC060BC3 | 12 | 14.5 | Yes | Yes | 2015-03-12 |  | 0
FALSE | 4TTR6048B1 | 3695 | 5867973 | TRANE | 4TTR6048B1 | AC | Split System: Air-Cooled Condensing Unit, Coil with Blower | 4TTR6048B1 |  | 4TXCD050BC3 | 12.2 | 15 | Yes | Yes | 2015-03-12 |  | 0
FALSE | 4TTR6048B1 | 3695 | 5867974 | TRANE | 4TTR6048B1 | AC | Split System: Air-Cooled Condensing Unit, Coil with Blower | 4TTR6048B1 |  | 4TXCD050BC3 | 12.2 | 15 | Yes | Yes | 2015-03-12 |  | 0
FALSE | 4TTR6049B1 | 3692 | 5868269 | TRANE | 4TTR6049B1 | AC | Split System: Air-Cooled Condensing Unit, Coil with Blower | 4TTR6049B1 |  | 4TXAD064BC3 | 12.5 | 15 | Yes | Yes | 2015-03-12 |  | 1
FALSE | 4TTR6049B1 | 3692 | 5868270 | TRANE | 4TTR6049B1 | AC | Split System: Air-Cooled Condensing Unit, Coil with Blower | 4TTR6049B1 |  | 4TXAD064BC3 | 12.5 | 15 | Yes | Yes | 2015-03-12 |  | 1
FALSE | 4TTR6049B1 | 3692 | 5868273 | TRANE | 4TTR6049B1 | AC | Split System: Air-Cooled Condensing Unit, Coil Alone | 4TTR6049B1 |  | 4TXAD064BC3 | 12 | 14.5 | Yes | Yes | 2015-03-12 |  | 0
FALSE | 4TTR6048B1 | 3695 | 5867881 | TRANE | 4TTR6048B1 | AC | Split System: Air-Cooled Condensing Unit, Coil with Blower | 4TTR6048B1 |  | 4TXCC044BC3 | 12.5 | 15 | Yes | Yes | 2015-03-12 |  | 1
FALSE | 4TTR6049B1 | 3692 | 5868463 | TRANE | 4TTR6049B1 | AC | Split System: Air-Cooled Condensing Unit, Coil with Blower | 4TTR6049B1 |  | 4TXCD010CC3 | 13 | 16 | Yes | Yes | 2015-03-12 |  | 2
FALSE | 4TTR6049B1 | 3692 | 5868464 | TRANE | 4TTR6049B1 | AC | Split System: Air-Cooled Condensing Unit, Coil with Blower | 4TTR6049B1 |  | 4TXCD010CC3 | 12.5 | 15 | Yes | Yes | 2015-03-12 |  | 1
FALSE | 4TTR6049B1 | 3692 | 5868465 | TRANE | 4TTR6049B1 | AC | Split System: Air-Cooled Condensing Unit, Coil with Blower | 4TTR6049B1 |  | 4TXCD010CC3 | 12.5 | 15 | Yes | Yes | 2015-03-12 |  | 1
FALSE | 4TTR6049B1 | 3692 | 5868472 | TRANE | 4TTR6049B1 | AC | Split System: Air-Cooled Condensing Unit, Coil with Blower | 4TTR6049B1 |  | 4TXCD010CC3 | 12 | 14.5 | Yes | Yes | 2015-03-12 |  | 0
FALSE | 4TTR6049B1 | 3692 | 5868473 | TRANE | 4TTR6049B1 | AC | Split System: Air-Cooled Condensing Unit, Coil with Blower | 4TTR6049B1 |  | 4TXCD010CC3 | 12 | 14.5 | Yes | Yes | 2015-03-12 |  | 0
FALSE | 4TTR6049B1 | 3692 | 5868596 | TRANE | 4TTR6049B1 | AC | Split System: Air-Cooled Condensing Unit, Coil with Blower | 4TTR6049B1 |  | 4TXCD064BC3 | 12.5 | 15 | Yes | Yes | 2015-03-12 |  | 1
FALSE | 4TTR6049B1 | 3692 | 5868597 | TRANE | 4TTR6049B1 | AC | Split System: Air-Cooled Condensing Unit, Coil with Blower | 4TTR6049B1 |  | 4TXCD064BC3 | 12.5 | 15 | Yes | Yes | 2015-03-12 |  | 1
FALSE | 4TTR6049B1 | 3692 | 5868600 | TRANE | 4TTR6049B1 | AC | Split System: Air-Cooled Condensing Unit, Coil Alone | 4TTR6049B1 |  | 4TXCD064BC3 | 12 | 14.5 | Yes | Yes | 2015-03-12 |  | 0
FALSE | 4TTR6049B1 | 3692 | 5868637 | TRANE | 4TTR6049B1 | AC | Split System: Air-Cooled Condensing Unit, Coil with Blower | 4TTR6049B1 |  | 4TXFH054CC3 | 13 | 16 | Yes | Yes | 2015-03-12 |  | 2
FALSE | 4TTR6048B1 | 3695 | 5867980 | TRANE | 4TTR6048B1 | AC | Split System: Air-Cooled Condensing Unit, Coil with Blower | 4TTR6048B1 |  | 4TXCD050BC3 | 12.2 | 14.5 | Yes | Yes | 2015-03-12 |  | 0
FALSE | 4TTR6048B1 | 3695 | 5867981 | TRANE | 4TTR6048B1 | AC | Split System: Air-Cooled Condensing Unit, Coil with Blower | 4TTR6048B1 |  | 4TXCD050BC3 | 12.2 | 14.75 | Yes | Yes | 2015-03-12 |  | 0
FALSE | 4TTR6048B1 | 3695 | 5867989 | TRANE | 4TTR6048B1 | AC | Split System: Air-Cooled Condensing Unit, Coil with Blower | 4TTR6048B1 |  | 4TXCD050BC3 | 12 | 14.5 | Yes | Yes | 2015-03-12 |  | 0
FALSE | 4TTR6048B1 | 3695 | 5867999 | TRANE | 4TTR6048B1 | AC | Split System: Air-Cooled Condensing Unit, Coil with Blower | 4TTR6048B1 |  | 4TXCD050BC3 | 12 | 14.5 | Yes | Yes | 2015-03-12 |  | 0
FALSE | 4TTR6048B1 | 3695 | 5868000 | TRANE | 4TTR6048B1 | AC | Split System: Air-Cooled Condensing Unit, Coil with Blower | 4TTR6048B1 |  | 4TXCD050BC3 | 12 | 14.5 | Yes | Yes | 2015-03-12 |  | 0
FALSE | 4TTR6048B1 | 3695 | 5868001 | TRANE | 4TTR6048B1 | AC | Split System: Air-Cooled Condensing Unit, Coil with Blower | 4TTR6048B1 |  | 4TXCD050BC3 | 12 | 14.5 | Yes | Yes | 2015-03-12 |  | 0
FALSE | 4TTR6049B1 | 3692 | 5868144 | TRANE | 4TTR6049B1 | AC | Split System: Air-Cooled Condensing Unit, Coil with Blower | 4TTR6049B1 |  | 4TXAC044BC3 | 12 | 14.5 | Yes | Yes | 2015-03-12 |  | 0
FALSE | 4TTR6049B1 | 3692 | 5868143 | TRANE | 4TTR6049B1 | AC | Split System: Air-Cooled Condensing Unit, Coil with Blower | 4TTR6049B1 |  | 4TXAC044BC3 | 12 | 14.5 | Yes | Yes | 2015-03-12 |  | 0
FALSE | 4TTR6049B1 | 3692 | 5868142 | TRANE | 4TTR6049B1 | AC | Split System: Air-Cooled Condensing Unit, Coil with Blower | 4TTR6049B1 |  | 4TXAC044BC3 | 12 | 14.5 | Yes | Yes | 2015-03-12 |  | 0
FALSE | 4TTR6049B1 | 3692 | 5868310 | TRANE | 4TTR6049B1 | AC | Split System: Air-Cooled Condensing Unit, Coil with Blower | 4TTR6049B1 |  | 4TXCC008CC3 | 13 | 16 | Yes | Yes | 2015-03-12 |  | 2
FALSE | 4TTR6049B1 | 3692 | 5868322 | TRANE | 4TTR6049B1 | AC | Split System: Air-Cooled Condensing Unit, Coil with Blower | 4TTR6049B1 |  | 4TXCC008CC3 | 12 | 14.5 | Yes | Yes | 2015-03-12 |  | 0
FALSE | 4TTR6049B1 | 3692 | 5868445 | TRANE | 4TTR6049B1 | AC | Split System: Air-Cooled Condensing Unit, Coil with Blower | 4TTR6049B1 |  | 4TXCD010CC3 | 12.5 | 15 | Yes | Yes | 2015-03-12 |  | 1
TRUE | 4TTR6049B1 | 3692 | 5868448 | TRANE | 4TTR6049B1 | AC | Split System: Air-Cooled Condensing Unit, Coil Alone | 4TTR6049B1 |  | 4TXCD010CC3 | 12 | 14.5 | Yes | Yes | 2015-03-12 |  | 0
FALSE | 4TTR6049B1 | 3692 | 5868484 | TRANE | 4TTR6049B1 | AC | Split System: Air-Cooled Condensing Unit, Coil with Blower | 4TTR6049B1 |  | 4TXCD050BC3 | 12.5 | 15 | Yes | Yes | 2015-03-12 |  | 1
FALSE | 4TTR6049B1 | 3692 | 5868485 | TRANE | 4TTR6049B1 | AC | Split System: Air-Cooled Condensing Unit, Coil with Blower | 4TTR6049B1 |  | 4TXCD050BC3 | 12.5 | 15 | Yes | Yes | 2015-03-12 |  | 1
FALSE | 4TTR6049B1 | 3692 | 5868486 | TRANE | 4TTR6049B1 | AC | Split System: Air-Cooled Condensing Unit, Coil with Blower | 4TTR6049B1 |  | 4TXCD050BC3 | 12.5 | 15 | Yes | Yes | 2015-03-12 |  | 1
FALSE | 4TTR6049B1 | 3692 | 5868649 | TRANE | 4TTR6049B1 | AC | Split System: Air-Cooled Condensing Unit, Coil with Blower | 4TTR6049B1 |  | 4TXFH054CC3 | 13 | 16 | Yes | Yes | 2015-03-12 |  | 2
FALSE | 4TTR6049B1 | 3692 | 5868651 | TRANE | 4TTR6049B1 | AC | Split System: Air-Cooled Condensing Unit, Coil with Blower | 4TTR6049B1 |  | 4TXFH054CC3 | 13 | 16 | Yes | Yes | 2015-03-12 |  | 2
FALSE | 4TTR6048B1 | 3695 | 5868014 | TRANE | 4TTR6048B1 | AC | Split System: Air-Cooled Condensing Unit, Coil with Blower | 4TTR6048B1 |  | 4TXCD061BC3 | 12 | 14.5 | Yes | Yes | 2015-03-12 |  | 0
FALSE | 4TTR6048B1 | 3695 | 5868029 | TRANE | 4TTR6048B1 | AC | Split System: Air-Cooled Condensing Unit, Coil with Blower | 4TTR6048B1 |  | 4TXCD061BC3 | 12 | 15 | Yes | Yes | 2015-03-12 |  | 0
FALSE | 4TTR6049B1 | 3692 | 5868154 | TRANE | 4TTR6049B1 | AC | Split System: Air-Cooled Condensing Unit, Coil with Blower | 4TTR6049B1 |  | 4TXAC044BC3 | 12.5 | 15 | Yes | Yes | 2015-03-12 |  | 1
FALSE | 4TTR6049B1 | 3692 | 5868153 | TRANE | 4TTR6049B1 | AC | Split System: Air-Cooled Condensing Unit, Coil Alone | 4TTR6049B1 |  | 4TXAC044BC3 | 12 | 14.5 | Yes | Yes | 2015-03-12 |  | 0
FALSE | 4TTR6049B1 | 3692 | 5868162 | TRANE | 4TTR6049B1 | AC | Split System: Air-Cooled Condensing Unit, Coil with Blower | 4TTR6049B1 |  | 4TXAC049BC3 | 12 | 14.5 | Yes | Yes | 2015-03-12 |  | 0
FALSE | 4TTR6049B1 | 3692 | 5868184 | TRANE | 4TTR6049B1 | AC | Split System: Air-Cooled Condensing Unit, Coil with Blower | 4TTR6049B1 |  | 4TXAC060BC3 | 13 | 16 | Yes | Yes | 2015-03-12 |  | 2
FALSE | 4TTR6049B1 | 3692 | 5868187 | TRANE | 4TTR6049B1 | AC | Split System: Air-Cooled Condensing Unit, Coil with Blower | 4TTR6049B1 |  | 4TXAC060BC3 | 12.5 | 15 | Yes | Yes | 2015-03-12 |  | 1
FALSE | 4TTR6049B1 | 3692 | 5868333 | TRANE | 4TTR6049B1 | AC | Split System: Air-Cooled Condensing Unit, Coil with Blower | 4TTR6049B1 |  | 4TXCC043BC3 | 12.5 | 15 | Yes | Yes | 2015-03-12 |  | 1
FALSE | 4TTR6049B1 | 3692 | 5868330 | TRANE | 4TTR6049B1 | AC | Split System: Air-Cooled Condensing Unit, Coil with Blower | 4TTR6049B1 |  | 4TXCC043BC3 | 12 | 14.5 | Yes | Yes | 2015-03-12 |  | 0
FALSE | 4TTR6049B1 | 3692 | 5868353 | TRANE | 4TTR6049B1 | AC | Split System: Air-Cooled Condensing Unit, Coil with Blower | 4TTR6049B1 |  | 4TXCC044BC3 | 12.5 | 15 | Yes | Yes | 2015-03-12 |  | 1
FALSE | 4TTR6049B1 | 3692 | 5868494 | TRANE | 4TTR6049B1 | AC | Split System: Air-Cooled Condensing Unit, Coil with Blower | 4TTR6049B1 |  | 4TXCD050BC3 | 12 | 15 | Yes | Yes | 2015-03-12 |  | 0
FALSE | 4TTR6049B1 | 3692 | 5868495 | TRANE | 4TTR6049B1 | AC | Split System: Air-Cooled Condensing Unit, Coil with Blower | 4TTR6049B1 |  | 4TXCD050BC3 | 12.5 | 15 | Yes | Yes | 2015-03-12 |  | 1
FALSE | 4TTR6049B1 | 3692 | 5868496 | TRANE | 4TTR6049B1 | AC | Split System: Air-Cooled Condensing Unit, Coil with Blower | 4TTR6049B1 |  | 4TXCD050BC3 | 12 | 14.5 | Yes | Yes | 2015-03-12 |  | 0
FALSE | 4TTR6049B1 | 3692 | 5868498 | TRANE | 4TTR6049B1 | AC | Split System: Air-Cooled Condensing Unit, Coil with Blower | 4TTR6049B1 |  | 4TXCD050BC3 | 12.5 | 15 | Yes | Yes | 2015-03-12 |  | 1
FALSE | 4TTR6049B1 | 3692 | 5868664 | TRANE | 4TTR6049B1 | AC | Split System: Air-Cooled Condensing Unit, Coil with Blower | 4TTR6049B1 |  | 4TXFH063CZ3 | 13 | 16 | Yes | Yes | 2015-03-12 |  | 2
FALSE | 4TTR6049B1 | 3692 | 5868701 | TRANE | 4TTR6049B1 | AC | Split System: Air-Cooled Condensing Unit, Coil with Blower | 4TTR6049B1 |  | 4TXFH063CZ3 | 13 | 16 | Yes | Yes | 2015-03-12 |  | 2
FALSE | 4TTR6049B1 | 3692 | 5868696 | TRANE | 4TTR6049B1 | AC | Split System: Air-Cooled Condensing Unit, Coil with Blower | 4TTR6049B1 |  | 4TXFH063CZ3 | 12.5 | 15 | Yes | Yes | 2015-03-12 |  | 1
FALSE | 4TTR6049B1 | 3692 | 5868697 | TRANE | 4TTR6049B1 | AC | Split System: Air-Cooled Condensing Unit, Coil with Blower | 4TTR6049B1 |  | 4TXFH063CZ3 | 12.5 | 15 | Yes | Yes | 2015-03-12 |  | 1
FALSE | 4TTR6049B1 | 3692 | 5868698 | TRANE | 4TTR6049B1 | AC | Split System: Air-Cooled Condensing Unit, Coil with Blower | 4TTR6049B1 |  | 4TXFH063CZ3 | 13 | 16 | Yes | Yes | 2015-03-12 |  | 2
FALSE | 4TTR6049B1 | 3692 | 5868699 | TRANE | 4TTR6049B1 | AC | Split System: Air-Cooled Condensing Unit, Coil with Blower | 4TTR6049B1 |  | 4TXFH063CZ3 | 13 | 16 | Yes | Yes | 2015-03-12 |  | 2
FALSE | 4TTR6049B1 | 3692 | 5868700 | TRANE | 4TTR6049B1 | AC | Split System: Air-Cooled Condensing Unit, Coil with Blower | 4TTR6049B1 |  | 4TXFH063CZ3 | 13 | 16 | Yes | Yes | 2015-03-12 |  | 2
FALSE | 4TTR6049B1 | 3692 | 5868665 | TRANE | 4TTR6049B1 | AC | Split System: Air-Cooled Condensing Unit, Coil with Blower | 4TTR6049B1 |  | 4TXFH063CZ3 | 13 | 16 | Yes | Yes | 2015-03-12 |  | 2
FALSE | 4TTR6048B1 | 3695 | 5868033 | TRANE | 4TTR6048B1 | AC | Split System: Air-Cooled Condensing Unit, Coil with Blower | 4TTR6048B1 |  | 4TXCD063BC3 | 12 | 14.5 | Yes | Yes | 2015-03-12 |  | 0
FALSE | 4TTR6048B1 | 3695 | 5868044 | TRANE | 4TTR6048B1 | AC | Split System: Air-Cooled Condensing Unit, Coil with Blower | 4TTR6048B1 |  | 4TXCD064BC3 | 12.2 | 15 | Yes | Yes | 2015-03-12 |  | 0
FALSE | 4TTR6048B1 | 3695 | 5868043 | TRANE | 4TTR6048B1 | AC | Split System: Air-Cooled Condensing Unit, Coil with Blower | 4TTR6048B1 |  | 4TXCD064BC3 | 12 | 14.5 | Yes | Yes | 2015-03-12 |  | 0
FALSE | 4TTR6049B1 | 3692 | 5868689 | TRANE | 4TTR6049B1 | AC | Split System: Air-Cooled Condensing Unit, Coil with Blower | 4TTR6049B1 |  | 4TXFH063CZ3 | 12.5 | 15.5 | Yes | Yes | 2015-03-12 |  | 1
FALSE | 4A7A7048A1 | 288 | 5942973 | TRANE | 4TTX8048A1 | AC | Split System: Air-Cooled Condensing Unit, Coil with Blower | 4A7A7048A1 |  | 4TXCC043BC3 | 12 | 15 | Yes | Yes | 2015-03-12 |  | 0
FALSE | 4A7A7048A1 | 288 | 5942972 | TRANE | 4TTX8048A1 | AC | Split System: Air-Cooled Condensing Unit, Coil with Blower | 4A7A7048A1 |  | 4TXCC043BC3 | 12 | 14.5 | Yes | Yes | 2015-03-12 |  | 0
FALSE | 4A7A7048A1 | 288 | 5942971 | TRANE | 4TTX8048A1 | AC | Split System: Air-Cooled Condensing Unit, Coil with Blower | 4A7A7048A1 |  | 4TXCC043BC3 | 12 | 15 | Yes | Yes | 2015-03-12 |  | 0
FALSE | 4A7A7048A1 | 288 | 5942970 | TRANE | 4TTX8048A1 | AC | Split System: Air-Cooled Condensing Unit, Coil with Blower | 4A7A7048A1 |  | 4TXCC043BC3 | 12 | 15 | Yes | Yes | 2015-03-12 |  | 0
FALSE | 4A7A7048A1 | 288 | 5942969 | TRANE | 4TTX8048A1 | AC | Split System: Air-Cooled Condensing Unit, Coil with Blower | 4A7A7048A1 |  | 4TXCC043BC3 | 12 | 15 | Yes | Yes | 2015-03-12 |  | 0
FALSE | 4A7A7048A1 | 288 | 5942968 | TRANE | 4TTX8048A1 | AC | Split System: Air-Cooled Condensing Unit, Coil with Blower | 4A7A7048A1 |  | 4TXCC043BC3 | 12 | 15.25 | Yes | Yes | 2015-03-12 |  | 0
FALSE | 4A7A7048A1 | 288 | 5942996 | TRANE | 4TTX8048A1 | AC | Split System: Air-Cooled Condensing Unit, Coil with Blower | 4A7A7048A1 |  | 4TXCC044BC3 | 13 | 16 | Yes | Yes | 2015-03-12 |  | 2
FALSE | 4A7A7048A1 | 288 | 5943024 | TRANE | 4TTX8048A1 | AC | Split System: Air-Cooled Condensing Unit, Coil with Blower | 4A7A7048A1 |  | 4TXCC044BC3 | 13 | 16.5 | Yes | Yes | 2015-03-12 |  | 2
FALSE | 4A7A7048A1 | 288 | 5943023 | TRANE | 4TTX8048A1 | AC | Split System: Air-Cooled Condensing Unit, Coil with Blower | 4A7A7048A1 |  | 4TXCC044BC3 | 12.5 | 16.5 | Yes | Yes | 2015-03-12 |  | 1
FALSE | 4A7A7048A1 | 288 | 5943087 | TRANE | 4TTX8048A1 | AC | Split System: Air-Cooled Condensing Unit, Coil with Blower | 4A7A7048A1 |  | 4TXCD050BC3 | 12 | 15.5 | Yes | Yes | 2015-03-12 |  | 0
FALSE | 4A7A7048A1 | 288 | 5943116 | TRANE | 4TTX8048A1 | AC | Split System: Air-Cooled Condensing Unit, Coil with Blower | 4A7A7048A1 |  | 4TXCD050BC3 | 12 | 15.25 | Yes | Yes | 2015-03-12 |  | 0
FALSE | 4A7A7048A1 | 288 | 5943115 | TRANE | 4TTX8048A1 | AC | Split System: Air-Cooled Condensing Unit, Coil with Blower | 4A7A7048A1 |  | 4TXCD050BC3 | 12.5 | 16 | Yes | Yes | 2015-03-12 |  | 1
FALSE | 4A7A7048A1 | 288 | 5943114 | TRANE | 4TTX8048A1 | AC | Split System: Air-Cooled Condensing Unit, Coil with Blower | 4A7A7048A1 |  | 4TXCD050BC3 | 12 | 15 | Yes | Yes | 2015-03-12 |  | 0
FALSE | 4A7A7048A1 | 288 | 5943113 | TRANE | 4TTX8048A1 | AC | Split System: Air-Cooled Condensing Unit, Coil with Blower | 4A7A7048A1 |  | 4TXCD050BC3 | 12 | 15 | Yes | Yes | 2015-03-12 |  | 0
FALSE | 4A7A7048A1 | 288 | 5943112 | TRANE | 4TTX8048A1 | AC | Split System: Air-Cooled Condensing Unit, Coil with Blower | 4A7A7048A1 |  | 4TXCD050BC3 | 12 | 15 | Yes | Yes | 2015-03-12 |  | 0
FALSE | 4A7A7048A1 | 288 | 5943110 | TRANE | 4TTX8048A1 | AC | Split System: Air-Cooled Condensing Unit, Coil with Blower | 4A7A7048A1 |  | 4TXCD050BC3 | 12 | 16 | Yes | Yes | 2015-03-12 |  | 0
FALSE | 4A7A7048A1 | 288 | 5943109 | TRANE | 4TTX8048A1 | AC | Split System: Air-Cooled Condensing Unit, Coil with Blower | 4A7A7048A1 |  | 4TXCD050BC3 | 12.5 | 16 | Yes | Yes | 2015-03-12 |  | 1
FALSE | 4A7A7048A1 | 288 | 5943108 | TRANE | 4TTX8048A1 | AC | Split System: Air-Cooled Condensing Unit, Coil with Blower | 4A7A7048A1 |  | 4TXCD050BC3 | 12.5 | 16 | Yes | Yes | 2015-03-12 |  | 1
FALSE | 4A7A7048A1 | 288 | 5943107 | TRANE | 4TTX8048A1 | AC | Split System: Air-Cooled Condensing Unit, Coil with Blower | 4A7A7048A1 |  | 4TXCD050BC3 | 12.5 | 16 | Yes | Yes | 2015-03-12 |  | 1
FALSE | 4TTR6048B1 | 3695 | 5868053 | TRANE | 4TTR6048B1 | AC | Split System: Air-Cooled Condensing Unit, Coil with Blower | 4TTR6048B1 |  | 4TXCD064BC3 | 12 | 14.5 | Yes | Yes | 2015-03-12 |  | 0
FALSE | 4TTR6048B1 | 3695 | 5868052 | TRANE | 4TTR6048B1 | AC | Split System: Air-Cooled Condensing Unit, Coil with Blower | 4TTR6048B1 |  | 4TXCD064BC3 | 12.5 | 15 | Yes | Yes | 2015-03-12 |  | 1
FALSE | 4TTR6048B1 | 3695 | 5868051 | TRANE | 4TTR6048B1 | AC | Split System: Air-Cooled Condensing Unit, Coil with Blower | 4TTR6048B1 |  | 4TXCD064BC3 | 12.2 | 15 | Yes | Yes | 2015-03-12 |  | 0
FALSE | 4TTR6048B1 | 3695 | 5868050 | TRANE | 4TTR6048B1 | AC | Split System: Air-Cooled Condensing Unit, Coil with Blower | 4TTR6048B1 |  | 4TXCD064BC3 | 12 | 14.5 | Yes | Yes | 2015-03-12 |  | 0
FALSE | 4TTR6048B1 | 3695 | 5868046 | TRANE | 4TTR6048B1 | AC | Split System: Air-Cooled Condensing Unit, Coil with Blower | 4TTR6048B1 |  | 4TXCD064BC3 | 12 | 14.5 | Yes | Yes | 2015-03-12 |  | 0
FALSE | 4TTR6049B1 | 3692 | 5868183 | TRANE | 4TTR6049B1 | AC | Split System: Air-Cooled Condensing Unit, Coil Alone | 4TTR6049B1 |  | 4TXAC060BC3 | 12 | 14.5 | Yes | Yes | 2015-03-12 |  | 0
FALSE | 4TTR6049B1 | 3692 | 5868197 | TRANE | 4TTR6049B1 | AC | Split System: Air-Cooled Condensing Unit, Coil with Blower | 4TTR6049B1 |  | 4TXAD050BC3 | 12.5 | 15 | Yes | Yes | 2015-03-12 |  | 1
FALSE | 4TTR6049B1 | 3692 | 5868227 | TRANE | 4TTR6049B1 | AC | Split System: Air-Cooled Condensing Unit, Coil with Blower | 4TTR6049B1 |  | 4TXAD050BC3 | 12 | 14.5 | Yes | Yes | 2015-03-12 |  | 0
FALSE | 4TTR6049B1 | 3692 | 5868225 | TRANE | 4TTR6049B1 | AC | Split System: Air-Cooled Condensing Unit, Coil with Blower | 4TTR6049B1 |  | 4TXAD050BC3 | 12 | 14.5 | Yes | Yes | 2015-03-12 |  | 0
FALSE | 4TTR6049B1 | 3692 | 5868224 | TRANE | 4TTR6049B1 | AC | Split System: Air-Cooled Condensing Unit, Coil with Blower | 4TTR6049B1 |  | 4TXAD050BC3 | 12 | 14.5 | Yes | Yes | 2015-03-12 |  | 0
FALSE | 4TTR6049B1 | 3692 | 5868349 | TRANE | 4TTR6049B1 | AC | Split System: Air-Cooled Condensing Unit, Coil with Blower | 4TTR6049B1 |  | 4TXCC044BC3 | 12.5 | 15 | Yes | Yes | 2015-03-12 |  | 1
FALSE | 4TTR6049B1 | 3692 | 5868553 | TRANE | 4TTR6049B1 | AC | Split System: Air-Cooled Condensing Unit, Coil with Blower | 4TTR6049B1 |  | 4TXCD061BC3 | 12.5 | 15 | Yes | Yes | 2015-03-12 |  | 1
FALSE | 4TTR6049B1 | 3692 | 5868588 | TRANE | 4TTR6049B1 | AC | Split System: Air-Cooled Condensing Unit, Coil with Blower | 4TTR6049B1 |  | 4TXCD063BC3 | 13 | 16 | Yes | Yes | 2015-03-12 |  | 2
FALSE | 4TTR6049B1 | 3692 | 5868555 | TRANE | 4TTR6049B1 | AC | Split System: Air-Cooled Condensing Unit, Coil with Blower | 4TTR6049B1 |  | 4TXCD063BC3 | 13 | 16 | Yes | Yes | 2015-03-12 |  | 2
FALSE | 4A7A7048A1 | 288 | 5943020 | TRANE | 4TTX8048A1 | AC | Split System: Air-Cooled Condensing Unit, Coil with Blower | 4A7A7048A1 |  | 4TXCC044BC3 | 12 | 16 | Yes | Yes | 2015-03-12 |  | 0
FALSE | 4A7A7048A1 | 288 | 5943019 | TRANE | 4TTX8048A1 | AC | Split System: Air-Cooled Condensing Unit, Coil with Blower | 4A7A7048A1 |  | 4TXCC044BC3 | 12 | 16 | Yes | Yes | 2015-03-12 |  | 0
FALSE | 4A7A7048A1 | 288 | 5943018 | TRANE | 4TTX8048A1 | AC | Split System: Air-Cooled Condensing Unit, Coil with Blower | 4A7A7048A1 |  | 4TXCC044BC3 | 12 | 15 | Yes | Yes | 2015-03-12 |  | 0
FALSE | 4A7A7048A1 | 288 | 5943017 | TRANE | 4TTX8048A1 | AC | Split System: Air-Cooled Condensing Unit, Coil with Blower | 4A7A7048A1 |  | 4TXCC044BC3 | 12 | 15.5 | Yes | Yes | 2015-03-12 |  | 0
FALSE | 4A7A7048A1 | 288 | 5943016 | TRANE | 4TTX8048A1 | AC | Split System: Air-Cooled Condensing Unit, Coil with Blower | 4A7A7048A1 |  | 4TXCC044BC3 | 12.5 | 16 | Yes | Yes | 2015-03-12 |  | 1
FALSE | 4A7A7048A1 | 288 | 5943015 | TRANE | 4TTX8048A1 | AC | Split System: Air-Cooled Condensing Unit, Coil with Blower | 4A7A7048A1 |  | 4TXCC044BC3 | 12 | 15.75 | Yes | Yes | 2015-03-12 |  | 0
FALSE | 4A7A7048A1 | 288 | 5943014 | TRANE | 4TTX8048A1 | AC | Split System: Air-Cooled Condensing Unit, Coil with Blower | 4A7A7048A1 |  | 4TXCC044BC3 | 12 | 15 | Yes | Yes | 2015-03-12 |  | 0
FALSE | 4A7A7048A1 | 288 | 5943013 | TRANE | 4TTX8048A1 | AC | Split System: Air-Cooled Condensing Unit, Coil with Blower | 4A7A7048A1 |  | 4TXCC044BC3 | 12 | 15 | Yes | Yes | 2015-03-12 |  | 0
FALSE | 4A7A7048A1 | 288 | 5943011 | TRANE | 4TTX8048A1 | AC | Split System: Air-Cooled Condensing Unit, Coil with Blower | 4A7A7048A1 |  | 4TXCC044BC3 | 12 | 16.25 | Yes | Yes | 2015-03-12 |  | 0
FALSE | 4A7A7048A1 | 288 | 5943010 | TRANE | 4TTX8048A1 | AC | Split System: Air-Cooled Condensing Unit, Coil with Blower | 4A7A7048A1 |  | 4TXCC044BC3 | 12.5 | 16.5 | Yes | Yes | 2015-03-12 |  | 1
FALSE | 4A7A7048A1 | 288 | 5943009 | TRANE | 4TTX8048A1 | AC | Split System: Air-Cooled Condensing Unit, Coil with Blower | 4A7A7048A1 |  | 4TXCC044BC3 | 12.5 | 16.25 | Yes | Yes | 2015-03-12 |  | 1
FALSE | 4A7A7048A1 | 288 | 5943008 | TRANE | 4TTX8048A1 | AC | Split System: Air-Cooled Condensing Unit, Coil with Blower | 4A7A7048A1 |  | 4TXCC044BC3 | 13 | 16 | Yes | Yes | 2015-03-12 |  | 2
FALSE | 4A7A7048A1 | 288 | 5943106 | TRANE | 4TTX8048A1 | AC | Split System: Air-Cooled Condensing Unit, Coil with Blower | 4A7A7048A1 |  | 4TXCD050BC3 | 12.5 | 16 | Yes | Yes | 2015-03-12 |  | 1
FALSE | 4A7A7048A1 | 288 | 5943104 | TRANE | 4TTX8048A1 | AC | Split System: Air-Cooled Condensing Unit, Coil with Blower | 4A7A7048A1 |  | 4TXCD050BC3 | 12 | 16 | Yes | Yes | 2015-03-12 |  | 0
FALSE | 4A7A7048A1 | 288 | 5943103 | TRANE | 4TTX8048A1 | AC | Split System: Air-Cooled Condensing Unit, Coil with Blower | 4A7A7048A1 |  | 4TXCD050BC3 | 13 | 16 | Yes | Yes | 2015-03-12 |  | 2
FALSE | 4A7A7048A1 | 288 | 5943101 | TRANE | 4TTX8048A1 | AC | Split System: Air-Cooled Condensing Unit, Coil with Blower | 4A7A7048A1 |  | 4TXCD050BC3 | 12.5 | 16 | Yes | Yes | 2015-03-12 |  | 1
FALSE | 4A7A7048A1 | 288 | 5943100 | TRANE | 4TTX8048A1 | AC | Split System: Air-Cooled Condensing Unit, Coil with Blower | 4A7A7048A1 |  | 4TXCD050BC3 | 12 | 15.5 | Yes | Yes | 2015-03-12 |  | 0
FALSE | 4A7A7048A1 | 288 | 5943098 | TRANE | 4TTX8048A1 | AC | Split System: Air-Cooled Condensing Unit, Coil with Blower | 4A7A7048A1 |  | 4TXCD050BC3 | 12 | 15 | Yes | Yes | 2015-03-12 |  | 0
FALSE | 4A7A7048A1 | 288 | 5943096 | TRANE | 4TTX8048A1 | AC | Split System: Air-Cooled Condensing Unit, Coil with Blower | 4A7A7048A1 |  | 4TXCD050BC3 | 12.5 | 16 | Yes | Yes | 2015-03-12 |  | 1
FALSE | 4A7A7048A1 | 288 | 5943095 | TRANE | 4TTX8048A1 | AC | Split System: Air-Cooled Condensing Unit, Coil with Blower | 4A7A7048A1 |  | 4TXCD050BC3 | 12 | 15.5 | Yes | Yes | 2015-03-12 |  | 0
FALSE | 4TTR6048B1 | 3695 | 5868074 | TRANE | 4TTR6048B1 | AC | Split System: Air-Cooled Condensing Unit, Coil with Blower | 4TTR6048B1 |  | 4TXFH054CC3 | 12.2 | 15 | Yes | Yes | 2015-03-12 |  | 0
FALSE | 4TTR6048B1 | 3695 | 5868076 | TRANE | 4TTR6048B1 | AC | Split System: Air-Cooled Condensing Unit, Coil with Blower | 4TTR6048B1 |  | 4TXFH054CC3 | 12.2 | 15 | Yes | Yes | 2015-03-12 |  | 0
FALSE | 4TTR6048B1 | 3695 | 5868101 | TRANE | 4TTR6048B1 | AC | Split System: Air-Cooled Condensing Unit, Coil with Blower | 4TTR6048B1 |  | 4TXFH063CZ3 | 12.5 | 15.25 | Yes | Yes | 2015-03-12 |  | 1
FALSE | 4TTR6049B1 | 3692 | 5868212 | TRANE | 4TTR6049B1 | AC | Split System: Air-Cooled Condensing Unit, Coil with Blower | 4TTR6049B1 |  | 4TXAD050BC3 | 12.5 | 15 | Yes | Yes | 2015-03-12 |  | 1
FALSE | 4TTR6049B1 | 3692 | 5868209 | TRANE | 4TTR6049B1 | AC | Split System: Air-Cooled Condensing Unit, Coil Alone | 4TTR6049B1 |  | 4TXAD050BC3 | 12 | 14.5 | Yes | Yes | 2015-03-12 |  | 0
FALSE | 4TTR6049B1 | 3692 | 5868392 | TRANE | 4TTR6049B1 | AC | Split System: Air-Cooled Condensing Unit, Coil with Blower | 4TTR6049B1 |  | 4TXCC060BC3 | 13 | 16 | Yes | Yes | 2015-03-12 |  | 2
FALSE | 4TTR6049B1 | 3692 | 5868560 | TRANE | 4TTR6049B1 | AC | Split System: Air-Cooled Condensing Unit, Coil with Blower | 4TTR6049B1 |  | 4TXCD063BC3 | 13 | 16 | Yes | Yes | 2015-03-12 |  | 2
FALSE | 4TTR6049B1 | 3692 | 5868561 | TRANE | 4TTR6049B1 | AC | Split System: Air-Cooled Condensing Unit, Coil with Blower | 4TTR6049B1 |  | 4TXCD063BC3 | 13 | 16 | Yes | Yes | 2015-03-12 |  | 2
FALSE | 4TTR6049B1 | 3692 | 5868583 | TRANE | 4TTR6049B1 | AC | Split System: Air-Cooled Condensing Unit, Coil with Blower | 4TTR6049B1 |  | 4TXCD063BC3 | 13 | 16 | Yes | Yes | 2015-03-12 |  | 2
FALSE | 4TTR6049B1 | 3692 | 5868584 | TRANE | 4TTR6049B1 | AC | Split System: Air-Cooled Condensing Unit, Coil with Blower | 4TTR6049B1 |  | 4TXCD063BC3 | 13 | 16 | Yes | Yes | 2015-03-12 |  | 2
FALSE | 4TTR6049B1 | 3692 | 5868585 | TRANE | 4TTR6049B1 | AC | Split System: Air-Cooled Condensing Unit, Coil with Blower | 4TTR6049B1 |  | 4TXCD063BC3 | 13 | 16 | Yes | Yes | 2015-03-12 |  | 2
FALSE | 4TTR6049B1 | 3692 | 5868586 | TRANE | 4TTR6049B1 | AC | Split System: Air-Cooled Condensing Unit, Coil with Blower | 4TTR6049B1 |  | 4TXCD063BC3 | 13 | 16 | Yes | Yes | 2015-03-12 |  | 2
FALSE | 4TTR6049B1 | 3692 | 5868587 | TRANE | 4TTR6049B1 | AC | Split System: Air-Cooled Condensing Unit, Coil with Blower | 4TTR6049B1 |  | 4TXCD063BC3 | 12.5 | 15 | Yes | Yes | 2015-03-12 |  | 1
FALSE | 4A7A7048A1 | 288 | 5943007 | TRANE | 4TTX8048A1 | AC | Split System: Air-Cooled Condensing Unit, Coil with Blower | 4A7A7048A1 |  | 4TXCC044BC3 | 12 | 16 | Yes | Yes | 2015-03-12 |  | 0
FALSE | 4A7A7048A1 | 288 | 5943006 | TRANE | 4TTX8048A1 | AC | Split System: Air-Cooled Condensing Unit, Coil with Blower | 4A7A7048A1 |  | 4TXCC044BC3 | 12.5 | 16 | Yes | Yes | 2015-03-12 |  | 1
FALSE | 4A7A7048A1 | 288 | 5943005 | TRANE | 4TTX8048A1 | AC | Split System: Air-Cooled Condensing Unit, Coil with Blower | 4A7A7048A1 |  | 4TXCC044BC3 | 12 | 16 | Yes | Yes | 2015-03-12 |  | 0
FALSE | 4A7A7048A1 | 288 | 5943004 | TRANE | 4TTX8048A1 | AC | Split System: Air-Cooled Condensing Unit, Coil with Blower | 4A7A7048A1 |  | 4TXCC044BC3 | 12.5 | 16.5 | Yes | Yes | 2015-03-12 |  | 1
FALSE | 4A7A7048A1 | 288 | 5943002 | TRANE | 4TTX8048A1 | AC | Split System: Air-Cooled Condensing Unit, Coil with Blower | 4A7A7048A1 |  | 4TXCC044BC3 | 12.5 | 16 | Yes | Yes | 2015-03-12 |  | 1
FALSE | 4A7A7048A1 | 288 | 5943000 | TRANE | 4TTX8048A1 | AC | Split System: Air-Cooled Condensing Unit, Coil with Blower | 4A7A7048A1 |  | 4TXCC044BC3 | 12 | 16 | Yes | Yes | 2015-03-12 |  | 0
FALSE | 4A7A7048A1 | 288 | 5942999 | TRANE | 4TTX8048A1 | AC | Split System: Air-Cooled Condensing Unit, Coil with Blower | 4A7A7048A1 |  | 4TXCC044BC3 | 12 | 16 | Yes | Yes | 2015-03-12 |  | 0
FALSE | 4A7A7048A1 | 288 | 5942998 | TRANE | 4TTX8048A1 | AC | Split System: Air-Cooled Condensing Unit, Coil with Blower | 4A7A7048A1 |  | 4TXCC044BC3 | 12 | 16 | Yes | Yes | 2015-03-12 |  | 0
FALSE | 4A7A7048A1 | 288 | 5943026 | TRANE | 4TTX8048A1 | AC | Split System: Air-Cooled Condensing Unit, Coil with Blower | 4A7A7048A1 |  | 4TXCC044BC3 | 12.5 | 16.25 | Yes | Yes | 2015-03-12 |  | 1
FALSE | 4A7A7048A1 | 288 | 5943045 | TRANE | 4TTX8048A1 | AC | Split System: Air-Cooled Condensing Unit, Coil with Blower | 4A7A7048A1 |  | 4TXCC049BC3 | 12.5 | 16 | Yes | Yes | 2015-03-12 |  | 1
FALSE | 4TTR6049B1 | 3692 | 5868109 | TRANE | 4TTR6049B1 | AC | Split System: Air-Cooled Condensing Unit, Coil with Blower | 4TTR6049B1 |  | *AM7A0C42H31 | 13 | 16 | Yes | Yes | 2015-03-12 |  | 2
FALSE | 4TTR6049B1 | 3692 | 5868110 | TRANE | 4TTR6049B1 | AC | Split System: Air-Cooled Condensing Unit, Coil with Blower | 4TTR6049B1 |  | *AM7A0C48H41 | 13 | 16 | Yes | Yes | 2015-03-12 |  | 2
FALSE | 4TTR6049B1 | 3692 | 5868111 | TRANE | 4TTR6049B1 | AC | Split System: Air-Cooled Condensing Unit, Coil with Blower | 4TTR6049B1 |  | *AM8A0C42V31+BAYCC24V | 13 | 16 | Yes | Yes | 2015-03-12 |  | 2
FALSE | 4TTR6049B1 | 3692 | 5868112 | TRANE | 4TTR6049B1 | AC | Split System: Air-Cooled Condensing Unit, Coil with Blower | 4TTR6049B1 |  | *AM8A0C48V41+BAYCC24V | 13 | 16 | Yes | Yes | 2015-03-12 |  | 2
FALSE | 4TTR6049B1 | 3692 | 5868240 | TRANE | 4TTR6049B1 | AC | Split System: Air-Cooled Condensing Unit, Coil with Blower | 4TTR6049B1 |  | 4TXAD061BC3 | 12.5 | 15 | Yes | Yes | 2015-03-12 |  | 1
FALSE | 4TTR6049B1 | 3692 | 5868274 | TRANE | 4TTR6049B1 | AC | Split System: Air-Cooled Condensing Unit, Coil with Blower | 4TTR6049B1 |  | 4TXAD064BC3 | 13 | 16 | Yes | Yes | 2015-03-12 |  | 2
FALSE | 4TTR6049B1 | 3692 | 5868289 | TRANE | 4TTR6049B1 | AC | Split System: Air-Cooled Condensing Unit, Coil with Blower | 4TTR6049B1 |  | 4TXAD064BC3 | 13 | 16 | Yes | Yes | 2015-03-12 |  | 2
FALSE | 4TTR6049B1 | 3692 | 5868442 | TRANE | 4TTR6049B1 | AC | Split System: Air-Cooled Condensing Unit, Coil with Blower | 4TTR6049B1 |  | 4TXCD009CC3 | 12.5 | 15 | Yes | Yes | 2015-03-12 |  | 1
FALSE | 4TTR6049B1 | 3692 | 5868413 | TRANE | 4TTR6049B1 | AC | Split System: Air-Cooled Condensing Unit, Coil with Blower | 4TTR6049B1 |  | 4TXCD009CC3 | 13 | 16 | Yes | Yes | 2015-03-12 |  | 2
FALSE | 4TTR6049B1 | 3692 | 5868415 | TRANE | 4TTR6049B1 | AC | Split System: Air-Cooled Condensing Unit, Coil with Blower | 4TTR6049B1 |  | 4TXCD009CC3 | 13 | 16 | Yes | Yes | 2015-03-12 |  | 2
FALSE | 4TTR6049B1 | 3692 | 5868566 | TRANE | 4TTR6049B1 | AC | Split System: Air-Cooled Condensing Unit, Coil with Blower | 4TTR6049B1 |  | 4TXCD063BC3 | 13 | 16 | Yes | Yes | 2015-03-12 |  | 2
FALSE | 4TTR6042B1 | 3680 | 5867331 | TRANE | 4TTR6042B1 | AC | Split System: Air-Cooled Condensing Unit, Coil with Blower | 4TTR6042B1 |  | 4TXAD050BC3 | 12.5 | 15 | Yes | Yes | 2015-03-12 |  | 1
FALSE | 4TTR6042B1 | 3680 | 5867403 | TRANE | 4TTR6042B1 | AC | Split System: Air-Cooled Condensing Unit, Coil with Blower | 4TTR6042B1 |  | 4TXCB048BC3 | 12.5 | 15 | Yes | Yes | 2015-03-12 |  | 1
FALSE | 4TTR6042B1 | 3680 | 5867410 | TRANE | 4TTR6042B1 | AC | Split System: Air-Cooled Condensing Unit, Coil with Blower | 4TTR6042B1 |  | 4TXCB048BC3 | 12 | 14.5 | Yes | Yes | 2015-03-12 |  | 0
FALSE | 4TTR6042B1 | 3680 | 5867465 | TRANE | 4TTR6042B1 | AC | Split System: Air-Cooled Condensing Unit, Coil with Blower | 4TTR6042B1 |  | 4TXCC043BC3 | 12.5 | 15 | Yes | Yes | 2015-03-12 |  | 1
FALSE | 4TTR6042B1 | 3680 | 5867466 | TRANE | 4TTR6042B1 | AC | Split System: Air-Cooled Condensing Unit, Coil with Blower | 4TTR6042B1 |  | 4TXCC043BC3 | 12.5 | 14.5 | Yes | Yes | 2015-03-12 |  | 0
FALSE | 4TTR6042B1 | 3680 | 5867468 | TRANE | 4TTR6042B1 | AC | Split System: Air-Cooled Condensing Unit, Coil with Blower | 4TTR6042B1 |  | 4TXCC043BC3 | 12 | 14.5 | Yes | Yes | 2015-03-12 |  | 0
FALSE | 4TTR6042B1 | 3680 | 5867476 | TRANE | 4TTR6042B1 | AC | Split System: Air-Cooled Condensing Unit, Coil with Blower | 4TTR6042B1 |  | 4TXCC043BC3 | 12 | 14.5 | Yes | Yes | 2015-03-12 |  | 0
FALSE | 4TTR6042B1 | 3680 | 5867461 | TRANE | 4TTR6042B1 | AC | Split System: Air-Cooled Condensing Unit, Coil with Blower | 4TTR6042B1 |  | 4TXCC043BC3 | 12.5 | 15 | Yes | Yes | 2015-03-12 |  | 1
FALSE | 4TTR6042B1 | 3680 | 5867541 | TRANE | 4TTR6042B1 | AC | Split System: Air-Cooled Condensing Unit, Coil with Blower | 4TTR6042B1 |  | 4TXCC049BC3 | 12 | 14.5 | Yes | Yes | 2015-03-12 |  | 0
FALSE | 4TTR6042B1 | 3680 | 5867549 | TRANE | 4TTR6042B1 | AC | Split System: Air-Cooled Condensing Unit, Coil with Blower | 4TTR6042B1 |  | 4TXCC049BC3 | 12.5 | 15 | Yes | Yes | 2015-03-12 |  | 1
FALSE | 4TTR6042B1 | 3680 | 5867550 | TRANE | 4TTR6042B1 | AC | Split System: Air-Cooled Condensing Unit, Coil with Blower | 4TTR6042B1 |  | 4TXCC049BC3 | 12 | 14.5 | Yes | Yes | 2015-03-12 |  | 0
FALSE | 4TTR6042B1 | 3680 | 5867552 | TRANE | 4TTR6042B1 | AC | Split System: Air-Cooled Condensing Unit, Coil with Blower | 4TTR6042B1 |  | 4TXCC049BC3 | 12 | 14.5 | Yes | Yes | 2015-03-12 |  | 0
FALSE | 4TTR6042B1 | 3680 | 5867553 | TRANE | 4TTR6042B1 | AC | Split System: Air-Cooled Condensing Unit, Coil with Blower | 4TTR6042B1 |  | 4TXCC049BC3 | 12.5 | 15 | Yes | Yes | 2015-03-12 |  | 1
FALSE | 4TTR6042B1 | 3680 | 5867578 | TRANE | 4TTR6042B1 | AC | Split System: Air-Cooled Condensing Unit, Coil with Blower | 4TTR6042B1 |  | 4TXCD050BC3 | 12.5 | 15 | Yes | Yes | 2015-03-12 |  | 1
FALSE | 4TTR6042B1 | 3680 | 5867607 | TRANE | 4TTR6042B1 | AC | Split System: Air-Cooled Condensing Unit, Coil with Blower | 4TTR6042B1 |  | 4TXCD050BC3 | 12 | 14.5 | Yes | Yes | 2015-03-12 |  | 0
FALSE | 4TTR6042B1 | 3680 | 5867610 | TRANE | 4TTR6042B1 | AC | Split System: Air-Cooled Condensing Unit, Coil with Blower | 4TTR6042B1 |  | 4TXFH041CC3 | 12.5 | 15 | Yes | Yes | 2015-03-12 |  | 1
FALSE | 4TTR6042B1 | 3680 | 5867609 | TRANE | 4TTR6042B1 | AC | Split System: Air-Cooled Condensing Unit, Coil with Blower | 4TTR6042B1 |  | 4TXFH041CC3 | 12.2 | 14.5 | Yes | Yes | 2015-03-12 |  | 0
FALSE | 4TTR6048B1 | 3695 | 5867665 | TRANE | 4TTR6048B1 | AC | Split System: Air-Cooled Condensing Unit, Coil with Blower | 4TTR6048B1 |  | 4CXCC043CC3 | 12 | 14.5 | Yes | Yes | 2015-03-12 |  | 0
FALSE | 4TTR6048B1 | 3695 | 5867667 | TRANE | 4TTR6048B1 | AC | Split System: Air-Cooled Condensing Unit, Coil with Blower | 4TTR6048B1 |  | 4CXCC043CC3 | 12 | 14.5 | Yes | Yes | 2015-03-12 |  | 0
FALSE | 4TTR6048B1 | 3695 | 5867668 | TRANE | 4TTR6048B1 | AC | Split System: Air-Cooled Condensing Unit, Coil with Blower | 4TTR6048B1 |  | 4CXCC043CC3 | 12 | 14.5 | Yes | Yes | 2015-03-12 |  | 0
FALSE | 4TTR6042B1 | 3680 | 5867535 | TRANE | 4TTR6042B1 | AC | Split System: Air-Cooled Condensing Unit, Coil with Blower | 4TTR6042B1 |  | 4TXCC049BC3 | 12 | 14.5 | Yes | Yes | 2015-03-12 |  | 0
FALSE | 4TTR6042B1 | 3680 | 5867556 | TRANE | 4TTR6042B1 | AC | Split System: Air-Cooled Condensing Unit, Coil with Blower | 4TTR6042B1 |  | 4TXCC060BC3 | 12.5 | 15.25 | Yes | Yes | 2015-03-12 |  | 1
FALSE | 4TTR6042B1 | 3680 | 5867618 | TRANE | 4TTR6042B1 | AC | Split System: Air-Cooled Condensing Unit, Coil with Blower | 4TTR6042B1 |  | 4TXFH041CC3 | 12.5 | 15 | Yes | Yes | 2015-03-12 |  | 1
FALSE | 4TTR6042B1 | 3680 | 5867616 | TRANE | 4TTR6042B1 | AC | Split System: Air-Cooled Condensing Unit, Coil with Blower | 4TTR6042B1 |  | 4TXFH041CC3 | 12.5 | 15 | Yes | Yes | 2015-03-12 |  | 1
FALSE | 4TTR6042B1 | 3680 | 5867613 | TRANE | 4TTR6042B1 | AC | Split System: Air-Cooled Condensing Unit, Coil with Blower | 4TTR6042B1 |  | 4TXFH041CC3 | 12 | 14.5 | Yes | Yes | 2015-03-12 |  | 0
FALSE | 4TTR6042B1 | 3680 | 5867641 | TRANE | 4TTR6042B1 | AC | Split System: Air-Cooled Condensing Unit, Coil with Blower | 4TTR6042B1 |  | 4TXFH054CC3 | 12.5 | 15 | Yes | Yes | 2015-03-12 |  | 1
FALSE | 4TTR6048B1 | 3695 | 5867677 | TRANE | 4TTR6048B1 | AC | Split System: Air-Cooled Condensing Unit, Coil with Blower | 4TTR6048B1 |  | 4CXCC049CC3 | 12 | 14.5 | Yes | Yes | 2015-03-12 |  | 0
FALSE | 4TTR6048B1 | 3695 | 5867678 | TRANE | 4TTR6048B1 | AC | Split System: Air-Cooled Condensing Unit, Coil with Blower | 4TTR6048B1 |  | 4CXCC049CC3 | 12.5 | 15 | Yes | Yes | 2015-03-12 |  | 1
FALSE | 4TTR6048B1 | 3695 | 5867682 | TRANE | 4TTR6048B1 | AC | Split System: Air-Cooled Condensing Unit, Coil with Blower | 4TTR6048B1 |  | 4CXCC049CC3 | 12 | 14.5 | Yes | Yes | 2015-03-12 |  | 0
FALSE | 4TTR6048B1 | 3695 | 5867683 | TRANE | 4TTR6048B1 | AC | Split System: Air-Cooled Condensing Unit, Coil with Blower | 4TTR6048B1 |  | 4CXCC049CC3 | 12 | 14.5 | Yes | Yes | 2015-03-12 |  | 0
FALSE | 4TTR6048B1 | 3695 | 5867758 | TRANE | 4TTR6048B1 | AC | Split System: Air-Cooled Condensing Unit, Coil with Blower | 4TTR6048B1 |  | 4TXAC049BC3 | 12 | 14.5 | Yes | Yes | 2015-03-12 |  | 0
FALSE | 4TTR6048B1 | 3695 | 5867757 | TRANE | 4TTR6048B1 | AC | Split System: Air-Cooled Condensing Unit, Coil with Blower | 4TTR6048B1 |  | 4TXAC049BC3 | 12.5 | 15 | Yes | Yes | 2015-03-12 |  | 1
FALSE | 4TTR6048B1 | 3695 | 5867753 | TRANE | 4TTR6048B1 | AC | Split System: Air-Cooled Condensing Unit, Coil with Blower | 4TTR6048B1 |  | 4TXAC049BC3 | 12 | 14.5 | Yes | Yes | 2015-03-12 |  | 0
FALSE | 4TTR6048B1 | 3695 | 5867752 | TRANE | 4TTR6048B1 | AC | Split System: Air-Cooled Condensing Unit, Coil with Blower | 4TTR6048B1 |  | 4TXAC049BC3 | 12 | 14.5 | Yes | Yes | 2015-03-12 |  | 0
FALSE | 4TTR6048B1 | 3695 | 5867764 | TRANE | 4TTR6048B1 | AC | Split System: Air-Cooled Condensing Unit, Coil with Blower | 4TTR6048B1 |  | 4TXAC060BC3 | 12 | 15 | Yes | Yes | 2015-03-12 |  | 0
FALSE | 4TTR6048B1 | 3695 | 5867763 | TRANE | 4TTR6048B1 | AC | Split System: Air-Cooled Condensing Unit, Coil with Blower | 4TTR6048B1 |  | 4TXAC060BC3 | 12 | 14.5 | Yes | Yes | 2015-03-12 |  | 0
FALSE | 4TTR6048B1 | 3695 | 5867828 | TRANE | 4TTR6048B1 | AC | Split System: Air-Cooled Condensing Unit, Coil with Blower | 4TTR6048B1 |  | 4TXAD064BC3 | 12 | 14.5 | Yes | Yes | 2015-03-12 |  | 0
FALSE | 4TTR6048B1 | 3695 | 5867824 | TRANE | 4TTR6048B1 | AC | Split System: Air-Cooled Condensing Unit, Coil with Blower | 4TTR6048B1 |  | 4TXAD064BC3 | 12 | 14.5 | Yes | Yes | 2015-03-12 |  | 0
FALSE | 4TTR6048B1 | 3695 | 5867823 | TRANE | 4TTR6048B1 | AC | Split System: Air-Cooled Condensing Unit, Coil with Blower | 4TTR6048B1 |  | 4TXAD064BC3 | 12 | 14.5 | Yes | Yes | 2015-03-12 |  | 0
FALSE | 4TTR6048B1 | 3695 | 5867831 | TRANE | 4TTR6048B1 | AC | Split System: Air-Cooled Condensing Unit, Coil with Blower | 4TTR6048B1 |  | 4TXCB042BC3 | 12 | 14.5 | Yes | Yes | 2015-03-12 |  | 0
FALSE | 4TTR6048B1 | 3695 | 5867710 | TRANE | 4TTR6048B1 | AC | Split System: Air-Cooled Condensing Unit, Coil with Blower | 4TTR6048B1 |  | 4TXAB042BC3 | 12 | 14.5 | Yes | Yes | 2015-03-12 |  | 0
FALSE | 4TTR6048B1 | 3695 | 5867775 | TRANE | 4TTR6048B1 | AC | Split System: Air-Cooled Condensing Unit, Coil with Blower | 4TTR6048B1 |  | 4TXAC060BC3 | 12 | 14.5 | Yes | Yes | 2015-03-12 |  | 0
FALSE | 4TTR6048B1 | 3695 | 5867774 | TRANE | 4TTR6048B1 | AC | Split System: Air-Cooled Condensing Unit, Coil with Blower | 4TTR6048B1 |  | 4TXAC060BC3 | 12.5 | 15 | Yes | Yes | 2015-03-12 |  | 1
FALSE | 4TTR6048B1 | 3695 | 5867773 | TRANE | 4TTR6048B1 | AC | Split System: Air-Cooled Condensing Unit, Coil with Blower | 4TTR6048B1 |  | 4TXAC060BC3 | 12 | 15 | Yes | Yes | 2015-03-12 |  | 0
FALSE | 4TTR6048B1 | 3695 | 5867772 | TRANE | 4TTR6048B1 | AC | Split System: Air-Cooled Condensing Unit, Coil with Blower | 4TTR6048B1 |  | 4TXAC060BC3 | 12 | 14.5 | Yes | Yes | 2015-03-12 |  | 0
FALSE | 4TTR6048B1 | 3695 | 5867770 | TRANE | 4TTR6048B1 | AC | Split System: Air-Cooled Condensing Unit, Coil with Blower | 4TTR6048B1 |  | 4TXAC060BC3 | 12 | 14.5 | Yes | Yes | 2015-03-12 |  | 0
FALSE | 4TTR6048B1 | 3695 | 5867769 | TRANE | 4TTR6048B1 | AC | Split System: Air-Cooled Condensing Unit, Coil with Blower | 4TTR6048B1 |  | 4TXAC060BC3 | 12 | 14.5 | Yes | Yes | 2015-03-12 |  | 0
FALSE | 4TTR6048B1 | 3695 | 5867786 | TRANE | 4TTR6048B1 | AC | Split System: Air-Cooled Condensing Unit, Coil with Blower | 4TTR6048B1 |  | 4TXAD050BC3 | 12.2 | 15 | Yes | Yes | 2015-03-12 |  | 0
FALSE | 4TTR6048B1 | 3695 | 5867846 | TRANE | 4TTR6048B1 | AC | Split System: Air-Cooled Condensing Unit, Coil with Blower | 4TTR6048B1 |  | 4TXCB048BC3 | 12 | 14.75 | Yes | Yes | 2015-03-12 |  | 0
FALSE | 4TTR6042B1 | 3680 | 5867365 | TRANE | 4TTR6042B1 | AC | Split System: Air-Cooled Condensing Unit, Coil with Blower | 4TTR6042B1 |  | 4TXCB042BC3 | 12 | 14.5 | Yes | Yes | 2015-03-12 |  | 0
FALSE | 4TTR6042B1 | 3680 | 5867452 | TRANE | 4TTR6042B1 | AC | Split System: Air-Cooled Condensing Unit, Coil with Blower | 4TTR6042B1 |  | 4TXCC037BC3 | 12 | 14.5 | Yes | Yes | 2015-03-12 |  | 0
FALSE | 4TTR6042B1 | 3680 | 5867453 | TRANE | 4TTR6042B1 | AC | Split System: Air-Cooled Condensing Unit, Coil with Blower | 4TTR6042B1 |  | 4TXCC037BC3 | 12.5 | 15 | Yes | Yes | 2015-03-12 |  | 1
FALSE | 4TTR6042B1 | 3680 | 5867513 | TRANE | 4TTR6042B1 | AC | Split System: Air-Cooled Condensing Unit, Coil with Blower | 4TTR6042B1 |  | 4TXCC044BC3 | 12.5 | 15 | Yes | Yes | 2015-03-12 |  | 1
FALSE | 4TTR6042B1 | 3680 | 5867514 | TRANE | 4TTR6042B1 | AC | Split System: Air-Cooled Condensing Unit, Coil with Blower | 4TTR6042B1 |  | 4TXCC044BC3 | 12 | 14.5 | Yes | Yes | 2015-03-12 |  | 0
FALSE | 4TTR6042B1 | 3680 | 5867516 | TRANE | 4TTR6042B1 | AC | Split System: Air-Cooled Condensing Unit, Coil with Blower | 4TTR6042B1 |  | 4TXCC044BC3 | 12 | 14.5 | Yes | Yes | 2015-03-12 |  | 0
FALSE | 4TTR6042B1 | 3680 | 5867517 | TRANE | 4TTR6042B1 | AC | Split System: Air-Cooled Condensing Unit, Coil with Blower | 4TTR6042B1 |  | 4TXCC044BC3 | 12.5 | 15 | Yes | Yes | 2015-03-12 |  | 1
FALSE | 4TTR6042B1 | 3680 | 5867519 | TRANE | 4TTR6042B1 | AC | Split System: Air-Cooled Condensing Unit, Coil with Blower | 4TTR6042B1 |  | 4TXCC044BC3 | 12.5 | 15 | Yes | Yes | 2015-03-12 |  | 1
FALSE | 4TTR6042B1 | 3680 | 5867604 | TRANE | 4TTR6042B1 | AC | Split System: Air-Cooled Condensing Unit, Coil with Blower | 4TTR6042B1 |  | 4TXCD050BC3 | 12.5 | 15 | Yes | Yes | 2015-03-12 |  | 1
FALSE | 4TTR6042B1 | 3680 | 5867606 | TRANE | 4TTR6042B1 | AC | Split System: Air-Cooled Condensing Unit, Coil with Blower | 4TTR6042B1 |  | 4TXCD050BC3 | 12.5 | 15 | Yes | Yes | 2015-03-12 |  | 1
FALSE | 4TTR6042B1 | 3680 | 5867627 | TRANE | 4TTR6042B1 | AC | Split System: Air-Cooled Condensing Unit, Coil with Blower | 4TTR6042B1 |  | 4TXFH054CC3 | 12.5 | 15.5 | Yes | Yes | 2015-03-12 |  | 1
FALSE | 4TTX6018H1 | 3491 | 5918170 | TRANE | 4TTX6018H1 | AC | Split System: Air-Cooled Condensing Unit, Coil with Blower | 4TTX6018H1 |  | TEM3A0B24S21+TDR | 12.5 | 15 | Yes | Yes | 2015-03-12 |  | 1
FALSE | 4TTX6024H1 | 3520 | 5918171 | TRANE | 4TTX6024H1 | AC | Split System: Air-Cooled Condensing Unit, Coil with Blower | 4TTX6024H1 |  | TEM3A0B24S21+TDR | 12.5 | 15 | Yes | Yes | 2015-03-12 |  | 1
FALSE | 4TTX6048H1 | 3702 | 5918179 | TRANE | 4TTX6048H1 | AC | Split System: Air-Cooled Condensing Unit, Coil with Blower | 4TTX6048H1 |  | TEM3A0C48S41+TDR | 12 | 14.5 | Yes | Yes | 2015-03-12 |  | 0
FALSE | 4TTX6048H1 | 3702 | 5918180 | TRANE | 4TTX6048H1 | AC | Split System: Air-Cooled Condensing Unit, Coil with Blower | 4TTX6048H1 |  | TEM3A0C60S51+TDR | 12.5 | 15.5 | Yes | Yes | 2015-03-12 |  | 1
FALSE | 4TTX6049H1 | 3690 | 5918181 | TRANE | 4TTX6049H1 | AC | Split System: Air-Cooled Condensing Unit, Coil with Blower | 4TTX6049H1 |  | TEM3A0C48S41+TDR | 12.2 | 14.5 | Yes | Yes | 2015-03-12 |  | 0
FALSE | 4TTX6060H1 | 3708 | 5918182 | TRANE | 4TTX6060H1 | AC | Split System: Air-Cooled Condensing Unit, Coil with Blower | 4TTX6060H1 |  | TEM3A0C60S51+TDR | 12 | 14.5 | Yes | Yes | 2015-03-12 |  | 0
FALSE | 4A7A7048A1 | 288 | 5943046 | TRANE | 4TTX8048A1 | AC | Split System: Air-Cooled Condensing Unit, Coil with Blower | 4A7A7048A1 |  | 4TXCC049BC3 | 12.5 | 16 | Yes | Yes | 2015-03-12 |  | 1
FALSE | 4A7A7048A1 | 288 | 5943047 | TRANE | 4TTX8048A1 | AC | Split System: Air-Cooled Condensing Unit, Coil with Blower | 4A7A7048A1 |  | 4TXCC049BC3 | 13 | 16 | Yes | Yes | 2015-03-12 |  | 2
FALSE | 4A7A7048A1 | 288 | 5943048 | TRANE | 4TTX8048A1 | AC | Split System: Air-Cooled Condensing Unit, Coil with Blower | 4A7A7048A1 |  | 4TXCC049BC3 | 12.5 | 16 | Yes | Yes | 2015-03-12 |  | 1
FALSE | 4A7A7048A1 | 288 | 5943028 | TRANE | 4TTX8048A1 | AC | Split System: Air-Cooled Condensing Unit, Coil with Blower | 4A7A7048A1 |  | 4TXCC049BC3 | 12.5 | 16 | Yes | Yes | 2015-03-12 |  | 1
FALSE | 4A7A7048A1 | 288 | 5943029 | TRANE | 4TTX8048A1 | AC | Split System: Air-Cooled Condensing Unit, Coil with Blower | 4A7A7048A1 |  | 4TXCC049BC3 | 12.5 | 16 | Yes | Yes | 2015-03-12 |  | 1
FALSE | 4A7A7048A1 | 288 | 5943030 | TRANE | 4TTX8048A1 | AC | Split System: Air-Cooled Condensing Unit, Coil with Blower | 4A7A7048A1 |  | 4TXCC049BC3 | 12.5 | 16 | Yes | Yes | 2015-03-12 |  | 1
FALSE | 4A7A7048A1 | 288 | 5943031 | TRANE | 4TTX8048A1 | AC | Split System: Air-Cooled Condensing Unit, Coil with Blower | 4A7A7048A1 |  | 4TXCC049BC3 | 12.5 | 16 | Yes | Yes | 2015-03-12 |  | 1
FALSE | 4A7A7048A1 | 288 | 5943032 | TRANE | 4TTX8048A1 | AC | Split System: Air-Cooled Condensing Unit, Coil with Blower | 4A7A7048A1 |  | 4TXCC049BC3 | 12.5 | 16 | Yes | Yes | 2015-03-12 |  | 1
FALSE | 4A7A7048A1 | 288 | 5943037 | TRANE | 4TTX8048A1 | AC | Split System: Air-Cooled Condensing Unit, Coil with Blower | 4A7A7048A1 |  | 4TXCC049BC3 | 12 | 16 | Yes | Yes | 2015-03-12 |  | 0
FALSE | 4A7A7048A1 | 288 | 5943038 | TRANE | 4TTX8048A1 | AC | Split System: Air-Cooled Condensing Unit, Coil with Blower | 4A7A7048A1 |  | 4TXCC049BC3 | 12.5 | 16 | Yes | Yes | 2015-03-12 |  | 1
FALSE | 4A7A7048A1 | 288 | 5943040 | TRANE | 4TTX8048A1 | AC | Split System: Air-Cooled Condensing Unit, Coil with Blower | 4A7A7048A1 |  | 4TXCC049BC3 | 12 | 15.5 | Yes | Yes | 2015-03-12 |  | 0
FALSE | 4TTR6048B1 | 3695 | 5942090 | TRANE | 4TTR6048B1 | AC | Split System: Air-Cooled Condensing Unit, Coil Alone | 4TTR6048B1 |  | 4NXCD063BC3 | 12 | 14.5 | Yes | Yes | 2015-03-12 |  | 0
FALSE | 4A7A7048A1 | 288 | 5943160 | TRANE | 4TTX8048A1 | AC | Split System: Air-Cooled Condensing Unit, Coil with Blower | 4A7A7048A1 |  | 4TXFH054CC3 | 12 | 15.5 | Yes | Yes | 2015-03-12 |  | 0
FALSE | 4A7A7048A1 | 288 | 5943161 | TRANE | 4TTX8048A1 | AC | Split System: Air-Cooled Condensing Unit, Coil with Blower | 4A7A7048A1 |  | 4TXFH054CC3 | 12 | 15.5 | Yes | Yes | 2015-03-12 |  | 0
FALSE | 4A7A7048A1 | 288 | 5943162 | TRANE | 4TTX8048A1 | AC | Split System: Air-Cooled Condensing Unit, Coil with Blower | 4A7A7048A1 |  | 4TXFH054CC3 | 13 | 16 | Yes | Yes | 2015-03-12 |  | 2
FALSE | 4A7A7048A1 | 288 | 5943163 | TRANE | 4TTX8048A1 | AC | Split System: Air-Cooled Condensing Unit, Coil with Blower | 4A7A7048A1 |  | 4TXFH054CC3 | 12.5 | 16.5 | Yes | Yes | 2015-03-12 |  | 1
FALSE | 4A7A7048A1 | 288 | 5943164 | TRANE | 4TTX8048A1 | AC | Split System: Air-Cooled Condensing Unit, Coil with Blower | 4A7A7048A1 |  | 4TXFH054CC3 | 13 | 16.5 | Yes | Yes | 2015-03-12 |  | 2
FALSE | 4A7A7048A1 | 288 | 5943165 | TRANE | 4TTX8048A1 | AC | Split System: Air-Cooled Condensing Unit, Coil with Blower | 4A7A7048A1 |  | 4TXFH054CC3 | 12.5 | 16.5 | Yes | Yes | 2015-03-12 |  | 1
FALSE | 4A7A7048A1 | 288 | 5943166 | TRANE | 4TTX8048A1 | AC | Split System: Air-Cooled Condensing Unit, Coil with Blower | 4A7A7048A1 |  | 4TXFH054CC3 | 13 | 16.5 | Yes | Yes | 2015-03-12 |  | 2
FALSE | 4A7A7048A1 | 288 | 5943167 | TRANE | 4TTX8048A1 | AC | Split System: Air-Cooled Condensing Unit, Coil with Blower | 4A7A7048A1 |  | 4TXFH054CC3 | 12.5 | 16.5 | Yes | Yes | 2015-03-12 |  | 1
FALSE | 4A7A7048A1 | 288 | 5943168 | TRANE | 4TTX8048A1 | AC | Split System: Air-Cooled Condensing Unit, Coil with Blower | 4A7A7048A1 |  | 4TXFH054CC3 | 13 | 16.5 | Yes | Yes | 2015-03-12 |  | 2
FALSE | 4A7A7048A1 | 288 | 5943169 | TRANE | 4TTX8048A1 | AC | Split System: Air-Cooled Condensing Unit, Coil with Blower | 4A7A7048A1 |  | 4TXFH054CC3 | 13 | 16 | Yes | Yes | 2015-03-12 |  | 2
FALSE | 4A7A7048A1 | 288 | 5943170 | TRANE | 4TTX8048A1 | AC | Split System: Air-Cooled Condensing Unit, Coil with Blower | 4A7A7048A1 |  | 4TXFH054CC3 | 13 | 16 | Yes | Yes | 2015-03-12 |  | 2
FALSE | 4A7A7048A1 | 288 | 5943171 | TRANE | 4TTX8048A1 | AC | Split System: Air-Cooled Condensing Unit, Coil with Blower | 4A7A7048A1 |  | 4TXFH054CC3 | 13 | 16 | Yes | Yes | 2015-03-12 |  | 2
FALSE | 4A7A7048A1 | 288 | 5942937 | TRANE | 4TTX8048A1 | AC | Split System: Air-Cooled Condensing Unit, Coil with Blower | 4A7A7048A1 |  | 4TXCB042BC3 | 12 | 15 | Yes | Yes | 2015-03-12 |  | 0
FALSE | 4A7A7048A1 | 288 | 5942938 | TRANE | 4TTX8048A1 | AC | Split System: Air-Cooled Condensing Unit, Coil with Blower | 4A7A7048A1 |  | 4TXCB042BC3 | 12.5 | 15.25 | Yes | Yes | 2015-03-12 |  | 1
FALSE | 4A7A7048A1 | 288 | 5942951 | TRANE | 4TTX8048A1 | AC | Split System: Air-Cooled Condensing Unit, Coil with Blower | 4A7A7048A1 |  | 4TXCB042BC3 | 12 | 14.5 | Yes | Yes | 2015-03-12 |  | 0
FALSE | 4A7A7048A1 | 288 | 5942950 | TRANE | 4TTX8048A1 | AC | Split System: Air-Cooled Condensing Unit, Coil with Blower | 4A7A7048A1 |  | 4TXCB042BC3 | 12 | 15 | Yes | Yes | 2015-03-12 |  | 0
FALSE | 4A7A7048A1 | 288 | 5942949 | TRANE | 4TTX8048A1 | AC | Split System: Air-Cooled Condensing Unit, Coil with Blower | 4A7A7048A1 |  | 4TXCB042BC3 | 12 | 15 | Yes | Yes | 2015-03-12 |  | 0
FALSE | 4A7A7048A1 | 288 | 5942948 | TRANE | 4TTX8048A1 | AC | Split System: Air-Cooled Condensing Unit, Coil with Blower | 4A7A7048A1 |  | 4TXCB042BC3 | 12 | 15.25 | Yes | Yes | 2015-03-12 |  | 0
FALSE | 4A7A7048A1 | 288 | 5942946 | TRANE | 4TTX8048A1 | AC | Split System: Air-Cooled Condensing Unit, Coil with Blower | 4A7A7048A1 |  | 4TXCB042BC3 | 12 | 15 | Yes | Yes | 2015-03-12 |  | 0
FALSE | 4A7A7048A1 | 288 | 5942945 | TRANE | 4TTX8048A1 | AC | Split System: Air-Cooled Condensing Unit, Coil with Blower | 4A7A7048A1 |  | 4TXCB042BC3 | 12 | 15 | Yes | Yes | 2015-03-12 |  | 0
FALSE | 4A7A7048A1 | 288 | 5942944 | TRANE | 4TTX8048A1 | AC | Split System: Air-Cooled Condensing Unit, Coil with Blower | 4A7A7048A1 |  | 4TXCB042BC3 | 12 | 15.25 | Yes | Yes | 2015-03-12 |  | 0
FALSE | 4A7A7048A1 | 288 | 5942943 | TRANE | 4TTX8048A1 | AC | Split System: Air-Cooled Condensing Unit, Coil with Blower | 4A7A7048A1 |  | 4TXCB042BC3 | 12 | 15 | Yes | Yes | 2015-03-12 |  | 0
FALSE | 4A7A7048A1 | 288 | 5942942 | TRANE | 4TTX8048A1 | AC | Split System: Air-Cooled Condensing Unit, Coil with Blower | 4A7A7048A1 |  | 4TXCB042BC3 | 12 | 15 | Yes | Yes | 2015-03-12 |  | 0
FALSE | 4A7A7048A1 | 288 | 5942941 | TRANE | 4TTX8048A1 | AC | Split System: Air-Cooled Condensing Unit, Coil with Blower | 4A7A7048A1 |  | 4TXCB042BC3 | 12 | 15 | Yes | Yes | 2015-03-12 |  | 0
FALSE | 4A7A7048A1 | 288 | 5943041 | TRANE | 4TTX8048A1 | AC | Split System: Air-Cooled Condensing Unit, Coil with Blower | 4A7A7048A1 |  | 4TXCC049BC3 | 12 | 15.5 | Yes | Yes | 2015-03-12 |  | 0
FALSE | 4A7A7048A1 | 288 | 5943044 | TRANE | 4TTX8048A1 | AC | Split System: Air-Cooled Condensing Unit, Coil with Blower | 4A7A7048A1 |  | 4TXCC049BC3 | 12 | 15 | Yes | Yes | 2015-03-12 |  | 0
FALSE | 4A7A7048A1 | 288 | 5943061 | TRANE | 4TTX8048A1 | AC | Split System: Air-Cooled Condensing Unit, Coil with Blower | 4A7A7048A1 |  | 4TXCC060BC3 | 12.5 | 16 | Yes | Yes | 2015-03-12 |  | 1
FALSE | 4A7A7048A1 | 288 | 5943062 | TRANE | 4TTX8048A1 | AC | Split System: Air-Cooled Condensing Unit, Coil with Blower | 4A7A7048A1 |  | 4TXCC060BC3 | 12 | 16 | Yes | Yes | 2015-03-12 |  | 0
FALSE | 4A7A7048A1 | 288 | 5943063 | TRANE | 4TTX8048A1 | AC | Split System: Air-Cooled Condensing Unit, Coil with Blower | 4A7A7048A1 |  | 4TXCC060BC3 | 12.5 | 16 | Yes | Yes | 2015-03-12 |  | 1
FALSE | 4A7A7048A1 | 288 | 5943065 | TRANE | 4TTX8048A1 | AC | Split System: Air-Cooled Condensing Unit, Coil with Blower | 4A7A7048A1 |  | 4TXCC060BC3 | 12 | 16 | Yes | Yes | 2015-03-12 |  | 0
FALSE | 4A7A7048A1 | 288 | 5943066 | TRANE | 4TTX8048A1 | AC | Split System: Air-Cooled Condensing Unit, Coil with Blower | 4A7A7048A1 |  | 4TXCC060BC3 | 12.5 | 16 | Yes | Yes | 2015-03-12 |  | 1
FALSE | 4TTR6024B1 | 3503 | 5873876 | TRANE | 4TTR6024B1 | AC | Split System: Air-Cooled Condensing Unit, Coil with Blower | 4TTR6024B1 |  | GAM5B0A24M21 | 13.5 | 16.25 | Yes | Yes | 2015-03-12 |  | 2
FALSE | 4TTR6024B1 | 3503 | 5873878 | TRANE | 4TTR6024B1 | AC | Split System: Air-Cooled Condensing Unit, Coil with Blower | 4TTR6024B1 |  | GAM5B0B30M21 | 14 | 17 | Yes | Yes | 2015-03-12 |  | 2
FALSE | 4TTR6030B1 | 3522 | 5873881 | TRANE | 4TTR6030B1 | AC | Split System: Air-Cooled Condensing Unit, Coil with Blower | 4TTR6030B1 |  | GAM5B0B30M21 | 13.5 | 16 | Yes | Yes | 2015-03-12 |  | 2
FALSE | 4A7A7048A1 | 288 | 5943172 | TRANE | 4TTX8048A1 | AC | Split System: Air-Cooled Condensing Unit, Coil with Blower | 4A7A7048A1 |  | 4TXFH054CC3 | 12 | 16.25 | Yes | Yes | 2015-03-12 |  | 0
FALSE | 4A7A7048A1 | 288 | 5943174 | TRANE | 4TTX8048A1 | AC | Split System: Air-Cooled Condensing Unit, Coil with Blower | 4A7A7048A1 |  | 4TXFH054CC3 | 12 | 16 | Yes | Yes | 2015-03-12 |  | 0
FALSE | 4A7A7048A1 | 288 | 5943175 | TRANE | 4TTX8048A1 | AC | Split System: Air-Cooled Condensing Unit, Coil with Blower | 4A7A7048A1 |  | 4TXFH054CC3 | 12 | 16 | Yes | Yes | 2015-03-12 |  | 0
FALSE | 4A7A7048A1 | 288 | 5943176 | TRANE | 4TTX8048A1 | AC | Split System: Air-Cooled Condensing Unit, Coil with Blower | 4A7A7048A1 |  | 4TXFH054CC3 | 12.5 | 16 | Yes | Yes | 2015-03-12 |  | 1
FALSE | 4A7A7048A1 | 288 | 5943177 | TRANE | 4TTX8048A1 | AC | Split System: Air-Cooled Condensing Unit, Coil with Blower | 4A7A7048A1 |  | 4TXFH054CC3 | 13 | 16 | Yes | Yes | 2015-03-12 |  | 2
FALSE | 4A7A7048A1 | 288 | 5942929 | TRANE | 4TTX8048A1 | AC | Split System: Air-Cooled Condensing Unit, Coil with Blower | 4A7A7048A1 |  | *AM7A0C42H31 | 13 | 17 | Yes | Yes | 2015-03-12 |  | 2
FALSE | 4A7A7048A1 | 288 | 5942940 | TRANE | 4TTX8048A1 | AC | Split System: Air-Cooled Condensing Unit, Coil with Blower | 4A7A7048A1 |  | 4TXCB042BC3 | 12 | 15 | Yes | Yes | 2015-03-12 |  | 0
FALSE | 4A7A7048A1 | 288 | 5942939 | TRANE | 4TTX8048A1 | AC | Split System: Air-Cooled Condensing Unit, Coil with Blower | 4A7A7048A1 |  | 4TXCB042BC3 | 12 | 15 | Yes | Yes | 2015-03-12 |  | 0
FALSE | 4A7A7048A1 | 288 | 5942961 | TRANE | 4TTX8048A1 | AC | Split System: Air-Cooled Condensing Unit, Coil with Blower | 4A7A7048A1 |  | 4TXCB048BC3 | 12.5 | 16 | Yes | Yes | 2015-03-12 |  | 1
FALSE | 4A7A7048A1 | 288 | 5942960 | TRANE | 4TTX8048A1 | AC | Split System: Air-Cooled Condensing Unit, Coil with Blower | 4A7A7048A1 |  | 4TXCB048BC3 | 12 | 15.25 | Yes | Yes | 2015-03-12 |  | 0
FALSE | 4A7A7048A1 | 288 | 5942959 | TRANE | 4TTX8048A1 | AC | Split System: Air-Cooled Condensing Unit, Coil with Blower | 4A7A7048A1 |  | 4TXCB048BC3 | 12 | 15.5 | Yes | Yes | 2015-03-12 |  | 0
FALSE | 4A7A7048A1 | 288 | 5942964 | TRANE | 4TTX8048A1 | AC | Split System: Air-Cooled Condensing Unit, Coil with Blower | 4A7A7048A1 |  | 4TXCB048BC3 | 12 | 15.5 | Yes | Yes | 2015-03-12 |  | 0
FALSE | 4A7A7048A1 | 288 | 5942957 | TRANE | 4TTX8048A1 | AC | Split System: Air-Cooled Condensing Unit, Coil with Blower | 4A7A7048A1 |  | 4TXCB048BC3 | 12.5 | 15.75 | Yes | Yes | 2015-03-12 |  | 1
FALSE | 4A7A7048A1 | 288 | 5942956 | TRANE | 4TTX8048A1 | AC | Split System: Air-Cooled Condensing Unit, Coil with Blower | 4A7A7048A1 |  | 4TXCB048BC3 | 12.5 | 15.75 | Yes | Yes | 2015-03-12 |  | 1
FALSE | 4A7A7048A1 | 288 | 5942955 | TRANE | 4TTX8048A1 | AC | Split System: Air-Cooled Condensing Unit, Coil with Blower | 4A7A7048A1 |  | 4TXCB048BC3 | 12.5 | 15.75 | Yes | Yes | 2015-03-12 |  | 1
FALSE | 4A7A7048A1 | 288 | 5942952 | TRANE | 4TTX8048A1 | AC | Split System: Air-Cooled Condensing Unit, Coil with Blower | 4A7A7048A1 |  | 4TXCB048BC3 | 12 | 15.5 | Yes | Yes | 2015-03-12 |  | 0
FALSE | 4A7A7048A1 | 288 | 5943067 | TRANE | 4TTX8048A1 | AC | Split System: Air-Cooled Condensing Unit, Coil with Blower | 4A7A7048A1 |  | 4TXCC060BC3 | 12.5 | 16 | Yes | Yes | 2015-03-12 |  | 1
FALSE | 4A7A7048A1 | 288 | 5943068 | TRANE | 4TTX8048A1 | AC | Split System: Air-Cooled Condensing Unit, Coil with Blower | 4A7A7048A1 |  | 4TXCC060BC3 | 12.5 | 16 | Yes | Yes | 2015-03-12 |  | 1
FALSE | 4A7A7048A1 | 288 | 5943069 | TRANE | 4TTX8048A1 | AC | Split System: Air-Cooled Condensing Unit, Coil with Blower | 4A7A7048A1 |  | 4TXCC060BC3 | 12.5 | 16 | Yes | Yes | 2015-03-12 |  | 1
FALSE | 4A7A7048A1 | 288 | 5943071 | TRANE | 4TTX8048A1 | AC | Split System: Air-Cooled Condensing Unit, Coil with Blower | 4A7A7048A1 |  | 4TXCC060BC3 | 12 | 15 | Yes | Yes | 2015-03-12 |  | 0
FALSE | 4A7A7048A1 | 288 | 5943072 | TRANE | 4TTX8048A1 | AC | Split System: Air-Cooled Condensing Unit, Coil with Blower | 4A7A7048A1 |  | 4TXCC060BC3 | 12 | 15.25 | Yes | Yes | 2015-03-12 |  | 0
FALSE | 4A7A7048A1 | 288 | 5943073 | TRANE | 4TTX8048A1 | AC | Split System: Air-Cooled Condensing Unit, Coil with Blower | 4A7A7048A1 |  | 4TXCC060BC3 | 12 | 15.5 | Yes | Yes | 2015-03-12 |  | 0
FALSE | 4A7A7048A1 | 288 | 5943076 | TRANE | 4TTX8048A1 | AC | Split System: Air-Cooled Condensing Unit, Coil with Blower | 4A7A7048A1 |  | 4TXCC060BC3 | 12.5 | 16 | Yes | Yes | 2015-03-12 |  | 1
FALSE | 4A7A7048A1 | 288 | 5943078 | TRANE | 4TTX8048A1 | AC | Split System: Air-Cooled Condensing Unit, Coil with Blower | 4A7A7048A1 |  | 4TXCC060BC3 | 12.5 | 16 | Yes | Yes | 2015-03-12 |  | 1
FALSE | 4TTR6042B1 | 3680 | 5873893 | TRANE | 4TTR6042B1 | AC | Split System: Air-Cooled Condensing Unit, Coil with Blower | 4TTR6042B1 |  | GAM5B0C48M41 | 13 | 15.75 | Yes | Yes | 2015-03-12 |  | 1
FALSE | 4TTR6049B1 | 3692 | 5873902 | TRANE | 4TTR6049B1 | AC | Split System: Air-Cooled Condensing Unit, Coil with Blower | 4TTR6049B1 |  | GAM5B0C60M51 | 12.5 | 15.25 | Yes | Yes | 2015-03-12 |  | 1
FALSE | 4A7A7048A1 | 288 | 5942936 | TRANE | 4TTX8048A1 | AC | Split System: Air-Cooled Condensing Unit, Coil with Blower | 4A7A7048A1 |  | *AM8B0C60V51+BAYCC24V | 13 | 17.5 | Yes | Yes | 2015-03-12 |  | 2
FALSE | 4A7A7048A1 | 288 | 5943129 | TRANE | 4TTX8048A1 | AC | Split System: Air-Cooled Condensing Unit, Coil with Blower | 4A7A7048A1 |  | 4TXCD063BC3 | 13 | 17.25 | Yes | Yes | 2015-03-12 |  | 2
FALSE | 4A7A7048A1 | 288 | 5943128 | TRANE | 4TTX8048A1 | AC | Split System: Air-Cooled Condensing Unit, Coil with Blower | 4A7A7048A1 |  | 4TXCD063BC3 | 13 | 17 | Yes | Yes | 2015-03-12 |  | 2
FALSE | 4A7A7048A1 | 288 | 5943127 | TRANE | 4TTX8048A1 | AC | Split System: Air-Cooled Condensing Unit, Coil with Blower | 4A7A7048A1 |  | 4TXCD063BC3 | 13 | 17.25 | Yes | Yes | 2015-03-12 |  | 2
FALSE | 4A7A7048A1 | 288 | 5943126 | TRANE | 4TTX8048A1 | AC | Split System: Air-Cooled Condensing Unit, Coil with Blower | 4A7A7048A1 |  | 4TXCD063BC3 | 13 | 17.25 | Yes | Yes | 2015-03-12 |  | 2
FALSE | 4A7A7048A1 | 288 | 5943124 | TRANE | 4TTX8048A1 | AC | Split System: Air-Cooled Condensing Unit, Coil with Blower | 4A7A7048A1 |  | 4TXCD063BC3 | 13 | 17 | Yes | Yes | 2015-03-12 |  | 2
FALSE | 4A7A7048A1 | 288 | 5943120 | TRANE | 4TTX8048A1 | AC | Split System: Air-Cooled Condensing Unit, Coil with Blower | 4A7A7048A1 |  | 4TXCD063BC3 | 13 | 17 | Yes | Yes | 2015-03-12 |  | 2
FALSE | 4A7A7048A1 | 288 | 5943145 | TRANE | 4TTX8048A1 | AC | Split System: Air-Cooled Condensing Unit, Coil with Blower | 4A7A7048A1 |  | 4TXCD063BC3 | 13 | 16.25 | Yes | Yes | 2015-03-12 |  | 2
FALSE | 4A7A7048A1 | 288 | 5943144 | TRANE | 4TTX8048A1 | AC | Split System: Air-Cooled Condensing Unit, Coil with Blower | 4A7A7048A1 |  | 4TXCD063BC3 | 13 | 16.25 | Yes | Yes | 2015-03-12 |  | 2
FALSE | 4TTR6018B1 | 3489 | 5918144 | TRANE | 4TTR6018B1 | AC | Split System: Air-Cooled Condensing Unit, Coil with Blower | 4TTR6018B1 |  | TEM3A0B18S21+TDR | 12.5 | 15 | Yes | Yes | 2015-03-12 |  | 1
FALSE | 4TTR6018B1 | 3489 | 5918145 | TRANE | 4TTR6018B1 | AC | Split System: Air-Cooled Condensing Unit, Coil with Blower | 4TTR6018B1 |  | TEM3A0B24S21+TDR | 12.2 | 14.75 | Yes | Yes | 2015-03-12 |  | 0
FALSE | 4TTR6024B1 | 3503 | 5918146 | TRANE | 4TTR6024B1 | AC | Split System: Air-Cooled Condensing Unit, Coil with Blower | 4TTR6024B1 |  | TEM3A0B24S21+TDR | 12.5 | 15 | Yes | Yes | 2015-03-12 |  | 1
FALSE | 4TTR6042B1 | 3680 | 5918150 | TRANE | 4TTR6042B1 | AC | Split System: Air-Cooled Condensing Unit, Coil with Blower | 4TTR6042B1 |  | TEM3A0C42S41+TDR | 12.2 | 14.5 | Yes | Yes | 2015-03-12 |  | 0
FALSE | 4TTR6042B1 | 3680 | 5918151 | TRANE | 4TTR6042B1 | AC | Split System: Air-Cooled Condensing Unit, Coil with Blower | 4TTR6042B1 |  | TEM3A0C48S41+TDR | 12.2 | 14.5 | Yes | Yes | 2015-03-12 |  | 0
FALSE | 4TTR6049B1 | 3692 | 5918153 | TRANE | 4TTR6049B1 | AC | Split System: Air-Cooled Condensing Unit, Coil with Blower | 4TTR6049B1 |  | TEM3A0C48S41+TDR | 12.2 | 14.5 | Yes | Yes | 2015-03-12 |  | 0
FALSE | 4A7A7048A1 | 288 | 5942963 | TRANE | 4TTX8048A1 | AC | Split System: Air-Cooled Condensing Unit, Coil with Blower | 4A7A7048A1 |  | 4TXCB048BC3 | 12 | 15 | Yes | Yes | 2015-03-12 |  | 0
FALSE | 4A7A7048A1 | 288 | 5942958 | TRANE | 4TTX8048A1 | AC | Split System: Air-Cooled Condensing Unit, Coil with Blower | 4A7A7048A1 |  | 4TXCB048BC3 | 12.5 | 15.5 | Yes | Yes | 2015-03-12 |  | 1
FALSE | 4A7A7048A1 | 288 | 5942965 | TRANE | 4TTX8048A1 | AC | Split System: Air-Cooled Condensing Unit, Coil with Blower | 4A7A7048A1 |  | 4TXCC043BC3 | 12 | 15.5 | Yes | Yes | 2015-03-12 |  | 0
FALSE | 4A7A7048A1 | 288 | 5942994 | TRANE | 4TTX8048A1 | AC | Split System: Air-Cooled Condensing Unit, Coil with Blower | 4A7A7048A1 |  | 4TXCC043BC3 | 12.5 | 15.5 | Yes | Yes | 2015-03-12 |  | 1
FALSE | 4A7A7048A1 | 288 | 5942993 | TRANE | 4TTX8048A1 | AC | Split System: Air-Cooled Condensing Unit, Coil with Blower | 4A7A7048A1 |  | 4TXCC043BC3 | 12 | 14.5 | Yes | Yes | 2015-03-12 |  | 0
FALSE | 4A7A7048A1 | 288 | 5942991 | TRANE | 4TTX8048A1 | AC | Split System: Air-Cooled Condensing Unit, Coil with Blower | 4A7A7048A1 |  | 4TXCC043BC3 | 12 | 15.25 | Yes | Yes | 2015-03-12 |  | 0
FALSE | 4A7A7048A1 | 288 | 5942990 | TRANE | 4TTX8048A1 | AC | Split System: Air-Cooled Condensing Unit, Coil with Blower | 4A7A7048A1 |  | 4TXCC043BC3 | 12 | 15.25 | Yes | Yes | 2015-03-12 |  | 0
FALSE | 4A7A7048A1 | 288 | 5942988 | TRANE | 4TTX8048A1 | AC | Split System: Air-Cooled Condensing Unit, Coil with Blower | 4A7A7048A1 |  | 4TXCC043BC3 | 12 | 14.75 | Yes | Yes | 2015-03-12 |  | 0
FALSE | 4A7A7048A1 | 288 | 5942987 | TRANE | 4TTX8048A1 | AC | Split System: Air-Cooled Condensing Unit, Coil with Blower | 4A7A7048A1 |  | 4TXCC043BC3 | 12 | 15.25 | Yes | Yes | 2015-03-12 |  | 0
TRUE | 4TTB6049A1 | 3691 | 5886595 | TRANE | 4TTB6049A1 | AC | Split System: Air-Cooled Condensing Unit, Coil Alone | 4TTB6049A1 |  | 4TXCD010CC3 | 12 | 14.5 | Yes | Yes | 2015-03-12 |  | 0
FALSE | 4TTR6018B1 | 3489 | 5973619 | TRANE | 4TTR6018B1 | AC | Split System: Air-Cooled Condensing Unit, Coil with Blower | 4TTR6018B1 |  | 4NXCB025AC3 | 12.5 | 15.25 | Yes | Yes | 2015-03-13 |  | 1
FALSE | 4TTR6024B1 | 3503 | 5975624 | TRANE | 4TTR6024B1 | AC | Split System: Air-Cooled Condensing Unit, Coil with Blower | 4TTR6024B1 |  | 4NXCB025AC3 | 13 | 16 | Yes | Yes | 2015-03-13 |  | 2
FALSE | 4TTR6036B1 | 3674 | 5973898 | TRANE | 4TTR6036B1 | AC | Split System: Air-Cooled Condensing Unit, Coil with Blower | 4TTR6036B1 |  | 4NXCB031AC3 | 12.2 | 14.75 | Yes | Yes | 2015-03-13 |  | 0
FALSE | 4TTR6036B1 | 3674 | 5975840 | TRANE | 4TTR6036B1 | AC | Split System: Air-Cooled Condensing Unit, Coil with Blower | 4TTR6036B1 |  | 4NXCB031AC3 | 12.2 | 14.75 | Yes | Yes | 2015-03-13 |  | 0
FALSE | 4TTR6036B1 | 3674 | 5975838 | TRANE | 4TTR6036B1 | AC | Split System: Air-Cooled Condensing Unit, Coil with Blower | 4TTR6036B1 |  | 4NXCB031AC3 | 12.2 | 14.75 | Yes | Yes | 2015-03-13 |  | 0
FALSE | 4TTR6036B1 | 3674 | 5975834 | TRANE | 4TTR6036B1 | AC | Split System: Air-Cooled Condensing Unit, Coil with Blower | 4TTR6036B1 |  | 4NXCB031AC3 | 12.2 | 14.75 | Yes | Yes | 2015-03-13 |  | 0
FALSE | 4TTR6036B1 | 3674 | 5975831 | TRANE | 4TTR6036B1 | AC | Split System: Air-Cooled Condensing Unit, Coil with Blower | 4TTR6036B1 |  | 4NXCB031AC3 | 12.5 | 15 | Yes | Yes | 2015-03-13 |  | 1
FALSE | 4TTR6036B1 | 3674 | 5975833 | TRANE | 4TTR6036B1 | AC | Split System: Air-Cooled Condensing Unit, Coil with Blower | 4TTR6036B1 |  | 4NXCB031AC3 | 12.2 | 14.75 | Yes | Yes | 2015-03-13 |  | 0
FALSE | 4TTR6036B1 | 3674 | 5975882 | TRANE | 4TTR6036B1 | AC | Split System: Air-Cooled Condensing Unit, Coil with Blower | 4TTR6036B1 |  | 4NXCB031AC3 | 12.5 | 15 | Yes | Yes | 2015-03-13 |  | 1
FALSE | 4TTR6036B1 | 3674 | 5975885 | TRANE | 4TTR6036B1 | AC | Split System: Air-Cooled Condensing Unit, Coil with Blower | 4TTR6036B1 |  | 4NXCB031AC3 | 12.2 | 14.5 | Yes | Yes | 2015-03-13 |  | 0
FALSE | 4TTR6036B1 | 3674 | 5973934 | TRANE | 4TTR6036B1 | AC | Split System: Air-Cooled Condensing Unit, Coil with Blower | 4TTR6036B1 |  | 4NXCB031AC3 | 12.2 | 14.5 | Yes | Yes | 2015-03-13 |  | 0
FALSE | 4TTR6049B1 | 3692 | 5977712 | TRANE | 4TTR6049B1 | AC | Split System: Air-Cooled Condensing Unit, Coil with Blower | 4TTR6049B1 |  | 4NXCD063BC3 | 12.5 | 15.5 | Yes | Yes | 2015-03-13 |  | 1
FALSE | 4TTX6024H1 | 3520 | 5975277 | TRANE | 4TTX6024H1 | AC | Split System: Air-Cooled Condensing Unit, Coil with Blower | 4TTX6024H1 |  | 4NXCB036AC3 | 13 | 16 | Yes | Yes | 2015-03-13 |  | 2
FALSE | 4TTX6024H1 | 3520 | 5975279 | TRANE | 4TTX6024H1 | AC | Split System: Air-Cooled Condensing Unit, Coil with Blower | 4TTX6024H1 |  | 4NXCB036AC3 | 13 | 16 | Yes | Yes | 2015-03-13 |  | 2
FALSE | 4TTX6024H1 | 3520 | 5975283 | TRANE | 4TTX6024H1 | AC | Split System: Air-Cooled Condensing Unit, Coil with Blower | 4TTX6024H1 |  | 4NXCB036AC3 | 13 | 16 | Yes | Yes | 2015-03-13 |  | 2
FALSE | 4TTX6024H1 | 3520 | 5975285 | TRANE | 4TTX6024H1 | AC | Split System: Air-Cooled Condensing Unit, Coil with Blower | 4TTX6024H1 |  | 4NXCB036AC3 | 12.75 | 15.75 | Yes | Yes | 2015-03-13 |  | 1
FALSE | 4TTX6024H1 | 3520 | 5975287 | TRANE | 4TTX6024H1 | AC | Split System: Air-Cooled Condensing Unit, Coil with Blower | 4TTX6024H1 |  | 4NXCB036AC3 | 12.75 | 15.75 | Yes | Yes | 2015-03-13 |  | 1
FALSE | 4TTX6024H1 | 3520 | 5975291 | TRANE | 4TTX6024H1 | AC | Split System: Air-Cooled Condensing Unit, Coil with Blower | 4TTX6024H1 |  | 4NXCB036AC3 | 13 | 16 | Yes | Yes | 2015-03-13 |  | 2
FALSE | 4TTX6024H1 | 3520 | 5975293 | TRANE | 4TTX6024H1 | AC | Split System: Air-Cooled Condensing Unit, Coil with Blower | 4TTX6024H1 |  | 4NXCB036AC3 | 13 | 16 | Yes | Yes | 2015-03-13 |  | 2
FALSE | 4TTR6024B1 | 3503 | 5975665 | TRANE | 4TTR6024B1 | AC | Split System: Air-Cooled Condensing Unit, Coil with Blower | 4TTR6024B1 |  | 4NXCB032AC3 | 12.5 | 15.75 | Yes | Yes | 2015-03-13 |  | 1
FALSE | 4TTR6024B1 | 3503 | 5973673 | TRANE | 4TTR6024B1 | AC | Split System: Air-Cooled Condensing Unit, Coil with Blower | 4TTR6024B1 |  | 4NXCB032AC3 | 12.5 | 15.75 | Yes | Yes | 2015-03-13 |  | 1
FALSE | 4TTR6036B1 | 3674 | 5975873 | TRANE | 4TTR6036B1 | AC | Split System: Air-Cooled Condensing Unit, Coil with Blower | 4TTR6036B1 |  | 4NXCB031AC3 | 12.5 | 15 | Yes | Yes | 2015-03-13 |  | 1
FALSE | 4TTR6036B1 | 3674 | 5975871 | TRANE | 4TTR6036B1 | AC | Split System: Air-Cooled Condensing Unit, Coil with Blower | 4TTR6036B1 |  | 4NXCB031AC3 | 12.5 | 15 | Yes | Yes | 2015-03-13 |  | 1
FALSE | 4TTR6036B1 | 3674 | 5975866 | TRANE | 4TTR6036B1 | AC | Split System: Air-Cooled Condensing Unit, Coil with Blower | 4TTR6036B1 |  | 4NXCB031AC3 | 12.2 | 14.5 | Yes | Yes | 2015-03-13 |  | 0
FALSE | 4TTR6036B1 | 3674 | 5973923 | TRANE | 4TTR6036B1 | AC | Split System: Air-Cooled Condensing Unit, Coil with Blower | 4TTR6036B1 |  | 4NXCB031AC3 | 12.2 | 14.5 | Yes | Yes | 2015-03-13 |  | 0
FALSE | 4TTR6036B1 | 3674 | 5973921 | TRANE | 4TTR6036B1 | AC | Split System: Air-Cooled Condensing Unit, Coil with Blower | 4TTR6036B1 |  | 4NXCB031AC3 | 12.2 | 14.5 | Yes | Yes | 2015-03-13 |  | 0
FALSE | 4TTR6036B1 | 3674 | 5975863 | TRANE | 4TTR6036B1 | AC | Split System: Air-Cooled Condensing Unit, Coil with Blower | 4TTR6036B1 |  | 4NXCB031AC3 | 12.2 | 14.5 | Yes | Yes | 2015-03-13 |  | 0
FALSE | 4TTR6036B1 | 3674 | 5973919 | TRANE | 4TTR6036B1 | AC | Split System: Air-Cooled Condensing Unit, Coil with Blower | 4TTR6036B1 |  | 4NXCB031AC3 | 12.2 | 14.5 | Yes | Yes | 2015-03-13 |  | 0
FALSE | 4TTR6036B1 | 3674 | 5973914 | TRANE | 4TTR6036B1 | AC | Split System: Air-Cooled Condensing Unit, Coil with Blower | 4TTR6036B1 |  | 4NXCB031AC3 | 12.2 | 14.75 | Yes | Yes | 2015-03-13 |  | 0
FALSE | 4TTR6036B1 | 3674 | 5975859 | TRANE | 4TTR6036B1 | AC | Split System: Air-Cooled Condensing Unit, Coil with Blower | 4TTR6036B1 |  | 4NXCB031AC3 | 12.2 | 14.75 | Yes | Yes | 2015-03-13 |  | 0
FALSE | 4TTR6036B1 | 3674 | 5973913 | TRANE | 4TTR6036B1 | AC | Split System: Air-Cooled Condensing Unit, Coil with Blower | 4TTR6036B1 |  | 4NXCB031AC3 | 12.5 | 15 | Yes | Yes | 2015-03-13 |  | 1
FALSE | 4TTR6036B1 | 3674 | 5975843 | TRANE | 4TTR6036B1 | AC | Split System: Air-Cooled Condensing Unit, Coil with Blower | 4TTR6036B1 |  | 4NXCB031AC3 | 12.5 | 15 | Yes | Yes | 2015-03-13 |  | 1
FALSE | 4TTR6036B1 | 3674 | 5973996 | TRANE | 4TTR6036B1 | AC | Split System: Air-Cooled Condensing Unit, Coil with Blower | 4TTR6036B1 |  | 4NXCB036AC3 | 12.5 | 15 | Yes | Yes | 2015-03-13 |  | 1
FALSE | 4TTR6036B1 | 3674 | 5973992 | TRANE | 4TTR6036B1 | AC | Split System: Air-Cooled Condensing Unit, Coil with Blower | 4TTR6036B1 |  | 4NXCB036AC3 | 12.2 | 14.75 | Yes | Yes | 2015-03-13 |  | 0
FALSE | 4TTR6036B1 | 3674 | 5975937 | TRANE | 4TTR6036B1 | AC | Split System: Air-Cooled Condensing Unit, Coil with Blower | 4TTR6036B1 |  | 4NXCB036AC3 | 12.5 | 15.5 | Yes | Yes | 2015-03-13 |  | 1
FALSE | 4TTR6036B1 | 3674 | 5975934 | TRANE | 4TTR6036B1 | AC | Split System: Air-Cooled Condensing Unit, Coil with Blower | 4TTR6036B1 |  | 4NXCB036AC3 | 12.5 | 15.5 | Yes | Yes | 2015-03-13 |  | 1
FALSE | 4TTR6036B1 | 3674 | 5975930 | TRANE | 4TTR6036B1 | AC | Split System: Air-Cooled Condensing Unit, Coil with Blower | 4TTR6036B1 |  | 4NXCB036AC3 | 12.5 | 15 | Yes | Yes | 2015-03-13 |  | 1
FALSE | 4TTR6036B1 | 3674 | 5973989 | TRANE | 4TTR6036B1 | AC | Split System: Air-Cooled Condensing Unit, Coil with Blower | 4TTR6036B1 |  | 4NXCB036AC3 | 12.5 | 15.25 | Yes | Yes | 2015-03-13 |  | 1
FALSE | 4TTR6036B1 | 3674 | 5975929 | TRANE | 4TTR6036B1 | AC | Split System: Air-Cooled Condensing Unit, Coil with Blower | 4TTR6036B1 |  | 4NXCB036AC3 | 12.5 | 15 | Yes | Yes | 2015-03-13 |  | 1
FALSE | 4TTR6036B1 | 3674 | 5975926 | TRANE | 4TTR6036B1 | AC | Split System: Air-Cooled Condensing Unit, Coil with Blower | 4TTR6036B1 |  | 4NXCB036AC3 | 12.5 | 15.25 | Yes | Yes | 2015-03-13 |  | 1
FALSE | 4TTR6036B1 | 3674 | 5975924 | TRANE | 4TTR6036B1 | AC | Split System: Air-Cooled Condensing Unit, Coil with Blower | 4TTR6036B1 |  | 4NXCB036AC3 | 12.5 | 15.5 | Yes | Yes | 2015-03-13 |  | 1
FALSE | 4TTR6036B1 | 3674 | 5975922 | TRANE | 4TTR6036B1 | AC | Split System: Air-Cooled Condensing Unit, Coil with Blower | 4TTR6036B1 |  | 4NXCB036AC3 | 12.5 | 15.5 | Yes | Yes | 2015-03-13 |  | 1
FALSE | 4TTX6030H1 | 3530 | 5975329 | TRANE | 4TTX6030H1 | AC | Split System: Air-Cooled Condensing Unit, Coil with Blower | 4TTX6030H1 |  | 4NXCB031AC3 | 12.5 | 14.75 | Yes | Yes | 2015-03-13 |  | 0
FALSE | 4TTX6036H1 | 3598 | 5975708 | TRANE | 4TTX6036H1 | AC | Split System: Air-Cooled Condensing Unit, Coil with Blower | 4TTX6036H1 |  | 4NXCB031AC3 | 12.2 | 14.5 | Yes | Yes | 2015-03-13 |  | 0
FALSE | 4TTX6036H1 | 3598 | 5975713 | TRANE | 4TTX6036H1 | AC | Split System: Air-Cooled Condensing Unit, Coil with Blower | 4TTX6036H1 |  | 4NXCB031AC3 | 12.2 | 14.5 | Yes | Yes | 2015-03-13 |  | 0
FALSE | 4TTX6036H1 | 3598 | 5975749 | TRANE | 4TTX6036H1 | AC | Split System: Air-Cooled Condensing Unit, Coil with Blower | 4TTX6036H1 |  | 4NXCB031AC3 | 12.2 | 14.5 | Yes | Yes | 2015-03-13 |  | 0
FALSE | 4TTX6036H1 | 3598 | 5975752 | TRANE | 4TTX6036H1 | AC | Split System: Air-Cooled Condensing Unit, Coil with Blower | 4TTX6036H1 |  | 4NXCB031AC3 | 12.2 | 14.5 | Yes | Yes | 2015-03-13 |  | 0
FALSE | 4TTX6036H1 | 3598 | 5975754 | TRANE | 4TTX6036H1 | AC | Split System: Air-Cooled Condensing Unit, Coil with Blower | 4TTX6036H1 |  | 4NXCB031AC3 | 12.2 | 14.5 | Yes | Yes | 2015-03-13 |  | 0
FALSE | 4TTX6036H1 | 3598 | 5975756 | TRANE | 4TTX6036H1 | AC | Split System: Air-Cooled Condensing Unit, Coil with Blower | 4TTX6036H1 |  | 4NXCB031AC3 | 12.2 | 14.5 | Yes | Yes | 2015-03-13 |  | 0
FALSE | 4TTX6036H1 | 3598 | 5975761 | TRANE | 4TTX6036H1 | AC | Split System: Air-Cooled Condensing Unit, Coil with Blower | 4TTX6036H1 |  | 4NXCB031AC3 | 12.2 | 14.5 | Yes | Yes | 2015-03-13 |  | 0
FALSE | 4TTX6036H1 | 3598 | 5975766 | TRANE | 4TTX6036H1 | AC | Split System: Air-Cooled Condensing Unit, Coil with Blower | 4TTX6036H1 |  | 4NXCB031AC3 | 12.2 | 14.5 | Yes | Yes | 2015-03-13 |  | 0
FALSE | 4TTR6030B1 | 3522 | 5975722 | TRANE | 4TTR6030B1 | AC | Split System: Air-Cooled Condensing Unit, Coil with Blower | 4TTR6030B1 |  | 4NXCB031AC3 | 12.5 | 15.25 | Yes | Yes | 2015-03-13 |  | 1
FALSE | 4TTR6036B1 | 3674 | 5975901 | TRANE | 4TTR6036B1 | AC | Split System: Air-Cooled Condensing Unit, Coil with Blower | 4TTR6036B1 |  | 4NXCB036AC3 | 12.2 | 14.75 | Yes | Yes | 2015-03-13 |  | 0
FALSE | 4TTR6036B1 | 3674 | 5975946 | TRANE | 4TTR6036B1 | AC | Split System: Air-Cooled Condensing Unit, Coil with Blower | 4TTR6036B1 |  | 4NXCB036AC3 | 12.5 | 15 | Yes | Yes | 2015-03-13 |  | 1
FALSE | 4TTR6036B1 | 3674 | 5975945 | TRANE | 4TTR6036B1 | AC | Split System: Air-Cooled Condensing Unit, Coil with Blower | 4TTR6036B1 |  | 4NXCB036AC3 | 12.5 | 15.5 | Yes | Yes | 2015-03-13 |  | 1
FALSE | 4TTR6036B1 | 3674 | 5973979 | TRANE | 4TTR6036B1 | AC | Split System: Air-Cooled Condensing Unit, Coil with Blower | 4TTR6036B1 |  | 4NXCB036AC3 | 12.5 | 15 | Yes | Yes | 2015-03-13 |  | 1
FALSE | 4TTR6036B1 | 3674 | 5973977 | TRANE | 4TTR6036B1 | AC | Split System: Air-Cooled Condensing Unit, Coil with Blower | 4TTR6036B1 |  | 4NXCB036AC3 | 12.5 | 15 | Yes | Yes | 2015-03-13 |  | 1
FALSE | 4TTR6036B1 | 3674 | 5973975 | TRANE | 4TTR6036B1 | AC | Split System: Air-Cooled Condensing Unit, Coil with Blower | 4TTR6036B1 |  | 4NXCB036AC3 | 12.5 | 15 | Yes | Yes | 2015-03-13 |  | 1
FALSE | 4TTR6036B1 | 3674 | 5975918 | TRANE | 4TTR6036B1 | AC | Split System: Air-Cooled Condensing Unit, Coil with Blower | 4TTR6036B1 |  | 4NXCB036AC3 | 12.5 | 15.25 | Yes | Yes | 2015-03-13 |  | 1
FALSE | 4TTX6018H1 | 3491 | 5976037 | TRANE | 4TTX6018H1 | AC | Split System: Air-Cooled Condensing Unit, Coil with Blower | 4TTX6018H1 |  | 4NXCB025AC3 | 13 | 16 | Yes | Yes | 2015-03-13 |  | 2
FALSE | 4TTX6018H1 | 3491 | 5975035 | TRANE | 4TTX6018H1 | AC | Split System: Air-Cooled Condensing Unit, Coil with Blower | 4TTX6018H1 |  | 4NXCB025AC3 | 13 | 16 | Yes | Yes | 2015-03-13 |  | 2
FALSE | 4TTX6018H1 | 3491 | 5975039 | TRANE | 4TTX6018H1 | AC | Split System: Air-Cooled Condensing Unit, Coil with Blower | 4TTX6018H1 |  | 4NXCB025AC3 | 13 | 16 | Yes | Yes | 2015-03-13 |  | 2
FALSE | 4TTX6018H1 | 3491 | 5975043 | TRANE | 4TTX6018H1 | AC | Split System: Air-Cooled Condensing Unit, Coil with Blower | 4TTX6018H1 |  | 4NXCB025AC3 | 13 | 16 | Yes | Yes | 2015-03-13 |  | 2
FALSE | 4TTX6018H1 | 3491 | 5975060 | TRANE | 4TTX6018H1 | AC | Split System: Air-Cooled Condensing Unit, Coil with Blower | 4TTX6018H1 |  | 4NXCB025AC3 | 13 | 16 | Yes | Yes | 2015-03-13 |  | 2
FALSE | 4TTX6018H1 | 3491 | 5975047 | TRANE | 4TTX6018H1 | AC | Split System: Air-Cooled Condensing Unit, Coil with Blower | 4TTX6018H1 |  | 4NXCB025AC3 | 13 | 16 | Yes | Yes | 2015-03-13 |  | 2
FALSE | 4TTR6042B1 | 3680 | 5974027 | TRANE | 4TTR6042B1 | AC | Split System: Air-Cooled Condensing Unit, Coil with Blower | 4TTR6042B1 |  | 4NXCB036AC3 | 12.2 | 14.5 | Yes | Yes | 2015-03-13 |  | 0
FALSE | 4TTR6042B1 | 3680 | 5974029 | TRANE | 4TTR6042B1 | AC | Split System: Air-Cooled Condensing Unit, Coil with Blower | 4TTR6042B1 |  | 4NXCB036AC3 | 12.2 | 14.5 | Yes | Yes | 2015-03-13 |  | 0
FALSE | 4TTR6042B1 | 3680 | 5974033 | TRANE | 4TTR6042B1 | AC | Split System: Air-Cooled Condensing Unit, Coil with Blower | 4TTR6042B1 |  | 4NXCB036AC3 | 12.2 | 14.5 | Yes | Yes | 2015-03-13 |  | 0
FALSE | 4TTR6042B1 | 3680 | 5974034 | TRANE | 4TTR6042B1 | AC | Split System: Air-Cooled Condensing Unit, Coil with Blower | 4TTR6042B1 |  | 4NXCB036AC3 | 12.2 | 14.5 | Yes | Yes | 2015-03-13 |  | 0
FALSE | 4TTR6042B1 | 3680 | 5974036 | TRANE | 4TTR6042B1 | AC | Split System: Air-Cooled Condensing Unit, Coil with Blower | 4TTR6042B1 |  | 4NXCB036AC3 | 12.2 | 14.5 | Yes | Yes | 2015-03-13 |  | 0
FALSE | 4TTR6042B1 | 3680 | 5975991 | TRANE | 4TTR6042B1 | AC | Split System: Air-Cooled Condensing Unit, Coil with Blower | 4TTR6042B1 |  | 4NXCB036AC3 | 12.2 | 14.5 | Yes | Yes | 2015-03-13 |  | 0
FALSE | 4TTR6042B1 | 3680 | 5975955 | TRANE | 4TTR6042B1 | AC | Split System: Air-Cooled Condensing Unit, Coil with Blower | 4TTR6042B1 |  | 4NXCB036AC3 | 12.5 | 15 | Yes | Yes | 2015-03-13 |  | 1
FALSE | 4TTR6042B1 | 3680 | 5975956 | TRANE | 4TTR6042B1 | AC | Split System: Air-Cooled Condensing Unit, Coil with Blower | 4TTR6042B1 |  | 4NXCB036AC3 | 12.5 | 15 | Yes | Yes | 2015-03-13 |  | 1
FALSE | 4TTR6042B1 | 3680 | 5975959 | TRANE | 4TTR6042B1 | AC | Split System: Air-Cooled Condensing Unit, Coil with Blower | 4TTR6042B1 |  | 4NXCB036AC3 | 12.5 | 15.25 | Yes | Yes | 2015-03-13 |  | 1
FALSE | 4TTR6042B1 | 3680 | 5975961 | TRANE | 4TTR6042B1 | AC | Split System: Air-Cooled Condensing Unit, Coil with Blower | 4TTR6042B1 |  | 4NXCB036AC3 | 12.5 | 15.25 | Yes | Yes | 2015-03-13 |  | 1
FALSE | 4TTR6042B1 | 3680 | 5975962 | TRANE | 4TTR6042B1 | AC | Split System: Air-Cooled Condensing Unit, Coil with Blower | 4TTR6042B1 |  | 4NXCB036AC3 | 12.5 | 15.25 | Yes | Yes | 2015-03-13 |  | 1
FALSE | 4TTX6030H1 | 3530 | 5975507 | TRANE | 4TTX6030H1 | AC | Split System: Air-Cooled Condensing Unit, Coil with Blower | 4TTX6030H1 |  | 4NXCB032AC3 | 12.75 | 15.75 | Yes | Yes | 2015-03-13 |  | 1
FALSE | 4TTX6030H1 | 3530 | 5975515 | TRANE | 4TTX6030H1 | AC | Split System: Air-Cooled Condensing Unit, Coil with Blower | 4TTX6030H1 |  | 4NXCB032AC3 | 12.5 | 15.25 | Yes | Yes | 2015-03-13 |  | 1
FALSE | 4TTX6030H1 | 3530 | 5975517 | TRANE | 4TTX6030H1 | AC | Split System: Air-Cooled Condensing Unit, Coil with Blower | 4TTX6030H1 |  | 4NXCB032AC3 | 12.5 | 15 | Yes | Yes | 2015-03-13 |  | 1
FALSE | 4TTR6030B1 | 3522 | 5973765 | TRANE | 4TTR6030B1 | AC | Split System: Air-Cooled Condensing Unit, Coil with Blower | 4TTR6030B1 |  | 4NXCB032AC3 | 12.5 | 15.5 | Yes | Yes | 2015-03-13 |  | 1
FALSE | 4TTR6030B1 | 3522 | 5973766 | TRANE | 4TTR6030B1 | AC | Split System: Air-Cooled Condensing Unit, Coil with Blower | 4TTR6030B1 |  | 4NXCB032AC3 | 12.5 | 15.5 | Yes | Yes | 2015-03-13 |  | 1
FALSE | 4TTR6030B1 | 3522 | 5973773 | TRANE | 4TTR6030B1 | AC | Split System: Air-Cooled Condensing Unit, Coil with Blower | 4TTR6030B1 |  | 4NXCB032AC3 | 12.5 | 15.75 | Yes | Yes | 2015-03-13 |  | 1
FALSE | 4TTR6042B1 | 3680 | 5975964 | TRANE | 4TTR6042B1 | AC | Split System: Air-Cooled Condensing Unit, Coil with Blower | 4TTR6042B1 |  | 4NXCB036AC3 | 12.5 | 15.25 | Yes | Yes | 2015-03-13 |  | 1
FALSE | 4TTR6042B1 | 3680 | 5974041 | TRANE | 4TTR6042B1 | AC | Split System: Air-Cooled Condensing Unit, Coil with Blower | 4TTR6042B1 |  | 4NXCB036AC3 | 12.5 | 15.25 | Yes | Yes | 2015-03-13 |  | 1
FALSE | 4TTR6042B1 | 3680 | 5975966 | TRANE | 4TTR6042B1 | AC | Split System: Air-Cooled Condensing Unit, Coil with Blower | 4TTR6042B1 |  | 4NXCB036AC3 | 12.5 | 15.25 | Yes | Yes | 2015-03-13 |  | 1
FALSE | 4TTX6030H1 | 3530 | 5975479 | TRANE | 4TTX6030H1 | AC | Split System: Air-Cooled Condensing Unit, Coil with Blower | 4TTX6030H1 |  | 4NXCB032AC3 | 12.5 | 15 | Yes | Yes | 2015-03-13 |  | 1